## Lapas1
TECHNINĖ SPECIFIKACIJA IR PASIŪLYMO FORMA
| PIRKIMO PAVADINIMAS: | Reagentų ir smulkios laboratorinės įrangos bei priemonių pirkimas
| PIRKIMO DALIS (neskirstoma) | 50
| TIEKĖJO PAVADINIMAS: | UAB Linea libera, Akademijos g. 2, LT-08412 Vilnius, įmonės kodas 122145775 , PVM LT221457716
| BENDRIEJI REIKALAVIMAI: | Būtina siūlyti visas prekes ir pateikti kiekvienos prekės įkainį. Jeigu tiekėjas prie kurios nors prekės neįrašo kainos, laikoma, kad jis ją siūlo už 0,00 Eur. Jeigu tiekėjas dėl kitokių priežasčių išbraukia iš sąrašo prekės pavadinimą - tiekėjo pasiūlymas tai daliai atmetamas
SUBTIEKĖJAS
Prekės kodas kataloge/ Product Code by Catalog | Reikalaujami techniniai/parametraiProduct Descripton | Pakuotė/Package | Kiekis/ Quantity | Kaina kiekiui (4 stulpelis), Eur be PVM/ Price for Quantity (column 4) without VAT | Gamintojo pavadinimas/ Manufacturer (Producer) | Gamintojo suteiktas prekės kodas /Manufacturer's (Producer's) product Code | Nuoroda į išsamų prekės aprašymą arba gamintojo svetainę /Link to detailed product specification or manufacturer's website
4114-0038 | VENTED CLOSURE,STERILE,38/430 CASE OF 12 | Pakuotė | 1 | 32 | Thermo Fisher Scientific | 4114-0038 | https://www.thermofisher.com/order/catalog/product/4114-0038
4114-0045 | VENTED CLOSURE,STERILE,45-430 CASE OF 12 | Pakuotė | 1 | 38 | Thermo Fisher Scientific | 4114-0045 | https://www.thermofisher.com/order/catalog/product/4114-0045
145380 | NUNCLON VITA 6 WELL MULTIDISH CASE OF 4 | Pakuotė | 1 | 43 | Thermo Fisher Scientific | 145380 | https://www.thermofisher.com/order/catalog/product/145380
170366N | 5 ML PIPETTE, PLASTIC FILM CASE OF 200 | Pakuotė | 1 | 53 | Thermo Fisher Scientific | 170366N | https://www.thermofisher.com/order/catalog/product/170366N
170355N | 5 ML PIPETTE, PAPER PEEL CASE OF 200 | Pakuotė | 1 | 57 | Thermo Fisher Scientific | 170355N | https://www.thermofisher.com/order/catalog/product/170355N
170366 | 5ML PIPETTE INDIV WRAPPED PLASTIC | Pakuotė | 1 | 64 | Thermo Fisher Scientific | 170366 | https://www.thermofisher.com/order/catalog/product/170366
170367N | 10 ML PIPETTE, PLASTIC FILM CASE OF 200 | Pakuotė | 1 | 67 | Thermo Fisher Scientific | 170367N | https://www.thermofisher.com/order/catalog/product/170367N
170355 | 5ML PIPETTE INDIV WRAPPD PAPER /PLASTIC | Pakuotė | 1 | 69 | Thermo Fisher Scientific | 170355 | https://www.thermofisher.com/order/catalog/product/170355
170356N | 10 ML PIPETTE, PAPER PEEL CASE OF 200 | Pakuotė | 1 | 73 | Thermo Fisher Scientific | 170356N | https://www.thermofisher.com/order/catalog/product/170356N
170372N | 2 ML PIPETTE, BULK PACK CASE OF 500 | Pakuotė | 1 | 76 | Thermo Fisher Scientific | 170372N | https://www.thermofisher.com/order/catalog/product/170372N
141086 | ASSEMBLED MD12 DEMO-NO INSERTS CASE OF 4 | Pakuotė | 1 | 77 | Thermo Fisher Scientific | 141086 | https://www.thermofisher.com/order/catalog/product/141086
157527 | MTFILTER CAP FOR T75 EASY FLASK | Pakuotė | 1 | 77 | Thermo Fisher Scientific | 157527 | https://www.thermofisher.com/order/catalog/product/157527
170360 | 5ML SHORTIE PIPETTE INDIV.WRAP PLAS/PAPR | Pakuotė | 1 | 77 | Thermo Fisher Scientific | 170360 | https://www.thermofisher.com/order/catalog/product/170360
141008 | ASSEMBLED MD24 DEMO-NO INSERTS CASE OF 4 | Pakuotė | 1 | 79 | Thermo Fisher Scientific | 141008 | https://www.thermofisher.com/order/catalog/product/141008
170367 | 10ML PIPETTE INDIV WRAPPED PLASTIC | Pakuotė | 1 | 81 | Thermo Fisher Scientific | 170367 | https://www.thermofisher.com/order/catalog/product/170367
170365N | 2 ML PIPETTE, PLASTIC FILM CASE OF 500 | Pakuotė | 1 | 86 | Thermo Fisher Scientific | 170365N | https://www.thermofisher.com/order/catalog/product/170365N
170356 | 10ML PIPETTE INDIV WRAPD PAPER /PLASTIC | Pakuotė | 1 | 88 | Thermo Fisher Scientific | 170356 | https://www.thermofisher.com/order/catalog/product/170356
4112-1000 | STERIL DISPO FLASK, 1L, PETG CASE OF 6 | Pakuotė | 1 | 90 | Thermo Fisher Scientific | 4112-1000 | https://www.thermofisher.com/order/catalog/product/4112-1000
170372 | 2ML SEROLOGICAL PIPETTE, BULK PACKED | Pakuotė | 1 | 91 | Thermo Fisher Scientific | 170372 | https://www.thermofisher.com/order/catalog/product/170372
4113-1000 | STRL DISPO BFLD FLASK 1L, PETG CASE OF 6 | Pakuotė | 1 | 92 | Thermo Fisher Scientific | 4113-1000 | https://www.thermofisher.com/order/catalog/product/4113-1000
170361 | 10ML SHORTIE PIPETTE INDIV.WRP PLAS/PAPR | Pakuotė | 1 | 93 | Thermo Fisher Scientific | 170361 | https://www.thermofisher.com/order/catalog/product/170361
4112-2000 | STERILE DISPO FLASK 2L, PETG CASE OF 4 | Pakuotė | 1 | 94 | Thermo Fisher Scientific | 4112-2000 | https://www.thermofisher.com/order/catalog/product/4112-2000
4113-2000 | STRL DISPO BFLD FLSK 2L, PETG CASE OF 4 | Pakuotė | 1 | 97 | Thermo Fisher Scientific | 4113-2000 | https://www.thermofisher.com/order/catalog/product/4113-2000
4115-2000 | STRL DISP FLSK 2000, VENT CASE OF 4 | Pakuotė | 1 | 99 | Thermo Fisher Scientific | 4115-2000 | https://www.thermofisher.com/order/catalog/product/4115-2000
4116-2000 | STRL DISP BFLD FLSK 2000, VENT CASE OF 4 | Pakuotė | 1 | 100 | Thermo Fisher Scientific | 4116-2000 | https://www.thermofisher.com/order/catalog/product/4116-2000
4115-1000 | STRL DISP FLSK 1000, VENT CASE OF 6 | Pakuotė | 1 | 101 | Thermo Fisher Scientific | 4115-1000 | https://www.thermofisher.com/order/catalog/product/4115-1000
147074 | VENT CAP FOR NUNCLON FLASK EACH | Pakuotė | 1 | 101 | Thermo Fisher Scientific | 147074 | https://www.thermofisher.com/order/catalog/product/147074
151152 | SOLID CAP FOR T25 FLASKS Case of 100 | Pakuotė | 1 | 102 | Thermo Fisher Scientific | 151152 | https://www.thermofisher.com/order/catalog/product/151152
4116-1000 | STRL DISP BFLD FLSK 1000, VENT CASE OF 6 | Pakuotė | 1 | 102 | Thermo Fisher Scientific | 4116-1000 | https://www.thermofisher.com/order/catalog/product/4116-1000
170354N | 2 ML PIPETTE, PAPER PEEL CASE OF 500 | Pakuotė | 1 | 103 | Thermo Fisher Scientific | 170354N | https://www.thermofisher.com/order/catalog/product/170354N
170365 | 2ML PIPETTE INDIV WRAPPED PLASTIC | Pakuotė | 1 | 104 | Thermo Fisher Scientific | 170365 | https://www.thermofisher.com/order/catalog/product/170365
374179 | 200ML CONICAL TUBE EACH | Pakuotė | 1 | 107 | Thermo Fisher Scientific | 374179 | https://www.thermofisher.com/order/catalog/product/374179
171080 | COVERGLASS,16 WELL CHMBR SLIDE CASE OF 96 | Pakuotė | 1 | 108 | Thermo Fisher Scientific | 171080 | https://www.thermofisher.com/order/catalog/product/171080
269620 | F96 WELL BACTI PLATE NS CASE OF 60 | Pakuotė | 1 | 112 | Thermo Fisher Scientific | 269620 | https://www.thermofisher.com/order/catalog/product/269620
262162 | U96 WELL BACTI PLATE CASE OF 50 | Pakuotė | 1 | 113 | Thermo Fisher Scientific | 262162 | https://www.thermofisher.com/order/catalog/product/262162
133001 | V/S EASY CAP 175 CM2 CASE OF 100 | Pakuotė | 1 | 114 | Thermo Fisher Scientific | 133001 | https://www.thermofisher.com/order/catalog/product/133001
158892 | VENT/CLOSE CAP FOR T25 EASY EACH | Pakuotė | 1 | 114 | Thermo Fisher Scientific | 158892 | https://www.thermofisher.com/order/catalog/product/158892
144458 | VENT/CLOSE CAP FOR T75 CASE OF 100 | Pakuotė | 1 | 116 | Thermo Fisher Scientific | 144458 | https://www.thermofisher.com/order/catalog/product/144458
170368N | 25 ML PIPETTE, PLASTIC FILM CASE OF 200 | Pakuotė | 1 | 119 | Thermo Fisher Scientific | 170368N | https://www.thermofisher.com/order/catalog/product/170368N
170375N | 25 ML PIPETTE, BULK PACK CASE OF 200 | Pakuotė | 1 | 119 | Thermo Fisher Scientific | 170375N | https://www.thermofisher.com/order/catalog/product/170375N
147104 | FILTER CAP FOR NUNCLON FLASK EACH | Pakuotė | 1 | 119 | Thermo Fisher Scientific | 147104 | https://www.thermofisher.com/order/catalog/product/147104
267576 | 96 EDGE NON TREATED SI W/O LID CASE OF 50 | Pakuotė | 1 | 120 | Thermo Fisher Scientific | 267576 | https://www.thermofisher.com/order/catalog/product/267576
170357N | 25 ML PIPETTE, PAPER PEEL CASE OF 200 | Pakuotė | 1 | 120 | Thermo Fisher Scientific | 170357N | https://www.thermofisher.com/order/catalog/product/170357N
249662 | V96 WELL BACTI PLATE CASE OF 50 | Pakuotė | 1 | 123 | Thermo Fisher Scientific | 249662 | https://www.thermofisher.com/order/catalog/product/249662
2605 | PLATE, 96W, STYRENE, VB, 50/CS Case of 50 | Pakuotė | 1 | 124 | Thermo Fisher Scientific | 2605 | https://www.thermofisher.com/order/catalog/product/2605
170354 | 2ML PIPETTE INDIV WRAPPD PAPER /PLASTIC | Pakuotė | 1 | 124 | Thermo Fisher Scientific | 170354 | https://www.thermofisher.com/order/catalog/product/170354
4112-0250 | STERILE DISP FLASK250ML,PETG CASE OF 12 | Pakuotė | 1 | 126 | Thermo Fisher Scientific | 4112-0250 | https://www.thermofisher.com/order/catalog/product/4112-0250
4113-0250 | STRL DISPO BFLD FLSK 250, PETG CASE OF 12 | Pakuotė | 1 | 128 | Thermo Fisher Scientific | 4113-0250 | https://www.thermofisher.com/order/catalog/product/4113-0250
153732 | 80CM2 FLASK STRGHT NECK PE CAP CASE OF 50 | Pakuotė | 1 | 129 | Thermo Fisher Scientific | 153732 | https://www.thermofisher.com/order/catalog/product/153732
170373N | 5 ML PIPETTE BULK PACK CASE OF 200 | Pakuotė | 1 | 129 | Thermo Fisher Scientific | 170373N | https://www.thermofisher.com/order/catalog/product/170373N
159920 | EASY FLASK 175CM2 VENT STER CASE OF 30 | Pakuotė | 1 | 132 | Thermo Fisher Scientific | 159920 | https://www.thermofisher.com/order/catalog/product/159920
178905 | FILTER CAP FLASK 80CM2 CASE OF 50 | Pakuotė | 1 | 132 | Thermo Fisher Scientific | 178905 | https://www.thermofisher.com/order/catalog/product/178905
159926 | EASY FLASK, 800 ML NON-TREATED CASE OF 30 | Pakuotė | 1 | 133 | Thermo Fisher Scientific | 159926 | https://www.thermofisher.com/order/catalog/product/159926
159910 | EASY FLASK 175CM2 FLTR STER CASE OF 30 | Pakuotė | 1 | 134 | Thermo Fisher Scientific | 159910 | https://www.thermofisher.com/order/catalog/product/159910
267427 | 96 EDGE NON TREATED SI W/LID CASE OF 50 | Pakuotė | 1 | 137 | Thermo Fisher Scientific | 267427 | https://www.thermofisher.com/order/catalog/product/267427
376814 | 250ML CONICAL TUBE CASE OF 40 | Pakuotė | 1 | 137 | Thermo Fisher Scientific | 376814 | https://www.thermofisher.com/order/catalog/product/376814
269787 | F96 WELL BACTI PLATE CASE OF 50 | Pakuotė | 1 | 138 | Thermo Fisher Scientific | 269787 | https://www.thermofisher.com/order/catalog/product/269787
159929 | LOOSE CAPS FOR NON-TREATED EAS Case of 100 | Pakuotė | 1 | 139 | Thermo Fisher Scientific | 159929 | https://www.thermofisher.com/order/catalog/product/159929
170368 | 25ML PIPETTE INDIV WRAPPED PLASTIC | Pakuotė | 1 | 142 | Thermo Fisher Scientific | 170368 | https://www.thermofisher.com/order/catalog/product/170368
170375 | 25ML SEROLOGICAL PIPETTE, BULK PACKED | Pakuotė | 1 | 142 | Thermo Fisher Scientific | 170375 | https://www.thermofisher.com/order/catalog/product/170375
168055 | F 96 WELL TC PLATE W/O LID CASE OF 50 | Pakuotė | 1 | 143 | Thermo Fisher Scientific | 168055 | https://www.thermofisher.com/order/catalog/product/168055
143761 | U96 WELL TC PLATE W/O LID CASE OF 50 | Pakuotė | 1 | 143 | Thermo Fisher Scientific | 143761 | https://www.thermofisher.com/order/catalog/product/143761
9205 | PLATE, 96W,STYRENE,FB,50/CS CASE OF 50 | Pakuotė | 1 | 143 | Thermo Fisher Scientific | 9205 | https://www.thermofisher.com/order/catalog/product/9205
170357 | 25ML PIPETTE INDIV WRAPD PAPER /PLASTIC | Pakuotė | 1 | 145 | Thermo Fisher Scientific | 170357 | https://www.thermofisher.com/order/catalog/product/170357
132097 | FLASK 300CM2 TC VENT CAP CASE OF 12 | Pakuotė | 1 | 146 | Thermo Fisher Scientific | 132097 | https://www.thermofisher.com/order/catalog/product/132097
4115-0250 | STRL DISP FLSK 250, VENT CASE OF 12 | Pakuotė | 1 | 147 | Thermo Fisher Scientific | 4115-0250 | https://www.thermofisher.com/order/catalog/product/4115-0250
4116-0250 | STRL DISP BFLD FLSK 250, VENT CASE OF 12 | Pakuotė | 1 | 148 | Thermo Fisher Scientific | 4116-0250 | https://www.thermofisher.com/order/catalog/product/4116-0250
167574 | 96 EDGE TC TREATED SI W/O LID CASE OF 50 | Pakuotė | 1 | 149 | Thermo Fisher Scientific | 167574 | https://www.thermofisher.com/order/catalog/product/167574
156502 | 175CM2 FLASK STR NECK PE CAP CASE OF 32 | Pakuotė | 1 | 152 | Thermo Fisher Scientific | 156502 | https://www.thermofisher.com/order/catalog/product/156502
156505 | TC FLASK 175CMVE NUNCLON D S Case of 32 | Pakuotė | 1 | 152 | Thermo Fisher Scientific | 156505 | https://www.thermofisher.com/order/catalog/product/156505
170371N | 1 ML PIPETTE, BULK PACK CASE OF 1000 | Pakuotė | 1 | 152 | Thermo Fisher Scientific | 170371N | https://www.thermofisher.com/order/catalog/product/170371N
178883 | FILTER CAP FLASK 175CM2 CASE OF 32 | Pakuotė | 1 | 153 | Thermo Fisher Scientific | 178883 | https://www.thermofisher.com/order/catalog/product/178883
4112-0500 | STER DISPO FLASK 500ML,PETG CASE OF 12 | Pakuotė | 1 | 153 | Thermo Fisher Scientific | 4112-0500 | https://www.thermofisher.com/order/catalog/product/4112-0500
170374N | 10 ML PIPETTE, BULK PACK CASE OF 200 | Pakuotė | 1 | 155 | Thermo Fisher Scientific | 170374N | https://www.thermofisher.com/order/catalog/product/170374N
178885 | TC FLASK 175CMSI FILTER CAP Case of 32 | Pakuotė | 1 | 155 | Thermo Fisher Scientific | 178885 | https://www.thermofisher.com/order/catalog/product/178885
377585 | CUSHION ADAPTER FOR 200ML TUBE CASE OF 2 | Pakuotė | 1 | 155 | Thermo Fisher Scientific | 377585 | https://www.thermofisher.com/order/catalog/product/377585
150464 | 100X15MMTC EASYDISH W/VENT, ST CASE OF 150 | Pakuotė | 1 | 156 | Thermo Fisher Scientific | 150464 | https://www.thermofisher.com/order/catalog/product/150464
170373 | 5ML SEROLOGICAL PIPETTE, BULK PACKED | Pakuotė | 1 | 156 | Thermo Fisher Scientific | 170373 | https://www.thermofisher.com/order/catalog/product/170373
4113-0500 | STRL DISPO BFLD FLSK 500, PETG CASE OF 12 | Pakuotė | 1 | 159 | Thermo Fisher Scientific | 4113-0500 | https://www.thermofisher.com/order/catalog/product/4113-0500
170364N | 1 ML PIPETTE, PLASTIC FILM CASE OF 1000 | Pakuotė | 1 | 162 | Thermo Fisher Scientific | 170364N | https://www.thermofisher.com/order/catalog/product/170364N
150462 | 60MM TC EASYDISH, W/VENTS, ST CASE OF 280 | Pakuotė | 1 | 164 | Thermo Fisher Scientific | 150462 | https://www.thermofisher.com/order/catalog/product/150462
150350 | 100X15MM TC DISH W/VENT, ST CASE OF 150 | Pakuotė | 1 | 165 | Thermo Fisher Scientific | 150350 | https://www.thermofisher.com/order/catalog/product/150350
170369N | 50 ML PIPETTE, PLASTIC FILM CASE OF 100 | Pakuotė | 1 | 165 | Thermo Fisher Scientific | 170369N | https://www.thermofisher.com/order/catalog/product/170369N
170376N | 50 ML PIPETTE, BULK PACK CASE OF 100 | Pakuotė | 1 | 165 | Thermo Fisher Scientific | 170376N | https://www.thermofisher.com/order/catalog/product/170376N
132098 | FLASK 300CM2 TC FLTR CAP VENT | Pakuotė | 1 | 167 | Thermo Fisher Scientific | 132098 | https://www.thermofisher.com/order/catalog/product/132098
150265 | IVF ICSI DISH Case of 120 | Pakuotė | 1 | 168 | Thermo Fisher Scientific | 150265 | https://www.thermofisher.com/order/catalog/product/150265
344260 | RACK 10 STANDARD PLATES, GREEN EACH | Pakuotė | 1 | 170 | Thermo Fisher Scientific | 344260 | https://www.thermofisher.com/order/catalog/product/344260
167425 | 96 EDGE TC TREATED SI W/LID CASE OF 50 | Pakuotė | 1 | 173 | Thermo Fisher Scientific | 167425 | https://www.thermofisher.com/order/catalog/product/167425
170358N | 50 ML PIPETTE, PAPER PEEL CASE OF 100 | Pakuotė | 1 | 174 | Thermo Fisher Scientific | 170358N | https://www.thermofisher.com/order/catalog/product/170358N
4115-0500 | STRL DISP FLSK 500, VENT CASE OF 12 | Pakuotė | 1 | 177 | Thermo Fisher Scientific | 4115-0500 | https://www.thermofisher.com/order/catalog/product/4115-0500
163320 | U96 WELL TC PLATE W/LID CASE OF 50 | Pakuotė | 1 | 179 | Thermo Fisher Scientific | 163320 | https://www.thermofisher.com/order/catalog/product/163320
4116-0500 | STRL DISP BFLD FLSK 500, VENT CASE OF 12 | Pakuotė | 1 | 179 | Thermo Fisher Scientific | 4116-0500 | https://www.thermofisher.com/order/catalog/product/4116-0500
174932 | MD6 NUNCLON SPHERA CASE OF 7 | Pakuotė | 1 | 180 | Thermo Fisher Scientific | 174932 | https://www.thermofisher.com/order/catalog/product/174932
167008 | F96 WELL TC PLATE W/LID CASE OF 50 | Pakuotė | 1 | 182 | Thermo Fisher Scientific | 167008 | https://www.thermofisher.com/order/catalog/product/167008
170371 | 1ML SEROLOGICAL PIPETTE, BULK PACKED | Pakuotė | 1 | 182 | Thermo Fisher Scientific | 170371 | https://www.thermofisher.com/order/catalog/product/170371
174930 | MD24 NUNCLON SPHERA CASE OF 7 | Pakuotė | 1 | 182 | Thermo Fisher Scientific | 174930 | https://www.thermofisher.com/order/catalog/product/174930
174931 | MD12 NUNCLON SPHERA CASE OF 7 | Pakuotė | 1 | 182 | Thermo Fisher Scientific | 174931 | https://www.thermofisher.com/order/catalog/product/174931
170353N | 1 ML PIPETTE, PAPER PEEL CASE OF 1000 | Pakuotė | 1 | 183 | Thermo Fisher Scientific | 170353N | https://www.thermofisher.com/order/catalog/product/170353N
4112-2800 | STERILE DISPO FLASK 2.8L, PETG CASE OF 4 | Pakuotė | 1 | 183 | Thermo Fisher Scientific | 4112-2800 | https://www.thermofisher.com/order/catalog/product/4112-2800
4113-2800 | STRL DISP BFLD FLSK 2.8L, PETG CASE OF 4 | Pakuotė | 1 | 185 | Thermo Fisher Scientific | 4113-2800 | https://www.thermofisher.com/order/catalog/product/4113-2800
170374 | 10ML SEROLOGICAL PIPETTE, BULK PACKED | Pakuotė | 1 | 188 | Thermo Fisher Scientific | 170374 | https://www.thermofisher.com/order/catalog/product/170374
4115-2800 | STRL DISP FLASK 2.8L, VENT CASE OF 4 | Pakuotė | 1 | 189 | Thermo Fisher Scientific | 4115-2800 | https://www.thermofisher.com/order/catalog/product/4115-2800
4116-2800 | STRL DISP BFLD FLASK 2.8L,VENT CASE OF 4 | Pakuotė | 1 | 189 | Thermo Fisher Scientific | 4116-2800 | https://www.thermofisher.com/order/catalog/product/4116-2800
170364 | 1ML PIPETTE INDIV WRAPPED PLASTIC | Pakuotė | 1 | 195 | Thermo Fisher Scientific | 170364 | https://www.thermofisher.com/order/catalog/product/170364
249940 | V96 PS CLEAR STERILE 10/80 CASE OF 80 | Pakuotė | 1 | 195 | Thermo Fisher Scientific | 249940 | https://www.thermofisher.com/order/catalog/product/249940
178985 | TC FLASK 175CMSI FILTER CAP Case of 32 | Pakuotė | 1 | 197 | Thermo Fisher Scientific | 178985 | https://www.thermofisher.com/order/catalog/product/178985
170369 | 50ML PIPETTE INDIV WRAPPED PLASTIC | Pakuotė | 1 | 200 | Thermo Fisher Scientific | 170369 | https://www.thermofisher.com/order/catalog/product/170369
170376 | 50ML SEROLOGICAL PIPETTE, BULK PACKED | Pakuotė | 1 | 200 | Thermo Fisher Scientific | 170376 | https://www.thermofisher.com/order/catalog/product/170376
339653 | 50ML CONICAL TUBE, PP, RACKED CASE OF 300 | Pakuotė | 1 | 206 | Thermo Fisher Scientific | 339653 | https://www.thermofisher.com/order/catalog/product/339653
170358 | 50ML PIPETTE INDIV WRAPD PAPER /PLASTIC | Pakuotė | 1 | 210 | Thermo Fisher Scientific | 170358 | https://www.thermofisher.com/order/catalog/product/170358
174925 | MW 96U NUNCLON SPHERA, 300 UL EACH | Pakuotė | 1 | 213 | Thermo Fisher Scientific | 174925 | https://www.thermofisher.com/order/catalog/product/174925
174927 | MW 96F NUNCLON SPHERA CASE OF 8 | Pakuotė | 1 | 216 | Thermo Fisher Scientific | 174927 | https://www.thermofisher.com/order/catalog/product/174927
262146 | U96 WELL BACTI PLATE, NS CASE OF 135 | Pakuotė | 1 | 216 | Thermo Fisher Scientific | 262146 | https://www.thermofisher.com/order/catalog/product/262146
150468 | 150MM TC EASYDISH W/VENTS, ST CASE OF 80 | Pakuotė | 1 | 218 | Thermo Fisher Scientific | 150468 | https://www.thermofisher.com/order/catalog/product/150468
236105 | 96 WELL PLATE FLAT NT ST W/LID CASE OF 50 | Pakuotė | 1 | 218 | Thermo Fisher Scientific | 236105 | https://www.thermofisher.com/order/catalog/product/236105
170353 | 1ML PIPETTE INDIV WRAPPD PAPER /PLASTIC | Pakuotė | 1 | 219 | Thermo Fisher Scientific | 170353 | https://www.thermofisher.com/order/catalog/product/170353
237105 | 96 WELL PLATE FLAT ST NT W/LID CASE OF 50 | Pakuotė | 1 | 222 | Thermo Fisher Scientific | 237105 | https://www.thermofisher.com/order/catalog/product/237105
150268 | 14 ML ROUND BOTTOM TUBE Case of 500 | Pakuotė | 1 | 228 | Thermo Fisher Scientific | 150268 | https://www.thermofisher.com/order/catalog/product/150268
168381 | 140X20MM TC DISH W/VENTS CASE OF 80 | Pakuotė | 1 | 230 | Thermo Fisher Scientific | 168381 | https://www.thermofisher.com/order/catalog/product/168381
4112-0125 | +STR DISPO FLASK, 125ML,PETG CASE OF 24 | Pakuotė | 1 | 230 | Thermo Fisher Scientific | 4112-0125 | https://www.thermofisher.com/order/catalog/product/4112-0125
367002 | AL MICROPLATE RACK, NATURAL EACH | Pakuotė | 1 | 233 | Thermo Fisher Scientific | 367002 | https://www.thermofisher.com/order/catalog/product/367002
4113-0125 | STRL DISPO BFLD FLSK 125, PETG CASE OF 24 | Pakuotė | 1 | 233 | Thermo Fisher Scientific | 4113-0125 | https://www.thermofisher.com/order/catalog/product/4113-0125
150360 | NUNC IVF DISH 90MMNON-TREATED EA | Pakuotė | 1 | 234 | Thermo Fisher Scientific | 150360 | https://www.thermofisher.com/order/catalog/product/150360
150466 | 100X20MMTC EASYDISH W/VENT, ST CASE OF 240 | Pakuotė | 1 | 236 | Thermo Fisher Scientific | 150466 | https://www.thermofisher.com/order/catalog/product/150466
159933 | EASY FLASK 225CM2 VENT STER CASE OF 30 | Pakuotė | 1 | 236 | Thermo Fisher Scientific | 159933 | https://www.thermofisher.com/order/catalog/product/159933
156472 | EASY FLASK 75CM2 Y-CAP STERILE CASE OF 100 | Pakuotė | 1 | 240 | Thermo Fisher Scientific | 156472 | https://www.thermofisher.com/order/catalog/product/156472
150288 | 60X15MM TC DISH W/VENTS CASE OF 400 | Pakuotė | 1 | 245 | Thermo Fisher Scientific | 150288 | https://www.thermofisher.com/order/catalog/product/150288
150326 | 60X15MM TC DISH W/O VENTS CASE OF 400 | Pakuotė | 1 | 245 | Thermo Fisher Scientific | 150326 | https://www.thermofisher.com/order/catalog/product/150326
172931 | NUNCLON DELTA 100X200MM DISH CASE OF 240 | Pakuotė | 1 | 248 | Thermo Fisher Scientific | 172931 | https://www.thermofisher.com/order/catalog/product/172931
156499 | EASY FLASK 75CM2 FLTRCAP STL Case of 100 | Pakuotė | 1 | 249 | Thermo Fisher Scientific | 156499 | https://www.thermofisher.com/order/catalog/product/156499
156800 | EASY FLASK, 275 ML ANGLED NECK CASE OF 100 | Pakuotė | 1 | 251 | Thermo Fisher Scientific | 156800 | https://www.thermofisher.com/order/catalog/product/156800
150680 | GLASS BASED DISH, 12MM CASE OF 20 | Pakuotė | 1 | 254 | Thermo Fisher Scientific | 150680 | https://www.thermofisher.com/order/catalog/product/150680
178983 | FILTER CAP FLASK 175CM2 W/BC CASE OF 32 | Pakuotė | 1 | 257 | Thermo Fisher Scientific | 178983 | https://www.thermofisher.com/order/catalog/product/178983
174943 | 35MM DISH NUNCLON SPHERA CASE OF 20 | Pakuotė | 1 | 260 | Thermo Fisher Scientific | 174943 | https://www.thermofisher.com/order/catalog/product/174943
240835 | BIOASSAY DISH, 245X245X20MM CASE OF 16 | Pakuotė | 1 | 261 | Thermo Fisher Scientific | 240835 | https://www.thermofisher.com/order/catalog/product/240835
163371 | 25CM2 FLSK, 50ML, CANT NECK CASE OF 160 | Pakuotė | 1 | 263 | Thermo Fisher Scientific | 163371 | https://www.thermofisher.com/order/catalog/product/163371
278605 | 96U DEEPWELL PLATE, PS 1 ML CASE OF 32 | Pakuotė | 1 | 266 | Thermo Fisher Scientific | 278605 | https://www.thermofisher.com/order/catalog/product/278605
169558 | 60X15MM TC DISH W/2MM GRID CASE OF 400 | Pakuotė | 1 | 267 | Thermo Fisher Scientific | 169558 | https://www.thermofisher.com/order/catalog/product/169558
174900 | UPCELL 12 WELL MULTIDISH, 1/6 CASE OF 6 | Pakuotė | 1 | 272 | Thermo Fisher Scientific | 174900 | https://www.thermofisher.com/order/catalog/product/174900
174901 | UPCELL 6 WELL MULTIDISH, 1/6 CASE OF 6 | Pakuotė | 1 | 272 | Thermo Fisher Scientific | 174901 | https://www.thermofisher.com/order/catalog/product/174901
4115-0125 | STRL DISP FLSK 125, VENT CASE OF 24 | Pakuotė | 1 | 272 | Thermo Fisher Scientific | 4115-0125 | https://www.thermofisher.com/order/catalog/product/4115-0125
4116-0125 | STRL DISP BFLD FLSK 125, VENT CASE OF 24 | Pakuotė | 1 | 273 | Thermo Fisher Scientific | 4116-0125 | https://www.thermofisher.com/order/catalog/product/4116-0125
174899 | UPCELL 24 WELL MULTIDISH, 1/6 CASE OF 6 | Pakuotė | 1 | 275 | Thermo Fisher Scientific | 174899 | https://www.thermofisher.com/order/catalog/product/174899
174898 | UPCELL 48 WELL MULTIDISH, 1/6 CASE OF 6 | Pakuotė | 1 | 276 | Thermo Fisher Scientific | 174898 | https://www.thermofisher.com/order/catalog/product/174898
150682 | GLASS BASED DISH, 27MM CASE OF 20 | Pakuotė | 1 | 281 | Thermo Fisher Scientific | 150682 | https://www.thermofisher.com/order/catalog/product/150682
159934 | EASY FLASK 225CM2 FILTER STER CASE OF 30 | Pakuotė | 1 | 281 | Thermo Fisher Scientific | 159934 | https://www.thermofisher.com/order/catalog/product/159934
268152 | U96 WELL BACTI PLATE NS CASE OF 180 | Pakuotė | 1 | 285 | Thermo Fisher Scientific | 268152 | https://www.thermofisher.com/order/catalog/product/268152
150460 | 35MM TC EASYDISH, W/VENTS, ST CASE OF 500 | Pakuotė | 1 | 290 | Thermo Fisher Scientific | 150460 | https://www.thermofisher.com/order/catalog/product/150460
242757 | 384 WELL PLATE W/LID,BULK PK CASE OF 30 | Pakuotė | 1 | 291 | Thermo Fisher Scientific | 242757 | https://www.thermofisher.com/order/catalog/product/242757
242811 | NUNC OMNI TRAY W/LID,STERILE CASE OF 60 | Pakuotė | 1 | 291 | Thermo Fisher Scientific | 242811 | https://www.thermofisher.com/order/catalog/product/242811
339652 | 50ML CONICAL TUBE, PP, BULK CASE OF 500 | Pakuotė | 1 | 291 | Thermo Fisher Scientific | 339652 | https://www.thermofisher.com/order/catalog/product/339652
156340 | EASY FLASK 25CM2 Y-CAP STERILE CASE OF 200 | Pakuotė | 1 | 293 | Thermo Fisher Scientific | 156340 | https://www.thermofisher.com/order/catalog/product/156340
339650 | 15ML CONICAL TUBE, PP, BULK CASE OF 500 | Pakuotė | 1 | 294 | Thermo Fisher Scientific | 339650 | https://www.thermofisher.com/order/catalog/product/339650
136196 | FLASK FLTRCAP 25CM ANGLENEC CASE OF 160 | Pakuotė | 1 | 296 | Thermo Fisher Scientific | 136196 | https://www.thermofisher.com/order/catalog/product/136196
150318 | 35X10MM TC DISH W/O VENTS CASE OF 500 | Pakuotė | 1 | 296 | Thermo Fisher Scientific | 150318 | https://www.thermofisher.com/order/catalog/product/150318
156367 | EASYFLASK25CM2 FILTERCAP STL CASE OF 200 | Pakuotė | 1 | 296 | Thermo Fisher Scientific | 156367 | https://www.thermofisher.com/order/catalog/product/156367
169900 | EASY FLASK, 75 ML ANGLED NECK CASE OF 200 | Pakuotė | 1 | 300 | Thermo Fisher Scientific | 169900 | https://www.thermofisher.com/order/catalog/product/169900
150239 | 6 WELL ROUND, MULTIDISH W/LID CASE OF 75 | Pakuotė | 1 | 303 | Thermo Fisher Scientific | 150239 | https://www.thermofisher.com/order/catalog/product/150239
140675 | 6 WELL MULTIDISH W/LID CASE OF 75 | Pakuotė | 1 | 305 | Thermo Fisher Scientific | 140675 | https://www.thermofisher.com/order/catalog/product/140675
153066 | 35X10MM TC DISH, W/VENTS CASE OF 500 | Pakuotė | 1 | 305 | Thermo Fisher Scientific | 153066 | https://www.thermofisher.com/order/catalog/product/153066
166508 | 245X245X20MM TC DISH 500CM2 CASE OF 16 | Pakuotė | 1 | 305 | Thermo Fisher Scientific | 166508 | https://www.thermofisher.com/order/catalog/product/166508
174944 | 60MM DISH NUNCLON SPHERA CASE OF 20 | Pakuotė | 1 | 305 | Thermo Fisher Scientific | 174944 | https://www.thermofisher.com/order/catalog/product/174944
137101 | 96 WELL PLATE FLAT CC ST W/LID CASE OF 50 | Pakuotė | 1 | 306 | Thermo Fisher Scientific | 137101 | https://www.thermofisher.com/order/catalog/product/137101
136101 | 96 WELL PLATE FLAT CC ST W/LID CASE OF 50 | Pakuotė | 1 | 308 | Thermo Fisher Scientific | 136101 | https://www.thermofisher.com/order/catalog/product/136101
140640 | CC INSERT, 0.4UM PC, IN MD 6 CASE OF 24 | Pakuotė | 1 | 308 | Thermo Fisher Scientific | 140640 | https://www.thermofisher.com/order/catalog/product/140640
140642 | CC INSERT, 3.0UM PC, IN MD 6 CASE OF 24 | Pakuotė | 1 | 308 | Thermo Fisher Scientific | 140642 | https://www.thermofisher.com/order/catalog/product/140642
140644 | CC INSERT, 8.0UM PC, IN MD 6 CASE OF 24 | Pakuotė | 1 | 308 | Thermo Fisher Scientific | 140644 | https://www.thermofisher.com/order/catalog/product/140644
140660 | CC INSERT, 0.4UM PC, IN MD 6 CASE OF 24 | Pakuotė | 1 | 308 | Thermo Fisher Scientific | 140660 | https://www.thermofisher.com/order/catalog/product/140660
140663 | CC INSERT, 3.0UM PC, IN MD 6 CASE OF 24 | Pakuotė | 1 | 308 | Thermo Fisher Scientific | 140663 | https://www.thermofisher.com/order/catalog/product/140663
140668 | CC INSERT, 8.0UM PC, IN MD 6 CASE OF 24 | Pakuotė | 1 | 308 | Thermo Fisher Scientific | 140668 | https://www.thermofisher.com/order/catalog/product/140668
278606 | 96U DEEPWELL PLATE PS 1ML STR CASE OF 32 | Pakuotė | 1 | 308 | Thermo Fisher Scientific | 278606 | https://www.thermofisher.com/order/catalog/product/278606
243656 | 96F BACTI PLATE W/LID, STERILE CASE OF 108 | Pakuotė | 1 | 309 | Thermo Fisher Scientific | 243656 | https://www.thermofisher.com/order/catalog/product/243656
249935 | V96 PS CLEAR STERL W/LID 10/80 CASE OF 80 | Pakuotė | 1 | 309 | Thermo Fisher Scientific | 249935 | https://www.thermofisher.com/order/catalog/product/249935
150628 | 12 WELL MULTIDSH W/LID TCTREAT CASE OF 75 | Pakuotė | 1 | 315 | Thermo Fisher Scientific | 150628 | https://www.thermofisher.com/order/catalog/product/150628
142475 | 24 WELL MULTIDISH W/LID CASE OF 75 | Pakuotė | 1 | 318 | Thermo Fisher Scientific | 142475 | https://www.thermofisher.com/order/catalog/product/142475
150200 | 12 WELL ROUND, MULTIDISH W/LID CASE OF 75 | Pakuotė | 1 | 318 | Thermo Fisher Scientific | 150200 | https://www.thermofisher.com/order/catalog/product/150200
144530 | 24 WELL ROUND,MULTIDISH W/LID CASE OF 75 | Pakuotė | 1 | 324 | Thermo Fisher Scientific | 144530 | https://www.thermofisher.com/order/catalog/product/144530
150260 | IVF CENTER WELL DISH EA | Pakuotė | 1 | 326 | Thermo Fisher Scientific | 150260 | https://www.thermofisher.com/order/catalog/product/150260
260836 | F96 MICROWELL PLATE CASE OF 180 | Pakuotė | 1 | 329 | Thermo Fisher Scientific | 260836 | https://www.thermofisher.com/order/catalog/product/260836
140685 | 6 WELL MULTIDISH W/LID CASE OF 85 | Pakuotė | 1 | 330 | Thermo Fisher Scientific | 140685 | https://www.thermofisher.com/order/catalog/product/140685
249570 | V96 WELL BACTI PLATE NS CASE OF 180 | Pakuotė | 1 | 335 | Thermo Fisher Scientific | 249570 | https://www.thermofisher.com/order/catalog/product/249570
266120 | F96 PB CLR STRL LID 100 CS CASE OF 100 | Pakuotė | 1 | 338 | Thermo Fisher Scientific | 266120 | https://www.thermofisher.com/order/catalog/product/266120
339651 | 15ML CONICAL TUBE, PP, RACKED CASE OF 500 | Pakuotė | 1 | 342 | Thermo Fisher Scientific | 339651 | https://www.thermofisher.com/order/catalog/product/339651
150270 | NUNC IVF DISH 60MMNON-TREATED Case of 400 | Pakuotė | 1 | 345 | Thermo Fisher Scientific | 150270 | https://www.thermofisher.com/order/catalog/product/150270
142485 | 24 WELL MULTIDISH W/LID CASE OF 85 | Pakuotė | 1 | 351 | Thermo Fisher Scientific | 142485 | https://www.thermofisher.com/order/catalog/product/142485
362694 | EZ FLIP PP TUBE 15ML BULK CASE OF 500 | Pakuotė | 1 | 353 | Thermo Fisher Scientific | 362694 | https://www.thermofisher.com/order/catalog/product/362694
176740 | 4 WELL MULTIDISH W/LID CASE OF 120 | Pakuotė | 1 | 359 | Thermo Fisher Scientific | 176740 | https://www.thermofisher.com/order/catalog/product/176740
164688 | 384 WELL,CLR,CC TREAT,STER CASE OF 30 | Pakuotė | 1 | 363 | Thermo Fisher Scientific | 164688 | https://www.thermofisher.com/order/catalog/product/164688
150687 | 48 WELL MULTIDSH W/LID TCTREAT CASE OF 75 | Pakuotė | 1 | 365 | Thermo Fisher Scientific | 150687 | https://www.thermofisher.com/order/catalog/product/150687
179820 | NON-TREATED MULTIDISH 4 CASE OF 120 | Pakuotė | 1 | 365 | Thermo Fisher Scientific | 179820 | https://www.thermofisher.com/order/catalog/product/179820
174945 | 90MM DISH NUNCLON SPHERA CASE OF 20 | Pakuotė | 1 | 366 | Thermo Fisher Scientific | 174945 | https://www.thermofisher.com/order/catalog/product/174945
150787 | 48 WELLROUND, MULTIDISH W/LID CASE OF 75 | Pakuotė | 1 | 368 | Thermo Fisher Scientific | 150787 | https://www.thermofisher.com/order/catalog/product/150787
240845 | BIOASSAY DISH, LOW PROFILE PS CASE OF 20 | Pakuotė | 1 | 371 | Thermo Fisher Scientific | 240845 | https://www.thermofisher.com/order/catalog/product/240845
264705 | 384 SH WELL STD HT NON ST BLK CASE OF 100 | Pakuotė | 1 | 371 | Thermo Fisher Scientific | 264705 | https://www.thermofisher.com/order/catalog/product/264705
267578 | 96 EDGE NON TREATED NS W/LID CS OF 160 | Pakuotė | 1 | 371 | Thermo Fisher Scientific | 267578 | https://www.thermofisher.com/order/catalog/product/267578
242765 | 384 WELL PLATE W/LID, IND PK. CASE OF 30 | Pakuotė | 1 | 377 | Thermo Fisher Scientific | 242765 | https://www.thermofisher.com/order/catalog/product/242765
267566 | 96 EDGE NON TREATED NS W/O LID CS OF 160 | Pakuotė | 1 | 381 | Thermo Fisher Scientific | 267566 | https://www.thermofisher.com/order/catalog/product/267566
174897 | UPCELL 96F MICROWELL PLATE,1/8 CASE OF 8 | Pakuotė | 1 | 383 | Thermo Fisher Scientific | 174897 | https://www.thermofisher.com/order/catalog/product/174897
174951 | T25 FLASK NUNCLON SPHERA CASE OF 18 | Pakuotė | 1 | 383 | Thermo Fisher Scientific | 174951 | https://www.thermofisher.com/order/catalog/product/174951
362695 | EZ FLIP PP TUBE 15ML RACKED CASE OF 500 | Pakuotė | 1 | 383 | Thermo Fisher Scientific | 362695 | https://www.thermofisher.com/order/catalog/product/362695
267556 | 96 EDGE NON TREATED SI W/O LID CS OF 160 | Pakuotė | 1 | 387 | Thermo Fisher Scientific | 267556 | https://www.thermofisher.com/order/catalog/product/267556
362696 | EZ FLIP PP TUBE 50ML BULK CASE OF 500 | Pakuotė | 1 | 387 | Thermo Fisher Scientific | 362696 | https://www.thermofisher.com/order/catalog/product/362696
242764 | 384 WELL BLACK OPTICAL BTM NT CASE OF 30 | Pakuotė | 1 | 389 | Thermo Fisher Scientific | 242764 | https://www.thermofisher.com/order/catalog/product/242764
152640 | 48 WELL MULTIDISH W/LID CASE OF 85 | Pakuotė | 1 | 399 | Thermo Fisher Scientific | 152640 | https://www.thermofisher.com/order/catalog/product/152640
150255 | NUNC IVF DISH 35MMNON-TREATED Case of 500 | Pakuotė | 1 | 405 | Thermo Fisher Scientific | 150255 | https://www.thermofisher.com/order/catalog/product/150255
265301 | 96 OBP POLYMER BLACK NT W/OLID CASE OF 30 | Pakuotė | 1 | 408 | Thermo Fisher Scientific | 265301 | https://www.thermofisher.com/order/catalog/product/265301
260895 | F96WELLFLATBTMBACTI PLATEW/LID CASE OF 160 | Pakuotė | 1 | 411 | Thermo Fisher Scientific | 260895 | https://www.thermofisher.com/order/catalog/product/260895
267544 | 96 EDGE NON TREATED SI W/LID CS OF 160 | Pakuotė | 1 | 411 | Thermo Fisher Scientific | 267544 | https://www.thermofisher.com/order/catalog/product/267544
376813 | 200ML CONICAL TUBE PP W/CAP CASE OF 48 | Pakuotė | 1 | 428 | Thermo Fisher Scientific | 376813 | https://www.thermofisher.com/order/catalog/product/376813
144444 | NUNCIVF MULTIDISH 4WELLNUNCLON EA | Pakuotė | 1 | 438 | Thermo Fisher Scientific | 144444 | https://www.thermofisher.com/order/catalog/product/144444
179830 | NUNC IVF MULTIDISH4 WELL Case of 120 | Pakuotė | 1 | 438 | Thermo Fisher Scientific | 179830 | https://www.thermofisher.com/order/catalog/product/179830
174902 | UPCELL 100MM TC DISH, 1/6 CASE OF 6 | Pakuotė | 1 | 441 | Thermo Fisher Scientific | 174902 | https://www.thermofisher.com/order/catalog/product/174902
174905 | UPCELL100MM TC DISH W/GRID,1/6 CASE OF 6 | Pakuotė | 1 | 441 | Thermo Fisher Scientific | 174905 | https://www.thermofisher.com/order/catalog/product/174905
260844 | F96 NUNC MICROWELL PLT W/O LID CASE OF 180 | Pakuotė | 1 | 452 | Thermo Fisher Scientific | 260844 | https://www.thermofisher.com/order/catalog/product/260844
156545 | NUNCLON F96 MICROWELL PLATE CASE OF 180 | Pakuotė | 1 | 462 | Thermo Fisher Scientific | 156545 | https://www.thermofisher.com/order/catalog/product/156545
164564 | 384 WELL,BLACK,CC TREAT,STER X 20MM NV | Pakuotė | 1 | 465 | Thermo Fisher Scientific | 164564 | https://www.thermofisher.com/order/catalog/product/164564
167554 | 96 EDGE TC TREATED SI W/O LID CS OF 160 | Pakuotė | 1 | 465 | Thermo Fisher Scientific | 167554 | https://www.thermofisher.com/order/catalog/product/167554
164610 | 384 WELL,WHITE,CC TREAT,STER CASE OF 30 | Pakuotė | 1 | 473 | Thermo Fisher Scientific | 164610 | https://www.thermofisher.com/order/catalog/product/164610
165218 | OMNITRAY,CC TREAT,STER,W/LID CASE OF 60 | Pakuotė | 1 | 492 | Thermo Fisher Scientific | 165218 | https://www.thermofisher.com/order/catalog/product/165218
260860 | F96 MICROWELL PLATE CASE OF 160 | Pakuotė | 1 | 492 | Thermo Fisher Scientific | 260860 | https://www.thermofisher.com/order/catalog/product/260860
237107 | 96 WELL PLATE FLAT ST NT W/LID CASE OF 160 | Pakuotė | 1 | 495 | Thermo Fisher Scientific | 237107 | https://www.thermofisher.com/order/catalog/product/237107
264728 | OMNI TRAY NT ST 10/90 CASE OF 90 | Pakuotė | 1 | 495 | Thermo Fisher Scientific | 264728 | https://www.thermofisher.com/order/catalog/product/264728
167542 | 96 EDGE TC TREATED SI W/LID CS OF 160 | Pakuotė | 1 | 497 | Thermo Fisher Scientific | 167542 | https://www.thermofisher.com/order/catalog/product/167542
161093 | NUNCLON F96 MICROWELL PLATE CASE OF 160 | Pakuotė | 1 | 500 | Thermo Fisher Scientific | 161093 | https://www.thermofisher.com/order/catalog/product/161093
445497 | TSP 96 PIN LID W/TRAY,STER,PS EACH | Pakuotė | 1 | 512 | Thermo Fisher Scientific | 445497 | https://www.thermofisher.com/order/catalog/product/445497
140620 | CC INSERT, 0.4UM PC, IN MD 24 CASE OF 48 | Pakuotė | 1 | 513 | Thermo Fisher Scientific | 140620 | https://www.thermofisher.com/order/catalog/product/140620
140627 | CC INSERT, 3.0UM PC, IN MD 24 CASE OF 48 | Pakuotė | 1 | 513 | Thermo Fisher Scientific | 140627 | https://www.thermofisher.com/order/catalog/product/140627
140629 | CC INSERT, 8.0UM PC, IN MD 24 CASE OF 48 | Pakuotė | 1 | 513 | Thermo Fisher Scientific | 140629 | https://www.thermofisher.com/order/catalog/product/140629
140652 | CC INSERT, 0.4UM PC, IN MD 12 CASE OF 48 | Pakuotė | 1 | 528 | Thermo Fisher Scientific | 140652 | https://www.thermofisher.com/order/catalog/product/140652
140654 | CC INSERT, 3.0UM PC, IN MD 12 CASE OF 48 | Pakuotė | 1 | 528 | Thermo Fisher Scientific | 140654 | https://www.thermofisher.com/order/catalog/product/140654
140656 | CC INSERT, 8.0UM PC, IN MD 12 CASE OF 48 | Pakuotė | 1 | 528 | Thermo Fisher Scientific | 140656 | https://www.thermofisher.com/order/catalog/product/140656
237108 | 96WELL PLATE FLAT NS NT W/OLID CASE OF 180 | Pakuotė | 1 | 528 | Thermo Fisher Scientific | 237108 | https://www.thermofisher.com/order/catalog/product/237108
362697 | EZ FLIP PP TUBE 50ML RACKED CASE OF 500 | Pakuotė | 1 | 531 | Thermo Fisher Scientific | 362697 | https://www.thermofisher.com/order/catalog/product/362697
236108 | 96WELL PLATE FLAT NT NS W/OLID CASE OF 180 | Pakuotė | 1 | 540 | Thermo Fisher Scientific | 236108 | https://www.thermofisher.com/order/catalog/product/236108
160005 | 25X75MM PERMANOX SLIDE, TC CASE OF 100 | Pakuotė | 1 | 554 | Thermo Fisher Scientific | 160005 | https://www.thermofisher.com/order/catalog/product/160005
265302 | 96OBP POLYMER WHITE NT W/OLID CASE OF 30 | Pakuotė | 1 | 560 | Thermo Fisher Scientific | 265302 | https://www.thermofisher.com/order/catalog/product/265302
141078 | ASSEMBLED MD12 0.4UM INSERT CASE OF 4 | Pakuotė | 1 | 564 | Thermo Fisher Scientific | 141078 | https://www.thermofisher.com/order/catalog/product/141078
141080 | ASSEMBLED MD12 3UM INSERT CASE OF 4 | Pakuotė | 1 | 564 | Thermo Fisher Scientific | 141080 | https://www.thermofisher.com/order/catalog/product/141080
141082 | ASSEMBLED MD12 8UM INSERT CASE OF 4 | Pakuotė | 1 | 564 | Thermo Fisher Scientific | 141082 | https://www.thermofisher.com/order/catalog/product/141082
268200 | U96 NUNC MICROWELL PLATE W/LID CASE OF 160 | Pakuotė | 1 | 564 | Thermo Fisher Scientific | 268200 | https://www.thermofisher.com/order/catalog/product/268200
344280 | RACK 50 STANDARD PLATES, GREEN EACH | Pakuotė | 1 | 567 | Thermo Fisher Scientific | 344280 | https://www.thermofisher.com/order/catalog/product/344280
132865 | 500 CMTRIPLE F SI VENT/CLOSE EACH | Pakuotė | 1 | 572 | Thermo Fisher Scientific | 132865 | https://www.thermofisher.com/order/catalog/product/132865
132867 | 500CM2 TRIPLEFLASK, VENT CAP CASE OF 32 | Pakuotė | 1 | 572 | Thermo Fisher Scientific | 132867 | https://www.thermofisher.com/order/catalog/product/132867
236107 | 96F UNTREATED CASE OF 160 | Pakuotė | 1 | 573 | Thermo Fisher Scientific | 236107 | https://www.thermofisher.com/order/catalog/product/236107
132913 | 500CM2 TRIPLEFLASK,FLTR CAP CASE OF 32 | Pakuotė | 1 | 578 | Thermo Fisher Scientific | 132913 | https://www.thermofisher.com/order/catalog/product/132913
132903 | NON-TREATED TRIPLE FLASK CASE OF 32 | Pakuotė | 1 | 581 | Thermo Fisher Scientific | 132903 | https://www.thermofisher.com/order/catalog/product/132903
152025 | 24 WELL PDL COATED PLATES Case of 20 | Pakuotė | 1 | 585 | Thermo Fisher Scientific | 152025 | https://www.thermofisher.com/order/catalog/product/152025
260887 | F96 MICROWELL PLATE CASE OF 160 | Pakuotė | 1 | 585 | Thermo Fisher Scientific | 260887 | https://www.thermofisher.com/order/catalog/product/260887
344380 | RACK 25 DEEPWELL PLATES, GREEN EACH | Pakuotė | 1 | 588 | Thermo Fisher Scientific | 344380 | https://www.thermofisher.com/order/catalog/product/344380
156758 | 16X110MM TC TUBE, FLAT-SIDED CASE OF 450 | Pakuotė | 1 | 593 | Thermo Fisher Scientific | 156758 | https://www.thermofisher.com/order/catalog/product/156758
174950 | 13MM DIA COVERSLIP THERM /5413 CASE OF 500 | Pakuotė | 1 | 605 | Thermo Fisher Scientific | 174950 | https://www.thermofisher.com/order/catalog/product/174950
168136 | 96U TC PLATE W/LID, STERILE CASE OF 160 | Pakuotė | 1 | 606 | Thermo Fisher Scientific | 168136 | https://www.thermofisher.com/order/catalog/product/168136
146183 | 14X100MM TC TUBE W/SCREW CAP CASE OF 600 | Pakuotė | 1 | 618 | Thermo Fisher Scientific | 146183 | https://www.thermofisher.com/order/catalog/product/146183
145470 | 14X100MM TC TUBE W/PUSHON CAP CASE OF 600 | Pakuotė | 1 | 623 | Thermo Fisher Scientific | 145470 | https://www.thermofisher.com/order/catalog/product/145470
5039-0048 | HZ MICROWELL RACK,SS; 48 PLATE EACH | Pakuotė | 1 | 654 | Thermo Fisher Scientific | 5039-0048 | https://www.thermofisher.com/order/catalog/product/5039-0048
249952 | V96 WEL PL,CLR,ST,W/LID,10/160 CASE OF 160 | Pakuotė | 1 | 659 | Thermo Fisher Scientific | 249952 | https://www.thermofisher.com/order/catalog/product/249952
960004 | 25X75MM POLYSTYRENE SLIDE, TC CASE OF 100 | Pakuotė | 1 | 662 | Thermo Fisher Scientific | 960004 | https://www.thermofisher.com/order/catalog/product/960004
152035 | 6 WELL MULTIDISH POLY-LYSINE CASE OF 20 | Pakuotė | 1 | 669 | Thermo Fisher Scientific | 152035 | https://www.thermofisher.com/order/catalog/product/152035
171099 | 35X10MM SUSPENSION DISH CASE OF 500 | Pakuotė | 1 | 671 | Thermo Fisher Scientific | 171099 | https://www.thermofisher.com/order/catalog/product/171099
165305 | 96OBP POLYMER BLACK CC W/LID Case of 30 | Pakuotė | 1 | 672 | Thermo Fisher Scientific | 165305 | https://www.thermofisher.com/order/catalog/product/165305
262160 | 384 WELL PLATE CLR /100 CS CASE OF 100 | Pakuotė | 1 | 683 | Thermo Fisher Scientific | 262160 | https://www.thermofisher.com/order/catalog/product/262160
152039 | 96 WELL CLEAR POLY-LYSINE PLATE | Pakuotė | 1 | 684 | Thermo Fisher Scientific | 152039 | https://www.thermofisher.com/order/catalog/product/152039
165306 | 96OBP POLYMER WHITE CC W/LID CASE OF 30 | Pakuotė | 1 | 689 | Thermo Fisher Scientific | 165306 | https://www.thermofisher.com/order/catalog/product/165306
174926 | 35X10MM TC DISH W/2MM GRID CASE OF 500 | Pakuotė | 1 | 689 | Thermo Fisher Scientific | 174926 | https://www.thermofisher.com/order/catalog/product/174926
174969 | 15MM DIA CVRSLIP THERM /5414 CASE OF 500 | Pakuotė | 1 | 692 | Thermo Fisher Scientific | 174969 | https://www.thermofisher.com/order/catalog/product/174969
132920 | TRIPLEFLASK 500CM2 FILTER & BC CASE OF 32 | Pakuotė | 1 | 696 | Thermo Fisher Scientific | 132920 | https://www.thermofisher.com/order/catalog/product/132920
132925 | 500 CMTRIPLE F SI FILTER CAP EACH | Pakuotė | 1 | 696 | Thermo Fisher Scientific | 132925 | https://www.thermofisher.com/order/catalog/product/132925
330050 | HANDHELD BARCODE SCANNER USB EACH | Pakuotė | 1 | 717 | Thermo Fisher Scientific | 330050 | https://www.thermofisher.com/order/catalog/product/330050
242763 | 384 WELL WHITE OPTICAL BTM NT EACH | Pakuotė | 1 | 719 | Thermo Fisher Scientific | 242763 | https://www.thermofisher.com/order/catalog/product/242763
152038 | 96 WELL CLEAR COLLAGEN I PLATE CASE OF 20 | Pakuotė | 1 | 728 | Thermo Fisher Scientific | 152038 | https://www.thermofisher.com/order/catalog/product/152038
152034 | 6 WELL MULTIDISH COLLAGEN I CASE OF 20 | Pakuotė | 1 | 735 | Thermo Fisher Scientific | 152034 | https://www.thermofisher.com/order/catalog/product/152034
140156 | RECTANGULAR TRAY CLR NUNCLON CASE OF 90 | Pakuotė | 1 | 743 | Thermo Fisher Scientific | 140156 | https://www.thermofisher.com/order/catalog/product/140156
132704 | 75CM2 PDL EZ FLASK, FILT CASE OF 30 | Pakuotė | 1 | 759 | Thermo Fisher Scientific | 132704 | https://www.thermofisher.com/order/catalog/product/132704
132707 | 75CM2 COLLAGEN EZ FLASK, FILT CASE OF 30 | Pakuotė | 1 | 759 | Thermo Fisher Scientific | 132707 | https://www.thermofisher.com/order/catalog/product/132707
256665 | 96 WELL BLACK UPPER STRUCTURE Case of 100 | Pakuotė | 1 | 765 | Thermo Fisher Scientific | 256665 | https://www.thermofisher.com/order/catalog/product/256665
142761 | 384OBP,BLK,CCTREAT,W/LID,STR CASE OF 30 | Pakuotė | 1 | 792 | Thermo Fisher Scientific | 142761 | https://www.thermofisher.com/order/catalog/product/142761
174934 | 10.5X22MM THERM COVERSLIP/5408 CASE OF 500 | Pakuotė | 1 | 795 | Thermo Fisher Scientific | 174934 | https://www.thermofisher.com/order/catalog/product/174934
170920 | NUNCSLIDEFLASK,9CM STERILE CASE OF 50 | Pakuotė | 1 | 831 | Thermo Fisher Scientific | 170920 | https://www.thermofisher.com/order/catalog/product/170920
137103 | 96 WELL PLATE FLAT CC ST W/LID CASE OF 160 | Pakuotė | 1 | 864 | Thermo Fisher Scientific | 137103 | https://www.thermofisher.com/order/catalog/product/137103
8404 | PLATE, 96W, UV, FB, 40/CS CASE OF 40 | Pakuotė | 1 | 864 | Thermo Fisher Scientific | 8404 | https://www.thermofisher.com/order/catalog/product/8404
157150 | 150X15MM TC DISH W/VENTS CASE OF 120 | Pakuotė | 1 | 870 | Thermo Fisher Scientific | 157150 | https://www.thermofisher.com/order/catalog/product/157150
136102 | 96 WELL PLATE FLAT CC ST W/LID CASE OF 160 | Pakuotė | 1 | 876 | Thermo Fisher Scientific | 136102 | https://www.thermofisher.com/order/catalog/product/136102
174904 | UPCELL 35MM TC DISH, 5/30 CASE OF 30 | Pakuotė | 1 | 891 | Thermo Fisher Scientific | 174904 | https://www.thermofisher.com/order/catalog/product/174904
142762 | 384OBP,WHITE,CCTREAT,W/LID STR CASE OF 30 | Pakuotė | 1 | 894 | Thermo Fisher Scientific | 142762 | https://www.thermofisher.com/order/catalog/product/142762
262260 | 384 WELL PLATE BLK /100 CS CASE OF 100 | Pakuotė | 1 | 915 | Thermo Fisher Scientific | 262260 | https://www.thermofisher.com/order/catalog/product/262260
174952 | T75 FLASK NUNCLON SPHERA CASE OF 24 | Pakuotė | 1 | 921 | Thermo Fisher Scientific | 174952 | https://www.thermofisher.com/order/catalog/product/174952
146003 | CAP F 800ML CASE OF 100 | Pakuotė | 1 | 930 | Thermo Fisher Scientific | 146003 | https://www.thermofisher.com/order/catalog/product/146003
264704 | 384 SH WELL STD HT CLR NT NS E CASE OF 100 | Pakuotė | 1 | 936 | Thermo Fisher Scientific | 264704 | https://www.thermofisher.com/order/catalog/product/264704
262360 | 384 WELL PLT W/O LID NT EACH | Pakuotė | 1 | 948 | Thermo Fisher Scientific | 262360 | https://www.thermofisher.com/order/catalog/product/262360
264706 | 384 SH WELL STD HT NON ST WHT EACH | Pakuotė | 1 | 960 | Thermo Fisher Scientific | 264706 | https://www.thermofisher.com/order/catalog/product/264706
150067 | 24X30MM COVERSLIP, THERMANOX CASE OF 500 | Pakuotė | 1 | 972 | Thermo Fisher Scientific | 150067 | https://www.thermofisher.com/order/catalog/product/150067
265202 | 384 PS CLR STR W/LID 25/100 CASE OF 100 | Pakuotė | 1 | 978 | Thermo Fisher Scientific | 265202 | https://www.thermofisher.com/order/catalog/product/265202
174985 | 25MM DIA CVRSLIP THERM /5415 CASE OF 500 | Pakuotė | 1 | 981 | Thermo Fisher Scientific | 174985 | https://www.thermofisher.com/order/catalog/product/174985
174977 | 22MM DIA CVRSLIP THERM /5416 CASE OF 500 | Pakuotė | 1 | 990 | Thermo Fisher Scientific | 174977 | https://www.thermofisher.com/order/catalog/product/174977
278012 | UNFRITTED DEEPWELL PLATE, 1ML CASE OF 50 | Pakuotė | 1 | 996 | Thermo Fisher Scientific | 278012 | https://www.thermofisher.com/order/catalog/product/278012
265203 | 384 PS CLR STR NO LID 25/100 CASE OF 100 | Pakuotė | 1 | 1017 | Thermo Fisher Scientific | 265203 | https://www.thermofisher.com/order/catalog/product/265203
141002 | ASSEMBLED MD24 0.4UM INSERT CASE OF 4 | Pakuotė | 1 | 1047 | Thermo Fisher Scientific | 141002 | https://www.thermofisher.com/order/catalog/product/141002
141006 | ASSEMBLED MD24 8 UM INSERT CASE OF 4 | Pakuotė | 1 | 1047 | Thermo Fisher Scientific | 141006 | https://www.thermofisher.com/order/catalog/product/141006
141004 | ASSEMBLED MD24 3 UM INSERT CASE OF 4 | Pakuotė | 1 | 1056 | Thermo Fisher Scientific | 141004 | https://www.thermofisher.com/order/catalog/product/141004
171862 | COVERGLASS, SLIDEFLASK 18X50MM CASE OF 1000 | Pakuotė | 1 | 1059 | Thermo Fisher Scientific | 171862 | https://www.thermofisher.com/order/catalog/product/171862
132706 | 25CM2 COLLAGEN EZ FLASK, FILT CASE OF 60 | Pakuotė | 1 | 1074 | Thermo Fisher Scientific | 132706 | https://www.thermofisher.com/order/catalog/product/132706
152028 | 96 WELL WHITE/CLEAR BTM P-D-L PLATE | Pakuotė | 1 | 1074 | Thermo Fisher Scientific | 152028 | https://www.thermofisher.com/order/catalog/product/152028
267060 | 1 WELL DISH UNTREATED ST LID CASE OF 100 | Pakuotė | 1 | 1083 | Thermo Fisher Scientific | 267060 | https://www.thermofisher.com/order/catalog/product/267060
132703 | 25CM2 PDL EZ FLASK, FILT CASE OF 60 | Pakuotė | 1 | 1089 | Thermo Fisher Scientific | 132703 | https://www.thermofisher.com/order/catalog/product/132703
152037 | 96 WELL BLACK/CLEAR BTM P-D-L PLATE | Pakuotė | 1 | 1089 | Thermo Fisher Scientific | 152037 | https://www.thermofisher.com/order/catalog/product/152037
174903 | UPCELL 60MM TC DISH, 5/30 CASE OF 30 | Pakuotė | 1 | 1104 | Thermo Fisher Scientific | 174903 | https://www.thermofisher.com/order/catalog/product/174903
174906 | UPCELL 60MM TC DISH W/GRID,1/6 CASE OF 30 | Pakuotė | 1 | 1104 | Thermo Fisher Scientific | 174906 | https://www.thermofisher.com/order/catalog/product/174906
167063 | 4 WELL DISH NUNCLON ST LID CASE OF 100 | Pakuotė | 1 | 1134 | Thermo Fisher Scientific | 167063 | https://www.thermofisher.com/order/catalog/product/167063
267061 | 4 WELL DISH UNTREATED ST LID CASE OF 100 | Pakuotė | 1 | 1146 | Thermo Fisher Scientific | 267061 | https://www.thermofisher.com/order/catalog/product/267061
174929 | 96U WITH LID, NUNCLON SPHERA P CASE OF 50 | Pakuotė | 1 | 1164 | Thermo Fisher Scientific | 174929 | https://www.thermofisher.com/order/catalog/product/174929
267062 | 8 WELL DISH UNTREATED ST LID CASE OF 100 | Pakuotė | 1 | 1191 | Thermo Fisher Scientific | 267062 | https://www.thermofisher.com/order/catalog/product/267062
167064 | 8 WELL DISH NUNCLON ST LID CASE OF 100 | Pakuotė | 1 | 1203 | Thermo Fisher Scientific | 167064 | https://www.thermofisher.com/order/catalog/product/167064
174942 | 22X60MM COVERSLIP THERM /5410 CASE OF 500 | Pakuotė | 1 | 1203 | Thermo Fisher Scientific | 174942 | https://www.thermofisher.com/order/catalog/product/174942
152040 | 96 WELL WHITE/CLEAR BTM PLATE COLLAGEN | Pakuotė | 1 | 1284 | Thermo Fisher Scientific | 152040 | https://www.thermofisher.com/order/catalog/product/152040
278011 | FRITTED DEEPWELL PLTE, 1ML 20U CASE OF 50 | Pakuotė | 1 | 1317 | Thermo Fisher Scientific | 278011 | https://www.thermofisher.com/order/catalog/product/278011
152036 | 96 WELL BLACK/CLEAR BTM PLATE COLLAGEN | Pakuotė | 1 | 1350 | Thermo Fisher Scientific | 152036 | https://www.thermofisher.com/order/catalog/product/152036
165195 | 384 WELLPLT WHT CC W/O LID CASE OF 100 | Pakuotė | 1 | 1362 | Thermo Fisher Scientific | 165195 | https://www.thermofisher.com/order/catalog/product/165195
152029 | 384 WELL BLACK/CLEAR BTM P-D-L PLATE | Pakuotė | 1 | 1485 | Thermo Fisher Scientific | 152029 | https://www.thermofisher.com/order/catalog/product/152029
179693 | CELL SCRAPER, 23CM, SMALL Case of 250 | Pakuotė | 1 | 1509 | Thermo Fisher Scientific | 179693 | https://www.thermofisher.com/order/catalog/product/179693
152041 | 384 WELL BLACK/CLEAR BTM PLATE COLLAGEN | Pakuotė | 1 | 1545 | Thermo Fisher Scientific | 152041 | https://www.thermofisher.com/order/catalog/product/152041
177372 | CHAMBER SLIDE, 1 WELL GLASS Case of 96 | Pakuotė | 1 | 1569 | Thermo Fisher Scientific | 177372 | https://www.thermofisher.com/order/catalog/product/177372
177399 | CHAMBER SLIDE, 4 WELL GLASS Case of 96 | Pakuotė | 1 | 1578 | Thermo Fisher Scientific | 177399 | https://www.thermofisher.com/order/catalog/product/177399
177402 | CHAMBER SLIDE, 8 WELL GLASS Case of 96 | Pakuotė | 1 | 1581 | Thermo Fisher Scientific | 177402 | https://www.thermofisher.com/order/catalog/product/177402
132705 | 175CM2 PDL EZ FLASK, FILT CASE OF 30 | Pakuotė | 1 | 1593 | Thermo Fisher Scientific | 132705 | https://www.thermofisher.com/order/catalog/product/132705
132708 | 175CM2 COLLAGEN EZ FLASK, FILT CASE OF 30 | Pakuotė | 1 | 1593 | Thermo Fisher Scientific | 132708 | https://www.thermofisher.com/order/catalog/product/132708
177380 | CHAMBER SLIDE, 2 WELL GLASS Case of 96 | Pakuotė | 1 | 1611 | Thermo Fisher Scientific | 177380 | https://www.thermofisher.com/order/catalog/product/177380
154526 | LAB-TEKII 4WELL RSGLASS STERL Case of 96 | Pakuotė | 1 | 1677 | Thermo Fisher Scientific | 154526 | https://www.thermofisher.com/order/catalog/product/154526
154534 | LAB-TEKII 8WELL RSGLASS STRL Case of 96 | Pakuotė | 1 | 1677 | Thermo Fisher Scientific | 154534 | https://www.thermofisher.com/order/catalog/product/154534
178599 | CS CHAMBR SLIDE,16WELL GLASS Case of 96 | Pakuotė | 1 | 1683 | Thermo Fisher Scientific | 178599 | https://www.thermofisher.com/order/catalog/product/178599
154461 | LAB-TEKII 2WELL RSGLASS STERL Case of 96 | Pakuotė | 1 | 1689 | Thermo Fisher Scientific | 154461 | https://www.thermofisher.com/order/catalog/product/154461
154453 | LAB-TEKII 1WELL RSGLASS STRL Case of 96 | Pakuotė | 1 | 1692 | Thermo Fisher Scientific | 154453 | https://www.thermofisher.com/order/catalog/product/154453
473245 | TSP POLYSORP Case of 10 | Pakuotė | 1 | 1704 | Thermo Fisher Scientific | 473245 | https://www.thermofisher.com/order/catalog/product/473245
179707 | CELL SCRAPER, 32CM, LARGE Case of 250 | Pakuotė | 1 | 1725 | Thermo Fisher Scientific | 179707 | https://www.thermofisher.com/order/catalog/product/179707
177429 | CHAMBER SLIDE,2 WELL PERMNX Case of 96 | Pakuotė | 1 | 1851 | Thermo Fisher Scientific | 177429 | https://www.thermofisher.com/order/catalog/product/177429
177445 | CHAMBER SLIDE,8WELL PERMANOX Case of 96 | Pakuotė | 1 | 1854 | Thermo Fisher Scientific | 177445 | https://www.thermofisher.com/order/catalog/product/177445
177437 | CHAMBER SLIDE,4 WELL PERMNX Case of 96 | Pakuotė | 1 | 1857 | Thermo Fisher Scientific | 177437 | https://www.thermofisher.com/order/catalog/product/177437
177410 | CHAMBER SLIDE, 1 WELL PERMNX Case of 96 | Pakuotė | 1 | 1875 | Thermo Fisher Scientific | 177410 | https://www.thermofisher.com/order/catalog/product/177410
155383 | LAB-TEK CHAMBER CVG, 4 WELL Case of 96 | Pakuotė | 1 | 1887 | Thermo Fisher Scientific | 155383 | https://www.thermofisher.com/order/catalog/product/155383
155411 | LAB-TEK CHAMBER CVG, 8 WELL Case of 96 | Pakuotė | 1 | 1887 | Thermo Fisher Scientific | 155411 | https://www.thermofisher.com/order/catalog/product/155411
155361 | LAB-TEK CHAMBER CVG, 1-WELL Case of 96 | Pakuotė | 1 | 1911 | Thermo Fisher Scientific | 155361 | https://www.thermofisher.com/order/catalog/product/155361
155380 | LAB-TEK CHAMBER CVG, 2 WELL Case of 96 | Pakuotė | 1 | 1911 | Thermo Fisher Scientific | 155380 | https://www.thermofisher.com/order/catalog/product/155380
177453 | FLASKETTE GLASS SLIDE 5.0ML Case of 96 | Pakuotė | 1 | 2043 | Thermo Fisher Scientific | 177453 | https://www.thermofisher.com/order/catalog/product/177453
174888 | 60X15MM TC DISH PERMANOX CASE OF 500 | Pakuotė | 1 | 2355 | Thermo Fisher Scientific | 174888 | https://www.thermofisher.com/order/catalog/product/174888
278010 | GLASS FIBER FILTER PLATE, 1ML CASE OF 50 | Pakuotė | 1 | 2406 | Thermo Fisher Scientific | 278010 | https://www.thermofisher.com/order/catalog/product/278010
155360 | LAB-TEKII 1WELL CVGLASS STERIL Case of 96 | Pakuotė | 1 | 2517 | Thermo Fisher Scientific | 155360 | https://www.thermofisher.com/order/catalog/product/155360
155379 | LAB-TEKII 2WELL CVGLASS STER Case of 96 | Pakuotė | 1 | 2541 | Thermo Fisher Scientific | 155379 | https://www.thermofisher.com/order/catalog/product/155379
155382 | LAB-TEKII 4WELL CVGLASS STER Case of 96 | Pakuotė | 1 | 2592 | Thermo Fisher Scientific | 155382 | https://www.thermofisher.com/order/catalog/product/155382
155409 | LAB-TEKII 8WELL CVGLASS STERIL Case of 96 | Pakuotė | 1 | 2676 | Thermo Fisher Scientific | 155409 | https://www.thermofisher.com/order/catalog/product/155409
164586 | 384OBP CVRGLASS BLACK CC W/LID CASE OF 30 | Pakuotė | 1 | 2808 | Thermo Fisher Scientific | 164586 | https://www.thermofisher.com/order/catalog/product/164586
265300 | 96OBP CVRGLASS BLACK W/O LID CASE OF 30 | Pakuotė | 1 | 3060 | Thermo Fisher Scientific | 265300 | https://www.thermofisher.com/order/catalog/product/265300
154739 | LAB-TEKII 1WELL CC2GLASS STER Case of 96 | Pakuotė | 1 | 3270 | Thermo Fisher Scientific | 154739 | https://www.thermofisher.com/order/catalog/product/154739
154917 | LAB-TEKII 4WELL CC2GLASS STER Case of 96 | Pakuotė | 1 | 3345 | Thermo Fisher Scientific | 154917 | https://www.thermofisher.com/order/catalog/product/154917
154852 | LAB-TEKII 2WELL CC2GLASS STER Case of 96 | Pakuotė | 1 | 3383 | Thermo Fisher Scientific | 154852 | https://www.thermofisher.com/order/catalog/product/154852
154941 | LAB-TEKII 8WELL CC2GLASS STER Case of 96 | Pakuotė | 1 | 3458 | Thermo Fisher Scientific | 154941 | https://www.thermofisher.com/order/catalog/product/154941
164588 | 96OBP CVRGLASS BLACK CC W/LID CASE OF 30 | Pakuotė | 1 | 3668 | Thermo Fisher Scientific | 164588 | https://www.thermofisher.com/order/catalog/product/164588
160376 | 96 WELL CC2 CVRGLASS BLK W/LID CASE OF 30 | Pakuotė | 1 | 3683 | Thermo Fisher Scientific | 160376 | https://www.thermofisher.com/order/catalog/product/160376
164590 | 96OBP CVRGLASS WHITE CC W/LID CASE OF 30 | Pakuotė | 1 | 3735 | Thermo Fisher Scientific | 164590 | https://www.thermofisher.com/order/catalog/product/164590
4308365 | GENEAMP 0.5ML THERMAL ISOLATION FRAME | Pakuotė | 1 | 30 | Thermo Fisher Scientific | 4308365 | https://www.thermofisher.com/order/catalog/product/4308365
4481669 | RETAINER,0.2ML 3X32W,CLYDLERC EA | Pakuotė | 1 | 40 | Thermo Fisher Scientific | 4481669 | https://www.thermofisher.com/order/catalog/product/4481669
4483493 | FAST 96W HARDSHELL MULTI-COLOR ,5 PCS PK | Pakuotė | 1 | 58 | Thermo Fisher Scientific | 4483493 | https://www.thermofisher.com/order/catalog/product/4483493
4483355 | 96W HARD SHELL PLT MULTI-COLOR ,5 PCS PK | Pakuotė | 1 | 81 | Thermo Fisher Scientific | 4483355 | https://www.thermofisher.com/order/catalog/product/4483355
4483316 | 384W HARDSHELL PLT MULTI-COLOR ,5 PCS PK | Pakuotė | 1 | 90 | Thermo Fisher Scientific | 4483316 | https://www.thermofisher.com/order/catalog/product/4483316
4312639 | FG,7700 COMPRESSION PAD KIT EACH | Pakuotė | 1 | 147 | Thermo Fisher Scientific | 4312639 | https://www.thermofisher.com/order/catalog/product/4312639
4313663 | FG, OPTICAL ADHESIVE COVERS STARTER KIT | Pakuotė | 1 | 156 | Thermo Fisher Scientific | 4313663 | https://www.thermofisher.com/order/catalog/product/4313663
4333183 | FG,ADHESIVE SEAL APPLICATOR KIT(BAG=5) | Pakuotė | 1 | 165 | Thermo Fisher Scientific | 4333183 | https://www.thermofisher.com/order/catalog/product/4333183
4360954 | OPTICAL ADHESIVE COVERS 25 PCS/PACK | Pakuotė | 1 | 168 | Thermo Fisher Scientific | 4360954 | https://www.thermofisher.com/order/catalog/product/4360954
4346906 | FG,MICROPLATE, LHS 96 WELL, BARCODE | Pakuotė | 1 | 218 | Thermo Fisher Scientific | 4346906 | https://www.thermofisher.com/order/catalog/product/4346906
4483486 | FAST 96W HARD SHELL PLATE BLUE ,20 PCS PK | Pakuotė | 1 | 222 | Thermo Fisher Scientific | 4483486 | https://www.thermofisher.com/order/catalog/product/4483486
4483492 | FAST 96W HARD SHELL PLATE RED, 20 PCS PK | Pakuotė | 1 | 222 | Thermo Fisher Scientific | 4483492 | https://www.thermofisher.com/order/catalog/product/4483492
4483485 | FAST 96W HARDSHELL PLATE CLEAR ,20 PCS PK | Pakuotė | 1 | 224 | Thermo Fisher Scientific | 4483485 | https://www.thermofisher.com/order/catalog/product/4483485
4483487 | FAST 96W HARDSHELL PLATE GREEN ,20 PCS PK | Pakuotė | 1 | 224 | Thermo Fisher Scientific | 4483487 | https://www.thermofisher.com/order/catalog/product/4483487
4483495 | FST 96W HARDSHELL PLATE YELLOW ,20 PCS PK | Pakuotė | 1 | 224 | Thermo Fisher Scientific | 4483495 | https://www.thermofisher.com/order/catalog/product/4483495
4323032 | FG,OPTICAL CAP (8 CAPS/STRIPS) EACH | Pakuotė | 1 | 236 | Thermo Fisher Scientific | 4323032 | https://www.thermofisher.com/order/catalog/product/4323032
4316567 | FG,TUBE 8-STRING OPTICAL EACH | Pakuotė | 1 | 239 | Thermo Fisher Scientific | 4316567 | https://www.thermofisher.com/order/catalog/product/4316567
A30589 | 8 TUBE STRIP W/ DOMED CAPS 125 STRIPS | Pakuotė | 1 | 252 | Thermo Fisher Scientific | A30589 | https://www.thermofisher.com/order/catalog/product/A30589
4483481 | FAST 96W HARD SHELL PLATE GPLE ,20 PCS PK | Pakuotė | 1 | 264 | Thermo Fisher Scientific | 4483481 | https://www.thermofisher.com/order/catalog/product/4483481
4306737 | FG,TCII REACTION PLT,96 WELL, BARCODE,KIT | Pakuotė | 1 | 279 | Thermo Fisher Scientific | 4306737 | https://www.thermofisher.com/order/catalog/product/4306737
A30588 | OPTICAL 8 TUBE STRIP W/CAPS 125 STRIPS | Pakuotė | 1 | 284 | Thermo Fisher Scientific | A30588 | https://www.thermofisher.com/order/catalog/product/A30588
4483395 | 96-WELL HARDSHELL PLATE YELLOW ,20 PCS PK | Pakuotė | 1 | 321 | Thermo Fisher Scientific | 4483395 | https://www.thermofisher.com/order/catalog/product/4483395
4483343 | 96-WELL HARD SHELL PLATE BLUE, 20 PCS PK | Pakuotė | 1 | 323 | Thermo Fisher Scientific | 4483343 | https://www.thermofisher.com/order/catalog/product/4483343
4483349 | 96-WELL HARD SHELL PLATE GREEN ,20 PCS PK | Pakuotė | 1 | 323 | Thermo Fisher Scientific | 4483349 | https://www.thermofisher.com/order/catalog/product/4483349
4483350 | 96-WELL HARD SHELL PLATE RED, 20 PCS PK | Pakuotė | 1 | 323 | Thermo Fisher Scientific | 4483350 | https://www.thermofisher.com/order/catalog/product/4483350
4483354 | 96-WELL HARD SHELL PLATE CLEAR ,20 PCS PK | Pakuotė | 1 | 323 | Thermo Fisher Scientific | 4483354 | https://www.thermofisher.com/order/catalog/product/4483354
4483285 | 384-WELL HARDSHELL PLATE CLEAR ,20 PCS PK | Pakuotė | 1 | 345 | Thermo Fisher Scientific | 4483285 | https://www.thermofisher.com/order/catalog/product/4483285
4483315 | 384WELL HARDSHELL PLATE YELLOW ,20 PCS PK | Pakuotė | 1 | 345 | Thermo Fisher Scientific | 4483315 | https://www.thermofisher.com/order/catalog/product/4483315
4483320 | 384-WELL HARD SHELL PLATE BLUE ,20 PCS PK | Pakuotė | 1 | 345 | Thermo Fisher Scientific | 4483320 | https://www.thermofisher.com/order/catalog/product/4483320
4483321 | 384-WELL HARDSHELL PLATE GREEN ,20 PCS PK | Pakuotė | 1 | 345 | Thermo Fisher Scientific | 4483321 | https://www.thermofisher.com/order/catalog/product/4483321
4483322 | 384-WELL HARD SHELL PLATE RED, 20 PCS PK | Pakuotė | 1 | 345 | Thermo Fisher Scientific | 4483322 | https://www.thermofisher.com/order/catalog/product/4483322
4483348 | 96-WELL HARD SHELL PLATE GPLE, 20 PCS PK | Pakuotė | 1 | 420 | Thermo Fisher Scientific | 4483348 | https://www.thermofisher.com/order/catalog/product/4483348
4483319 | 384-WELL HARDSHELL PLATE GPLE, 20 PCS PK | Pakuotė | 1 | 428 | Thermo Fisher Scientific | 4483319 | https://www.thermofisher.com/order/catalog/product/4483319
4311971 | FG,OPTICAL ADHESIVE COVERS EACH | Pakuotė | 1 | 467 | Thermo Fisher Scientific | 4311971 | https://www.thermofisher.com/order/catalog/product/4311971
4481196 | ADH SEAL APPLICATOR KIT GPLE QTY 5 | Pakuotė | 1 | 492 | Thermo Fisher Scientific | 4481196 | https://www.thermofisher.com/order/catalog/product/4481196
N8010933 | MICROAMP OPTICAL TUBES W/O CAP , 0.2ML | Pakuotė | 1 | 555 | Thermo Fisher Scientific | N8010933 | https://www.thermofisher.com/order/catalog/product/N8010933
403012 | TF,OPTICAL TRAY & CAPS (2000) EACH | Pakuotė | 1 | 617 | Thermo Fisher Scientific | 403012 | https://www.thermofisher.com/order/catalog/product/403012
4309849 | FG,384-WELL CLEAR RXN PLATE EACH | Pakuotė | 1 | 665 | Thermo Fisher Scientific | 4309849 | https://www.thermofisher.com/order/catalog/product/4309849
4344345 | 384-WELL CLR OPT RXN PLT W/3 BRCDS | Pakuotė | 1 | 786 | Thermo Fisher Scientific | 4344345 | https://www.thermofisher.com/order/catalog/product/4344345
4333292 | FG,96-WELL SNAP-ON COMPRESSION PAD KIT | Pakuotė | 1 | 1002 | Thermo Fisher Scientific | 4333292 | https://www.thermofisher.com/order/catalog/product/4333292
4314320 | TF,ADHESIVE OPTICAL COVERS WITH PLATES | Pakuotė | 1 | 1926 | Thermo Fisher Scientific | 4314320 | https://www.thermofisher.com/order/catalog/product/4314320
4366932 | TF,OPTICAL FAST 96-WELL PLT 200 BULK | Pakuotė | 1 | 2076 | Thermo Fisher Scientific | 4366932 | https://www.thermofisher.com/order/catalog/product/4366932
AM12480 | ELUTION TUBES (2 ML) 100 TUBES EACH | Pakuotė | 1 | 231 | Thermo Fisher Scientific | AM12480 | https://www.thermofisher.com/order/catalog/product/AM12480
AM8547 | GEL LOADING BUFFER II 10 ML EACH | Pakuotė | 1 | 255 | Thermo Fisher Scientific | AM8547 | https://www.thermofisher.com/order/catalog/product/AM8547
AM12502 | 50 ML CONICAL TUBES (BAGGED) 250 X 50 ML | Pakuotė | 1 | 282 | Thermo Fisher Scientific | AM12502 | https://www.thermofisher.com/order/catalog/product/AM12502
AM12501 | 50 ML CONICAL TUBES (RACKED) 200 X 50 ML | Pakuotė | 1 | 296 | Thermo Fisher Scientific | AM12501 | https://www.thermofisher.com/order/catalog/product/AM12501
AM12400 | 1.5 ML RNASE-FREE TUBES 500 TUBES | Pakuotė | 1 | 126 | Thermo Fisher Scientific | AM12400 | https://www.thermofisher.com/order/catalog/product/AM12400
AM12475 | NS 2.0ML RNASE-FREE TUBES(SIL) 250 TUBES | Pakuotė | 1 | 146 | Thermo Fisher Scientific | AM12475 | https://www.thermofisher.com/order/catalog/product/AM12475
AM12425 | 2.0 ML RNASE-FREE TUBES 500 TUBES | Pakuotė | 1 | 147 | Thermo Fisher Scientific | AM12425 | https://www.thermofisher.com/order/catalog/product/AM12425
AM12350 | NS 0.5ML RNASE-FREE TUBES(SIL) 500 TUBES | Pakuotė | 1 | 173 | Thermo Fisher Scientific | AM12350 | https://www.thermofisher.com/order/catalog/product/AM12350
AM12300 | 0.5 ML RNASE-FREE TUBES 1000 TUBES | Pakuotė | 1 | 234 | Thermo Fisher Scientific | AM12300 | https://www.thermofisher.com/order/catalog/product/AM12300
AM12250 | 0.5 ML PCR TUBES 1000 TUBES EACH | Pakuotė | 1 | 291 | Thermo Fisher Scientific | AM12250 | https://www.thermofisher.com/order/catalog/product/AM12250
AM12275 | 0.5 ML FRSTD FLATTOP PCR TUBE (1000/BOX) | Pakuotė | 1 | 306 | Thermo Fisher Scientific | AM12275 | https://www.thermofisher.com/order/catalog/product/AM12275
AM10070 | NUCAWAY SPIN COLUMNS 30 RXNS EACH | Pakuotė | 1 | 350 | Thermo Fisher Scientific | AM10070 | https://www.thermofisher.com/order/catalog/product/AM10070
AM12225 | 0.2 ML FROSTED LID PCR TUBES (1000/BOX) | Pakuotė | 1 | 363 | Thermo Fisher Scientific | AM12225 | https://www.thermofisher.com/order/catalog/product/AM12225
AM12230 | 0.2 ML 8-STRIP PCR TUBES+CAPS 125 STRIPS | Pakuotė | 1 | 434 | Thermo Fisher Scientific | AM12230 | https://www.thermofisher.com/order/catalog/product/AM12230
AM10065 | QUIKSPIN COLUMNS AND TUBES 100EA | Pakuotė | 1 | 501 | Thermo Fisher Scientific | AM10065 | https://www.thermofisher.com/order/catalog/product/AM10065
AM12500 | 15 ML CONICAL TUBES (RACKED) 500 X 15 ML | Pakuotė | 1 | 608 | Thermo Fisher Scientific | AM12500 | https://www.thermofisher.com/order/catalog/product/AM12500
N8013822 | MICROAMP CENTRIFUGE ADAPTER EACH | Pakuotė | 1 | 29 | Thermo Fisher Scientific | N8013822 | https://www.thermofisher.com/order/catalog/product/N8013822
4346907 | 96-WELL FAST THERMAL CYCLING PLATES, 10 | Pakuotė | 1 | 86 | Thermo Fisher Scientific | 4346907 | https://www.thermofisher.com/order/catalog/product/4346907
N8010560 | MICROAMP 96-WELL RXN PLATE - EA NO BARCODE | Pakuotė | 1 | 102 | Thermo Fisher Scientific | N8010560 | https://www.thermofisher.com/order/catalog/product/N8010560
4481190 | 96W FAST PLATE GPLE QTY 10 EACH | Pakuotė | 1 | 104 | Thermo Fisher Scientific | 4481190 | https://www.thermofisher.com/order/catalog/product/4481190
4308927 | GENEAMP THERM ISOLATION FRAME EACH | Pakuotė | 1 | 107 | Thermo Fisher Scientific | 4308927 | https://www.thermofisher.com/order/catalog/product/4308927
4375282 | FG,FAST 48-WELL TRAY EACH | Pakuotė | 1 | 112 | Thermo Fisher Scientific | 4375282 | https://www.thermofisher.com/order/catalog/product/4375282
4481191 | 96W PLATE GPLE QTY 10 EACH | Pakuotė | 1 | 121 | Thermo Fisher Scientific | 4481191 | https://www.thermofisher.com/order/catalog/product/4481191
4375928 | 48-WELL OPTICAL ADHESIVE FILM 25PK | Pakuotė | 1 | 127 | Thermo Fisher Scientific | 4375928 | https://www.thermofisher.com/order/catalog/product/4375928
N8010541 | 9600/9700 MICROAMP TRAY FOR TUBES W/CAP | Pakuotė | 1 | 137 | Thermo Fisher Scientific | N8010541 | https://www.thermofisher.com/order/catalog/product/N8010541
4379983 | MICROAMP 96W TRAY FOR VERIFLEX BLOCKS | Pakuotė | 1 | 138 | Thermo Fisher Scientific | 4379983 | https://www.thermofisher.com/order/catalog/product/4379983
4375816 | FG,FAST OPTICAL 48-WELL RXN PLATE | Pakuotė | 1 | 145 | Thermo Fisher Scientific | 4375816 | https://www.thermofisher.com/order/catalog/product/4375816
N8010534 | MICROAMP CAPS, 12 CAPS/STRIP EACH | Pakuotė | 1 | 156 | Thermo Fisher Scientific | N8010534 | https://www.thermofisher.com/order/catalog/product/N8010534
N8010535 | MICROAMP CAPS, 8 CAPS/STRIP EACH | Pakuotė | 1 | 156 | Thermo Fisher Scientific | N8010535 | https://www.thermofisher.com/order/catalog/product/N8010535
4381850 | MICROAMP 96W TRAY/RETAINER SET VERITI SY | Pakuotė | 1 | 159 | Thermo Fisher Scientific | 4381850 | https://www.thermofisher.com/order/catalog/product/4381850
4481192 | 96W PLATE BC GPLE QTY 10 EACH | Pakuotė | 1 | 159 | Thermo Fisher Scientific | 4481192 | https://www.thermofisher.com/order/catalog/product/4481192
4379590 | FG,96-WELL SUPPORT BASE EACH | Pakuotė | 1 | 167 | Thermo Fisher Scientific | 4379590 | https://www.thermofisher.com/order/catalog/product/4379590
N8010834 | MICROAMP COLOR CAPS, 12 CAPS/STRIP | Pakuotė | 1 | 167 | Thermo Fisher Scientific | N8010834 | https://www.thermofisher.com/order/catalog/product/N8010834
N8010531 | MICROAMP 96-WELL SUPPORT BASE EACH | Pakuotė | 1 | 168 | Thermo Fisher Scientific | N8010531 | https://www.thermofisher.com/order/catalog/product/N8010531
403081 | 9700 MICROAMP 96-WELL TRAY RETAINER SET | Pakuotė | 1 | 170 | Thermo Fisher Scientific | 403081 | https://www.thermofisher.com/order/catalog/product/403081
4358305 | FAST 96 WELL RETAINER TRAY KIT EACH | Pakuotė | 1 | 173 | Thermo Fisher Scientific | 4358305 | https://www.thermofisher.com/order/catalog/product/4358305
4358293 | FAST RCTN TUBES(8 TUBES/STRIP) EACH | Pakuotė | 1 | 191 | Thermo Fisher Scientific | 4358293 | https://www.thermofisher.com/order/catalog/product/4358293
N8010580 | MICROAMP 8-STRIP RXN TUBES, 0.2ML | Pakuotė | 1 | 204 | Thermo Fisher Scientific | N8010580 | https://www.thermofisher.com/order/catalog/product/N8010580
N8010540 | MICROAMP RXN TUBES WITH CAP, 0.2ML | Pakuotė | 1 | 206 | Thermo Fisher Scientific | N8010540 | https://www.thermofisher.com/order/catalog/product/N8010540
4312063 | 96-WELL SPLASH FREE SUPPORT BASE | Pakuotė | 1 | 207 | Thermo Fisher Scientific | 4312063 | https://www.thermofisher.com/order/catalog/product/4312063
N8010550 | MICROAMP 96-WELL FULL PLATE COVER | Pakuotė | 1 | 216 | Thermo Fisher Scientific | N8010550 | https://www.thermofisher.com/order/catalog/product/N8010550
N8010835 | MICROAMP COLOR CAPS, 8 CAPS/STRIP | Pakuotė | 1 | 218 | Thermo Fisher Scientific | N8010835 | https://www.thermofisher.com/order/catalog/product/N8010835
N8010840 | MICROAMP COLOR RXN TUBE W/CAPS , 0.2ML | Pakuotė | 1 | 218 | Thermo Fisher Scientific | N8010840 | https://www.thermofisher.com/order/catalog/product/N8010840
4358297 | FG,FAST REACTION TUBE WITH CAP KIT | Pakuotė | 1 | 254 | Thermo Fisher Scientific | 4358297 | https://www.thermofisher.com/order/catalog/product/4358297
N8010838 | MICROAMP 8-STRIP COLOR RXN TUBES, 0.2ML | Pakuotė | 1 | 254 | Thermo Fisher Scientific | N8010838 | https://www.thermofisher.com/order/catalog/product/N8010838
N8010833 | MICROAMP COLOR RXN TUBES W/O CAPS, 0.2ML | Pakuotė | 1 | 260 | Thermo Fisher Scientific | N8010833 | https://www.thermofisher.com/order/catalog/product/N8010833
N8010737 | THIN-WALL RXN TUBE W/ FLAT CAP , 0.5ML | Pakuotė | 1 | 270 | Thermo Fisher Scientific | N8010737 | https://www.thermofisher.com/order/catalog/product/N8010737
4306311 | MICROAMP CLEAR ADHESIVE FILM, 100 PC | Pakuotė | 1 | 272 | Thermo Fisher Scientific | 4306311 | https://www.thermofisher.com/order/catalog/product/4306311
N8050300 | FG,9700 STARTER KIT EACH | Pakuotė | 1 | 344 | Thermo Fisher Scientific | N8050300 | https://www.thermofisher.com/order/catalog/product/N8050300
N8010533 | MICROAMP RXN TUBES W/O CAPS, 0.2ML | Pakuotė | 1 | 387 | Thermo Fisher Scientific | N8010533 | https://www.thermofisher.com/order/catalog/product/N8010533
4375323 | 48-WELL OPTICAL ADHESIVE FILM 100PK | Pakuotė | 1 | 398 | Thermo Fisher Scientific | 4375323 | https://www.thermofisher.com/order/catalog/product/4375323
N8010611 | AUTOCLAVED THIN-WALLED RXN TUBES, 0.5ML | Pakuotė | 1 | 455 | Thermo Fisher Scientific | N8010611 | https://www.thermofisher.com/order/catalog/product/N8010611
N8010612 | AUTOCLAVED RXN TUBES W/ CAP, 0.2ML | Pakuotė | 1 | 561 | Thermo Fisher Scientific | N8010612 | https://www.thermofisher.com/order/catalog/product/N8010612
N8011534 | BULKPACK MICROAMP CAPS, 12 CAPS/STRIP | Pakuotė | 1 | 701 | Thermo Fisher Scientific | N8011534 | https://www.thermofisher.com/order/catalog/product/N8011534
N8011535 | BULKPACK MICROAMP CAPS, 8 CAPS/STRIP | Pakuotė | 1 | 708 | Thermo Fisher Scientific | N8011535 | https://www.thermofisher.com/order/catalog/product/N8011535
403083 | 9700 MICROAMP ASSEMBLY EACH | Pakuotė | 1 | 1035 | Thermo Fisher Scientific | 403083 | https://www.thermofisher.com/order/catalog/product/403083
N8011533 | PREPACKAGED MICROAMP REACTION EACH | Pakuotė | 1 | 1803 | Thermo Fisher Scientific | N8011533 | https://www.thermofisher.com/order/catalog/product/N8011533
N8011540 | BULKPACK MICROAMP RXN TUBES W/CAP, 0.2ML | Pakuotė | 1 | 1821 | Thermo Fisher Scientific | N8011540 | https://www.thermofisher.com/order/catalog/product/N8011540
403086 | BULKPK MICROAMP ASSY EACH | Pakuotė | 1 | 3668 | Thermo Fisher Scientific | 403086 | https://www.thermofisher.com/order/catalog/product/403086
4316813 | BULKPACK 96-WELL RXN PLATES, 50XN8010560 | Pakuotė | 1 | 4328 | Thermo Fisher Scientific | 4316813 | https://www.thermofisher.com/order/catalog/product/4316813
C10228 | COUNTESS CELL COUNTING CHAMBER EACH | Pakuotė | 1 | 162 | Thermo Fisher Scientific | C10228 | https://www.thermofisher.com/order/catalog/product/C10228
A25750 | COUNTESS II FL REUSE SLIDE 1 EACH | Pakuotė | 1 | 435 | Thermo Fisher Scientific | A25750 | https://www.thermofisher.com/order/catalog/product/A25750
C10312 | COUNTESS CHAMBER SLIDES 10PK EACH | Pakuotė | 1 | 1611 | Thermo Fisher Scientific | C10312 | https://www.thermofisher.com/order/catalog/product/C10312
C10313 | COUNTESS CHAMBER SLIDES 25PK EACH | Pakuotė | 1 | 3833 | Thermo Fisher Scientific | C10313 | https://www.thermofisher.com/order/catalog/product/C10313
TUC0010 | TUBE WITH CLEAR CAP POLYPROPYL FOR PCR FINNZYMES | Pakuotė | 1 | 251 | Thermo Fisher Scientific | TUC0010 | https://www.thermofisher.com/order/catalog/product/TUC0010
A32812 | 3X32-WELL CLEAR ADHESIVE FILM 100 FILMS | Pakuotė | 1 | 99 | Thermo Fisher Scientific | A32812 | https://www.thermofisher.com/order/catalog/product/A32812
BC3496SMP | ARMADILLO 96-WELL PLATE, CLEAR EACH | Pakuotė | 1 | 6 | Thermo Fisher Scientific | BC3496SMP | https://www.thermofisher.com/order/catalog/product/BC3496SMP
BC3596SMP | ARMADILLO 96-WELL PLATE, CLEAR EACH | Pakuotė | 1 | 6 | Thermo Fisher Scientific | BC3596SMP | https://www.thermofisher.com/order/catalog/product/BC3596SMP
A32810 | MICROAMP 3X32-WELL PLATE,FG 5 PLATES | Pakuotė | 1 | 41 | Thermo Fisher Scientific | A32810 | https://www.thermofisher.com/order/catalog/product/A32810
BC3180 | CUSTOM BARCODED AB2396 FOR UMC 25PLATE/CS | Pakuotė | 1 | 128 | Thermo Fisher Scientific | BC3180 | https://www.thermofisher.com/order/catalog/product/BC3180
A32811 | MICROAMP 3X32-WELL PLATE 20 PLATES | Pakuotė | 1 | 153 | Thermo Fisher Scientific | A32811 | https://www.thermofisher.com/order/catalog/product/A32811
A43673 | TRIFLEX 96-WELL RXN PLATE 20 PLATES | Pakuotė | 1 | 153 | Thermo Fisher Scientific | A43673 | https://www.thermofisher.com/order/catalog/product/A43673
TF0384 | THERMO FAST 384 REACTION PLATE (50 PER CASE) | Pakuotė | 1 | 350 | Thermo Fisher Scientific | TF0384 | https://www.thermofisher.com/order/catalog/product/TF0384
TF0384W | THERMO-FAST 384 PCR PLATE EA | Pakuotė | 1 | 377 | Thermo Fisher Scientific | TF0384W | https://www.thermofisher.com/order/catalog/product/TF0384W
A46920 | RIBOMINUS BACTERIA V2 PROBE 1 TUBE | Pakuotė | 1 | 542 | Thermo Fisher Scientific | A46920 | https://www.thermofisher.com/order/catalog/product/A46920
12282100 | PURELINK VIRAL WASH TUBES 100 | Pakuotė | 1 | 50 | Thermo Fisher Scientific | 12282100 | https://www.thermofisher.com/order/catalog/product/12282100
A38738 | AUTOLYS M TUBES AND CAPS 25 EACH | Pakuotė | 1 | 164 | Thermo Fisher Scientific | A38738 | https://www.thermofisher.com/order/catalog/product/A38738
A42351 | BEAD TUBES MICROBIOME(100EA) 100EA | Pakuotė | 1 | 194 | Thermo Fisher Scientific | A42351 | https://www.thermofisher.com/order/catalog/product/A42351
A42358 | MAGMAX MICRBIOM ULTRA W/TUBES 100RXNS | Pakuotė | 1 | 762 | Thermo Fisher Scientific | A42358 | https://www.thermofisher.com/order/catalog/product/A42358
A37956 | AUTOLYS TUBELIFTER 1 TUBELIFT | Pakuotė | 1 | 3788 | Thermo Fisher Scientific | A37956 | https://www.thermofisher.com/order/catalog/product/A37956
4055 | HBTU FILTERS & PACKET EACH | Pakuotė | 1 | 26 | Thermo Fisher Scientific | 4055 | https://www.thermofisher.com/order/catalog/product/4055
4410232 | 8 TUBE & RETAINER FAST CE-IVD EACH | Pakuotė | 1 | 332 | Thermo Fisher Scientific | 4410232 | https://www.thermofisher.com/order/catalog/product/4410232
4410230 | 8 TUBE & RETAINER STD CE-IVD EACH | Pakuotė | 1 | 378 | Thermo Fisher Scientific | 4410230 | https://www.thermofisher.com/order/catalog/product/4410230
4410233 | 8 TUBE & RETAINER FAST RUO EACH | Pakuotė | 1 | 383 | Thermo Fisher Scientific | 4410233 | https://www.thermofisher.com/order/catalog/product/4410233
4410231 | 8 TUBE & RETAINER STD RUO EACH | Pakuotė | 1 | 386 | Thermo Fisher Scientific | 4410231 | https://www.thermofisher.com/order/catalog/product/4410231
91124 | Test Paper Roll pH 1-11 | 1 | 1 | 7.3 | Thermo Fisher Scientific | 91124 | https://www.thermofisher.com/order/catalog/product/91124
91130 | Test Paper Roll pH 0.5-5 | 1 | 1 | 7.3 | Thermo Fisher Scientific | 91130 | https://www.thermofisher.com/order/catalog/product/91130
91131 | Test Paper Roll pH 5-9 | 1 | 1 | 7.3 | Thermo Fisher Scientific | 91131 | https://www.thermofisher.com/order/catalog/product/91131
91132 | Test Paper Roll pH 6.5-10 | 1 | 1 | 7.3 | Thermo Fisher Scientific | 91132 | https://www.thermofisher.com/order/catalog/product/91132
91133 | Test Paper Roll pH 9-13 | 1 | 1 | 7.3 | Thermo Fisher Scientific | 91133 | https://www.thermofisher.com/order/catalog/product/91133
91134 | Test Paper Roll pH 0-10 | 1 | 1 | 7.3 | Thermo Fisher Scientific | 91134 | https://www.thermofisher.com/order/catalog/product/91134
91135 | Test Paper Roll pH 1-14 | 1 | 1 | 7.3 | Thermo Fisher Scientific | 91135 | https://www.thermofisher.com/order/catalog/product/91135
91138 | Test Paper Roll pH 4-7 | 1 | 1 | 7.3 | Thermo Fisher Scientific | 91138 | https://www.thermofisher.com/order/catalog/product/91138
91140 | Test Paper Roll pH 6.4-8 | 1 | 1 | 7.3 | Thermo Fisher Scientific | 91140 | https://www.thermofisher.com/order/catalog/product/91140
101021 | Test Strips pH 0-14 | 100 | 1 | 10.8 | Thermo Fisher Scientific | 101021 | https://www.thermofisher.com/order/catalog/product/101021
101023 | Test Strips pH 0.5-5 | 100 | 1 | 10.8 | Thermo Fisher Scientific | 101023 | https://www.thermofisher.com/order/catalog/product/101023
101024 | Test Strips pH 5.5-9 | 100 | 1 | 10.8 | Thermo Fisher Scientific | 101024 | https://www.thermofisher.com/order/catalog/product/101024
101025 | Test Strips pH 9.5-13 | 100 | 1 | 10.8 | Thermo Fisher Scientific | 101025 | https://www.thermofisher.com/order/catalog/product/101025
124.948 | Seed Testing Paper 48 x 48 cm | 500 | 1 | 202 | Thermo Fisher Scientific | 124.948 | https://www.thermofisher.com/order/catalog/product/124.948
124.962 | Seed Testing Paper 62 x 62 cm | 500 | 1 | 283 | Thermo Fisher Scientific | 124.962 | https://www.thermofisher.com/order/catalog/product/124.962
127.075 | Seed Testing Paper Circle 75 mm | 5000 | 1 | 269 | Thermo Fisher Scientific | 127.075 | https://www.thermofisher.com/order/catalog/product/127.075
127.085 | Seed Testing Paper Circle 85 mm | 5000 | 1 | 280 | Thermo Fisher Scientific | 127.085 | https://www.thermofisher.com/order/catalog/product/127.085
127.175 | Seed Testing Paper Circle 75 mm with hole for wick | 5000 | 1 | 338 | Thermo Fisher Scientific | 127.175 | https://www.thermofisher.com/order/catalog/product/127.175
127.185 | Seed Testing Paper Circle 85 mm with hole for wick | 5000 | 1 | 340 | Thermo Fisher Scientific | 127.185 | https://www.thermofisher.com/order/catalog/product/127.185
133.032 | Milk Sediment Filters 32 mm | 500 | 1 | 52.3 | Thermo Fisher Scientific | 133.032 | https://www.thermofisher.com/order/catalog/product/133.032
150.959 | Creped Filter Paper AGF 132 48 x 59 cm | 500 | 1 | 79 | Thermo Fisher Scientific | 150.959 | https://www.thermofisher.com/order/catalog/product/150.959
171.925 | Weighing Paper Smooth Sheets Size 90 x 125 mm | 500 | 1 | 21 | Thermo Fisher Scientific | 171.925 | https://www.thermofisher.com/order/catalog/product/171.925
173.913 | Lens Cleaning Tissue Sheets Size 135 x 170 mm | 500 | 1 | 27.6 | Thermo Fisher Scientific | 173.913 | https://www.thermofisher.com/order/catalog/product/173.913
201.055 | Qualitative Filter Paper Grade 201 55 mm | 100 | 1 | 5.5 | Thermo Fisher Scientific | 201.055 | https://www.thermofisher.com/order/catalog/product/201.055
201.070 | Qualitative Filter Paper Grade 201 70 mm | 100 | 1 | 6.1 | Thermo Fisher Scientific | 201.070 | https://www.thermofisher.com/order/catalog/product/201.070
201.090 | Qualitative Filter Paper Grade 201 90 mm | 100 | 1 | 6.9 | Thermo Fisher Scientific | 201.090 | https://www.thermofisher.com/order/catalog/product/201.090
201.110 | Qualitative Filter Paper Grade 201 110 mm | 100 | 1 | 8.2 | Thermo Fisher Scientific | 201.110 | https://www.thermofisher.com/order/catalog/product/201.110
201.125 | Qualitative Filter Paper Grade 201 125 mm | 100 | 1 | 10.6 | Thermo Fisher Scientific | 201.125 | https://www.thermofisher.com/order/catalog/product/201.125
201.150 | Qualitative Filter Paper Grade 201 150 mm | 100 | 1 | 12.9 | Thermo Fisher Scientific | 201.150 | https://www.thermofisher.com/order/catalog/product/201.150
201.185 | Qualitative Filter Paper Grade 201 185 mm | 100 | 1 | 16.5 | Thermo Fisher Scientific | 201.185 | https://www.thermofisher.com/order/catalog/product/201.185
201.240 | Qualitative Filter Paper Grade 201 240 mm | 100 | 1 | 26.7 | Thermo Fisher Scientific | 201.240 | https://www.thermofisher.com/order/catalog/product/201.240
201.270 | Qualitative Filter Paper Grade 201 270 mm | 100 | 1 | 42 | Thermo Fisher Scientific | 201.270 | https://www.thermofisher.com/order/catalog/product/201.270
202.055 | Qualitative Filter Paper Grade 202 55 mm | 100 | 1 | 5.5 | Thermo Fisher Scientific | 202.055 | https://www.thermofisher.com/order/catalog/product/202.055
202.070 | Qualitative Filter Paper Grade 202 70 mm | 100 | 1 | 6.1 | Thermo Fisher Scientific | 202.070 | https://www.thermofisher.com/order/catalog/product/202.070
202.090 | Qualitative Filter Paper Grade 202 90 mm | 100 | 1 | 6.9 | Thermo Fisher Scientific | 202.090 | https://www.thermofisher.com/order/catalog/product/202.090
202.110 | Qualitative Filter Paper Grade 202 110 mm | 100 | 1 | 8.2 | Thermo Fisher Scientific | 202.110 | https://www.thermofisher.com/order/catalog/product/202.110
202.125 | Qualitative Filter Paper Grade 202 125 mm | 100 | 1 | 10.6 | Thermo Fisher Scientific | 202.125 | https://www.thermofisher.com/order/catalog/product/202.125
202.150 | Qualitative Filter Paper Grade 202 150 mm | 100 | 1 | 12.9 | Thermo Fisher Scientific | 202.150 | https://www.thermofisher.com/order/catalog/product/202.150
202.185 | Qualitative Filter Paper Grade 202 185 mm | 100 | 1 | 16.5 | Thermo Fisher Scientific | 202.185 | https://www.thermofisher.com/order/catalog/product/202.185
202.240 | Qualitative Filter Paper Grade 202 240 mm | 100 | 1 | 26.7 | Thermo Fisher Scientific | 202.240 | https://www.thermofisher.com/order/catalog/product/202.240
202.270 | Qualitative Filter Paper Grade 202 270 mm | 100 | 1 | 42 | Thermo Fisher Scientific | 202.270 | https://www.thermofisher.com/order/catalog/product/202.270
204.055 | Qualitative Filter Paper Grade 204 55 mm | 100 | 1 | 5.5 | Thermo Fisher Scientific | 204.055 | https://www.thermofisher.com/order/catalog/product/204.055
204.070 | Qualitative Filter Paper Grade 204 70 mm | 100 | 1 | 6.1 | Thermo Fisher Scientific | 204.070 | https://www.thermofisher.com/order/catalog/product/204.070
204.090 | Qualitative Filter Paper Grade 204 90 mm | 100 | 1 | 6.9 | Thermo Fisher Scientific | 204.090 | https://www.thermofisher.com/order/catalog/product/204.090
204.110 | Qualitative Filter Paper Grade 204 110 mm | 100 | 1 | 8.2 | Thermo Fisher Scientific | 204.110 | https://www.thermofisher.com/order/catalog/product/204.110
204.125 | Qualitative Filter Paper Grade 204 125 mm | 100 | 1 | 10.6 | Thermo Fisher Scientific | 204.125 | https://www.thermofisher.com/order/catalog/product/204.125
204.150 | Qualitative Filter Paper Grade 204 150 mm | 100 | 1 | 12.9 | Thermo Fisher Scientific | 204.150 | https://www.thermofisher.com/order/catalog/product/204.150
204.185 | Qualitative Filter Paper Grade 204 185 mm | 100 | 1 | 16.5 | Thermo Fisher Scientific | 204.185 | https://www.thermofisher.com/order/catalog/product/204.185
204.240 | Qualitative Filter Paper Grade 204 240 mm | 100 | 1 | 26.7 | Thermo Fisher Scientific | 204.240 | https://www.thermofisher.com/order/catalog/product/204.240
204.270 | Qualitative Filter Paper Grade 204 270 mm | 100 | 1 | 42 | Thermo Fisher Scientific | 204.270 | https://www.thermofisher.com/order/catalog/product/204.270
205.055 | Qualitative Filter Paper Grade 205 55 mm | 100 | 1 | 5.5 | Thermo Fisher Scientific | 205.055 | https://www.thermofisher.com/order/catalog/product/205.055
205.070 | Qualitative Filter Paper Grade 205 70 mm | 100 | 1 | 6.1 | Thermo Fisher Scientific | 205.070 | https://www.thermofisher.com/order/catalog/product/205.070
205.090 | Qualitative Filter Paper Grade 205 90 mm | 100 | 1 | 6.9 | Thermo Fisher Scientific | 205.090 | https://www.thermofisher.com/order/catalog/product/205.090
205.110 | Qualitative Filter Paper Grade 205 110 mm | 100 | 1 | 8.2 | Thermo Fisher Scientific | 205.110 | https://www.thermofisher.com/order/catalog/product/205.110
205.125 | Qualitative Filter Paper Grade 205 125 mm | 100 | 1 | 10.6 | Thermo Fisher Scientific | 205.125 | https://www.thermofisher.com/order/catalog/product/205.125
205.150 | Qualitative Filter Paper Grade 205 150 mm | 100 | 1 | 12.9 | Thermo Fisher Scientific | 205.150 | https://www.thermofisher.com/order/catalog/product/205.150
205.185 | Qualitative Filter Paper Grade 205 185 mm | 100 | 1 | 16.5 | Thermo Fisher Scientific | 205.185 | https://www.thermofisher.com/order/catalog/product/205.185
205.240 | Qualitative Filter Paper Grade 205 240 mm | 100 | 1 | 26.7 | Thermo Fisher Scientific | 205.240 | https://www.thermofisher.com/order/catalog/product/205.240
205.270 | Qualitative Filter Paper Grade 205 270 mm | 100 | 1 | 42 | Thermo Fisher Scientific | 205.270 | https://www.thermofisher.com/order/catalog/product/205.270
257101 | Funnel for 25-SG/25-SS | 1 | 1 | 31.3 | Thermo Fisher Scientific | 257101 | https://www.thermofisher.com/order/catalog/product/257101
257102 | Base incl. Stopper for 25-SG | 1 | 1 | 85.3 | Thermo Fisher Scientific | 257102 | https://www.thermofisher.com/order/catalog/product/257102
257103 | Base incl. Stopper for 25-SS | 1 | 1 | 63.7 | Thermo Fisher Scientific | 257103 | https://www.thermofisher.com/order/catalog/product/257103
257104 | Clamp for 25-SG/25-SS | 1 | 1 | 59.4 | Thermo Fisher Scientific | 257104 | https://www.thermofisher.com/order/catalog/product/257104
257105 | Stopper for 25-SG/25-SS | 1 | 1 | 8.5 | Thermo Fisher Scientific | 257105 | https://www.thermofisher.com/order/catalog/product/257105
257106 | Gasket for 25-SS | 1 | 1 | 2.7 | Thermo Fisher Scientific | 257106 | https://www.thermofisher.com/order/catalog/product/257106
257107 | Stainless Steel Screen for 25-SS | 1 | 1 | 21.6 | Thermo Fisher Scientific | 257107 | https://www.thermofisher.com/order/catalog/product/257107
258100 | Complete Glass Filter Holder 25-SG | 1 | 1 | 140.4 | Thermo Fisher Scientific | 258100 | https://www.thermofisher.com/order/catalog/product/258100
259100 | Complete Glass Filter Holder 25-SS | 1 | 1 | 140.4 | Thermo Fisher Scientific | 259100 | https://www.thermofisher.com/order/catalog/product/259100
440.055 | Quantitative Filter Paper Grade 440 55 mm | 100 | 1 | 7.3 | Thermo Fisher Scientific | 440.055 | https://www.thermofisher.com/order/catalog/product/440.055
440.070 | Quantitative Filter Paper Grade 440 70 mm | 100 | 1 | 9.2 | Thermo Fisher Scientific | 440.070 | https://www.thermofisher.com/order/catalog/product/440.070
440.090 | Quantitative Filter Paper Grade 440 90 mm | 100 | 1 | 13.5 | Thermo Fisher Scientific | 440.090 | https://www.thermofisher.com/order/catalog/product/440.090
440.110 | Quantitative Filter Paper Grade 440 110 mm | 100 | 1 | 18.8 | Thermo Fisher Scientific | 440.110 | https://www.thermofisher.com/order/catalog/product/440.110
440.125 | Quantitative Filter Paper Grade 440 125 mm | 100 | 1 | 23.3 | Thermo Fisher Scientific | 440.125 | https://www.thermofisher.com/order/catalog/product/440.125
440.150 | Quantitative Filter Paper Grade 440 150 mm | 100 | 1 | 32.4 | Thermo Fisher Scientific | 440.150 | https://www.thermofisher.com/order/catalog/product/440.150
440.185 | Quantitative Filter Paper Grade 440 185 mm | 100 | 1 | 45.7 | Thermo Fisher Scientific | 440.185 | https://www.thermofisher.com/order/catalog/product/440.185
440.240 | Quantitative Filter Paper Grade 440 240 mm | 100 | 1 | 91.2 | Thermo Fisher Scientific | 440.240 | https://www.thermofisher.com/order/catalog/product/440.240
440.270 | Quantitative Filter Paper Grade 440 270 mm | 100 | 1 | 108.9 | Thermo Fisher Scientific | 440.270 | https://www.thermofisher.com/order/catalog/product/440.270
441.055 | Quantitative Filter Paper Grade 441 55 mm | 100 | 1 | 7.3 | Thermo Fisher Scientific | 441.055 | https://www.thermofisher.com/order/catalog/product/441.055
441.070 | Quantitative Filter Paper Grade 441 70 mm | 100 | 1 | 9.2 | Thermo Fisher Scientific | 441.070 | https://www.thermofisher.com/order/catalog/product/441.070
441.090 | Quantitative Filter Paper Grade 441 90 mm | 100 | 1 | 13.5 | Thermo Fisher Scientific | 441.090 | https://www.thermofisher.com/order/catalog/product/441.090
441.110 | Quantitative Filter Paper Grade 441 110 mm | 100 | 1 | 18.8 | Thermo Fisher Scientific | 441.110 | https://www.thermofisher.com/order/catalog/product/441.110
441.125 | Quantitative Filter Paper Grade 441 125 mm | 100 | 1 | 23.3 | Thermo Fisher Scientific | 441.125 | https://www.thermofisher.com/order/catalog/product/441.125
441.150 | Quantitative Filter Paper Grade 441 150 mm | 100 | 1 | 32.4 | Thermo Fisher Scientific | 441.150 | https://www.thermofisher.com/order/catalog/product/441.150
441.185 | Quantitative Filter Paper Grade 441 185 mm | 100 | 1 | 45.7 | Thermo Fisher Scientific | 441.185 | https://www.thermofisher.com/order/catalog/product/441.185
441.240 | Quantitative Filter Paper Grade 441 240 mm | 100 | 1 | 91.2 | Thermo Fisher Scientific | 441.240 | https://www.thermofisher.com/order/catalog/product/441.240
441.270 | Quantitative Filter Paper Grade 441 270 mm | 100 | 1 | 108.9 | Thermo Fisher Scientific | 441.270 | https://www.thermofisher.com/order/catalog/product/441.270
442.055 | Quantitative Filter Paper Grade 442 55 mm | 100 | 1 | 7.3 | Thermo Fisher Scientific | 442.055 | https://www.thermofisher.com/order/catalog/product/442.055
442.070 | Quantitative Filter Paper Grade 442 70 mm | 100 | 1 | 9.2 | Thermo Fisher Scientific | 442.070 | https://www.thermofisher.com/order/catalog/product/442.070
442.090 | Quantitative Filter Paper Grade 442 90 mm | 100 | 1 | 13.5 | Thermo Fisher Scientific | 442.090 | https://www.thermofisher.com/order/catalog/product/442.090
442.110 | Quantitative Filter Paper Grade 442 110 mm | 100 | 1 | 18.8 | Thermo Fisher Scientific | 442.110 | https://www.thermofisher.com/order/catalog/product/442.110
442.125 | Quantitative Filter Paper Grade 442 125 mm | 100 | 1 | 23.3 | Thermo Fisher Scientific | 442.125 | https://www.thermofisher.com/order/catalog/product/442.125
442.150 | Quantitative Filter Paper Grade 442 150 mm | 100 | 1 | 32.4 | Thermo Fisher Scientific | 442.150 | https://www.thermofisher.com/order/catalog/product/442.150
442.185 | Quantitative Filter Paper Grade 442 185 mm | 100 | 1 | 45.7 | Thermo Fisher Scientific | 442.185 | https://www.thermofisher.com/order/catalog/product/442.185
442.240 | Quantitative Filter Paper Grade 442 240 mm | 100 | 1 | 91.2 | Thermo Fisher Scientific | 442.240 | https://www.thermofisher.com/order/catalog/product/442.240
442.270 | Quantitative Filter Paper Grade 442 270 mm | 100 | 1 | 108.9 | Thermo Fisher Scientific | 442.270 | https://www.thermofisher.com/order/catalog/product/442.270
444.055 | Quantitative Filter Paper Grade 444 55 mm | 100 | 1 | 7.3 | Thermo Fisher Scientific | 444.055 | https://www.thermofisher.com/order/catalog/product/444.055
444.070 | Quantitative Filter Paper Grade 444 70 mm | 100 | 1 | 9.2 | Thermo Fisher Scientific | 444.070 | https://www.thermofisher.com/order/catalog/product/444.070
444.090 | Quantitative Filter Paper Grade 444 90 mm | 100 | 1 | 13.5 | Thermo Fisher Scientific | 444.090 | https://www.thermofisher.com/order/catalog/product/444.090
444.110 | Quantitative Filter Paper Grade 444 110 mm | 100 | 1 | 18.8 | Thermo Fisher Scientific | 444.110 | https://www.thermofisher.com/order/catalog/product/444.110
444.125 | Quantitative Filter Paper Grade 444 125 mm | 100 | 1 | 23.3 | Thermo Fisher Scientific | 444.125 | https://www.thermofisher.com/order/catalog/product/444.125
444.150 | Quantitative Filter Paper Grade 444 150 mm | 100 | 1 | 32.4 | Thermo Fisher Scientific | 444.150 | https://www.thermofisher.com/order/catalog/product/444.150
444.185 | Quantitative Filter Paper Grade 444 185 mm | 100 | 1 | 45.7 | Thermo Fisher Scientific | 444.185 | https://www.thermofisher.com/order/catalog/product/444.185
444.240 | Quantitative Filter Paper Grade 444 240 mm | 100 | 1 | 91.2 | Thermo Fisher Scientific | 444.240 | https://www.thermofisher.com/order/catalog/product/444.240
444.270 | Quantitative Filter Paper Grade 444 270 mm | 100 | 1 | 108.9 | Thermo Fisher Scientific | 444.270 | https://www.thermofisher.com/order/catalog/product/444.270
610.199 | Extraction Thimbles Cellulose 19 x 90 mm | 25 | 1 | 61.6 | Thermo Fisher Scientific | 610.199 | https://www.thermofisher.com/order/catalog/product/610.199
610.228 | Extraction Thimbles Cellulose 22 x 80 mm | 25 | 1 | 65.5 | Thermo Fisher Scientific | 610.228 | https://www.thermofisher.com/order/catalog/product/610.228
610.250 | Extraction Thimbles Cellulose 25 x 100 mm | 25 | 1 | 65.5 | Thermo Fisher Scientific | 610.250 | https://www.thermofisher.com/order/catalog/product/610.250
610.258 | Extraction Thimbles Cellulose 25 x 80 mm | 25 | 1 | 65.5 | Thermo Fisher Scientific | 610.258 | https://www.thermofisher.com/order/catalog/product/610.258
610.266 | Extraction Thimbles Cellulose 26 x 60 mm | 25 | 1 | 70.4 | Thermo Fisher Scientific | 610.266 | https://www.thermofisher.com/order/catalog/product/610.266
610.280 | Extraction Thimbles Cellulose 28 x 100 mm | 25 | 1 | 70.4 | Thermo Fisher Scientific | 610.280 | https://www.thermofisher.com/order/catalog/product/610.280
610.288 | Extraction Thimbles Cellulose 28 x 80 mm | 25 | 1 | 70.4 | Thermo Fisher Scientific | 610.288 | https://www.thermofisher.com/order/catalog/product/610.288
610.300 | Extraction Thimbles Cellulose 30 x 100 mm | 25 | 1 | 70.4 | Thermo Fisher Scientific | 610.300 | https://www.thermofisher.com/order/catalog/product/610.300
610.308 | Extraction Thimbles Cellulose 30 x 80 mm | 25 | 1 | 70.4 | Thermo Fisher Scientific | 610.308 | https://www.thermofisher.com/order/catalog/product/610.308
610.318 | Extraction Thimbles Cellulose 33 x 118 mm | 25 | 1 | 75.1 | Thermo Fisher Scientific | 610.318 | https://www.thermofisher.com/order/catalog/product/610.318
610.331 | Extraction Thimbles Cellulose 33 x 100 mm | 25 | 1 | 71.4 | Thermo Fisher Scientific | 610.331 | https://www.thermofisher.com/order/catalog/product/610.331
610.338 | Extraction Thimbles Cellulose 33 x 80 mm | 25 | 1 | 70.6 | Thermo Fisher Scientific | 610.338 | https://www.thermofisher.com/order/catalog/product/610.338
610.339 | Extraction Thimbles Cellulose 33 x 94 mm | 25 | 1 | 88.1 | Thermo Fisher Scientific | 610.339 | https://www.thermofisher.com/order/catalog/product/610.339
610.351 | Extraction Thimbles Cellulose 35 x 150 mm | 25 | 1 | 118.3 | Thermo Fisher Scientific | 610.351 | https://www.thermofisher.com/order/catalog/product/610.351
610.412 | Extraction Thimbles Cellulose 41 x 123 mm | 25 | 1 | 118.3 | Thermo Fisher Scientific | 610.412 | https://www.thermofisher.com/order/catalog/product/610.412
127.018310 | Wick for circles with holes 18 x 310 mm | 2500 | 1 | 114 | Thermo Fisher Scientific | 127.018310 | https://www.thermofisher.com/order/catalog/product/127.018310
171.100100 | Weighing Paper Smooth Sheets Size 100 x 100 mm | 500 | 1 | 19 | Thermo Fisher Scientific | 171.100100 | https://www.thermofisher.com/order/catalog/product/171.100100
13CA022-100 | Q-Max® RR Syringe Filter 13 mm 0.22 µm CA | 100 | 1 | 57.2 | Thermo Fisher Scientific | 13CA022-100 | https://www.thermofisher.com/order/catalog/product/13CA022-100
13CA022-500 | Q-Max® RR Syringe Filter 13 mm 0.22 µm CA | 500 | 1 | 257.9 | Thermo Fisher Scientific | 13CA022-500 | https://www.thermofisher.com/order/catalog/product/13CA022-500
13CA045-100 | Q-Max® RR Syringe Filter 13 mm 0.45 µm CA | 100 | 1 | 57.2 | Thermo Fisher Scientific | 13CA045-100 | https://www.thermofisher.com/order/catalog/product/13CA045-100
13CA045-500 | Q-Max® RR Syringe Filter 13 mm 0.45 µm CA | 500 | 1 | 257.9 | Thermo Fisher Scientific | 13CA045-500 | https://www.thermofisher.com/order/catalog/product/13CA045-500
13GF070-100 | Q-Max® RR Syringe Filter 13 mm 0.7 µm GF | 100 | 1 | 70.7 | Thermo Fisher Scientific | 13GF070-100 | https://www.thermofisher.com/order/catalog/product/13GF070-100
13GF070-500 | Q-Max® RR Syringe Filter 13 mm 0.7 µm GF | 500 | 1 | 318.2 | Thermo Fisher Scientific | 13GF070-500 | https://www.thermofisher.com/order/catalog/product/13GF070-500
13GF100-100 | Q-Max® RR Syringe Filter 13 mm 1.0 µm GF | 100 | 1 | 70.7 | Thermo Fisher Scientific | 13GF100-100 | https://www.thermofisher.com/order/catalog/product/13GF100-100
13GF100-500 | Q-Max® RR Syringe Filter 13 mm 1.0 µm GF | 500 | 1 | 318.2 | Thermo Fisher Scientific | 13GF100-500 | https://www.thermofisher.com/order/catalog/product/13GF100-500
13NY022-100 | Q-Max® RR Syringe Filter 13 mm 0.22 µm Nylon | 100 | 1 | 61.4 | Thermo Fisher Scientific | 13NY022-100 | https://www.thermofisher.com/order/catalog/product/13NY022-100
13NY022-500 | Q-Max® RR Syringe Filter 13 mm 0.22 µm Nylon | 500 | 1 | 276.6 | Thermo Fisher Scientific | 13NY022-500 | https://www.thermofisher.com/order/catalog/product/13NY022-500
13NY045-100 | Q-Max® RR Syringe Filter 13 mm 0.45 µm Nylon | 100 | 1 | 61.4 | Thermo Fisher Scientific | 13NY045-100 | https://www.thermofisher.com/order/catalog/product/13NY045-100
13NY045-500 | Q-Max® RR Syringe Filter 13 mm 0.45 µm Nylon | 500 | 1 | 276.6 | Thermo Fisher Scientific | 13NY045-500 | https://www.thermofisher.com/order/catalog/product/13NY045-500
13PE022-100 | Q-Max® RR Syringe Filter 13 mm 0.22 µm PES | 100 | 1 | 57.2 | Thermo Fisher Scientific | 13PE022-100 | https://www.thermofisher.com/order/catalog/product/13PE022-100
13PE022-500 | Q-Max® RR Syringe Filter 13 mm 0.22 µm PES | 500 | 1 | 257.9 | Thermo Fisher Scientific | 13PE022-500 | https://www.thermofisher.com/order/catalog/product/13PE022-500
13PE045-100 | Q-Max® RR Syringe Filter 13 mm 0.45 µm PES | 100 | 1 | 57.2 | Thermo Fisher Scientific | 13PE045-100 | https://www.thermofisher.com/order/catalog/product/13PE045-100
13PE045-500 | Q-Max® RR Syringe Filter 13 mm 0.45 µm PES | 500 | 1 | 257.9 | Thermo Fisher Scientific | 13PE045-500 | https://www.thermofisher.com/order/catalog/product/13PE045-500
13PL022-100 | Q-Max® RR Syringe Filter 13 mm 0.22 µm PTFE-philic | 100 | 1 | 91.5 | Thermo Fisher Scientific | 13PL022-100 | https://www.thermofisher.com/order/catalog/product/13PL022-100
13PL022-500 | Q-Max® RR Syringe Filter 13 mm 0.22 µm PTFE-philic | 500 | 1 | 411.8 | Thermo Fisher Scientific | 13PL022-500 | https://www.thermofisher.com/order/catalog/product/13PL022-500
13PL045-100 | Q-Max® RR Syringe Filter 13 mm 0.45 µm PTFE-philic | 100 | 1 | 91.5 | Thermo Fisher Scientific | 13PL045-100 | https://www.thermofisher.com/order/catalog/product/13PL045-100
13PL045-500 | Q-Max® RR Syringe Filter 13 mm 0.45 µm PTFE-philic | 500 | 1 | 411.8 | Thermo Fisher Scientific | 13PL045-500 | https://www.thermofisher.com/order/catalog/product/13PL045-500
13PT022-100 | Q-Max® RR Syringe Filter 13 mm 0.22 µm PTFE-phobic | 100 | 1 | 82.2 | Thermo Fisher Scientific | 13PT022-100 | https://www.thermofisher.com/order/catalog/product/13PT022-100
13PT022-500 | Q-Max® RR Syringe Filter 13 mm 0.22 µm PTFE-phobic | 500 | 1 | 370.2 | Thermo Fisher Scientific | 13PT022-500 | https://www.thermofisher.com/order/catalog/product/13PT022-500
13PT045-100 | Q-Max® RR Syringe Filter 13 mm 0.45 µm PTFE-phobic | 100 | 1 | 82.2 | Thermo Fisher Scientific | 13PT045-100 | https://www.thermofisher.com/order/catalog/product/13PT045-100
13PT045-500 | Q-Max® RR Syringe Filter 13 mm 0.45 µm PTFE-phobic | 500 | 1 | 370.2 | Thermo Fisher Scientific | 13PT045-500 | https://www.thermofisher.com/order/catalog/product/13PT045-500
13PV022-100 | Q-Max® RR Syringe Filter 13 mm 0.22 µm PVDF | 100 | 1 | 66.6 | Thermo Fisher Scientific | 13PV022-100 | https://www.thermofisher.com/order/catalog/product/13PV022-100
13PV022-500 | Q-Max® RR Syringe Filter 13 mm 0.22 µm PVDF | 500 | 1 | 299.5 | Thermo Fisher Scientific | 13PV022-500 | https://www.thermofisher.com/order/catalog/product/13PV022-500
13PV045-100 | Q-Max® RR Syringe Filter 13 mm 0.45 µm PVDF | 100 | 1 | 66.6 | Thermo Fisher Scientific | 13PV045-100 | https://www.thermofisher.com/order/catalog/product/13PV045-100
13PV045-500 | Q-Max® RR Syringe Filter 13 mm 0.45 µm PVDF | 500 | 1 | 299.5 | Thermo Fisher Scientific | 13PV045-500 | https://www.thermofisher.com/order/catalog/product/13PV045-500
201F.110 | Pleated Qualitative Filter Paper Grade 201F 110 mm | 100 | 1 | 35.7 | Thermo Fisher Scientific | 201F.110 | https://www.thermofisher.com/order/catalog/product/201F.110
201F.125 | Pleated Qualitative Filter Paper Grade 201F 125 mm | 100 | 1 | 37.5 | Thermo Fisher Scientific | 201F.125 | https://www.thermofisher.com/order/catalog/product/201F.125
201F.150 | Pleated Qualitative Filter Paper Grade 201F 150 mm | 100 | 1 | 40 | Thermo Fisher Scientific | 201F.150 | https://www.thermofisher.com/order/catalog/product/201F.150
201F.185 | Pleated Qualitative Filter Paper Grade 201F 185 mm | 100 | 1 | 44.7 | Thermo Fisher Scientific | 201F.185 | https://www.thermofisher.com/order/catalog/product/201F.185
201F.240 | Pleated Qualitative Filter Paper Grade 201F 240 mm | 100 | 1 | 62.6 | Thermo Fisher Scientific | 201F.240 | https://www.thermofisher.com/order/catalog/product/201F.240
201F.320 | Pleated Qualitative Filter Paper Grade 201F 320 mm | 100 | 1 | 98.3 | Thermo Fisher Scientific | 201F.320 | https://www.thermofisher.com/order/catalog/product/201F.320
202F.110 | Pleated Qualitative Filter Paper Grade 202F 110 mm | 100 | 1 | 35.7 | Thermo Fisher Scientific | 202F.110 | https://www.thermofisher.com/order/catalog/product/202F.110
202F.125 | Pleated Qualitative Filter Paper Grade 202F 125 mm | 100 | 1 | 37.5 | Thermo Fisher Scientific | 202F.125 | https://www.thermofisher.com/order/catalog/product/202F.125
202F.150 | Pleated Qualitative Filter Paper Grade 202F 150 mm | 100 | 1 | 40 | Thermo Fisher Scientific | 202F.150 | https://www.thermofisher.com/order/catalog/product/202F.150
202F.185 | Pleated Qualitative Filter Paper Grade 202F 185 mm | 100 | 1 | 44.7 | Thermo Fisher Scientific | 202F.185 | https://www.thermofisher.com/order/catalog/product/202F.185
202F.240 | Pleated Qualitative Filter Paper Grade 202F 240 mm | 100 | 1 | 62.6 | Thermo Fisher Scientific | 202F.240 | https://www.thermofisher.com/order/catalog/product/202F.240
202F.320 | Pleated Qualitative Filter Paper Grade 202F 320 mm | 100 | 1 | 98.3 | Thermo Fisher Scientific | 202F.320 | https://www.thermofisher.com/order/catalog/product/202F.320
204F.110 | Pleated Qualitative Filter Paper Grade 204F 110 mm | 100 | 1 | 35.7 | Thermo Fisher Scientific | 204F.110 | https://www.thermofisher.com/order/catalog/product/204F.110
204F.125 | Pleated Qualitative Filter Paper Grade 204F 125 mm | 100 | 1 | 37.5 | Thermo Fisher Scientific | 204F.125 | https://www.thermofisher.com/order/catalog/product/204F.125
204F.150 | Pleated Qualitative Filter Paper Grade 204F 150 mm | 100 | 1 | 40 | Thermo Fisher Scientific | 204F.150 | https://www.thermofisher.com/order/catalog/product/204F.150
204F.185 | Pleated Qualitative Filter Paper Grade 204F 185 mm | 100 | 1 | 44.7 | Thermo Fisher Scientific | 204F.185 | https://www.thermofisher.com/order/catalog/product/204F.185
204F.240 | Pleated Qualitative Filter Paper Grade 204F 240 mm | 100 | 1 | 62.6 | Thermo Fisher Scientific | 204F.240 | https://www.thermofisher.com/order/catalog/product/204F.240
204F.320 | Pleated Qualitative Filter Paper Grade 204F 320 mm | 100 | 1 | 98.3 | Thermo Fisher Scientific | 204F.320 | https://www.thermofisher.com/order/catalog/product/204F.320
205F.110 | Pleated Qualitative Filter Paper Grade 205F 110 mm | 100 | 1 | 35.7 | Thermo Fisher Scientific | 205F.110 | https://www.thermofisher.com/order/catalog/product/205F.110
205F.125 | Pleated Qualitative Filter Paper Grade 205F 125 mm | 100 | 1 | 37.5 | Thermo Fisher Scientific | 205F.125 | https://www.thermofisher.com/order/catalog/product/205F.125
205F.150 | Pleated Qualitative Filter Paper Grade 205F 150 mm | 100 | 1 | 40 | Thermo Fisher Scientific | 205F.150 | https://www.thermofisher.com/order/catalog/product/205F.150
205F.185 | Pleated Qualitative Filter Paper Grade 205F 185 mm | 100 | 1 | 44.7 | Thermo Fisher Scientific | 205F.185 | https://www.thermofisher.com/order/catalog/product/205F.185
205F.240 | Pleated Qualitative Filter Paper Grade 205F 240 mm | 100 | 1 | 62.6 | Thermo Fisher Scientific | 205F.240 | https://www.thermofisher.com/order/catalog/product/205F.240
205F.320 | Pleated Qualitative Filter Paper Grade 205F 320 mm | 100 | 1 | 98.3 | Thermo Fisher Scientific | 205F.320 | https://www.thermofisher.com/order/catalog/product/205F.320
25CA022-100 | Q-Max® RR Syringe Filter 25 mm 0.22 µm CA | 100 | 1 | 81.1 | Thermo Fisher Scientific | 25CA022-100 | https://www.thermofisher.com/order/catalog/product/25CA022-100
25CA022-500 | Q-Max® RR Syringe Filter 25 mm 0.22 µm CA | 500 | 1 | 365 | Thermo Fisher Scientific | 25CA022-500 | https://www.thermofisher.com/order/catalog/product/25CA022-500
25CA045-100 | Q-Max® RR Syringe Filter 25 mm 0.45 µm CA | 100 | 1 | 81.1 | Thermo Fisher Scientific | 25CA045-100 | https://www.thermofisher.com/order/catalog/product/25CA045-100
25CA045-500 | Q-Max® RR Syringe Filter 25 mm 0.45 µm CA | 500 | 1 | 365 | Thermo Fisher Scientific | 25CA045-500 | https://www.thermofisher.com/order/catalog/product/25CA045-500
25CAGF022-100 | Syringe Filter Q-Max® GPF 25 mm 0.22 µm CA+GF Pre-filters | 100 | 1 | 112.3 | Thermo Fisher Scientific | 25CAGF022-100 | https://www.thermofisher.com/order/catalog/product/25CAGF022-100
25CAGF022-500 | Syringe Filter Q-Max® GPF 25 mm 0.22 µm CA+GF Pre-filters | 500 | 1 | 515.8 | Thermo Fisher Scientific | 25CAGF022-500 | https://www.thermofisher.com/order/catalog/product/25CAGF022-500
25CAGF045-100 | Syringe Filter Q-Max® GPF 25 mm 0.45 µm CA+GF Pre-filters | 100 | 1 | 112.3 | Thermo Fisher Scientific | 25CAGF045-100 | https://www.thermofisher.com/order/catalog/product/25CAGF045-100
25CAGF045-500 | Syringe Filter Q-Max® GPF 25 mm 0.45 µm CA+GF Pre-filters | 500 | 1 | 515.8 | Thermo Fisher Scientific | 25CAGF045-500 | https://www.thermofisher.com/order/catalog/product/25CAGF045-500
25GF070-100 | Q-Max® RR Syringe Filter 25 mm 0.7 µm GF | 100 | 1 | 82.2 | Thermo Fisher Scientific | 25GF070-100 | https://www.thermofisher.com/order/catalog/product/25GF070-100
25GF070-500 | Q-Max® RR Syringe Filter 25 mm 0.7 µm GF | 500 | 1 | 370.2 | Thermo Fisher Scientific | 25GF070-500 | https://www.thermofisher.com/order/catalog/product/25GF070-500
25GF100-100 | Q-Max® RR Syringe Filter 25 mm 1.0 µm GF | 100 | 1 | 82.2 | Thermo Fisher Scientific | 25GF100-100 | https://www.thermofisher.com/order/catalog/product/25GF100-100
25GF100-500 | Q-Max® RR Syringe Filter 25 mm 1.0 µm GF | 500 | 1 | 370.2 | Thermo Fisher Scientific | 25GF100-500 | https://www.thermofisher.com/order/catalog/product/25GF100-500
25NY022-100 | Q-Max® RR Syringe Filter 25 mm 0.22 µm Nylon | 100 | 1 | 87.4 | Thermo Fisher Scientific | 25NY022-100 | https://www.thermofisher.com/order/catalog/product/25NY022-100
25NY022-500 | Q-Max® RR Syringe Filter 25 mm 0.22 µm Nylon | 500 | 1 | 393.1 | Thermo Fisher Scientific | 25NY022-500 | https://www.thermofisher.com/order/catalog/product/25NY022-500
25NY045-100 | Q-Max® RR Syringe Filter 25 mm 0.45 µm Nylon | 100 | 1 | 87.4 | Thermo Fisher Scientific | 25NY045-100 | https://www.thermofisher.com/order/catalog/product/25NY045-100
25NY045-500 | Q-Max® RR Syringe Filter 25 mm 0.45 µm Nylon | 500 | 1 | 393.1 | Thermo Fisher Scientific | 25NY045-500 | https://www.thermofisher.com/order/catalog/product/25NY045-500
25NYGF022-100 | Syringe Filter Q-Max® GPF 25 mm 0.22 µm Nylon+GF Pre-filters | 100 | 1 | 112.3 | Thermo Fisher Scientific | 25NYGF022-100 | https://www.thermofisher.com/order/catalog/product/25NYGF022-100
25NYGF022-500 | Syringe Filter Q-Max® GPF 25 mm 0.22 µm Nylon+GF Pre-filters | 500 | 1 | 515.8 | Thermo Fisher Scientific | 25NYGF022-500 | https://www.thermofisher.com/order/catalog/product/25NYGF022-500
25NYGF045-100 | Syringe Filter Q-Max® GPF 25 mm 0.45 µm Nylon+GF Pre-filters | 100 | 1 | 112.3 | Thermo Fisher Scientific | 25NYGF045-100 | https://www.thermofisher.com/order/catalog/product/25NYGF045-100
25NYGF045-500 | Syringe Filter Q-Max® GPF 25 mm 0.45 µm Nylon+GF Pre-filters | 500 | 1 | 515.8 | Thermo Fisher Scientific | 25NYGF045-500 | https://www.thermofisher.com/order/catalog/product/25NYGF045-500
25PE022-100 | Q-Max® RR Syringe Filter 25 mm 0.22 µm PES | 100 | 1 | 81.1 | Thermo Fisher Scientific | 25PE022-100 | https://www.thermofisher.com/order/catalog/product/25PE022-100
25PE022-500 | Q-Max® RR Syringe Filter 25 mm 0.22 µm PES | 500 | 1 | 365 | Thermo Fisher Scientific | 25PE022-500 | https://www.thermofisher.com/order/catalog/product/25PE022-500
25PE045-100 | Q-Max® RR Syringe Filter 25 mm 0.45 µm PES | 100 | 1 | 81.1 | Thermo Fisher Scientific | 25PE045-100 | https://www.thermofisher.com/order/catalog/product/25PE045-100
25PE045-500 | Q-Max® RR Syringe Filter 25 mm 0.45 µm PES | 500 | 1 | 365 | Thermo Fisher Scientific | 25PE045-500 | https://www.thermofisher.com/order/catalog/product/25PE045-500
25PL022-100 | Q-Max® RR Syringe Filter 25 mm 0.22 µm PTFE-philic | 100 | 1 | 123.8 | Thermo Fisher Scientific | 25PL022-100 | https://www.thermofisher.com/order/catalog/product/25PL022-100
25PL022-500 | Q-Max® RR Syringe Filter 25 mm 0.22 µm PTFE-philic | 500 | 1 | 557.4 | Thermo Fisher Scientific | 25PL022-500 | https://www.thermofisher.com/order/catalog/product/25PL022-500
25PL045-100 | Q-Max® RR Syringe Filter 25 mm 0.45 µm PTFE-philic | 100 | 1 | 123.8 | Thermo Fisher Scientific | 25PL045-100 | https://www.thermofisher.com/order/catalog/product/25PL045-100
25PL045-500 | Q-Max® RR Syringe Filter 25 mm 0.45 µm PTFE-philic | 500 | 1 | 557.4 | Thermo Fisher Scientific | 25PL045-500 | https://www.thermofisher.com/order/catalog/product/25PL045-500
25PT022-100 | Q-Max® RR Syringe Filter 25 mm 0.22 µm PTFE-phobic | 100 | 1 | 103 | Thermo Fisher Scientific | 25PT022-100 | https://www.thermofisher.com/order/catalog/product/25PT022-100
25PT022-500 | Q-Max® RR Syringe Filter 25 mm 0.22 µm PTFE-phobic | 500 | 1 | 463.8 | Thermo Fisher Scientific | 25PT022-500 | https://www.thermofisher.com/order/catalog/product/25PT022-500
25PT045-100 | Q-Max® RR Syringe Filter 25 mm 0.45 µm PTFE-phobic | 100 | 1 | 103 | Thermo Fisher Scientific | 25PT045-100 | https://www.thermofisher.com/order/catalog/product/25PT045-100
25PT045-500 | Q-Max® RR Syringe Filter 25 mm 0.45 µm PTFE-phobic | 500 | 1 | 463.8 | Thermo Fisher Scientific | 25PT045-500 | https://www.thermofisher.com/order/catalog/product/25PT045-500
25PV022-100 | Q-Max® RR Syringe Filter 25 mm 0.22 µm PVDF | 100 | 1 | 91.5 | Thermo Fisher Scientific | 25PV022-100 | https://www.thermofisher.com/order/catalog/product/25PV022-100
25PV022-500 | Q-Max® RR Syringe Filter 25 mm 0.22 µm PVDF | 500 | 1 | 411.8 | Thermo Fisher Scientific | 25PV022-500 | https://www.thermofisher.com/order/catalog/product/25PV022-500
25PV045-100 | Q-Max® RR Syringe Filter 25 mm 0.45 µm PVDF | 100 | 1 | 91.5 | Thermo Fisher Scientific | 25PV045-100 | https://www.thermofisher.com/order/catalog/product/25PV045-100
25PV045-500 | Q-Max® RR Syringe Filter 25 mm 0.45 µm PVDF | 500 | 1 | 411.8 | Thermo Fisher Scientific | 25PV045-500 | https://www.thermofisher.com/order/catalog/product/25PV045-500
30CAGF022-100 | Q-Max® 30 mm CA-Plus Syringe Filter 0.22 µm CA | 100 | 1 | 129.6 | Thermo Fisher Scientific | 30CAGF022-100 | https://www.thermofisher.com/order/catalog/product/30CAGF022-100
30CAGF045-100 | Q-Max® 30 mm CA-Plus Syringe Filter 0.45 µm CA | 100 | 1 | 129.6 | Thermo Fisher Scientific | 30CAGF045-100 | https://www.thermofisher.com/order/catalog/product/30CAGF045-100
440F.110 | Pleated Quantitative Filter Paper Grade 440F 110 mm | 100 | 1 | 61.6 | Thermo Fisher Scientific | 440F.110 | https://www.thermofisher.com/order/catalog/product/440F.110
440F.125 | Pleated Quantitative Filter Paper Grade 440F 125 mm | 100 | 1 | 64.7 | Thermo Fisher Scientific | 440F.125 | https://www.thermofisher.com/order/catalog/product/440F.125
440F.150 | Pleated Quantitative Filter Paper Grade 440F 150 mm | 100 | 1 | 77.7 | Thermo Fisher Scientific | 440F.150 | https://www.thermofisher.com/order/catalog/product/440F.150
440F.185 | Pleated Quantitative Filter Paper Grade 440F 185 mm | 100 | 1 | 105.7 | Thermo Fisher Scientific | 440F.185 | https://www.thermofisher.com/order/catalog/product/440F.185
440F.240 | Pleated Quantitative Filter Paper Grade 440F 240 mm | 100 | 1 | 168.3 | Thermo Fisher Scientific | 440F.240 | https://www.thermofisher.com/order/catalog/product/440F.240
440F.320 | Pleated Quantitative Filter Paper Grade 440F 320 mm | 100 | 1 | 298.7 | Thermo Fisher Scientific | 440F.320 | https://www.thermofisher.com/order/catalog/product/440F.320
441F.110 | Pleated Quantitative Filter Paper Grade 441F 110 mm | 100 | 1 | 61.6 | Thermo Fisher Scientific | 441F.110 | https://www.thermofisher.com/order/catalog/product/441F.110
441F.125 | Pleated Quantitative Filter Paper Grade 441F 125 mm | 100 | 1 | 64.7 | Thermo Fisher Scientific | 441F.125 | https://www.thermofisher.com/order/catalog/product/441F.125
441F.150 | Pleated Quantitative Filter Paper Grade 441F 150 mm | 100 | 1 | 77.7 | Thermo Fisher Scientific | 441F.150 | https://www.thermofisher.com/order/catalog/product/441F.150
441F.185 | Pleated Quantitative Filter Paper Grade 441F 185 mm | 100 | 1 | 105.7 | Thermo Fisher Scientific | 441F.185 | https://www.thermofisher.com/order/catalog/product/441F.185
441F.240 | Pleated Quantitative Filter Paper Grade 441F 240 mm | 100 | 1 | 168.3 | Thermo Fisher Scientific | 441F.240 | https://www.thermofisher.com/order/catalog/product/441F.240
441F.320 | Pleated Quantitative Filter Paper Grade 441F 320 mm | 100 | 1 | 298.7 | Thermo Fisher Scientific | 441F.320 | https://www.thermofisher.com/order/catalog/product/441F.320
442F.110 | Pleated Quantitative Filter Paper Grade 442F 110 mm | 100 | 1 | 61.6 | Thermo Fisher Scientific | 442F.110 | https://www.thermofisher.com/order/catalog/product/442F.110
442F.125 | Pleated Quantitative Filter Paper Grade 442F 125 mm | 100 | 1 | 64.7 | Thermo Fisher Scientific | 442F.125 | https://www.thermofisher.com/order/catalog/product/442F.125
442F.150 | Pleated Quantitative Filter Paper Grade 442F 150 mm | 100 | 1 | 77.7 | Thermo Fisher Scientific | 442F.150 | https://www.thermofisher.com/order/catalog/product/442F.150
442F.185 | Pleated Quantitative Filter Paper Grade 442F 185 mm | 100 | 1 | 105.7 | Thermo Fisher Scientific | 442F.185 | https://www.thermofisher.com/order/catalog/product/442F.185
442F.240 | Pleated Quantitative Filter Paper Grade 442F 240 mm | 100 | 1 | 168.3 | Thermo Fisher Scientific | 442F.240 | https://www.thermofisher.com/order/catalog/product/442F.240
442F.320 | Pleated Quantitative Filter Paper Grade 442F 320 mm | 100 | 1 | 298.7 | Thermo Fisher Scientific | 442F.320 | https://www.thermofisher.com/order/catalog/product/442F.320
444F.110 | Pleated Quantitative Filter Paper Grade 444F 110 mm | 100 | 1 | 61.6 | Thermo Fisher Scientific | 444F.110 | https://www.thermofisher.com/order/catalog/product/444F.110
444F.125 | Pleated Quantitative Filter Paper Grade 444F 125 mm | 100 | 1 | 64.7 | Thermo Fisher Scientific | 444F.125 | https://www.thermofisher.com/order/catalog/product/444F.125
444F.150 | Pleated Quantitative Filter Paper Grade 444F 150 mm | 100 | 1 | 77.7 | Thermo Fisher Scientific | 444F.150 | https://www.thermofisher.com/order/catalog/product/444F.150
444F.185 | Pleated Quantitative Filter Paper Grade 444F 185 mm | 100 | 1 | 105.7 | Thermo Fisher Scientific | 444F.185 | https://www.thermofisher.com/order/catalog/product/444F.185
444F.240 | Pleated Quantitative Filter Paper Grade 444F 240 mm | 100 | 1 | 168.3 | Thermo Fisher Scientific | 444F.240 | https://www.thermofisher.com/order/catalog/product/444F.240
444F.320 | Pleated Quantitative Filter Paper Grade 444F 320 mm | 100 | 1 | 298.7 | Thermo Fisher Scientific | 444F.320 | https://www.thermofisher.com/order/catalog/product/444F.320
477101 | 300 ml Funnel for 47-SG/47-SS | 1 | 1 | 52.9 | Thermo Fisher Scientific | 477101 | https://www.thermofisher.com/order/catalog/product/477101
477102 | Base incl. Stopper for 47-SG | 1 | 1 | 113.4 | Thermo Fisher Scientific | 477102 | https://www.thermofisher.com/order/catalog/product/477102
477103 | Base incl. Stopper for 47-SS | 1 | 1 | 87.5 | Thermo Fisher Scientific | 477103 | https://www.thermofisher.com/order/catalog/product/477103
477104 | Clamp for 47-SG/47-SS | 1 | 1 | 59.4 | Thermo Fisher Scientific | 477104 | https://www.thermofisher.com/order/catalog/product/477104
477105 | Stopper for 47-SG/47-SS | 1 | 1 | 11.9 | Thermo Fisher Scientific | 477105 | https://www.thermofisher.com/order/catalog/product/477105
477106 | Gasket for 47-SS | 1 | 1 | 2.7 | Thermo Fisher Scientific | 477106 | https://www.thermofisher.com/order/catalog/product/477106
477107 | Stainless Steel Screen for 47-SS | 1 | 1 | 23.8 | Thermo Fisher Scientific | 477107 | https://www.thermofisher.com/order/catalog/product/477107
478100 | Complete Glass Filter Holder 47-SG | 1 | 1 | 176 | Thermo Fisher Scientific | 478100 | https://www.thermofisher.com/order/catalog/product/478100
479100 | Complete Glass Filter Holder 47-SS | 1 | 1 | 176 | Thermo Fisher Scientific | 479100 | https://www.thermofisher.com/order/catalog/product/479100
4CA022-200 | Syringe Filter Q-Max 4 mm 0.22µm CA | 200 | 1 | 125 | Thermo Fisher Scientific | 4CA022-200 | https://www.thermofisher.com/order/catalog/product/4CA022-200
4CA045-200 | Syringe Filter Q-Max 4 mm 0.45µm CA | 200 | 1 | 125 | Thermo Fisher Scientific | 4CA045-200 | https://www.thermofisher.com/order/catalog/product/4CA045-200
4NY022-200 | Syringe Filter Q-Max 4 mm 0.22µm Nylon | 200 | 1 | 126 | Thermo Fisher Scientific | 4NY022-200 | https://www.thermofisher.com/order/catalog/product/4NY022-200
4NY045-200 | Syringe Filter Q-Max 4 mm 0.45µm Nylon | 200 | 1 | 126 | Thermo Fisher Scientific | 4NY045-200 | https://www.thermofisher.com/order/catalog/product/4NY045-200
4PE022-200 | Syringe Filter Q-Max 4 mm 0.22µm PES | 200 | 1 | 132 | Thermo Fisher Scientific | 4PE022-200 | https://www.thermofisher.com/order/catalog/product/4PE022-200
4PE045-200 | Syringe Filter Q-Max 4 mm 0.45µm PES | 200 | 1 | 132 | Thermo Fisher Scientific | 4PE045-200 | https://www.thermofisher.com/order/catalog/product/4PE045-200
4PL022-200 | Syringe Filter Q-Max 4 mm 0.22µm hydrophilic PTFE | 200 | 1 | 139 | Thermo Fisher Scientific | 4PL022-200 | https://www.thermofisher.com/order/catalog/product/4PL022-200
4PL045-200 | Syringe Filter Q-Max 4 mm 0.45µm hydrophilic PTFE | 200 | 1 | 139 | Thermo Fisher Scientific | 4PL045-200 | https://www.thermofisher.com/order/catalog/product/4PL045-200
4PT022-200 | Syringe Filter Q-Max 4 mm 0.22µm hydrophobic PTFE | 200 | 1 | 136 | Thermo Fisher Scientific | 4PT022-200 | https://www.thermofisher.com/order/catalog/product/4PT022-200
4PT045-200 | Syringe Filter Q-Max 4 mm 0.45µm hydrophobic PTFE | 200 | 1 | 136 | Thermo Fisher Scientific | 4PT045-200 | https://www.thermofisher.com/order/catalog/product/4PT045-200
4PV022-200 | Syringe Filter Q-Max 4 mm 0.22µm hydrophobic PVDF | 200 | 1 | 132 | Thermo Fisher Scientific | 4PV022-200 | https://www.thermofisher.com/order/catalog/product/4PV022-200
4PV045-200 | Syringe Filter Q-Max 4 mm 0.45µm hydrophobic PVDF | 200 | 1 | 132 | Thermo Fisher Scientific | 4PV045-200 | https://www.thermofisher.com/order/catalog/product/4PV045-200
50PT022-20 | 50 mm Vent Filter 0.22 µm PTFE Non-sterile | 20 | 1 | 142 | Thermo Fisher Scientific | 50PT022-20 | https://www.thermofisher.com/order/catalog/product/50PT022-20
50PT022S-20 | 50 mm Vent Filter 0.22 µm PTFE Sterile | 20 | 1 | 213 | Thermo Fisher Scientific | 50PT022S-20 | https://www.thermofisher.com/order/catalog/product/50PT022S-20
50PT045-20 | 50 mm Vent Filter 0.45 µm PTFE Non-sterile | 20 | 1 | 142 | Thermo Fisher Scientific | 50PT045-20 | https://www.thermofisher.com/order/catalog/product/50PT045-20
50PT045S-20 | 50 mm Vent Filter 0.45 µm PTFE Sterile | 20 | 1 | 213 | Thermo Fisher Scientific | 50PT045S-20 | https://www.thermofisher.com/order/catalog/product/50PT045S-20
BCA02 | Centrifuge Filter Midi-Spin 5 ml Filter Insert 7 ml Tube 0.20 µm CA Membrane | 25 | 1 | 79.3 | Thermo Fisher Scientific | BCA02 | https://www.thermofisher.com/order/catalog/product/BCA02
BCA45 | Centrifuge Filter Midi-Spin 5 ml Filter Insert 7 ml Tube 0.45 µm CA Membrane | 25 | 1 | 79.3 | Thermo Fisher Scientific | BCA45 | https://www.thermofisher.com/order/catalog/product/BCA45
BNC02 | Centrifuge Filter Midi-Spin 5 ml Filter Insert 7 ml Tube 0.20 µm NC Membrane | 25 | 1 | 79.3 | Thermo Fisher Scientific | BNC02 | https://www.thermofisher.com/order/catalog/product/BNC02
BNC45 | Centrifuge Filter Midi-Spin 5 ml Filter Insert 7 ml Tube 0.45 µm NC Membrane | 25 | 1 | 79.3 | Thermo Fisher Scientific | BNC45 | https://www.thermofisher.com/order/catalog/product/BNC45
BNY02 | Centrifuge Filter Midi-Spin 5 ml Filter Insert 7 ml Tube 0.20 µm Nylon Membrane | 25 | 1 | 79.3 | Thermo Fisher Scientific | BNY02 | https://www.thermofisher.com/order/catalog/product/BNY02
BNY45 | Centrifuge Filter Midi-Spin 5 ml Filter Insert 7 ml Tube 0.45 µm Nylon Membrane | 25 | 1 | 79.3 | Thermo Fisher Scientific | BNY45 | https://www.thermofisher.com/order/catalog/product/BNY45
BPE02 | Centrifuge Filter Midi-Spin 5 ml Filter Insert 7 ml Tube 0.20 µm PES Membrane | 25 | 1 | 79.3 | Thermo Fisher Scientific | BPE02 | https://www.thermofisher.com/order/catalog/product/BPE02
BPE45 | Centrifuge Filter Midi-Spin 5 ml Filter Insert 7 ml Tube 0.45 µm PES Membrane | 25 | 1 | 79.3 | Thermo Fisher Scientific | BPE45 | https://www.thermofisher.com/order/catalog/product/BPE45
BPP02 | Centrifuge Filter Midi-Spin 5 ml Filter Insert 7 ml Tube 0.20 µm PP Membrane | 25 | 1 | 79.3 | Thermo Fisher Scientific | BPP02 | https://www.thermofisher.com/order/catalog/product/BPP02
BPP45 | Centrifuge Filter Midi-Spin 5 ml Filter Insert 7 ml Tube 0.45 µm PP Membrane | 25 | 1 | 79.3 | Thermo Fisher Scientific | BPP45 | https://www.thermofisher.com/order/catalog/product/BPP45
BPT02 | Centrifuge Filter Midi-Spin 5 ml Filter Insert 7 ml Tube 0.20 µm PTFE Membrane | 25 | 1 | 79.3 | Thermo Fisher Scientific | BPT02 | https://www.thermofisher.com/order/catalog/product/BPT02
BPT45 | Centrifuge Filter Midi-Spin 5 ml Filter Insert 7 ml Tube 0.45 µm PTFE Membrane | 25 | 1 | 79.3 | Thermo Fisher Scientific | BPT45 | https://www.thermofisher.com/order/catalog/product/BPT45
BPV02 | Centrifuge Filter Midi-Spin 5 ml Filter Insert 7 ml Tube 0.20 µm PVDF Membrane | 25 | 1 | 79.3 | Thermo Fisher Scientific | BPV02 | https://www.thermofisher.com/order/catalog/product/BPV02
BPV45 | Centrifuge Filter Midi-Spin 5 ml Filter Insert 7 ml Tube 0.45 µm PVDF Membrane | 25 | 1 | 79.3 | Thermo Fisher Scientific | BPV45 | https://www.thermofisher.com/order/catalog/product/BPV45
BRC02 | Centrifuge Filter Midi-Spin 5 ml Filter Insert 7 ml Tube 0.20 µm RC Membrane | 25 | 1 | 79.3 | Thermo Fisher Scientific | BRC02 | https://www.thermofisher.com/order/catalog/product/BRC02
BRC45 | Centrifuge Filter Midi-Spin 5 ml Filter Insert 7 ml Tube 0.45 µm RC Membrane | 25 | 1 | 79.3 | Thermo Fisher Scientific | BRC45 | https://www.thermofisher.com/order/catalog/product/BRC45
CA025022 | MontaMil® CA Membrane Filter 25 mm 0.22 µm | 100 | 1 | 50.8 | Thermo Fisher Scientific | CA025022 | https://www.thermofisher.com/order/catalog/product/CA025022
CA025045 | MontaMil® CA Membrane Filter 25 mm 0.45 µm | 100 | 1 | 50.8 | Thermo Fisher Scientific | CA025045 | https://www.thermofisher.com/order/catalog/product/CA025045
CA047022 | MontaMil® CA Membrane Filter 47 mm 0.22 µm | 100 | 1 | 75.1 | Thermo Fisher Scientific | CA047022 | https://www.thermofisher.com/order/catalog/product/CA047022
CA047045 | MontaMil® CA Membrane Filter 47 mm 0.45 µm | 100 | 1 | 75.1 | Thermo Fisher Scientific | CA047045 | https://www.thermofisher.com/order/catalog/product/CA047045
CA30045-100 | Q-Max® 30 mm Syringe Filter 0.45 µm CA | 100 | 1 | 92.6 | Thermo Fisher Scientific | CA30045-100 | https://www.thermofisher.com/order/catalog/product/CA30045-100
CA30045-500 | Q-Max® 30 mm Syringe Filter 0.45 µm CA | 500 | 1 | 436.8 | Thermo Fisher Scientific | CA30045-500 | https://www.thermofisher.com/order/catalog/product/CA30045-500
CALS2502100S | Q-Max® Syringe Filter 25 mm 0.22 µm CA Sterile Luer Slip Outlet | 100 | 1 | 70 | Thermo Fisher Scientific | CALS2502100S | https://www.thermofisher.com/order/catalog/product/CALS2502100S
CALS2504100S | Q-Max® Syringe Filter 25 mm 0.45 µm CA Sterile Luer slip Outlet | 100 | 1 | 70 | Thermo Fisher Scientific | CALS2504100S | https://www.thermofisher.com/order/catalog/product/CALS2504100S
CAPS2502100S | Q-Max® Syringe Filter 25 mm 0.22 µm CA + GF Sterile Luer Slip Outlet | 100 | 1 | 125 | Thermo Fisher Scientific | CAPS2502100S | https://www.thermofisher.com/order/catalog/product/CAPS2502100S
CAPS2504100S | Q-Max® Syringe Filter 25 mm 0.45 µm CA + GF Sterile Luer slip Outlet | 100 | 1 | 125 | Thermo Fisher Scientific | CAPS2504100S | https://www.thermofisher.com/order/catalog/product/CAPS2504100S
CICA02 | Centrifuge Filter Micro-Spin 900 µl Filter Insert 2 ml Tube 0.20 µm CA Membrane | 100 | 1 | 162 | Thermo Fisher Scientific | CICA02 | https://www.thermofisher.com/order/catalog/product/CICA02
CICA45 | Centrifuge Filter Micro-Spin 900 µl Filter Insert 2 ml Tube 0.45 µm CA Membrane | 100 | 1 | 162 | Thermo Fisher Scientific | CICA45 | https://www.thermofisher.com/order/catalog/product/CICA45
CINC02 | Centrifuge Filter Micro-Spin 900 µl Filter Insert 2 ml Tube 0.20 µm NC Membrane | 100 | 1 | 184 | Thermo Fisher Scientific | CINC02 | https://www.thermofisher.com/order/catalog/product/CINC02
CINC45 | Centrifuge Filter Micro-Spin 900 µl Filter Insert 2 ml Tube 0.45 µm NC Membrane | 100 | 1 | 184 | Thermo Fisher Scientific | CINC45 | https://www.thermofisher.com/order/catalog/product/CINC45
CINY02 | Centrifuge Filter Micro-Spin 900 µl Filter Insert 2 ml Tube 0.20 µm Nylon Membrane | 100 | 1 | 162 | Thermo Fisher Scientific | CINY02 | https://www.thermofisher.com/order/catalog/product/CINY02
CINY45 | Centrifuge Filter Micro-Spin 900 µl Filter Insert 2 ml Tube 0.45 µm Nylon Membrane | 100 | 1 | 162 | Thermo Fisher Scientific | CINY45 | https://www.thermofisher.com/order/catalog/product/CINY45
CIPE02 | Centrifuge Filter Micro-Spin 900 µl Filter Insert 2 ml Tube 0.20 µm PES Membrane | 100 | 1 | 162 | Thermo Fisher Scientific | CIPE02 | https://www.thermofisher.com/order/catalog/product/CIPE02
CIPE45 | Centrifuge Filter Micro-Spin 900 µl Filter Insert 2 ml Tube 0.45 µm PES Membrane | 100 | 1 | 162 | Thermo Fisher Scientific | CIPE45 | https://www.thermofisher.com/order/catalog/product/CIPE45
CIPP02 | Centrifuge Filter Micro-Spin 900 µl Filter Insert 2 ml Tube 0.20 µm PP Membrane | 100 | 1 | 162 | Thermo Fisher Scientific | CIPP02 | https://www.thermofisher.com/order/catalog/product/CIPP02
CIPP45 | Centrifuge Filter Micro-Spin 900 µl Filter Insert 2 ml Tube 0.45 µm PP Membrane | 100 | 1 | 162 | Thermo Fisher Scientific | CIPP45 | https://www.thermofisher.com/order/catalog/product/CIPP45
CIPT02 | Centrifuge Filter Micro-Spin 900 µl Filter Insert 2 ml Tube 0.20 µm PTFE Membrane | 100 | 1 | 184 | Thermo Fisher Scientific | CIPT02 | https://www.thermofisher.com/order/catalog/product/CIPT02
CIPT45 | Centrifuge Filter Micro-Spin 900 µl Filter Insert 2 ml Tube 0.45 µm PTFE Membrane | 100 | 1 | 184 | Thermo Fisher Scientific | CIPT45 | https://www.thermofisher.com/order/catalog/product/CIPT45
CIPV02 | Centrifuge Filter Micro-Spin 900 µl Filter Insert 2 ml Tube 0.20 µm PVDF Membrane | 100 | 1 | 184 | Thermo Fisher Scientific | CIPV02 | https://www.thermofisher.com/order/catalog/product/CIPV02
CIPV45 | Centrifuge Filter Micro-Spin 900 µl Filter Insert 2 ml Tube 0.45 µm PVDF Membrane | 100 | 1 | 184 | Thermo Fisher Scientific | CIPV45 | https://www.thermofisher.com/order/catalog/product/CIPV45
CIRC02 | Centrifuge Filter Micro-Spin 900 µl Filter Insert 2 ml Tube 0.20 µm RC Membrane | 100 | 1 | 162 | Thermo Fisher Scientific | CIRC02 | https://www.thermofisher.com/order/catalog/product/CIRC02
CIRC45 | Centrifuge Filter Micro-Spin 900 µl Filter Insert 2 ml Tube 0.45 µm RC Membrane | 100 | 1 | 162 | Thermo Fisher Scientific | CIRC45 | https://www.thermofisher.com/order/catalog/product/CIRC45
GA.025 | Glass Fiber Filter GA 1.6 µm 25 mm | 100 | 1 | 20.4 | Thermo Fisher Scientific | GA.025 | https://www.thermofisher.com/order/catalog/product/GA.025
GA.037 | Glass Fiber Filter GA 1.6 µm 37 mm | 100 | 1 | 24.1 | Thermo Fisher Scientific | GA.037 | https://www.thermofisher.com/order/catalog/product/GA.037
GA.047 | Glass Fiber Filter GA 1.6 µm 47 mm | 100 | 1 | 26.5 | Thermo Fisher Scientific | GA.047 | https://www.thermofisher.com/order/catalog/product/GA.047
GA.055 | Glass Fiber Filter GA 1.6 µm 55 mm | 100 | 1 | 30.2 | Thermo Fisher Scientific | GA.055 | https://www.thermofisher.com/order/catalog/product/GA.055
GA.070 | Glass Fiber Filter GA 1.6 µm 70 mm | 100 | 1 | 42.2 | Thermo Fisher Scientific | GA.070 | https://www.thermofisher.com/order/catalog/product/GA.070
GA.090 | Glass Fiber Filter GA 1.6 µm 90 mm | 100 | 1 | 58.3 | Thermo Fisher Scientific | GA.090 | https://www.thermofisher.com/order/catalog/product/GA.090
GA.110 | Glass Fiber Filter GA 1.6 µm 110 mm | 100 | 1 | 73.4 | Thermo Fisher Scientific | GA.110 | https://www.thermofisher.com/order/catalog/product/GA.110
GA.125 | Glass Fiber Filter GA 1.6 µm 125 mm | 100 | 1 | 105.1 | Thermo Fisher Scientific | GA.125 | https://www.thermofisher.com/order/catalog/product/GA.125
GA.150 | Glass Fiber Filter GA 1.6 µm 150 mm | 100 | 1 | 136.5 | Thermo Fisher Scientific | GA.150 | https://www.thermofisher.com/order/catalog/product/GA.150
GB.025 | Glass Fiber Filter GB 1.0 µm 25 mm | 50 | 1 | 25.1 | Thermo Fisher Scientific | GB.025 | https://www.thermofisher.com/order/catalog/product/GB.025
GB.037 | Glass Fiber Filter GB 1.0 µm 37 mm | 50 | 1 | 26.3 | Thermo Fisher Scientific | GB.037 | https://www.thermofisher.com/order/catalog/product/GB.037
GB.047 | Glass Fiber Filter GB 1.0 µm 47 mm | 50 | 1 | 26.9 | Thermo Fisher Scientific | GB.047 | https://www.thermofisher.com/order/catalog/product/GB.047
GB.055 | Glass Fiber Filter GB 1.0 µm 55 mm | 50 | 1 | 38.1 | Thermo Fisher Scientific | GB.055 | https://www.thermofisher.com/order/catalog/product/GB.055
GB.070 | Glass Fiber Filter GB 1.0 µm 70 mm | 50 | 1 | 48.6 | Thermo Fisher Scientific | GB.070 | https://www.thermofisher.com/order/catalog/product/GB.070
GB.090 | Glass Fiber Filter GB 1.0 µm 90 mm | 50 | 1 | 70.2 | Thermo Fisher Scientific | GB.090 | https://www.thermofisher.com/order/catalog/product/GB.090
GB.110 | Glass Fiber Filter GB 1.0 µm 110 mm | 25 | 1 | 45.9 | Thermo Fisher Scientific | GB.110 | https://www.thermofisher.com/order/catalog/product/GB.110
GB.125 | Glass Fiber Filter GB 1.0 µm 125 mm | 25 | 1 | 67.5 | Thermo Fisher Scientific | GB.125 | https://www.thermofisher.com/order/catalog/product/GB.125
GB.150 | Glass Fiber Filter GB 1.0 µm 150 mm | 25 | 1 | 88.9 | Thermo Fisher Scientific | GB.150 | https://www.thermofisher.com/order/catalog/product/GB.150
GC.025 | Glass Fiber Filter GC 1.2 µm 25 mm | 100 | 1 | 24.3 | Thermo Fisher Scientific | GC.025 | https://www.thermofisher.com/order/catalog/product/GC.025
GC.037 | Glass Fiber Filter GC 1.2 µm 37 mm | 100 | 1 | 27.1 | Thermo Fisher Scientific | GC.037 | https://www.thermofisher.com/order/catalog/product/GC.037
GC.047 | Glass Fiber Filter GC 1.2 µm 47 mm | 100 | 1 | 30 | Thermo Fisher Scientific | GC.047 | https://www.thermofisher.com/order/catalog/product/GC.047
GC.055 | Glass Fiber Filter GC 1.2 µm 55 mm | 100 | 1 | 39.6 | Thermo Fisher Scientific | GC.055 | https://www.thermofisher.com/order/catalog/product/GC.055
GC.070 | Glass Fiber Filter GC 1.2 µm 70 mm | 100 | 1 | 49.4 | Thermo Fisher Scientific | GC.070 | https://www.thermofisher.com/order/catalog/product/GC.070
GC.090 | Glass Fiber Filter GC 1.2 µm 90 mm | 100 | 1 | 67.7 | Thermo Fisher Scientific | GC.090 | https://www.thermofisher.com/order/catalog/product/GC.090
GC.110 | Glass Fiber Filter GC 1.2 µm 110 mm | 100 | 1 | 86.1 | Thermo Fisher Scientific | GC.110 | https://www.thermofisher.com/order/catalog/product/GC.110
GC.125 | Glass Fiber Filter GC 1.2 µm 125 mm | 100 | 1 | 128.9 | Thermo Fisher Scientific | GC.125 | https://www.thermofisher.com/order/catalog/product/GC.125
GC.150 | Glass Fiber Filter GC 1.2 µm 150 mm | 100 | 1 | 161.2 | Thermo Fisher Scientific | GC.150 | https://www.thermofisher.com/order/catalog/product/GC.150
GD.025 | Glass Fiber Filter GD 2.7 µm 25 mm | 50 | 1 | 16.1 | Thermo Fisher Scientific | GD.025 | https://www.thermofisher.com/order/catalog/product/GD.025
GD.037 | Glass Fiber Filter GD 2.7 µm 37 mm | 50 | 1 | 17.5 | Thermo Fisher Scientific | GD.037 | https://www.thermofisher.com/order/catalog/product/GD.037
GD.047 | Glass Fiber Filter GD 2.7 µm 47 mm | 50 | 1 | 20.2 | Thermo Fisher Scientific | GD.047 | https://www.thermofisher.com/order/catalog/product/GD.047
GD.055 | Glass Fiber Filter GD 2.7 µm 55 mm | 50 | 1 | 25.7 | Thermo Fisher Scientific | GD.055 | https://www.thermofisher.com/order/catalog/product/GD.055
GD.070 | Glass Fiber Filter GD 2.7 µm 70 mm | 50 | 1 | 32.8 | Thermo Fisher Scientific | GD.070 | https://www.thermofisher.com/order/catalog/product/GD.070
GD.090 | Glass Fiber Filter GD 2.7 µm 90 mm | 50 | 1 | 46.1 | Thermo Fisher Scientific | GD.090 | https://www.thermofisher.com/order/catalog/product/GD.090
GD.110 | Glass Fiber Filter GD 2.7 µm 110 mm | 25 | 1 | 29.8 | Thermo Fisher Scientific | GD.110 | https://www.thermofisher.com/order/catalog/product/GD.110
GD.125 | Glass Fiber Filter GD 2.7 µm 125 mm | 25 | 1 | 45.9 | Thermo Fisher Scientific | GD.125 | https://www.thermofisher.com/order/catalog/product/GD.125
GD.150 | Glass Fiber Filter GD 2.7 µm 150 mm | 25 | 1 | 57.5 | Thermo Fisher Scientific | GD.150 | https://www.thermofisher.com/order/catalog/product/GD.150
GF.025 | Glass Fiber Filter GF 0.7 µm 25 mm | 100 | 1 | 48.6 | Thermo Fisher Scientific | GF.025 | https://www.thermofisher.com/order/catalog/product/GF.025
GF.037 | Glass Fiber Filter GF 0.7 µm 37 mm | 100 | 1 | 51.8 | Thermo Fisher Scientific | GF.037 | https://www.thermofisher.com/order/catalog/product/GF.037
GF.047 | Glass Fiber Filter GF 0.7 µm 47 mm | 100 | 1 | 56.9 | Thermo Fisher Scientific | GF.047 | https://www.thermofisher.com/order/catalog/product/GF.047
GF.055 | Glass Fiber Filter GF 0.7 µm 55 mm | 100 | 1 | 74.1 | Thermo Fisher Scientific | GF.055 | https://www.thermofisher.com/order/catalog/product/GF.055
GF.070 | Glass Fiber Filter GF 0.7 µm 70 mm | 100 | 1 | 107.5 | Thermo Fisher Scientific | GF.070 | https://www.thermofisher.com/order/catalog/product/GF.070
GF.090 | Glass Fiber Filter GF 0.7 µm 90 mm | 50 | 1 | 83.4 | Thermo Fisher Scientific | GF.090 | https://www.thermofisher.com/order/catalog/product/GF.090
GF.110 | Glass Fiber Filter GF 0.7 µm 110 mm | 50 | 1 | 120.4 | Thermo Fisher Scientific | GF.110 | https://www.thermofisher.com/order/catalog/product/GF.110
GF.125 | Glass Fiber Filter GF 0.7 µm 125 mm | 50 | 1 | 151.4 | Thermo Fisher Scientific | GF.125 | https://www.thermofisher.com/order/catalog/product/GF.125
GF.150 | Glass Fiber Filter GF 0.7 µm 150 mm | 50 | 1 | 233.4 | Thermo Fisher Scientific | GF.150 | https://www.thermofisher.com/order/catalog/product/GF.150
GH.025 | Glass Fiber Filter GH 1.5 µm 25 mm | 100 | 1 | 27.7 | Thermo Fisher Scientific | GH.025 | https://www.thermofisher.com/order/catalog/product/GH.025
GH.037 | Glass Fiber Filter GH 1.5 µm 37 mm | 100 | 1 | 32.4 | Thermo Fisher Scientific | GH.037 | https://www.thermofisher.com/order/catalog/product/GH.037
GH.047 | Glass Fiber Filter GH 1.5 µm 47 mm | 100 | 1 | 33.9 | Thermo Fisher Scientific | GH.047 | https://www.thermofisher.com/order/catalog/product/GH.047
GH.055 | Glass Fiber Filter GH 1.5 µm 55 mm | 100 | 1 | 45.3 | Thermo Fisher Scientific | GH.055 | https://www.thermofisher.com/order/catalog/product/GH.055
GH.070 | Glass Fiber Filter GH 1.5 µm 70 mm | 100 | 1 | 56.3 | Thermo Fisher Scientific | GH.070 | https://www.thermofisher.com/order/catalog/product/GH.070
GH.090 | Glass Fiber Filter GH 1.5 µm 90 mm | 100 | 1 | 77.7 | Thermo Fisher Scientific | GH.090 | https://www.thermofisher.com/order/catalog/product/GH.090
GH.110 | Glass Fiber Filter GH 1.5 µm 110 mm | 100 | 1 | 99.8 | Thermo Fisher Scientific | GH.110 | https://www.thermofisher.com/order/catalog/product/GH.110
GH.125 | Glass Fiber Filter GH 1.5 µm 125 mm | 100 | 1 | 149.5 | Thermo Fisher Scientific | GH.125 | https://www.thermofisher.com/order/catalog/product/GH.125
GH.150 | Glass Fiber Filter GH 1.5 µm 150 mm | 100 | 1 | 188.7 | Thermo Fisher Scientific | GH.150 | https://www.thermofisher.com/order/catalog/product/GH.150
K01BP04700 | Membrane Filter PC 47 mm 0.1 µm Black | 100 | 1 | 128.6 | Thermo Fisher Scientific | K01BP04700 | https://www.thermofisher.com/order/catalog/product/K01BP04700
K01CP02500 | Membrane Filter PC 25 mm 0.1 µm | 100 | 1 | 115.7 | Thermo Fisher Scientific | K01CP02500 | https://www.thermofisher.com/order/catalog/product/K01CP02500
K01CP04700 | Membrane Filter PC 47 mm 0.1 µm | 100 | 1 | 177.7 | Thermo Fisher Scientific | K01CP04700 | https://www.thermofisher.com/order/catalog/product/K01CP04700
K02BP02500 | Membrane Filter PC 25 mm 0.2 µm Black | 100 | 1 | 93.4 | Thermo Fisher Scientific | K02BP02500 | https://www.thermofisher.com/order/catalog/product/K02BP02500
K02BP04700 | Membrane Filter PC 47 mm 0.2 µm Black | 100 | 1 | 128.6 | Thermo Fisher Scientific | K02BP04700 | https://www.thermofisher.com/order/catalog/product/K02BP04700
K02CP02500 | Membrane Filter PC 25 mm 0.2 µm | 100 | 1 | 71.3 | Thermo Fisher Scientific | K02CP02500 | https://www.thermofisher.com/order/catalog/product/K02CP02500
K02CP04700 | Membrane Filter PC 47 mm 0.2 µm | 100 | 1 | 118 | Thermo Fisher Scientific | K02CP04700 | https://www.thermofisher.com/order/catalog/product/K02CP04700
K04BP02500 | Membrane Filter PC 25 mm 0.4 µm Black | 100 | 1 | 86.5 | Thermo Fisher Scientific | K04BP02500 | https://www.thermofisher.com/order/catalog/product/K04BP02500
K04BP04700 | Membrane Filter PC 47 mm 0.4 µm Black | 100 | 1 | 128.6 | Thermo Fisher Scientific | K04BP04700 | https://www.thermofisher.com/order/catalog/product/K04BP04700
K04CP02500 | Membrane Filter PC 25 mm 0.4 µm | 100 | 1 | 71.3 | Thermo Fisher Scientific | K04CP02500 | https://www.thermofisher.com/order/catalog/product/K04CP02500
K04CP04700 | Membrane Filter PC 47 mm 0.4 µm | 100 | 1 | 118 | Thermo Fisher Scientific | K04CP04700 | https://www.thermofisher.com/order/catalog/product/K04CP04700
K06BP02500 | Membrane Filter PC 25 mm 0.6 µm Black | 100 | 1 | 93.4 | Thermo Fisher Scientific | K06BP02500 | https://www.thermofisher.com/order/catalog/product/K06BP02500
K06BP04700 | Membrane Filter PC 47 mm 0.6 µm Black | 100 | 1 | 140.3 | Thermo Fisher Scientific | K06BP04700 | https://www.thermofisher.com/order/catalog/product/K06BP04700
K06CP02500 | Membrane Filter PC 25 mm 0.6 µm | 100 | 1 | 86.5 | Thermo Fisher Scientific | K06CP02500 | https://www.thermofisher.com/order/catalog/product/K06CP02500
K06CP04700 | Membrane Filter PC 47 mm 0.6 µm | 100 | 1 | 128.6 | Thermo Fisher Scientific | K06CP04700 | https://www.thermofisher.com/order/catalog/product/K06CP04700
K08BP02500 | Membrane Filter PC 25 mm 0.8 µm Black | 100 | 1 | 93.4 | Thermo Fisher Scientific | K08BP02500 | https://www.thermofisher.com/order/catalog/product/K08BP02500
K08BP04700 | Membrane Filter PC 47 mm 0.8 µm Black | 100 | 1 | 140.3 | Thermo Fisher Scientific | K08BP04700 | https://www.thermofisher.com/order/catalog/product/K08BP04700
K08CP02500 | Membrane Filter PC 25 mm 0.8 µm | 100 | 1 | 86.5 | Thermo Fisher Scientific | K08CP02500 | https://www.thermofisher.com/order/catalog/product/K08CP02500
K08CP04700 | Membrane Filter PC 47 mm 0.8 µm | 100 | 1 | 128.6 | Thermo Fisher Scientific | K08CP04700 | https://www.thermofisher.com/order/catalog/product/K08CP04700
K10BP02500 | Membrane Filter PC 25 mm 1.0 µm Black | 100 | 1 | 93.4 | Thermo Fisher Scientific | K10BP02500 | https://www.thermofisher.com/order/catalog/product/K10BP02500
K10BP04700 | Membrane Filter PC 47 mm 1.0 µm Black | 100 | 1 | 140.3 | Thermo Fisher Scientific | K10BP04700 | https://www.thermofisher.com/order/catalog/product/K10BP04700
K10CP02500 | Membrane Filter PC 25 mm 1.0 µm | 100 | 1 | 86.5 | Thermo Fisher Scientific | K10CP02500 | https://www.thermofisher.com/order/catalog/product/K10CP02500
K10CP04700 | Membrane Filter PC 47 mm 1.0 µm | 100 | 1 | 128.6 | Thermo Fisher Scientific | K10CP04700 | https://www.thermofisher.com/order/catalog/product/K10CP04700
K12CP02500 | Membrane Filter PC 25 mm 12 µm | 100 | 1 | 86.5 | Thermo Fisher Scientific | K12CP02500 | https://www.thermofisher.com/order/catalog/product/K12CP02500
K12CP04700 | Membrane Filter PC 47 mm 12 µm | 100 | 1 | 122.7 | Thermo Fisher Scientific | K12CP04700 | https://www.thermofisher.com/order/catalog/product/K12CP04700
K14CP02500 | Membrane Filter PC 25 mm 14 µm | 100 | 1 | 86.5 | Thermo Fisher Scientific | K14CP02500 | https://www.thermofisher.com/order/catalog/product/K14CP02500
K14CP04700 | Membrane Filter PC 47 mm 14 µm | 100 | 1 | 128.6 | Thermo Fisher Scientific | K14CP04700 | https://www.thermofisher.com/order/catalog/product/K14CP04700
K20BP02500 | Membrane Filter PC 25 mm 2.0 µm Black | 100 | 1 | 99.4 | Thermo Fisher Scientific | K20BP02500 | https://www.thermofisher.com/order/catalog/product/K20BP02500
K20CP02500 | Membrane Filter PC 25 mm 2.0 µm | 100 | 1 | 86.5 | Thermo Fisher Scientific | K20CP02500 | https://www.thermofisher.com/order/catalog/product/K20CP02500
K20CP04700 | Membrane Filter PC 47 mm 2.0 µm | 100 | 1 | 128.6 | Thermo Fisher Scientific | K20CP04700 | https://www.thermofisher.com/order/catalog/product/K20CP04700
K22CP02500 | Membrane Filter PC 25 mm 20 µm | 100 | 1 | 86.5 | Thermo Fisher Scientific | K22CP02500 | https://www.thermofisher.com/order/catalog/product/K22CP02500
K22CP04700 | Membrane Filter PC 47 mm 20 µm | 100 | 1 | 128.6 | Thermo Fisher Scientific | K22CP04700 | https://www.thermofisher.com/order/catalog/product/K22CP04700
K30BP02500 | Membrane Filter PC 25 mm 3.0 µm Black | 100 | 1 | 100.4 | Thermo Fisher Scientific | K30BP02500 | https://www.thermofisher.com/order/catalog/product/K30BP02500
K30BP04700 | Membrane Filter PC 47 mm 3.0 µm Black | 100 | 1 | 140.3 | Thermo Fisher Scientific | K30BP04700 | https://www.thermofisher.com/order/catalog/product/K30BP04700
K30CP02500 | Membrane Filter PC 25 mm 3.0 µm | 100 | 1 | 84.1 | Thermo Fisher Scientific | K30CP02500 | https://www.thermofisher.com/order/catalog/product/K30CP02500
K30CP04700 | Membrane Filter PC 47 mm 3.0 µm | 100 | 1 | 128.6 | Thermo Fisher Scientific | K30CP04700 | https://www.thermofisher.com/order/catalog/product/K30CP04700
K50BP02500 | Membrane Filter PC 25 mm 5.0 µm Black | 100 | 1 | 93.4 | Thermo Fisher Scientific | K50BP02500 | https://www.thermofisher.com/order/catalog/product/K50BP02500
K50BP04700 | Membrane Filter PC 47 mm 5.0 µm Black | 100 | 1 | 140.3 | Thermo Fisher Scientific | K50BP04700 | https://www.thermofisher.com/order/catalog/product/K50BP04700
K50CP02500 | Membrane Filter PC 25 mm 5.0 µm | 100 | 1 | 86.5 | Thermo Fisher Scientific | K50CP02500 | https://www.thermofisher.com/order/catalog/product/K50CP02500
K50CP04700 | Membrane Filter PC 47 mm 5.0 µm | 100 | 1 | 128.6 | Thermo Fisher Scientific | K50CP04700 | https://www.thermofisher.com/order/catalog/product/K50CP04700
K80BP02500 | Membrane Filter PC 25 mm 8.0 µm Black | 100 | 1 | 108.6 | Thermo Fisher Scientific | K80BP02500 | https://www.thermofisher.com/order/catalog/product/K80BP02500
K80CP02500 | Membrane Filter PC 25 mm 8.0 µm | 100 | 1 | 86.5 | Thermo Fisher Scientific | K80CP02500 | https://www.thermofisher.com/order/catalog/product/K80CP02500
K80CP04700 | Membrane Filter PC 47 mm 8.0 µm | 100 | 1 | 128.6 | Thermo Fisher Scientific | K80CP04700 | https://www.thermofisher.com/order/catalog/product/K80CP04700
K99CP02500 | Membrane Filter PC 25 mm 10 µm | 100 | 1 | 88.8 | Thermo Fisher Scientific | K99CP02500 | https://www.thermofisher.com/order/catalog/product/K99CP02500
K99CP04700 | Membrane Filter PC 47 mm 10 µm | 100 | 1 | 128.6 | Thermo Fisher Scientific | K99CP04700 | https://www.thermofisher.com/order/catalog/product/K99CP04700
KN1CP02500 | Membrane Filter PC 25 mm 0.01 µm | 100 | 1 | 152 | Thermo Fisher Scientific | KN1CP02500 | https://www.thermofisher.com/order/catalog/product/KN1CP02500
KN1CP04700 | Membrane Filter PC 47 mm 0.01 µm | 100 | 1 | 238.4 | Thermo Fisher Scientific | KN1CP04700 | https://www.thermofisher.com/order/catalog/product/KN1CP04700
KN3CP02500 | Membrane Filter PC 25 mm 0.03 µm | 100 | 1 | 144.9 | Thermo Fisher Scientific | KN3CP02500 | https://www.thermofisher.com/order/catalog/product/KN3CP02500
KN3CP04700 | Membrane Filter PC 47 mm 0.03 µm | 100 | 1 | 238.4 | Thermo Fisher Scientific | KN3CP04700 | https://www.thermofisher.com/order/catalog/product/KN3CP04700
KN5CP02500 | Membrane Filter PC 25 mm 0.05 µm | 100 | 1 | 137.9 | Thermo Fisher Scientific | KN5CP02500 | https://www.thermofisher.com/order/catalog/product/KN5CP02500
KN5CP04700 | Membrane Filter PC 47 mm 0.05 µm | 100 | 1 | 238.4 | Thermo Fisher Scientific | KN5CP04700 | https://www.thermofisher.com/order/catalog/product/KN5CP04700
KN8CP02500 | Membrane Filter PC 25 mm 0.08 µm | 100 | 1 | 137.9 | Thermo Fisher Scientific | KN8CP02500 | https://www.thermofisher.com/order/catalog/product/KN8CP02500
KN8CP04700 | Membrane Filter PC 47 mm 0.08 µm | 100 | 1 | 238.4 | Thermo Fisher Scientific | KN8CP04700 | https://www.thermofisher.com/order/catalog/product/KN8CP04700
L90025 | Filter Cassette for 25 mm filters | 25 | 1 | 17 | Thermo Fisher Scientific | L90025 | https://www.thermofisher.com/order/catalog/product/L90025
L90037 | Filter Cassette for 37 mm filters | 25 | 1 | 20 | Thermo Fisher Scientific | L90037 | https://www.thermofisher.com/order/catalog/product/L90037
L90047 | Filter Cassette for 47 mm filters | 25 | 1 | 22 | Thermo Fisher Scientific | L90047 | https://www.thermofisher.com/order/catalog/product/L90047
MCE025022 | MontaMil® MCE Membrane Filter 25 mm 0.22 µm | 100 | 1 | 45.7 | Thermo Fisher Scientific | MCE025022 | https://www.thermofisher.com/order/catalog/product/MCE025022
MCE025045 | MontaMil® MCE Membrane Filter 25 mm 0.45 µm | 100 | 1 | 45.7 | Thermo Fisher Scientific | MCE025045 | https://www.thermofisher.com/order/catalog/product/MCE025045
MCE025065 | MontaMil® MCE Membrane Filter 25 mm 0.65 µm | 100 | 1 | 45.7 | Thermo Fisher Scientific | MCE025065 | https://www.thermofisher.com/order/catalog/product/MCE025065
MCE025080 | MontaMil® MCE Membrane Filter 25 mm 0.80 µm | 100 | 1 | 45.7 | Thermo Fisher Scientific | MCE025080 | https://www.thermofisher.com/order/catalog/product/MCE025080
MCE025120 | MontaMil® MCE Membrane Filter 25 mm 1.2 µm | 100 | 1 | 45.7 | Thermo Fisher Scientific | MCE025120 | https://www.thermofisher.com/order/catalog/product/MCE025120
MCE025300 | MontaMil® MCE Membrane Filter 25 mm 3.0 µm | 100 | 1 | 45.7 | Thermo Fisher Scientific | MCE025300 | https://www.thermofisher.com/order/catalog/product/MCE025300
MCE025500 | MontaMil® MCE Membrane Filter 25 mm 5.0 µm | 100 | 1 | 45.7 | Thermo Fisher Scientific | MCE025500 | https://www.thermofisher.com/order/catalog/product/MCE025500
MCE025800 | MontaMil® MCE Membrane Filter 25 mm 8.0 µm | 100 | 1 | 45.7 | Thermo Fisher Scientific | MCE025800 | https://www.thermofisher.com/order/catalog/product/MCE025800
MCE047022 | MontaMil® MCE Membrane Filter 47 mm 0.22 µm | 100 | 1 | 65.9 | Thermo Fisher Scientific | MCE047022 | https://www.thermofisher.com/order/catalog/product/MCE047022
MCE047045 | MontaMil® MCE Membrane Filter 47 mm 0.45 µm | 100 | 1 | 65.9 | Thermo Fisher Scientific | MCE047045 | https://www.thermofisher.com/order/catalog/product/MCE047045
MCE047065 | MontaMil® MCE Membrane Filter 47 mm 0.65 µm | 100 | 1 | 65.9 | Thermo Fisher Scientific | MCE047065 | https://www.thermofisher.com/order/catalog/product/MCE047065
MCE047080 | MontaMil® MCE Membrane Filter 47 mm 0.80 µm | 100 | 1 | 65.9 | Thermo Fisher Scientific | MCE047080 | https://www.thermofisher.com/order/catalog/product/MCE047080
MCE047120 | MontaMil® MCE Membrane Filter 47 mm 1.2 µm | 100 | 1 | 65.9 | Thermo Fisher Scientific | MCE047120 | https://www.thermofisher.com/order/catalog/product/MCE047120
MCE047300 | MontaMil® MCE Membrane Filter 47 mm 3.0 µm | 100 | 1 | 65.9 | Thermo Fisher Scientific | MCE047300 | https://www.thermofisher.com/order/catalog/product/MCE047300
MCE047500 | MontaMil® MCE Membrane Filter 47 mm 5.0 µm | 100 | 1 | 65.9 | Thermo Fisher Scientific | MCE047500 | https://www.thermofisher.com/order/catalog/product/MCE047500
MCE047800 | MontaMil® MCE Membrane Filter 47 mm 8.0 µm | 100 | 1 | 65.9 | Thermo Fisher Scientific | MCE047800 | https://www.thermofisher.com/order/catalog/product/MCE047800
MCEWGS047022 | MontaMil® MCE Membrane Filter Sterile White/Grid 47 mm 0.22 µm | 100 | 1 | 34.5 | Thermo Fisher Scientific | MCEWGS047022 | https://www.thermofisher.com/order/catalog/product/MCEWGS047022
MCEWGS047045 | MontaMil® MCE Membrane Filter Sterile White/Grid 47 mm 0.45 µm | 100 | 1 | 34.5 | Thermo Fisher Scientific | MCEWGS047045 | https://www.thermofisher.com/order/catalog/product/MCEWGS047045
NY025022 | MontaMil® Nylon Membrane Filter 25 mm 0.22 µm | 100 | 1 | 69.6 | Thermo Fisher Scientific | NY025022 | https://www.thermofisher.com/order/catalog/product/NY025022
NY025045 | MontaMil® Nylon Membrane Filter 25 mm 0.45 µm | 100 | 1 | 69.6 | Thermo Fisher Scientific | NY025045 | https://www.thermofisher.com/order/catalog/product/NY025045
NY047022 | MontaMil® Nylon Membrane Filter 47 mm 0.22 µm | 100 | 1 | 105.3 | Thermo Fisher Scientific | NY047022 | https://www.thermofisher.com/order/catalog/product/NY047022
NY047045 | MontaMil® Nylon Membrane Filter 47 mm 0.45 µm | 100 | 1 | 105.3 | Thermo Fisher Scientific | NY047045 | https://www.thermofisher.com/order/catalog/product/NY047045
PCB025020 | MontaMil® PC Membrane Filter 25 mm 0.2 µm Black | 100 | 1 | 144.8 | Thermo Fisher Scientific | PCB025020 | https://www.thermofisher.com/order/catalog/product/PCB025020
PCB047020 | MontaMil® PC Membrane Filter 47 mm 0.2 µm Black | 100 | 1 | 218.3 | Thermo Fisher Scientific | PCB047020 | https://www.thermofisher.com/order/catalog/product/PCB047020
PCB047040 | MontaMil® PC Membrane Filter 47 mm 0.4 µm Black | 100 | 1 | 218.3 | Thermo Fisher Scientific | PCB047040 | https://www.thermofisher.com/order/catalog/product/PCB047040
PCC025020 | MontaMil® PC Membrane Filter 25 mm 0.2 µm | 100 | 1 | 87.7 | Thermo Fisher Scientific | PCC025020 | https://www.thermofisher.com/order/catalog/product/PCC025020
PCC025040 | MontaMil® PC Membrane Filter 25 mm 0.4 µm | 100 | 1 | 87.7 | Thermo Fisher Scientific | PCC025040 | https://www.thermofisher.com/order/catalog/product/PCC025040
PCC025080 | MontaMil® PC Membrane Filter 25 mm 0.8 µm | 100 | 1 | 105.1 | Thermo Fisher Scientific | PCC025080 | https://www.thermofisher.com/order/catalog/product/PCC025080
PCC047020 | MontaMil® PC Membrane Filter 47 mm 0.2 µm | 100 | 1 | 125.5 | Thermo Fisher Scientific | PCC047020 | https://www.thermofisher.com/order/catalog/product/PCC047020
PCC047040 | MontaMil® PC Membrane Filter 47 mm 0.4 µm | 100 | 1 | 125.5 | Thermo Fisher Scientific | PCC047040 | https://www.thermofisher.com/order/catalog/product/PCC047040
PCC047080 | MontaMil® PC Membrane Filter 47 mm 0.8 µm | 100 | 1 | 151 | Thermo Fisher Scientific | PCC047080 | https://www.thermofisher.com/order/catalog/product/PCC047080
PES2502100S | Q-Max® Syringe Filter 25 mm 0.22 µm PES Sterile | 100 | 1 | 70 | Thermo Fisher Scientific | PES2502100S | https://www.thermofisher.com/order/catalog/product/PES2502100S
PES2504100S | Q-Max® Syringe Filter 25 mm 0.45 µm PES Sterile | 100 | 1 | 70 | Thermo Fisher Scientific | PES2504100S | https://www.thermofisher.com/order/catalog/product/PES2504100S
PV047022 | MontaMil® PVDF Membrane Filter 47 mm 0.22 µm | 100 | 1 | 97.4 | Thermo Fisher Scientific | PV047022 | https://www.thermofisher.com/order/catalog/product/PV047022
PV047045 | MontaMil® PVDF Membrane Filter 47 mm 0.45 µm | 100 | 1 | 97.4 | Thermo Fisher Scientific | PV047045 | https://www.thermofisher.com/order/catalog/product/PV047045
PVM047022 | MontaMil® PVDF-M Hydrophilic Membrane Filter 47 mm 0.22 µm | 100 | 1 | 148.1 | Thermo Fisher Scientific | PVM047022 | https://www.thermofisher.com/order/catalog/product/PVM047022
PVM047045 | MontaMil® PVDF-M Hydrophilic Membrane Filter 47 mm 0.45 µm | 100 | 1 | 148.1 | Thermo Fisher Scientific | PVM047045 | https://www.thermofisher.com/order/catalog/product/PVM047045
QF.025 | Quartz Fiber Filter QF 25 mm | 50 | 1 | 45.7 | Thermo Fisher Scientific | QF.025 | https://www.thermofisher.com/order/catalog/product/QF.025
QF.037 | Quartz Fiber Filter QF 37 mm | 50 | 1 | 45.7 | Thermo Fisher Scientific | QF.037 | https://www.thermofisher.com/order/catalog/product/QF.037
QF.045 | Quartz Fiber Filter QF 45 mm | 50 | 1 | 54.9 | Thermo Fisher Scientific | QF.045 | https://www.thermofisher.com/order/catalog/product/QF.045
QF.047 | Quartz Fiber Filter QF 47 mm | 50 | 1 | 54.9 | Thermo Fisher Scientific | QF.047 | https://www.thermofisher.com/order/catalog/product/QF.047
QF.055 | Quartz Fiber Filter QF 55 mm | 50 | 1 | 82 | Thermo Fisher Scientific | QF.055 | https://www.thermofisher.com/order/catalog/product/QF.055
QF.070 | Quartz Fiber Filter QF 70 mm | 50 | 1 | 132.6 | Thermo Fisher Scientific | QF.070 | https://www.thermofisher.com/order/catalog/product/QF.070
QF.080 | Quartz Fiber Filter QF 80 mm | 50 | 1 | 138.7 | Thermo Fisher Scientific | QF.080 | https://www.thermofisher.com/order/catalog/product/QF.080
QF.085 | Quartz Fiber Filter QF 85 mm | 50 | 1 | 149.7 | Thermo Fisher Scientific | QF.085 | https://www.thermofisher.com/order/catalog/product/QF.085
QF.090 | Quartz Fiber Filter QF 90 mm | 50 | 1 | 155.9 | Thermo Fisher Scientific | QF.090 | https://www.thermofisher.com/order/catalog/product/QF.090
QF.110 | Quartz Fiber Filter QF 110 mm | 50 | 1 | 204 | Thermo Fisher Scientific | QF.110 | https://www.thermofisher.com/order/catalog/product/QF.110
QF.118 | Quartz Fiber Filter QF 118 mm | 50 | 1 | 271.5 | Thermo Fisher Scientific | QF.118 | https://www.thermofisher.com/order/catalog/product/QF.118
QF.150 | Quartz Fiber Filter QF 150 mm | 50 | 1 | 352.5 | Thermo Fisher Scientific | QF.150 | https://www.thermofisher.com/order/catalog/product/QF.150
QF.203254 | Quartz Fiber Filter QF 203 x 254 mm | 25 | 1 | 535.7 | Thermo Fisher Scientific | QF.203254 | https://www.thermofisher.com/order/catalog/product/QF.203254
XCA02 | Centrifuge Filter Maxi-Spin 25 ml Filter Insert 50 ml Tube 0.20 µm CA Membrane | 50 | 1 | 173.25 | Thermo Fisher Scientific | XCA02 | https://www.thermofisher.com/order/catalog/product/XCA02
XCA45 | Centrifuge Filter Maxi-Spin 25 ml Filter Insert 50 ml Tube 0.45 µm CA Membrane | 50 | 1 | 173.25 | Thermo Fisher Scientific | XCA45 | https://www.thermofisher.com/order/catalog/product/XCA45
XNC02 | Centrifuge Filter Maxi-Spin 25 ml Filter Insert 50 ml Tube 0.20 µm NC Membrane | 50 | 1 | 191.1 | Thermo Fisher Scientific | XNC02 | https://www.thermofisher.com/order/catalog/product/XNC02
XNC45 | Centrifuge Filter Maxi-Spin 25 ml Filter Insert 50 ml Tube 0.45 µm NC Membrane | 50 | 1 | 191.1 | Thermo Fisher Scientific | XNC45 | https://www.thermofisher.com/order/catalog/product/XNC45
XNY02 | Centrifuge Filter Maxi-Spin 25 ml Filter Insert 50 ml Tube 0.20 µm Nylon Membrane | 50 | 1 | 173.25 | Thermo Fisher Scientific | XNY02 | https://www.thermofisher.com/order/catalog/product/XNY02
XNY45 | Centrifuge Filter Maxi-Spin 25 ml Filter Insert 50 ml Tube 0.45 µm Nylon Membrane | 50 | 1 | 173.25 | Thermo Fisher Scientific | XNY45 | https://www.thermofisher.com/order/catalog/product/XNY45
XPE02 | Centrifuge Filter Maxi-Spin 25 ml Filter Insert 50 ml Tube 0.20 µm PES Membrane | 50 | 1 | 173.25 | Thermo Fisher Scientific | XPE02 | https://www.thermofisher.com/order/catalog/product/XPE02
XPE45 | Centrifuge Filter Maxi-Spin 25 ml Filter Insert 50 ml Tube 0.45 µm PES Membrane | 50 | 1 | 173.25 | Thermo Fisher Scientific | XPE45 | https://www.thermofisher.com/order/catalog/product/XPE45
XPP02 | Centrifuge Filter Maxi-Spin 25 ml Filter Insert 50 ml Tube 0.20 µm PP Membrane | 50 | 1 | 173.25 | Thermo Fisher Scientific | XPP02 | https://www.thermofisher.com/order/catalog/product/XPP02
XPP45 | Centrifuge Filter Maxi-Spin 25 ml Filter Insert 50 ml Tube 0.45 µm PP Membrane | 50 | 1 | 173.25 | Thermo Fisher Scientific | XPP45 | https://www.thermofisher.com/order/catalog/product/XPP45
XPT02 | Centrifuge Filter Maxi-Spin 25 ml Filter Insert 50 ml Tube 0.20 µm PTFE Membrane | 50 | 1 | 191.1 | Thermo Fisher Scientific | XPT02 | https://www.thermofisher.com/order/catalog/product/XPT02
XPT45 | Centrifuge Filter Maxi-Spin 25 ml Filter Insert 50 ml Tube 0.45 µm PTFE Membrane | 50 | 1 | 191.1 | Thermo Fisher Scientific | XPT45 | https://www.thermofisher.com/order/catalog/product/XPT45
XPV02 | Centrifuge Filter Maxi-Spin 25 ml Filter Insert 50 ml Tube 0.20 µm PVDF Membrane | 50 | 1 | 191.1 | Thermo Fisher Scientific | XPV02 | https://www.thermofisher.com/order/catalog/product/XPV02
XPV45 | Centrifuge Filter Maxi-Spin 25 ml Filter Insert 50 ml Tube 0.45 µm PVDF Membrane | 50 | 1 | 191.1 | Thermo Fisher Scientific | XPV45 | https://www.thermofisher.com/order/catalog/product/XPV45
XRC02 | Centrifuge Filter Maxi-Spin 25 ml Filter Insert 50 ml Tube 0.20 µm RC Membrane | 50 | 1 | 173.25 | Thermo Fisher Scientific | XRC02 | https://www.thermofisher.com/order/catalog/product/XRC02
XRC45 | Centrifuge Filter Maxi-Spin 25 ml Filter Insert 50 ml Tube 0.45 µm RC Membrane | 50 | 1 | 173.25 | Thermo Fisher Scientific | XRC45 | https://www.thermofisher.com/order/catalog/product/XRC45
1.055 | Qualitative Paper Filter Advantec no. 1 ø 55 mm | 100 | 1 | 9.2391 | Thermo Fisher Scientific | 1.055 | https://www.thermofisher.com/order/catalog/product/1.055
1.070 | Qualitative Paper Filter Advantec no. 1 ø 70 mm | 100 | 1 | 9.373 | Thermo Fisher Scientific | 1.070 | https://www.thermofisher.com/order/catalog/product/1.070
1.090 | Qualitative Paper Filter Advantec no. 1 ø 90 mm | 100 | 1 | 11.6493 | Thermo Fisher Scientific | 1.090 | https://www.thermofisher.com/order/catalog/product/1.090
1.110 | Qualitative Paper Filter Advantec no. 1 ø 110 mm | 100 | 1 | 14.4612 | Thermo Fisher Scientific | 1.110 | https://www.thermofisher.com/order/catalog/product/1.110
1.125 | Qualitative Paper Filter Advantec no. 1 ø 125 mm | 100 | 1 | 14.729 | Thermo Fisher Scientific | 1.125 | https://www.thermofisher.com/order/catalog/product/1.125
1.150 | Qualitative Paper Filter Advantec no. 1 ø 150 mm | 100 | 1 | 21.1562 | Thermo Fisher Scientific | 1.150 | https://www.thermofisher.com/order/catalog/product/1.150
1.185 | Qualitative Paper Filter Advantec no. 1 ø 185 mm | 100 | 1 | 31.7343 | Thermo Fisher Scientific | 1.185 | https://www.thermofisher.com/order/catalog/product/1.185
1.240 | Qualitative Paper Filter Advantec no. 1 ø 240 mm | 100 | 1 | 48.7396 | Thermo Fisher Scientific | 1.240 | https://www.thermofisher.com/order/catalog/product/1.240
1.285 | Qualitative Paper Filter Advantec no. 1 ø 285 mm | 100 | 1 | 74.0467 | Thermo Fisher Scientific | 1.285 | https://www.thermofisher.com/order/catalog/product/1.285
1.300 | Qualitative Paper Filter Advantec no. 1 ø 300 mm | 100 | 1 | 83.6875 | Thermo Fisher Scientific | 1.300 | https://www.thermofisher.com/order/catalog/product/1.300
1.330 | Qualitative Paper Filter Advantec no. 1 ø 330 mm | 100 | 1 | 98.5504 | Thermo Fisher Scientific | 1.330 | https://www.thermofisher.com/order/catalog/product/1.330
1.360 | Qualitative Paper Filter Advantec no. 1 ø 360 mm | 100 | 1 | 113.815 | Thermo Fisher Scientific | 1.360 | https://www.thermofisher.com/order/catalog/product/1.360
1.400 | Qualitative Paper Filter Advantec no. 1 ø 400 mm | 100 | 1 | 135.1051 | Thermo Fisher Scientific | 1.400 | https://www.thermofisher.com/order/catalog/product/1.400
1.500 | Qualitative Paper Filter Advantec no. 1 ø 500 mm | 100 | 1 | 231.647 | Thermo Fisher Scientific | 1.500 | https://www.thermofisher.com/order/catalog/product/1.500
1.600 | Qualitative Paper Filter Advantec no. 1 ø 600 mm | 100 | 1 | 189.8702 | Thermo Fisher Scientific | 1.600 | https://www.thermofisher.com/order/catalog/product/1.600
2.055 | Qualitative Paper Filter Advantec no. 2 ø 55 mm | 100 | 1 | 278.6459 | Thermo Fisher Scientific | 2.055 | https://www.thermofisher.com/order/catalog/product/2.055
2.070 | Qualitative Paper Filter Advantec no. 2 ø 70 mm | 100 | 1 | 270.3441 | Thermo Fisher Scientific | 2.070 | https://www.thermofisher.com/order/catalog/product/2.070
2.090 | Qualitative Paper Filter Advantec no. 2 ø 90 mm | 100 | 1 | 34.5462 | Thermo Fisher Scientific | 2.090 | https://www.thermofisher.com/order/catalog/product/2.090
2.110 | Qualitative Paper Filter Advantec no. 2 ø 110 mm | 100 | 1 | 52.221 | Thermo Fisher Scientific | 2.110 | https://www.thermofisher.com/order/catalog/product/2.110
2.125 | Qualitative Paper Filter Advantec no. 2 ø 125 mm | 100 | 1 | 18.6121 | Thermo Fisher Scientific | 2.125 | https://www.thermofisher.com/order/catalog/product/2.125
2.150 | Qualitative Paper Filter Advantec no. 2 ø 150 mm | 100 | 1 | 20.085 | Thermo Fisher Scientific | 2.150 | https://www.thermofisher.com/order/catalog/product/2.150
2.185 | Qualitative Paper Filter Advantec no. 2 ø 185 mm | 100 | 1 | 25.1732 | Thermo Fisher Scientific | 2.185 | https://www.thermofisher.com/order/catalog/product/2.185
2.240 | Qualitative Paper Filter Advantec no. 2 ø 240 mm | 100 | 1 | 31.8682 | Thermo Fisher Scientific | 2.240 | https://www.thermofisher.com/order/catalog/product/2.240
2.285 | Qualitative Paper Filter Advantec no. 2 ø 285 mm | 100 | 1 | 37.8937 | Thermo Fisher Scientific | 2.285 | https://www.thermofisher.com/order/catalog/product/2.285
2.300 | Qualitative Paper Filter Advantec no. 2 ø 300 mm | 100 | 1 | 53.1583 | Thermo Fisher Scientific | 2.300 | https://www.thermofisher.com/order/catalog/product/2.300
2.330 | Qualitative Paper Filter Advantec no. 2 ø 330 mm | 100 | 1 | 75.9213 | Thermo Fisher Scientific | 2.330 | https://www.thermofisher.com/order/catalog/product/2.330
2.360 | Qualitative Paper Filter Advantec no. 2 ø 360 mm | 100 | 1 | 127.3389 | Thermo Fisher Scientific | 2.360 | https://www.thermofisher.com/order/catalog/product/2.360
2.400 | Qualitative Paper Filter Advantec no. 2 ø 400 mm | 100 | 1 | 168.0445 | Thermo Fisher Scientific | 2.400 | https://www.thermofisher.com/order/catalog/product/2.400
2.500 | Qualitative Paper Filter Advantec no. 2 ø 500 mm | 100 | 1 | 199.3771 | Thermo Fisher Scientific | 2.500 | https://www.thermofisher.com/order/catalog/product/2.500
2.600 | Qualitative Paper Filter Advantec no. 2 ø 600 mm | 100 | 1 | 200.7161 | Thermo Fisher Scientific | 2.600 | https://www.thermofisher.com/order/catalog/product/2.600
6.055 | Quantitative Filter Paper Advantec no. 6 ø 55 mm | 100 | 1 | 212.3654 | Thermo Fisher Scientific | 6.055 | https://www.thermofisher.com/order/catalog/product/6.055
6.070 | Quantitative Filter Paper Advantec no. 6 ø 70 mm | 100 | 1 | 237.2708 | Thermo Fisher Scientific | 6.070 | https://www.thermofisher.com/order/catalog/product/6.070
6.090 | Quantitative Filter Paper Advantec no. 6 ø 90 mm | 100 | 1 | 564.1207 | Thermo Fisher Scientific | 6.090 | https://www.thermofisher.com/order/catalog/product/6.090
6.110 | Quantitative Filter Paper Advantec no. 6 ø 110 mm | 100 | 1 | 375.1878 | Thermo Fisher Scientific | 6.110 | https://www.thermofisher.com/order/catalog/product/6.110
6.125 | Quantitative Filter Paper Advantec no. 6 ø 125 mm | 100 | 1 | 488.1994 | Thermo Fisher Scientific | 6.125 | https://www.thermofisher.com/order/catalog/product/6.125
6.150 | Quantitative Filter Paper Advantec no. 6 ø 150 mm | 100 | 1 | 470.2568 | Thermo Fisher Scientific | 6.150 | https://www.thermofisher.com/order/catalog/product/6.150
6.185 | Quantitative Filter Paper Advantec no. 6 ø 185 mm | 100 | 1 | 206.193 | Thermo Fisher Scientific | 6.185 | https://www.thermofisher.com/order/catalog/product/6.185
6.240 | Quantitative Filter Paper Advantec no. 6 ø 240 mm | 100 | 1 | 228.072 | Thermo Fisher Scientific | 6.240 | https://www.thermofisher.com/order/catalog/product/6.240
6.285 | Quantitative Filter Paper Advantec no. 6 ø 285 mm | 100 | 1 | 206.193 | Thermo Fisher Scientific | 6.285 | https://www.thermofisher.com/order/catalog/product/6.285
6.300 | Quantitative Filter Paper Advantec no. 6 ø 300 mm | 100 | 1 | 228.072 | Thermo Fisher Scientific | 6.300 | https://www.thermofisher.com/order/catalog/product/6.300
6.330 | Quantitative Filter Paper Advantec no. 6 ø 330 mm | 100 | 1 | 219.8508 | Thermo Fisher Scientific | 6.330 | https://www.thermofisher.com/order/catalog/product/6.330
6.360 | Quantitative Filter Paper Advantec no. 6 ø 360 mm | 100 | 1 | 210.3036 | Thermo Fisher Scientific | 6.360 | https://www.thermofisher.com/order/catalog/product/6.360
6.400 | Quantitative Filter Paper Advantec no. 6 ø 400 mm | 100 | 1 | 217.1988 | Thermo Fisher Scientific | 6.400 | https://www.thermofisher.com/order/catalog/product/6.400
6.500 | Quantitative Filter Paper Advantec no. 6 ø 500 mm | 100 | 1 | 210.3036 | Thermo Fisher Scientific | 6.500 | https://www.thermofisher.com/order/catalog/product/6.500
7.055 | Quantitative Filter Paper Advantec no. 7 ø 55 mm | 100 | 1 | 210.3036 | Thermo Fisher Scientific | 7.055 | https://www.thermofisher.com/order/catalog/product/7.055
7.070 | Quantitative Filter Paper Advantec no. 7 ø 70 mm | 100 | 1 | 210.3036 | Thermo Fisher Scientific | 7.070 | https://www.thermofisher.com/order/catalog/product/7.070
7.090 | Quantitative Filter Paper Advantec no. 7 ø 90 mm | 100 | 1 | 126.1637 | Thermo Fisher Scientific | 7.090 | https://www.thermofisher.com/order/catalog/product/7.090
7.110 | Quantitative Filter Paper Advantec no. 7 ø 110 mm | 100 | 1 | 239.252 | Thermo Fisher Scientific | 7.110 | https://www.thermofisher.com/order/catalog/product/7.110
7.125 | Quantitative Filter Paper Advantec no. 7 ø 125 mm | 100 | 1 | 1455.6815 | Thermo Fisher Scientific | 7.125 | https://www.thermofisher.com/order/catalog/product/7.125
7.150 | Quantitative Filter Paper Advantec no. 7 ø 150 mm | 100 | 1 | 2468.6077 | Thermo Fisher Scientific | 7.150 | https://www.thermofisher.com/order/catalog/product/7.150
7.185 | Quantitative Filter Paper Advantec no. 7 ø 185 mm | 100 | 1 | 2545.9473 | Thermo Fisher Scientific | 7.185 | https://www.thermofisher.com/order/catalog/product/7.185
7.240 | Quantitative Filter Paper Advantec no. 7 ø 240 mm | 100 | 1 | 2965.7511 | Thermo Fisher Scientific | 7.240 | https://www.thermofisher.com/order/catalog/product/7.240
7.285 | Quantitative Filter Paper Advantec no. 7 ø 285 mm | 100 | 1 | 5523.2437 | Thermo Fisher Scientific | 7.285 | https://www.thermofisher.com/order/catalog/product/7.285
7.300 | Quantitative Filter Paper Advantec no. 7 ø 300 mm | 100 | 1 | 5411.4073 | Thermo Fisher Scientific | 7.300 | https://www.thermofisher.com/order/catalog/product/7.300
7.330 | Quantitative Filter Paper Advantec no. 7 ø 330 mm | 100 | 1 | 247.8762 | Thermo Fisher Scientific | 7.330 | https://www.thermofisher.com/order/catalog/product/7.330
7.400 | Quantitative Filter Paper Advantec no. 7 ø 400 mm | 100 | 1 | 478.504 | Thermo Fisher Scientific | 7.400 | https://www.thermofisher.com/order/catalog/product/7.400
7.500 | Quantitative Filter Paper Advantec no. 7 ø 500 mm | 100 | 1 | 1371.1087 | Thermo Fisher Scientific | 7.500 | https://www.thermofisher.com/order/catalog/product/7.500
84.199 | Extraction Thimbles Grade 84 19x90mm Internal | 25 | 1 | 459.8646 | Thermo Fisher Scientific | 84.199 | https://www.thermofisher.com/order/catalog/product/84.199
84.226 | Extraction Thimbles Grade 84 22x65mm Internal | 25 | 1 | 885.3715 | Thermo Fisher Scientific | 84.226 | https://www.thermofisher.com/order/catalog/product/84.226
84.228 | Extraction Thimbles Grade 84 22x80mm Internal | 25 | 1 | 989.9747 | Thermo Fisher Scientific | 84.228 | https://www.thermofisher.com/order/catalog/product/84.228
84.250 | Extraction Thimbles Grade 84 25x100mm Internal | 25 | 1 | 251.5708 | Thermo Fisher Scientific | 84.250 | https://www.thermofisher.com/order/catalog/product/84.250
84.256 | Extraction Thimbles Grade 84 25x60mm Internal | 25 | 1 | 296.2128 | Thermo Fisher Scientific | 84.256 | https://www.thermofisher.com/order/catalog/product/84.256
84.258 | Extraction Thimbles Grade 84 25x80mm Internal | 25 | 1 | 300.2831 | Thermo Fisher Scientific | 84.258 | https://www.thermofisher.com/order/catalog/product/84.258
84.259 | Extraction Thimbles Grade 84 25x90mm Internal | 25 | 1 | 320.5033 | Thermo Fisher Scientific | 84.259 | https://www.thermofisher.com/order/catalog/product/84.259
84.280 | Extraction Thimbles Grade 84 28x100mm Internal | 25 | 1 | 385.4968 | Thermo Fisher Scientific | 84.280 | https://www.thermofisher.com/order/catalog/product/84.280
84.300 | Extraction Thimbles Grade 84 30x100mm Internal | 25 | 1 | 911.4846 | Thermo Fisher Scientific | 84.300 | https://www.thermofisher.com/order/catalog/product/84.300
84.308 | Extraction Thimbles Grade 84 30x80mm Internal | 25 | 1 | 1165.8127 | Thermo Fisher Scientific | 84.308 | https://www.thermofisher.com/order/catalog/product/84.308
84.330 | Extraction Thimbles Grade 84 33x100mm Internal | 25 | 1 | 1292.9111 | Thermo Fisher Scientific | 84.330 | https://www.thermofisher.com/order/catalog/product/84.330
84.338 | Extraction Thimbles Grade 84 33x80mm Internal | 25 | 1 | 1734.9423 | Thermo Fisher Scientific | 84.338 | https://www.thermofisher.com/order/catalog/product/84.338
84.339 | Extraction Thimbles Grade 84 33x94mm Internal | 25 | 1 | 2740.5313 | Thermo Fisher Scientific | 84.339 | https://www.thermofisher.com/order/catalog/product/84.339
84.432 | Extraction Thimbles Grade 84 43x123mm Internal | 25 | 1 | 1418.6705 | Thermo Fisher Scientific | 84.432 | https://www.thermofisher.com/order/catalog/product/84.432
131.055 | Qualitative Paper Filter Advantec no. 131 ø 55 mm | 100 | 1 | 2169.18 | Thermo Fisher Scientific | 131.055 | https://www.thermofisher.com/order/catalog/product/131.055
131.070 | Qualitative Paper Filter Advantec no. 131 ø 70 mm | 100 | 1 | 23.66 | Thermo Fisher Scientific | 131.070 | https://www.thermofisher.com/order/catalog/product/131.070
131.090 | Qualitative Paper Filter Advantec no. 131 ø 90 mm | 100 | 1 | 52.26 | Thermo Fisher Scientific | 131.090 | https://www.thermofisher.com/order/catalog/product/131.090
131.110 | Qualitative Paper Filter Advantec no. 131 ø 110 mm | 100 | 1 | 100.62 | Thermo Fisher Scientific | 131.110 | https://www.thermofisher.com/order/catalog/product/131.110
131.125 | Qualitative Paper Filter Advantec no. 131 ø 125 mm | 100 | 1 | 197.6 | Thermo Fisher Scientific | 131.125 | https://www.thermofisher.com/order/catalog/product/131.125
131.150 | Qualitative Paper Filter Advantec no. 131 ø 150 mm | 100 | 1 | 160.42 | Thermo Fisher Scientific | 131.150 | https://www.thermofisher.com/order/catalog/product/131.150
131.185 | Qualitative Paper Filter Advantec no. 131 ø 185 mm | 100 | 1 | 172.38 | Thermo Fisher Scientific | 131.185 | https://www.thermofisher.com/order/catalog/product/131.185
131.240 | Qualitative Paper Filter Advantec no. 131 ø 240 mm | 100 | 1 | 185.64 | Thermo Fisher Scientific | 131.240 | https://www.thermofisher.com/order/catalog/product/131.240
131.285 | Qualitative Paper Filter Advantec no. 131 ø 285 mm | 100 | 1 | 86.71 | Thermo Fisher Scientific | 131.285 | https://www.thermofisher.com/order/catalog/product/131.285
131.300 | Qualitative Paper Filter Advantec no. 131 ø 300 mm | 100 | 1 | 18.2 | Thermo Fisher Scientific | 131.300 | https://www.thermofisher.com/order/catalog/product/131.300
131.330 | Qualitative Paper Filter Advantec no. 131 ø 330 mm | 100 | 1 | 180.31 | Thermo Fisher Scientific | 131.330 | https://www.thermofisher.com/order/catalog/product/131.330
131.360 | Qualitative Paper Filter Advantec no. 131 ø 360 mm | 100 | 1 | 261.17 | Thermo Fisher Scientific | 131.360 | https://www.thermofisher.com/order/catalog/product/131.360
131.400 | Qualitative Paper Filter Advantec no. 131 ø 400 mm | 100 | 1 | 58.11 | Thermo Fisher Scientific | 131.400 | https://www.thermofisher.com/order/catalog/product/131.400
131.500 | Qualitative Paper Filter Advantec no. 131 ø 500 mm | 100 | 1 | 227.76 | Thermo Fisher Scientific | 131.500 | https://www.thermofisher.com/order/catalog/product/131.500
131.600 | Qualitative Paper Filter Advantec no. 131 ø 600 mm | 100 | 1 | 242.71 | Thermo Fisher Scientific | 131.600 | https://www.thermofisher.com/order/catalog/product/131.600
231.055 | Qualitative Paper Filter Advantec no. 231 ø 55 mm | 100 | 1 | 100.62 | Thermo Fisher Scientific | 231.055 | https://www.thermofisher.com/order/catalog/product/231.055
231.070 | Qualitative Paper Filter Advantec no. 231 ø 70 mm | 100 | 1 | 30.29 | Thermo Fisher Scientific | 231.070 | https://www.thermofisher.com/order/catalog/product/231.070
231.090 | Qualitative Paper Filter Advantec no. 231 ø 90 mm | 100 | 1 | 354.9 | Thermo Fisher Scientific | 231.090 | https://www.thermofisher.com/order/catalog/product/231.090
231.110 | Qualitative Paper Filter Advantec no. 231 ø 110 mm | 100 | 1 | 201.5 | Thermo Fisher Scientific | 231.110 | https://www.thermofisher.com/order/catalog/product/231.110
231.125 | Qualitative Paper Filter Advantec no. 231 ø 125 mm | 100 | 1 | 803.53 | Thermo Fisher Scientific | 231.125 | https://www.thermofisher.com/order/catalog/product/231.125
231.150 | Qualitative Paper Filter Advantec no. 231 ø 150 mm | 100 | 1 | 603.33 | Thermo Fisher Scientific | 231.150 | https://www.thermofisher.com/order/catalog/product/231.150
231.185 | Qualitative Paper Filter Advantec no. 231 ø 185 mm | 100 | 1 | 281.06 | Thermo Fisher Scientific | 231.185 | https://www.thermofisher.com/order/catalog/product/231.185
232.055 | Qualitative Paper Filter Advantec no. 232 ø 55 mm | 100 | 1 | 11.2476 | Thermo Fisher Scientific | 232.055 | https://www.thermofisher.com/order/catalog/product/232.055
232.070 | Qualitative Paper Filter Advantec no. 232 ø 70 mm | 100 | 1 | 11.2476 | Thermo Fisher Scientific | 232.070 | https://www.thermofisher.com/order/catalog/product/232.070
232.090 | Qualitative Paper Filter Advantec no. 232 ø 90 mm | 100 | 1 | 13.39 | Thermo Fisher Scientific | 232.090 | https://www.thermofisher.com/order/catalog/product/232.090
232.110 | Qualitative Paper Filter Advantec no. 232 ø 110 mm | 100 | 1 | 14.8629 | Thermo Fisher Scientific | 232.110 | https://www.thermofisher.com/order/catalog/product/232.110
232.125 | Qualitative Paper Filter Advantec no. 232 ø 125 mm | 100 | 1 | 19.2816 | Thermo Fisher Scientific | 232.125 | https://www.thermofisher.com/order/catalog/product/232.125
232.150 | Qualitative Paper Filter Advantec no. 232 ø 150 mm | 100 | 1 | 27.0478 | Thermo Fisher Scientific | 232.150 | https://www.thermofisher.com/order/catalog/product/232.150
232.185 | Qualitative Paper Filter Advantec no. 232 ø 185 mm | 100 | 1 | 40.3039 | Thermo Fisher Scientific | 232.185 | https://www.thermofisher.com/order/catalog/product/232.185
235.055 | Qualitative Paper Filter Advantec no. 235 ø 55 mm | 100 | 1 | 60.1211 | Thermo Fisher Scientific | 235.055 | https://www.thermofisher.com/order/catalog/product/235.055
235.070 | Qualitative Paper Filter Advantec no. 235 ø 70 mm | 100 | 1 | 84.0892 | Thermo Fisher Scientific | 235.070 | https://www.thermofisher.com/order/catalog/product/235.070
235.090 | Qualitative Paper Filter Advantec no. 235 ø 90 mm | 100 | 1 | 95.3368 | Thermo Fisher Scientific | 235.090 | https://www.thermofisher.com/order/catalog/product/235.090
235.110 | Qualitative Paper Filter Advantec no. 235 ø 110 mm | 100 | 1 | 115.6896 | Thermo Fisher Scientific | 235.110 | https://www.thermofisher.com/order/catalog/product/235.110
235.125 | Qualitative Paper Filter Advantec no. 235 ø 125 mm | 100 | 1 | 137.917 | Thermo Fisher Scientific | 235.125 | https://www.thermofisher.com/order/catalog/product/235.125
235.150 | Qualitative Paper Filter Advantec no. 235 ø 150 mm | 100 | 1 | 144.8798 | Thermo Fisher Scientific | 235.150 | https://www.thermofisher.com/order/catalog/product/235.150
235.185 | Qualitative Paper Filter Advantec no. 235 ø 185 mm | 100 | 1 | 297.9275 | Thermo Fisher Scientific | 235.185 | https://www.thermofisher.com/order/catalog/product/235.185
311280 | Filter Holder Glass KG25A sintered glass support 180 ml funnel | 1 | 1 | 303.4174 | Thermo Fisher Scientific | 311280 | https://www.thermofisher.com/order/catalog/product/311280
311290 | Filter Holder Glass KG25B sintered glass support 350 ml funnel | 1 | 1 | 337.9636 | Thermo Fisher Scientific | 311290 | https://www.thermofisher.com/order/catalog/product/311290
311380 | Filter Holder Glass KGS25A stainless steel support 180 ml funnel | 1 | 1 | 337.9636 | Thermo Fisher Scientific | 311380 | https://www.thermofisher.com/order/catalog/product/311380
311390 | Filter Holder Glass KGS25B stainless steel support 300 ml funnel | 1 | 1 | 16.7375 | Thermo Fisher Scientific | 311390 | https://www.thermofisher.com/order/catalog/product/311390
311480 | Filter Holder Glass KG47A sintered glass support 120 ml funnel | 1 | 1 | 19.6833 | Thermo Fisher Scientific | 311480 | https://www.thermofisher.com/order/catalog/product/311480
311490 | Filter Holder Glass KG47B sintered glass support 550 ml funnel | 1 | 1 | 22.6291 | Thermo Fisher Scientific | 311490 | https://www.thermofisher.com/order/catalog/product/311490
311580 | Filter Holder Glass KGS47A stainless steel support 120 ml funnel | 1 | 1 | 25.8427 | Thermo Fisher Scientific | 311580 | https://www.thermofisher.com/order/catalog/product/311580
311590 | Filter Holder Glass KGS47B stainless steel support 550 ml funnel | 1 | 1 | 38.0276 | Thermo Fisher Scientific | 311590 | https://www.thermofisher.com/order/catalog/product/311590
314110 | Filter Holder Glass KG47C sintered glass support 1100 ml funnel | 1 | 1 | 51.2837 | Thermo Fisher Scientific | 314110 | https://www.thermofisher.com/order/catalog/product/314110
315110 | Filter Holder Glass KGS47C stainless steel support 1100 ml funnel | 1 | 1 | 75.2518 | Thermo Fisher Scientific | 315110 | https://www.thermofisher.com/order/catalog/product/315110
1026.033 | Milk Sediment Disc - 33 mm White | 50 | 1 | 697.8868 | Thermo Fisher Scientific | 1026.033 | https://www.thermofisher.com/order/catalog/product/1026.033
1.485560 | Qualitative Paper Filter Advantec no. 1 485 x 560 mm | 100 | 1 | 13.1222 | Thermo Fisher Scientific | 1.485560 | https://www.thermofisher.com/order/catalog/product/1.485560
01511012 | Blaine Test Paper | 250 | 1 | 16.8714 | Thermo Fisher Scientific | 01511012 | https://www.thermofisher.com/order/catalog/product/01511012
1.600600 | Qualitative Filter Paper Grade 1 600x600mm | 100 | 1 | 20.3528 | Thermo Fisher Scientific | 1.600600 | https://www.thermofisher.com/order/catalog/product/1.600600
2.485560 | Qualitative Paper Filter Advantec no. 2 485 x 560 mm | 100 | 1 | 25.3071 | Thermo Fisher Scientific | 2.485560 | https://www.thermofisher.com/order/catalog/product/2.485560
2.600600 | Qualitative Filter Paper Grade 2 600x600mm | 100 | 1 | 32.2699 | Thermo Fisher Scientific | 2.600600 | https://www.thermofisher.com/order/catalog/product/2.600600
6.485560 | Quantitative Filter Paper Advantec no. 6 485 x 560 mm | 100 | 1 | 43.5175 | Thermo Fisher Scientific | 6.485560 | https://www.thermofisher.com/order/catalog/product/6.485560
07010010 | Test Paper CR pH 0.4 - 2 / 7.2 - 8.8 Booklet | 200 | 1 | 65.8788 | Thermo Fisher Scientific | 07010010 | https://www.thermofisher.com/order/catalog/product/07010010
07010020 | Test Paper TB pH 1.4 - 3 / 8 - 9.6 Booklet | 200 | 1 | 178.8904 | Thermo Fisher Scientific | 07010020 | https://www.thermofisher.com/order/catalog/product/07010020
07010030 | Test Paper BPB pH 2.8 - 4.4 Booklet | 200 | 1 | 22.763 | Thermo Fisher Scientific | 07010030 | https://www.thermofisher.com/order/catalog/product/07010030
07010040 | Test Paper BCG pH 4.0 - 5.6 Booklet | 200 | 1 | 25.441 | Thermo Fisher Scientific | 07010040 | https://www.thermofisher.com/order/catalog/product/07010040
07010050 | Test Paper MR pH 5.4 - 7 Booklet | 200 | 1 | 27.9851 | Thermo Fisher Scientific | 07010050 | https://www.thermofisher.com/order/catalog/product/07010050
07010060 | Test Paper BTB pH 6.2 - 7.8 Booklet | 200 | 1 | 34.5462 | Thermo Fisher Scientific | 07010060 | https://www.thermofisher.com/order/catalog/product/07010060
07010070 | Test Paper AZY pH 10 - 12 Booklet | 200 | 1 | 47.6684 | Thermo Fisher Scientific | 07010070 | https://www.thermofisher.com/order/catalog/product/07010070
07010080 | Test Paper ALB pH 11.0 - 13.6 Booklet | 200 | 1 | 68.0212 | Thermo Fisher Scientific | 07010080 | https://www.thermofisher.com/order/catalog/product/07010080
07010090 | Test Paper PB pH 3.2 - 5.6 Booklet | 200 | 1 | 100.425 | Thermo Fisher Scientific | 07010090 | https://www.thermofisher.com/order/catalog/product/07010090
07010100 | Test Paper CPR pH 5.0 - 6.6 Booklet | 200 | 1 | 668.4288 | Thermo Fisher Scientific | 07010100 | https://www.thermofisher.com/order/catalog/product/07010100
07010120 | Test Paper UNIV pH 1 - 11 Booklet | 200 | 1 | 113.6382 | Thermo Fisher Scientific | 07010120 | https://www.thermofisher.com/order/catalog/product/07010120
07010130 | Test Paper PP pH 3.4 - 6.4 Booklet | 200 | 1 | 148.9098 | Thermo Fisher Scientific | 07010130 | https://www.thermofisher.com/order/catalog/product/07010130
07010140 | Test Paper BCP pH 5.6 - 7.2 Booklet | 200 | 1 | 113.6382 | Thermo Fisher Scientific | 07010140 | https://www.thermofisher.com/order/catalog/product/07010140
07010150 | Test Paper PR pH 0 - 1.6 / 6.6 - 8.2 Booklet | 200 | 1 | 148.9098 | Thermo Fisher Scientific | 07010150 | https://www.thermofisher.com/order/catalog/product/07010150
07011010 | Test Paper BCG pH 4 - 5.6 Roll | 1 | 1 | 119.7378 | Thermo Fisher Scientific | 07011010 | https://www.thermofisher.com/order/catalog/product/07011010
07011020 | Test Paper BTB pH 6.2 - 7.8 Roll | 1 | 1 | 146.1252 | Thermo Fisher Scientific | 07011020 | https://www.thermofisher.com/order/catalog/product/07011020
07011030 | Test Paper UNIV pH 1 - 11 Roll | 1 | 1 | 119.7378 | Thermo Fisher Scientific | 07011030 | https://www.thermofisher.com/order/catalog/product/07011030
07011040 | Test Paper WR pH 0 - 14 Roll | 1 | 1 | 146.1252 | Thermo Fisher Scientific | 07011040 | https://www.thermofisher.com/order/catalog/product/07011040
07020010 | Litmus Paper Blue Booklet | 1 | 1 | 119.7378 | Thermo Fisher Scientific | 07020010 | https://www.thermofisher.com/order/catalog/product/07020010
07020020 | Litmus Paper Red Booklet | 1 | 1 | 146.1252 | Thermo Fisher Scientific | 07020020 | https://www.thermofisher.com/order/catalog/product/07020020
07020030 | Litmus Paper Blue Strips | 1000 | 1 | 365.976 | Thermo Fisher Scientific | 07020030 | https://www.thermofisher.com/order/catalog/product/07020030
07020040 | Litmus Paper Red Strips | 1000 | 1 | 365.976 | Thermo Fisher Scientific | 07020040 | https://www.thermofisher.com/order/catalog/product/07020040
7.485560 | Quantitative Filter Paper Advantec no. 7 485 x 560 mm | 100 | 1 | 229.398 | Thermo Fisher Scientific | 7.485560 | https://www.thermofisher.com/order/catalog/product/7.485560
8100020 | Disposable Vacuum Filtration Unit VH020P | 10 | 1 | 300.4716 | Thermo Fisher Scientific | 8100020 | https://www.thermofisher.com/order/catalog/product/8100020
8100050 | Disposable Vacuum Filtration Unit VH050P | 10 | 1 | 229.398 | Thermo Fisher Scientific | 8100050 | https://www.thermofisher.com/order/catalog/product/8100050
17301000 | Stainless Steel Syringe Holder KS 13 | 1 | 1 | 35.2157 | Thermo Fisher Scientific | 17301000 | https://www.thermofisher.com/order/catalog/product/17301000
17301200 | Stainless Steel Syringe Holder KS 25 | 1 | 1 | 40.4378 | Thermo Fisher Scientific | 17301200 | https://www.thermofisher.com/order/catalog/product/17301200
17301700 | Filter Holder KS-90 | 1 | 1 | 53.1583 | Thermo Fisher Scientific | 17301700 | https://www.thermofisher.com/order/catalog/product/17301700
17301800 | Filter Holder KS 90 ST | 1 | 1 | 56.9075 | Thermo Fisher Scientific | 17301800 | https://www.thermofisher.com/order/catalog/product/17301800
17301900 | Stainless Steel Filter Holder KS 142 304SS | 1 | 1 | 71.3687 | Thermo Fisher Scientific | 17301900 | https://www.thermofisher.com/order/catalog/product/17301900
17302100 | Filter Holder KS 142 ST | 1 | 1 | 97.747 | Thermo Fisher Scientific | 17302100 | https://www.thermofisher.com/order/catalog/product/17302100
17302500 | Stainless Steel Filter Holder KS 293 304SS | 1 | 1 | 150.3697 | Thermo Fisher Scientific | 17302500 | https://www.thermofisher.com/order/catalog/product/17302500
17302700 | Stainless Steel Filter Holder KS 293 ST 304SS | 1 | 1 | 246.9285 | Thermo Fisher Scientific | 17302700 | https://www.thermofisher.com/order/catalog/product/17302700
17304500 | Stainless Steel Gas Line Holder LS 25 | 1 | 1 | 270.4065 | Thermo Fisher Scientific | 17304500 | https://www.thermofisher.com/order/catalog/product/17304500
17304700 | Filter Holder LS 47 304SS | 1 | 1 | 258.1215 | Thermo Fisher Scientific | 17304700 | https://www.thermofisher.com/order/catalog/product/17304700
17304900 | High Pressure Stainless Steel Holder LS 47 HP | 1 | 1 | 288.4245 | Thermo Fisher Scientific | 17304900 | https://www.thermofisher.com/order/catalog/product/17304900
17307000 | Sanitary In-line Stainless Steel Holder KS 25 F | 1 | 1 | 328.965 | Thermo Fisher Scientific | 17307000 | https://www.thermofisher.com/order/catalog/product/17307000
17307200 | Sanitary In-line Stainless Steel Holder KS 47 F | 1 | 1 | 378.378 | Thermo Fisher Scientific | 17307200 | https://www.thermofisher.com/order/catalog/product/17307200
17307400 | Vented In-line stainless Steel Holder KS 47 304SS | 1 | 1 | 344.6625 | Thermo Fisher Scientific | 17307400 | https://www.thermofisher.com/order/catalog/product/17307400
17311200 | Filter Holder KG-25 | 1 | 1 | 396.396 | Thermo Fisher Scientific | 17311200 | https://www.thermofisher.com/order/catalog/product/17311200
17311300 | Filter Holder KGS-25 | 1 | 1 | 460.6875 | Thermo Fisher Scientific | 17311300 | https://www.thermofisher.com/order/catalog/product/17311300
17311400 | Filter Holder KG-47 | 1 | 1 | 482.5275 | Thermo Fisher Scientific | 17311400 | https://www.thermofisher.com/order/catalog/product/17311400
17311500 | Filter Holder KGS-47 | 1 | 1 | 164.4825 | Thermo Fisher Scientific | 17311500 | https://www.thermofisher.com/order/catalog/product/17311500
17311600 | Filter Holder KGS-47-TF | 1 | 1 | 191.2365 | Thermo Fisher Scientific | 17311600 | https://www.thermofisher.com/order/catalog/product/17311600
17312100 | Filter Holder KG-90 | 1 | 1 | 206.661 | Thermo Fisher Scientific | 17312100 | https://www.thermofisher.com/order/catalog/product/17312100
17312200 | Filter Holder KGS-90 | 1 | 1 | 191.2365 | Thermo Fisher Scientific | 17312200 | https://www.thermofisher.com/order/catalog/product/17312200
17312600 | Filter Holder KSF-47 | 1 | 1 | 210.8925 | Thermo Fisher Scientific | 17312600 | https://www.thermofisher.com/order/catalog/product/17312600
17313100 | Stainless Steel Manifold KM3N | 1 | 1 | 192.192 | Thermo Fisher Scientific | 17313100 | https://www.thermofisher.com/order/catalog/product/17313100
17313300 | Stainless Steel Manifold KM6N | 1 | 1 | 193.9665 | Thermo Fisher Scientific | 17313300 | https://www.thermofisher.com/order/catalog/product/17313300
17313400 | PVC Manifold KMP 3 | 1 | 1 | 114.387 | Thermo Fisher Scientific | 17313400 | https://www.thermofisher.com/order/catalog/product/17313400
17313600 | PVC Manifold KMP 6 | 1 | 1 | 146.1915 | Thermo Fisher Scientific | 17313600 | https://www.thermofisher.com/order/catalog/product/17313600
17800000 | ForcepFS-1 Stainless Steel | 1 | 1 | 181.2642 | Thermo Fisher Scientific | 17800000 | https://www.thermofisher.com/order/catalog/product/17800000
19311004 | Stopper for 25 mm Filter Holder | 3 | 1 | 183.9162 | Thermo Fisher Scientific | 19311004 | https://www.thermofisher.com/order/catalog/product/19311004
19311201 | Extra reservoir 25 mm 15ml | 1 | 1 | 183.9162 | Thermo Fisher Scientific | 19311201 | https://www.thermofisher.com/order/catalog/product/19311201
19311202 | Base for 25 mm holder SG | 1 | 1 | 46.67 | Thermo Fisher Scientific | 19311202 | https://www.thermofisher.com/order/catalog/product/19311202
19311208 | Extra reservoir 25mm 150 ml | 1 | 1 | 53.17 | Thermo Fisher Scientific | 19311208 | https://www.thermofisher.com/order/catalog/product/19311208
19311209 | Extra reservoir 25mm 300 ml | 1 | 1 | 132.561 | Thermo Fisher Scientific | 19311209 | https://www.thermofisher.com/order/catalog/product/19311209
19311302 | Base for 25mm KGS | 1 | 1 | 95.8724 | Thermo Fisher Scientific | 19311302 | https://www.thermofisher.com/order/catalog/product/19311302
19311304 | Filtersupport SS for KGS 25mm | 1 | 1 | 88.7757 | Thermo Fisher Scientific | 19311304 | https://www.thermofisher.com/order/catalog/product/19311304
19311305 | PTFE gasket for KGS 25mm | 3 | 1 | 168.1784 | Thermo Fisher Scientific | 19311305 | https://www.thermofisher.com/order/catalog/product/19311305
19311401 | Extra reservoir 47 mm 300ml | 1 | 1 | 111.5387 | Thermo Fisher Scientific | 19311401 | https://www.thermofisher.com/order/catalog/product/19311401
19311402 | Base for 47mm glasholder SG | 1 | 1 | 111.5387 | Thermo Fisher Scientific | 19311402 | https://www.thermofisher.com/order/catalog/product/19311402
19311404 | Stopper for 47mm Filter Holder | 3 | 1 | 67.0839 | Thermo Fisher Scientific | 19311404 | https://www.thermofisher.com/order/catalog/product/19311404
19311409 | Extra reservoir 47mm 500 ml | 1 | 1 | 155.7257 | Thermo Fisher Scientific | 19311409 | https://www.thermofisher.com/order/catalog/product/19311409
19311502 | Base for 47mm holder SS | 1 | 1 | 363.2707 | Thermo Fisher Scientific | 19311502 | https://www.thermofisher.com/order/catalog/product/19311502
19311504 | SS filtersupport for 311502 | 1 | 1 | 50.882 | Thermo Fisher Scientific | 19311504 | https://www.thermofisher.com/order/catalog/product/19311504
19311505 | PTFE gasket for 311502 | 3 | 1 | 50.882 | Thermo Fisher Scientific | 19311505 | https://www.thermofisher.com/order/catalog/product/19311505
19312101 | Funnel 1000 ml for KG-90/KGS-90 | 1 | 1 | 50.882 | Thermo Fisher Scientific | 19312101 | https://www.thermofisher.com/order/catalog/product/19312101
19312102 | Clamp for til 90mm Filter Holder | 1 | 1 | 91.052 | Thermo Fisher Scientific | 19312102 | https://www.thermofisher.com/order/catalog/product/19312102
19312103 | Base for 90mm glasholder KG | 1 | 1 | 11.2476 | Thermo Fisher Scientific | 19312103 | https://www.thermofisher.com/order/catalog/product/19312103
19312203 | Base for 90mm holder KGS | 1 | 1 | 26.3783 | Thermo Fisher Scientific | 19312203 | https://www.thermofisher.com/order/catalog/product/19312203
19312204 | Filtersuport SS for KGS 90mm | 1 | 1 | 31.3326 | Thermo Fisher Scientific | 19312204 | https://www.thermofisher.com/order/catalog/product/19312204
39651001 | Ultrafiltration Unit USY-1 | 24 | 1 | 38.0276 | Thermo Fisher Scientific | 39651001 | https://www.thermofisher.com/order/catalog/product/39651001
39651005 | Ultrafiltration Unit USY-5 | 24 | 1 | 48.8735 | Thermo Fisher Scientific | 39651005 | https://www.thermofisher.com/order/catalog/product/39651005
39651020 | Ultrafiltration Unit USY-20 | 24 | 1 | 58.2465 | Thermo Fisher Scientific | 39651020 | https://www.thermofisher.com/order/catalog/product/39651020
42004010 | Sterile Petri Dishes | 100 | 1 | 82.2146 | Thermo Fisher Scientific | 42004010 | https://www.thermofisher.com/order/catalog/product/42004010
42004020 | Sterile Petri Dishes With Pad | 100 | 1 | 133.6322 | Thermo Fisher Scientific | 42004020 | https://www.thermofisher.com/order/catalog/product/42004020
43301010 | Filtersystem PSU for 47 mm filters 300 ml reservoir | 1 | 1 | 160.0105 | Thermo Fisher Scientific | 43301010 | https://www.thermofisher.com/order/catalog/product/43301010
43301020 | Filter Holder KP-47U | 1 | 1 | 278.6459 | Thermo Fisher Scientific | 43301020 | https://www.thermofisher.com/order/catalog/product/43301020
43301030 | Filter Holder KP-47H | 1 | 1 | 307.3005 | Thermo Fisher Scientific | 43301030 | https://www.thermofisher.com/order/catalog/product/43301030
43301040 | Filter Holder KP-47T | 1 | 1 | 309.9785 | Thermo Fisher Scientific | 43301040 | https://www.thermofisher.com/order/catalog/product/43301040
43301050 | Filter Holder KP-47W | 1 | 1 | 437.0496 | Thermo Fisher Scientific | 43301050 | https://www.thermofisher.com/order/catalog/product/43301050
43303010 | Filter Holder PP 25 | 6 | 1 | 518.5947 | Thermo Fisher Scientific | 43303010 | https://www.thermofisher.com/order/catalog/product/43303010
43303020 | Filter Holder PP 47 | 1 | 1 | 811.3001 | Thermo Fisher Scientific | 43303020 | https://www.thermofisher.com/order/catalog/product/43303020
43307010 | Filter Holder PFA 25 | 1 | 1 | 754.3926 | Thermo Fisher Scientific | 43307010 | https://www.thermofisher.com/order/catalog/product/43307010
43307020 | Filter Holder PFA 47 | 1 | 1 | 229.1029 | Thermo Fisher Scientific | 43307020 | https://www.thermofisher.com/order/catalog/product/43307020
49005010 | Antibiotic Assay Discs 8 mm | 1000 | 1 | 109.1298 | Thermo Fisher Scientific | 49005010 | https://www.thermofisher.com/order/catalog/product/49005010
49005020 | Antibiotic Assay Discs 8 mm | 1000 | 1 | 122.5224 | Thermo Fisher Scientific | 49005020 | https://www.thermofisher.com/order/catalog/product/49005020
49005040 | Antibiotic Assay Discs 6 mm | 1000 | 1 | 109.1298 | Thermo Fisher Scientific | 49005040 | https://www.thermofisher.com/order/catalog/product/49005040
49006010 | Antibiotic Assay Discs 10 mm | 1000 | 1 | 122.5224 | Thermo Fisher Scientific | 49006010 | https://www.thermofisher.com/order/catalog/product/49006010
49007010 | Antibiotic Assay Discs 10 mm | 100 | 1 | 133.1304 | Thermo Fisher Scientific | 49007010 | https://www.thermofisher.com/order/catalog/product/49007010
50.600600 | Blotting Paper Advantec no. 50 600 x 600 mm | 50 | 1 | 143.4732 | Thermo Fisher Scientific | 50.600600 | https://www.thermofisher.com/order/catalog/product/50.600600
131.485560 | Qualitative Paper Filter Advantec no. 131 485 x 560 mm | 100 | 1 | 133.1304 | Thermo Fisher Scientific | 131.485560 | https://www.thermofisher.com/order/catalog/product/131.485560
131.600600 | Qualitative Filter Paper Grade 131 600x600mm | 100 | 1 | 385.957 | Thermo Fisher Scientific | 131.600600 | https://www.thermofisher.com/order/catalog/product/131.600600
231.485560 | Qualitative Paper Filter Advantec no. 231 485 x 560 mm | 100 | 1 | 257.257 | Thermo Fisher Scientific | 231.485560 | https://www.thermofisher.com/order/catalog/product/231.485560
232.485560 | Qualitative Paper Filter Advantec no. 232 485 x 560 mm | 100 | 1 | 607.75 | Thermo Fisher Scientific | 232.485560 | https://www.thermofisher.com/order/catalog/product/232.485560
235.485560 | Qualitative Paper Filter Advantec no. 235 485 x 560 mm | 100 | 1 | 640.64 | Thermo Fisher Scientific | 235.485560 | https://www.thermofisher.com/order/catalog/product/235.485560
526.600600 | Blotting Paper Advantec no. 526 600 x 600 mm | 50 | 1 | 27.0504 | Thermo Fisher Scientific | 526.600600 | https://www.thermofisher.com/order/catalog/product/526.600600
590.600600 | Blotting Paper Advantec no. 590 600 x 600 mm | 50 | 1 | 34.476 | Thermo Fisher Scientific | 590.600600 | https://www.thermofisher.com/order/catalog/product/590.600600
03CP020AN | Syringe Filter 3 mm CA 0.20µm | 100 | 1 | 40.1778 | Thermo Fisher Scientific | 03CP020AN | https://www.thermofisher.com/order/catalog/product/03CP020AN
03CP020AS | Syringe Filter 3 mm CA 0.20µm Sterile | 100 | 1 | 49.8576 | Thermo Fisher Scientific | 03CP020AS | https://www.thermofisher.com/order/catalog/product/03CP020AS
03CP045AN | Syringe Filter 3 mm CA 0.45µm | 100 | 1 | 58.6092 | Thermo Fisher Scientific | 03CP045AN | https://www.thermofisher.com/order/catalog/product/03CP045AN
03CP045AS | Syringe Filter 3 mm CA 0.45µm Sterile | 100 | 1 | 79.4274 | Thermo Fisher Scientific | 03CP045AS | https://www.thermofisher.com/order/catalog/product/03CP045AS
03JP050AN | Syringe Filter 3 mm PTFE 0.50µm | 100 | 1 | 121.4616 | Thermo Fisher Scientific | 03JP050AN | https://www.thermofisher.com/order/catalog/product/03JP050AN
1026B.033 | Milk Sediment Disc - 33 mm Black | 50 | 1 | 202.0824 | Thermo Fisher Scientific | 1026B.033 | https://www.thermofisher.com/order/catalog/product/1026B.033
13CP020AN | Syringe Filter 13 mm CA 0.20µm | 100 | 1 | 274.482 | Thermo Fisher Scientific | 13CP020AN | https://www.thermofisher.com/order/catalog/product/13CP020AN
13CP020AS | Syringe Filter 13 mm CA 0.20µm Sterile | 100 | 1 | 315.4554 | Thermo Fisher Scientific | 13CP020AS | https://www.thermofisher.com/order/catalog/product/13CP020AS
13CP045AN | Syringe Filter 13 mm CA 0.45µm | 100 | 1 | 327.7872 | Thermo Fisher Scientific | 13CP045AN | https://www.thermofisher.com/order/catalog/product/13CP045AN
13CP045AS | Syringe Filter 13 mm CA 0.45µm Sterile | 100 | 1 | 442.4862 | Thermo Fisher Scientific | 13CP045AS | https://www.thermofisher.com/order/catalog/product/13CP045AS
13HP020AN | Syringe Filter 13 mm HY-PTFE 0.20µm | 100 | 1 | 577.7382 | Thermo Fisher Scientific | 13HP020AN | https://www.thermofisher.com/order/catalog/product/13HP020AN
13HP020CN | Syringe Filter 13 mm HY-PTFE 0.20µm Blister | 50 | 1 | 862.9608 | Thermo Fisher Scientific | 13HP020CN | https://www.thermofisher.com/order/catalog/product/13HP020CN
13HP045AN | Syringe Filter 13 mm HY-PTFE 0.45µm | 100 | 1 | 786.7158 | Thermo Fisher Scientific | 13HP045AN | https://www.thermofisher.com/order/catalog/product/13HP045AN
13HP045CN | Syringe Filter 13 mm HY-PTFE 0.45µm Blister | 50 | 1 | 27.0504 | Thermo Fisher Scientific | 13HP045CN | https://www.thermofisher.com/order/catalog/product/13HP045CN
13JP020AN | Syringe Filter 13 mm PTFE 0.20µm | 100 | 1 | 30.7632 | Thermo Fisher Scientific | 13JP020AN | https://www.thermofisher.com/order/catalog/product/13JP020AN
13JP050AN | Syringe Filter 13 mm PTFE 0.50µm | 100 | 1 | 40.1778 | Thermo Fisher Scientific | 13JP050AN | https://www.thermofisher.com/order/catalog/product/13JP050AN
25AS020AN | Syringe Filter 25 mm MCE 0.20µm | 50 | 1 | 48.5316 | Thermo Fisher Scientific | 25AS020AN | https://www.thermofisher.com/order/catalog/product/25AS020AN
25AS020AS | Syringe Filter 25 mm MCE 0.20µm Sterile | 50 | 1 | 58.8744 | Thermo Fisher Scientific | 25AS020AS | https://www.thermofisher.com/order/catalog/product/25AS020AS
25AS045AN | Syringe Filter 25 mm MCE 0.45µm | 50 | 1 | 79.4274 | Thermo Fisher Scientific | 25AS045AN | https://www.thermofisher.com/order/catalog/product/25AS045AN
25AS045AS | Syringe Filter 25 mm MCE 0.45µm Sterile | 50 | 1 | 120.2682 | Thermo Fisher Scientific | 25AS045AS | https://www.thermofisher.com/order/catalog/product/25AS045AS
25CS020AN | Syringe Filter 25 mm CA 0.20µm | 50 | 1 | 181.662 | Thermo Fisher Scientific | 25CS020AN | https://www.thermofisher.com/order/catalog/product/25CS020AN
25CS020AS | Syringe Filter 25 mm CA 0.20µm Sterile | 50 | 1 | 285.4878 | Thermo Fisher Scientific | 25CS020AS | https://www.thermofisher.com/order/catalog/product/25CS020AS
25CS045AN | Syringe Filter 25 mm CA 0.45µm | 50 | 1 | 310.0188 | Thermo Fisher Scientific | 25CS045AN | https://www.thermofisher.com/order/catalog/product/25CS045AN
25CS045AS | Syringe Filter 25 mm CA 0.45µm Sterile | 50 | 1 | 334.6824 | Thermo Fisher Scientific | 25CS045AS | https://www.thermofisher.com/order/catalog/product/25CS045AS
25CS080AN | Syringe Filter 25 mm CA 0.80µm | 50 | 1 | 449.3814 | Thermo Fisher Scientific | 25CS080AN | https://www.thermofisher.com/order/catalog/product/25CS080AN
25CS080AS | Syringe Filter 25 mm CA 0.80µm Sterile | 50 | 1 | 572.3016 | Thermo Fisher Scientific | 25CS080AS | https://www.thermofisher.com/order/catalog/product/25CS080AS
25HP020AN | Syringe Filter 25 mm HY-PTFE 0.20µm | 100 | 1 | 861.9 | Thermo Fisher Scientific | 25HP020AN | https://www.thermofisher.com/order/catalog/product/25HP020AN
25HP045AN | Syringe Filter 25 mm HY-PTFE 0.45µm | 100 | 1 | 781.2792 | Thermo Fisher Scientific | 25HP045AN | https://www.thermofisher.com/order/catalog/product/25HP045AN
25JP020AN | Syringe Filter 25 mm PTFE 0.20µm | 50 | 1 | 25.7244 | Thermo Fisher Scientific | 25JP020AN | https://www.thermofisher.com/order/catalog/product/25JP020AN
25JP020AS | Syringe Filter 25 mm PTFE 0.20µm Sterile | 50 | 1 | 31.9566 | Thermo Fisher Scientific | 25JP020AS | https://www.thermofisher.com/order/catalog/product/25JP020AS
25JP050AN | Syringe Filter 25 mm PTFE 0.50µm | 50 | 1 | 40.1778 | Thermo Fisher Scientific | 25JP050AN | https://www.thermofisher.com/order/catalog/product/25JP050AN
2S.055 | Phase Separate Filter Paper Grade 2S 5.5cm | 100 | 1 | 49.8576 | Thermo Fisher Scientific | 2S.055 | https://www.thermofisher.com/order/catalog/product/2S.055
2S.070 | Phase Separate Filter Paper Grade 2S 7.0cm | 100 | 1 | 58.6092 | Thermo Fisher Scientific | 2S.070 | https://www.thermofisher.com/order/catalog/product/2S.070
2S.090 | Phase Separate Filter Paper Grade 2S 9.0cm | 100 | 1 | 79.4274 | Thermo Fisher Scientific | 2S.090 | https://www.thermofisher.com/order/catalog/product/2S.090
2S.110 | Phase Separate Filter Paper Grade 2S 11.0cm | 100 | 1 | 121.4616 | Thermo Fisher Scientific | 2S.110 | https://www.thermofisher.com/order/catalog/product/2S.110
2S.125 | Phase Separate Filter Paper Grade 2S 12.5cm | 100 | 1 | 181.662 | Thermo Fisher Scientific | 2S.125 | https://www.thermofisher.com/order/catalog/product/2S.125
2S.150 | Phase Separate Filter Paper Grade 2S 15.0cm | 100 | 1 | 278.5926 | Thermo Fisher Scientific | 2S.150 | https://www.thermofisher.com/order/catalog/product/2S.150
2S.185 | Phase Separate Filter Paper Grade 2S 18.5cm | 100 | 1 | 315.4554 | Thermo Fisher Scientific | 2S.185 | https://www.thermofisher.com/order/catalog/product/2S.185
37AS245BS | 37mm Monitor 2-piece 0.45µm White/Grid Sterile | 50 | 1 | 337.3344 | Thermo Fisher Scientific | 37AS245BS | https://www.thermofisher.com/order/catalog/product/37AS245BS
37AS245BS-HE | 37mm Monitor 2-piece 0.45µm White/Grid Sterile HE | 50 | 1 | 464.3652 | Thermo Fisher Scientific | 37AS245BS-HE | https://www.thermofisher.com/order/catalog/product/37AS245BS-HE
37AS245PS-HE | 37mm Monitor 2-piece 0.45µm Black/Grid Sterile HE | 50 | 1 | 747.0684 | Thermo Fisher Scientific | 37AS245PS-HE | https://www.thermofisher.com/order/catalog/product/37AS245PS-HE
37AS345BS | 37mm Monitor 3-piece 0.45µm White/Grid Sterile | 50 | 1 | 871.5798 | Thermo Fisher Scientific | 37AS345BS | https://www.thermofisher.com/order/catalog/product/37AS345BS
37AS345PS | 37mm Monitor 3-piece 0.45µm Black/Grid Sterile | 50 | 1 | 797.589 | Thermo Fisher Scientific | 37AS345PS | https://www.thermofisher.com/order/catalog/product/37AS345PS
37AS380AN | 37mm Monitor 3-piece 0.80µm White | 50 | 1 | 25.857 | Thermo Fisher Scientific | 37AS380AN | https://www.thermofisher.com/order/catalog/product/37AS380AN
37AS380BS | 37mm Monitor 3-piece 0.80µm White/Grid Sterile | 50 | 1 | 40.3104 | Thermo Fisher Scientific | 37AS380BS | https://www.thermofisher.com/order/catalog/product/37AS380BS
37OS200ON | Monitor unassembled 2-piece | 50 | 1 | 40.7082 | Thermo Fisher Scientific | 37OS200ON | https://www.thermofisher.com/order/catalog/product/37OS200ON
37OS300ON | Monitor unassembled 3-piece | 50 | 1 | 48.9294 | Thermo Fisher Scientific | 37OS300ON | https://www.thermofisher.com/order/catalog/product/37OS300ON
4A.055 | Quantitative Hardened Ashless Filter Paper Advantec no. 4A ø 55 mm | 100 | 1 | 59.5374 | Thermo Fisher Scientific | 4A.055 | https://www.thermofisher.com/order/catalog/product/4A.055
4A.070 | Quantitative Hardened Ashless Filter Paper Advantec no. 4A ø 70 mm | 100 | 1 | 83.4054 | Thermo Fisher Scientific | 4A.070 | https://www.thermofisher.com/order/catalog/product/4A.070
4A.090 | Quantitative Hardened Ashless Filter Paper Advantec no. 4A ø 90 mm | 100 | 1 | 125.97 | Thermo Fisher Scientific | 4A.090 | https://www.thermofisher.com/order/catalog/product/4A.090
4A.110 | Quantitative Hardened Ashless Filter Paper Advantec no. 4A ø 110 mm | 100 | 1 | 191.2092 | Thermo Fisher Scientific | 4A.110 | https://www.thermofisher.com/order/catalog/product/4A.110
4A.125 | Quantitative Hardened Ashless Filter Paper Advantec no. 4A ø 125 mm | 100 | 1 | 275.9406 | Thermo Fisher Scientific | 4A.125 | https://www.thermofisher.com/order/catalog/product/4A.125
4A.150 | Quantitative Hardened Ashless Filter Paper Advantec no. 4A ø 150 mm | 100 | 1 | 319.566 | Thermo Fisher Scientific | 4A.150 | https://www.thermofisher.com/order/catalog/product/4A.150
4A.185 | Quantitative Hardened Ashless Filter Paper Advantec no. 4A ø 185 mm | 100 | 1 | 336.0084 | Thermo Fisher Scientific | 4A.185 | https://www.thermofisher.com/order/catalog/product/4A.185
4A.240 | Quantitative Hardened Ashless Filter Paper Advantec no. 4A ø 240 mm | 100 | 1 | 452.0334 | Thermo Fisher Scientific | 4A.240 | https://www.thermofisher.com/order/catalog/product/4A.240
4A.285 | Quantitative Hardened Ashless Filter Paper Advantec no. 4A ø 285 mm | 100 | 1 | 570.843 | Thermo Fisher Scientific | 4A.285 | https://www.thermofisher.com/order/catalog/product/4A.285
4A.300 | Quantitative Hardened Ashless Filter Paper Advantec no. 4A ø 300 mm | 100 | 1 | 850.629 | Thermo Fisher Scientific | 4A.300 | https://www.thermofisher.com/order/catalog/product/4A.300
4A.330 | Quantitative Hardened Ashless Filter Paper Advantec no. 4A ø 330 mm | 100 | 1 | 775.71 | Thermo Fisher Scientific | 4A.330 | https://www.thermofisher.com/order/catalog/product/4A.330
4A.360 | Quantitative Hardened Ashless Filter Paper Advantec no. 4A ø 360 mm | 100 | 1 | 28.509 | Thermo Fisher Scientific | 4A.360 | https://www.thermofisher.com/order/catalog/product/4A.360
4A.400 | Quantitative Hardened Ashless Filter Paper Advantec no. 4A ø 400 mm | 100 | 1 | 34.2108 | Thermo Fisher Scientific | 4A.400 | https://www.thermofisher.com/order/catalog/product/4A.400
4A.485560 | Quantitative Hardened Ashless Filter Paper Advantec no. 4A 485 x 560 mm | 100 | 1 | 41.2386 | Thermo Fisher Scientific | 4A.485560 | https://www.thermofisher.com/order/catalog/product/4A.485560
4A.500 | Quantitative Hardened Ashless Filter Paper Advantec no. 4A ø 500 mm | 100 | 1 | 49.8576 | Thermo Fisher Scientific | 4A.500 | https://www.thermofisher.com/order/catalog/product/4A.500
50CP020AN | Syringe Filter/In-Line 50mm CA 0.20µm | 10 | 1 | 62.7198 | Thermo Fisher Scientific | 50CP020AN | https://www.thermofisher.com/order/catalog/product/50CP020AN
50CP020AS | Syringe Filter/In-Line 50mm CA 0.20µm Sterile | 10 | 1 | 85.9248 | Thermo Fisher Scientific | 50CP020AS | https://www.thermofisher.com/order/catalog/product/50CP020AS
50CP045AN | Syringe Filter/In-Line 50mm CA 0.45µm | 10 | 1 | 132.3348 | Thermo Fisher Scientific | 50CP045AN | https://www.thermofisher.com/order/catalog/product/50CP045AN
50CP045AS | Syringe Filter/In-Line 50mm CA 0.45µm Sterile | 10 | 1 | 204.867 | Thermo Fisher Scientific | 50CP045AS | https://www.thermofisher.com/order/catalog/product/50CP045AS
50JP020AN | Syringe Filter/In-Line 50mm PTFE 0.20µm | 10 | 1 | 295.035 | Thermo Fisher Scientific | 50JP020AN | https://www.thermofisher.com/order/catalog/product/50JP020AN
50JP020AS | Syringe Filter/In-Line 50mm PTFE 0.20µm Sterile | 10 | 1 | 334.6824 | Thermo Fisher Scientific | 50JP020AS | https://www.thermofisher.com/order/catalog/product/50JP020AS
50JP050AN | Syringe Filter/In-Line 50mm PTFE 0.50µm | 10 | 1 | 368.7606 | Thermo Fisher Scientific | 50JP050AN | https://www.thermofisher.com/order/catalog/product/50JP050AN
514A.460570 | Blotting Paper Advantec no. 514A 460 x 570 mm | 100 | 1 | 602.2692 | Thermo Fisher Scientific | 514A.460570 | https://www.thermofisher.com/order/catalog/product/514A.460570
51B.460570 | Blotting Paper Advantec no. 151B 460 x 570 mm | 100 | 1 | 814.5618 | Thermo Fisher Scientific | 51B.460570 | https://www.thermofisher.com/order/catalog/product/51B.460570
5A.055 | Quantitative Filter Paper Advantec no. 5A ø 55 mm | 100 | 1 | 819.468 | Thermo Fisher Scientific | 5A.055 | https://www.thermofisher.com/order/catalog/product/5A.055
5A.070 | Quantitative Filter Paper Advantec no. 5A ø 70 mm | 100 | 1 | 167.05 | Thermo Fisher Scientific | 5A.070 | https://www.thermofisher.com/order/catalog/product/5A.070
5A.090 | Quantitative Filter Paper Advantec no. 5A ø 90 mm | 100 | 1 | 167.05 | Thermo Fisher Scientific | 5A.090 | https://www.thermofisher.com/order/catalog/product/5A.090
5A.110 | Quantitative Filter Paper Advantec no. 5A ø 110 mm | 100 | 1 | 116.272 | Thermo Fisher Scientific | 5A.110 | https://www.thermofisher.com/order/catalog/product/5A.110
5A.125 | Quantitative Filter Paper Advantec no. 5A ø 125 mm | 100 | 1 | 119.3816 | Thermo Fisher Scientific | 5A.125 | https://www.thermofisher.com/order/catalog/product/5A.125
5A.150 | Quantitative Filter Paper Advantec no. 5A ø 150 mm | 100 | 1 | 116.272 | Thermo Fisher Scientific | 5A.150 | https://www.thermofisher.com/order/catalog/product/5A.150
5A.185 | Quantitative Filter Paper Advantec no. 5A ø 185 mm | 100 | 1 | 118.7056 | Thermo Fisher Scientific | 5A.185 | https://www.thermofisher.com/order/catalog/product/5A.185
5A.240 | Quantitative Filter Paper Advantec no. 5A ø 240 mm | 100 | 1 | 119.3816 | Thermo Fisher Scientific | 5A.240 | https://www.thermofisher.com/order/catalog/product/5A.240
5A.285 | Quantitative Filter Paper Advantec no. 5A ø 285 mm | 100 | 1 | 118.1648 | Thermo Fisher Scientific | 5A.285 | https://www.thermofisher.com/order/catalog/product/5A.285
5A.300 | Quantitative Filter Paper Advantec no. 5A ø 300 mm | 100 | 1 | 118.7056 | Thermo Fisher Scientific | 5A.300 | https://www.thermofisher.com/order/catalog/product/5A.300
5A.330 | Quantitative Filter Paper Advantec no. 5A ø 330 mm | 100 | 1 | 118.1648 | Thermo Fisher Scientific | 5A.330 | https://www.thermofisher.com/order/catalog/product/5A.330
5A.360 | Quantitative Filter Paper Advantec no. 5A ø 360 mm | 100 | 1 | 120.8688 | Thermo Fisher Scientific | 5A.360 | https://www.thermofisher.com/order/catalog/product/5A.360
5A.400 | Quantitative Filter Paper Advantec no. 5A ø 400 mm | 100 | 1 | 118.0296 | Thermo Fisher Scientific | 5A.400 | https://www.thermofisher.com/order/catalog/product/5A.400
5A.485560 | Quantitative Filter Paper Advantec no. 5A 485 x 560 mm | 100 | 1 | 130.7384 | Thermo Fisher Scientific | 5A.485560 | https://www.thermofisher.com/order/catalog/product/5A.485560
5A.500 | Quantitative Filter Paper Advantec no. 5A ø 500 mm | 100 | 1 | 121.4096 | Thermo Fisher Scientific | 5A.500 | https://www.thermofisher.com/order/catalog/product/5A.500
5B.055 | Quantitative Filter Paper Advantec no. 5B ø 55 mm | 100 | 1 | 130.7384 | Thermo Fisher Scientific | 5B.055 | https://www.thermofisher.com/order/catalog/product/5B.055
5B.070 | Quantitative Filter Paper Advantec no. 5B ø 70 mm | 100 | 1 | 136.8224 | Thermo Fisher Scientific | 5B.070 | https://www.thermofisher.com/order/catalog/product/5B.070
5B.090 | Quantitative Filter Paper Advantec no. 5B ø 90 mm | 100 | 1 | 130.7384 | Thermo Fisher Scientific | 5B.090 | https://www.thermofisher.com/order/catalog/product/5B.090
5B.110 | Quantitative Filter Paper Advantec no. 5B ø 110 mm | 100 | 1 | 146.2864 | Thermo Fisher Scientific | 5B.110 | https://www.thermofisher.com/order/catalog/product/5B.110
5B.125 | Quantitative Filter Paper Advantec no. 5B ø 125 mm | 100 | 1 | 132.9016 | Thermo Fisher Scientific | 5B.125 | https://www.thermofisher.com/order/catalog/product/5B.125
5B.150 | Quantitative Filter Paper Advantec no. 5B ø 150 mm | 100 | 1 | 146.2864 | Thermo Fisher Scientific | 5B.150 | https://www.thermofisher.com/order/catalog/product/5B.150
5B.185 | Quantitative Filter Paper Advantec no. 5B ø 185 mm | 100 | 1 | 132.9016 | Thermo Fisher Scientific | 5B.185 | https://www.thermofisher.com/order/catalog/product/5B.185
5B.240 | Quantitative Filter Paper Advantec no. 5B ø 240 mm | 100 | 1 | 135.4704 | Thermo Fisher Scientific | 5B.240 | https://www.thermofisher.com/order/catalog/product/5B.240
5B.285 | Quantitative Filter Paper Advantec no. 5B ø 285 mm | 100 | 1 | 167.1072 | Thermo Fisher Scientific | 5B.285 | https://www.thermofisher.com/order/catalog/product/5B.285
5B.300 | Quantitative Filter Paper Advantec no. 5B ø 300 mm | 100 | 1 | 182.3848 | Thermo Fisher Scientific | 5B.300 | https://www.thermofisher.com/order/catalog/product/5B.300
5B.330 | Quantitative Filter Paper Advantec no. 5B ø 330 mm | 100 | 1 | 178.1936 | Thermo Fisher Scientific | 5B.330 | https://www.thermofisher.com/order/catalog/product/5B.330
5B.360 | Quantitative Filter Paper Advantec no. 5B ø 360 mm | 100 | 1 | 199.1496 | Thermo Fisher Scientific | 5B.360 | https://www.thermofisher.com/order/catalog/product/5B.360
5B.400 | Quantitative Filter Paper Advantec no. 5B ø 400 mm | 100 | 1 | 243.7656 | Thermo Fisher Scientific | 5B.400 | https://www.thermofisher.com/order/catalog/product/5B.400
5B.485560 | Quantitative Filter Paper Advantec no. 5B 485 x 560 mm | 100 | 1 | 406.6816 | Thermo Fisher Scientific | 5B.485560 | https://www.thermofisher.com/order/catalog/product/5B.485560
5B.500 | Quantitative Filter Paper Advantec no. 5B ø 500 mm | 100 | 1 | 206.0448 | Thermo Fisher Scientific | 5B.500 | https://www.thermofisher.com/order/catalog/product/5B.500
5C.055 | Quantitative Filter Paper Advantec no. 5C ø 55 mm | 100 | 1 | 211.7232 | Thermo Fisher Scientific | 5C.055 | https://www.thermofisher.com/order/catalog/product/5C.055
5C.070 | Quantitative Filter Paper Advantec no. 5C ø 70 mm | 100 | 1 | 206.0448 | Thermo Fisher Scientific | 5C.070 | https://www.thermofisher.com/order/catalog/product/5C.070
5C.090 | Quantitative Filter Paper Advantec no. 5C ø 90 mm | 100 | 1 | 214.4272 | Thermo Fisher Scientific | 5C.090 | https://www.thermofisher.com/order/catalog/product/5C.090
5C.125 | Quantitative Filter Paper Advantec no. 5C ø 125 mm | 100 | 1 | 214.4272 | Thermo Fisher Scientific | 5C.125 | https://www.thermofisher.com/order/catalog/product/5C.125
5C.150 | Quantitative Filter Paper Advantec no. 5C ø 150 mm | 100 | 1 | 214.4272 | Thermo Fisher Scientific | 5C.150 | https://www.thermofisher.com/order/catalog/product/5C.150
5C.185 | Quantitative Filter Paper Advantec no. 5C ø 185 mm | 100 | 1 | 206.0448 | Thermo Fisher Scientific | 5C.185 | https://www.thermofisher.com/order/catalog/product/5C.185
5C.240 | Quantitative Filter Paper Advantec no. 5C ø 240 mm | 100 | 1 | 214.4272 | Thermo Fisher Scientific | 5C.240 | https://www.thermofisher.com/order/catalog/product/5C.240
5C.285 | Quantitative Filter Paper Advantec no. 5C ø 285 mm | 100 | 1 | 214.4272 | Thermo Fisher Scientific | 5C.285 | https://www.thermofisher.com/order/catalog/product/5C.285
5C.300 | Quantitative Filter Paper Advantec no. 5C ø 300 mm | 100 | 1 | 224.1616 | Thermo Fisher Scientific | 5C.300 | https://www.thermofisher.com/order/catalog/product/5C.300
5C.330 | Quantitative Filter Paper Advantec no. 5C ø 330 mm | 100 | 1 | 210.236 | Thermo Fisher Scientific | 5C.330 | https://www.thermofisher.com/order/catalog/product/5C.330
5C.360 | Quantitative Filter Paper Advantec no. 5C ø 360 mm | 100 | 1 | 313.3936 | Thermo Fisher Scientific | 5C.360 | https://www.thermofisher.com/order/catalog/product/5C.360
5C.400 | Quantitative Filter Paper Advantec no. 5C ø 400 mm | 100 | 1 | 392.756 | Thermo Fisher Scientific | 5C.400 | https://www.thermofisher.com/order/catalog/product/5C.400
5C.485560 | Quantitative Filter Paper Advantec no. 5C 485 x 560 mm | 100 | 1 | 338.4056 | Thermo Fisher Scientific | 5C.485560 | https://www.thermofisher.com/order/catalog/product/5C.485560
5C.500 | Quantitative Filter Paper Advantec no. 5C ø 500 mm | 100 | 1 | 371.8 | Thermo Fisher Scientific | 5C.500 | https://www.thermofisher.com/order/catalog/product/5C.500
84.209X | Extraction Thimbles Grade 84 20x90mm External | 25 | 1 | 414.9288 | Thermo Fisher Scientific | 84.209X | https://www.thermofisher.com/order/catalog/product/84.209X
84.229X | Extraction Thimbles Grade 84 22x90mm External | 25 | 1 | 751.9824 | Thermo Fisher Scientific | 84.229X | https://www.thermofisher.com/order/catalog/product/84.229X
84.259X | Extraction Thimbles Grade 84 25x90mm External | 25 | 1 | 288.2464 | Thermo Fisher Scientific | 84.259X | https://www.thermofisher.com/order/catalog/product/84.259X
84.280X | Extraction Thimbles Grade 84 28x100mm External | 25 | 1 | 303.524 | Thermo Fisher Scientific | 84.280X | https://www.thermofisher.com/order/catalog/product/84.280X
84.300X | Extraction Thimbles Grade 84 30x100mm External | 25 | 1 | 316.368 | Thermo Fisher Scientific | 84.300X | https://www.thermofisher.com/order/catalog/product/84.300X
84.332X | Extraction Thimbles Grade 84 33x120mm External | 25 | 1 | 285.5424 | Thermo Fisher Scientific | 84.332X | https://www.thermofisher.com/order/catalog/product/84.332X
84.352X | Extraction Thimbles Grade 84 35x120mm External | 25 | 1 | 124.384 | Thermo Fisher Scientific | 84.352X | https://www.thermofisher.com/order/catalog/product/84.352X
84.405X | Extraction Thimbles Grade 84 40x150mm External | 25 | 1 | 303.524 | Thermo Fisher Scientific | 84.405X | https://www.thermofisher.com/order/catalog/product/84.405X
84.455X | Extraction Thimbles Grade 84 45x155mm External | 25 | 1 | 286.8944 | Thermo Fisher Scientific | 84.455X | https://www.thermofisher.com/order/catalog/product/84.455X
84.535X | Extraction Thimbles Grade 84 53x150mm External | 25 | 1 | 303.524 | Thermo Fisher Scientific | 84.535X | https://www.thermofisher.com/order/catalog/product/84.535X
84.600X | Extraction Thimbles Grade 84 60x200mm External | 25 | 1 | 286.8944 | Thermo Fisher Scientific | 84.600X | https://www.thermofisher.com/order/catalog/product/84.600X
84.751X | Extraction Thimbles Grade 84 75x210mm External | 25 | 1 | 320.2888 | Thermo Fisher Scientific | 84.751X | https://www.thermofisher.com/order/catalog/product/84.751X
86R.199 | Extraction Thimbles Grade 86R 19x90mm Internal | 25 | 1 | 320.2888 | Thermo Fisher Scientific | 86R.199 | https://www.thermofisher.com/order/catalog/product/86R.199
86R.209X | Extraction Thimbles Grade 86R 20x90mm External | 25 | 1 | 437.2368 | Thermo Fisher Scientific | 86R.209X | https://www.thermofisher.com/order/catalog/product/86R.209X
86R.229X | Extraction Thimbles Grade 86R 22x90mm External | 25 | 1 | 448.4584 | Thermo Fisher Scientific | 86R.229X | https://www.thermofisher.com/order/catalog/product/86R.229X
86R.250 | Extraction Thimbles Grade 86R 25x100mm Internal | 25 | 1 | 524.9816 | Thermo Fisher Scientific | 86R.250 | https://www.thermofisher.com/order/catalog/product/86R.250
86R.259 | Extraction Thimbles Grade 86R 25x90mm Internal |  | 1 | 590.4184 | Thermo Fisher Scientific | 86R.259 | https://www.thermofisher.com/order/catalog/product/86R.259
86R.259X | Extraction Thimbles Grade 86R 25x90mm External | 25 | 1 | 1011.0256 | Thermo Fisher Scientific | 86R.259X | https://www.thermofisher.com/order/catalog/product/86R.259X
86R.280X | Extraction Thimbles Grade 86R 28x100mm External | 25 | 1 | 139.256 | Thermo Fisher Scientific | 86R.280X | https://www.thermofisher.com/order/catalog/product/86R.280X
86R.300 | Extraction Thimbles Grade 86R 30x100mm Internal | 25 | 1 | 455.3536 | Thermo Fisher Scientific | 86R.300 | https://www.thermofisher.com/order/catalog/product/86R.300
86R.300X | Extraction Thimbles Grade 86R 30x100mm External | 25 | 1 | 345.3008 | Thermo Fisher Scientific | 86R.300X | https://www.thermofisher.com/order/catalog/product/86R.300X
86R.308 | Extraction Thimbles Grade 86R 30x80mm Internal | 25 | 1 | 199.9608 | Thermo Fisher Scientific | 86R.308 | https://www.thermofisher.com/order/catalog/product/86R.308
86R.332X | Extraction Thimbles Grade 86R 33x120mm External | 25 | 1 | 241.332 | Thermo Fisher Scientific | 86R.332X | https://www.thermofisher.com/order/catalog/product/86R.332X
86R.352X | Extraction Thimbles Grade 86R 35x120mm External | 25 | 1 | 318.5312 | Thermo Fisher Scientific | 86R.352X | https://www.thermofisher.com/order/catalog/product/86R.352X
86R.405X | Extraction Thimbles Grade 86R 40x150mm External | 25 | 1 | 312.312 | Thermo Fisher Scientific | 86R.405X | https://www.thermofisher.com/order/catalog/product/86R.405X
86R.432 | Extraction Thimbles Grade 86R 43x20mm Internal | 25 | 1 | 213.0752 | Thermo Fisher Scientific | 86R.432 | https://www.thermofisher.com/order/catalog/product/86R.432
86R.455X | Extraction Thimbles Grade 86R 45x150mm External | 25 | 1 | 369.096 | Thermo Fisher Scientific | 86R.455X | https://www.thermofisher.com/order/catalog/product/86R.455X
86R.535X | Extraction Thimbles Grade 86R 53x150mm External | 25 | 1 | 845.2704 | Thermo Fisher Scientific | 86R.535X | https://www.thermofisher.com/order/catalog/product/86R.535X
86R.600X | Extraction Thimbles Grade 86R 60x200mm External | 25 | 1 | 84.6352 | Thermo Fisher Scientific | 86R.600X | https://www.thermofisher.com/order/catalog/product/86R.600X
86R.751X | Extraction Thimbles Grade 86R 75x210mm External | 25 | 1 | 93.8288 | Thermo Fisher Scientific | 86R.751X | https://www.thermofisher.com/order/catalog/product/86R.751X
88R.199 | Extraction Thimbles Grade 88R 19x90mm Internal | 25 | 1 | 130.1976 | Thermo Fisher Scientific | 88R.199 | https://www.thermofisher.com/order/catalog/product/88R.199
88R.209X | Extraction Thimbles Grade 88R 20x90mm External | 25 | 1 | 143.4472 | Thermo Fisher Scientific | 88R.209X | https://www.thermofisher.com/order/catalog/product/88R.209X
88R.229X | Extraction Thimbles Grade 88R 22x90mm External | 25 | 1 | 95.8568 | Thermo Fisher Scientific | 88R.229X | https://www.thermofisher.com/order/catalog/product/88R.229X
88R.250 | Extraction Thimbles Grade 88R 25x100m Internal | 25 | 1 | 164.268 | Thermo Fisher Scientific | 88R.250 | https://www.thermofisher.com/order/catalog/product/88R.250
88R.259X | Extraction Thimbles Grade 88R 25x90mm External | 10 | 1 | 408.0336 | Thermo Fisher Scientific | 88R.259X | https://www.thermofisher.com/order/catalog/product/88R.259X
88R.280X | Extraction Thimbles Grade 88R 28x100mm External | 25 | 1 | 113.4328 | Thermo Fisher Scientific | 88R.280X | https://www.thermofisher.com/order/catalog/product/88R.280X
88R.300 | Extraction Thimbles Grade 88R 30x100mm Internal | 25 | 1 | 153.1816 | Thermo Fisher Scientific | 88R.300 | https://www.thermofisher.com/order/catalog/product/88R.300
88R.300X | Extraction Thimbles Grade 88R 30x100mm External | 25 | 1 | 143.4472 | Thermo Fisher Scientific | 88R.300X | https://www.thermofisher.com/order/catalog/product/88R.300X
88R.308 | Extraction Thimbles Grade 88R 30x80mm Internal | 25 | 1 | 143.4472 | Thermo Fisher Scientific | 88R.308 | https://www.thermofisher.com/order/catalog/product/88R.308
88R.332X | Extraction Thimbles Grade 88R 33x120mm External | 25 | 1 | 231.192 | Thermo Fisher Scientific | 88R.332X | https://www.thermofisher.com/order/catalog/product/88R.332X
88R.352X | Extraction Thimbles Grade 88R 35x120mm External | 25 | 1 | 274.8616 | Thermo Fisher Scientific | 88R.352X | https://www.thermofisher.com/order/catalog/product/88R.352X
88R.405X | Extraction Thimbles Grade 88R 40x150mm External | 25 | 1 | 93.964 | Thermo Fisher Scientific | 88R.405X | https://www.thermofisher.com/order/catalog/product/88R.405X
88R.455X | Extraction Thimbles Grade 88R 45x155mm External | 25 | 1 | 108.5656 | Thermo Fisher Scientific | 88R.455X | https://www.thermofisher.com/order/catalog/product/88R.455X
88R.535X | Extraction Thimbles Grade 88R 53x150mm External | 25 | 1 | 143.4472 | Thermo Fisher Scientific | 88R.535X | https://www.thermofisher.com/order/catalog/product/88R.535X
88R.600X | Extraction Thimbles Grade 88R 60x200mm External | 25 | 1 | 102.6168 | Thermo Fisher Scientific | 88R.600X | https://www.thermofisher.com/order/catalog/product/88R.600X
88R.751X | Extraction Thimbles Grade 88R 75x210mm External | 25 | 1 | 181.0328 | Thermo Fisher Scientific | 88R.751X | https://www.thermofisher.com/order/catalog/product/88R.751X
88RH.259X | Extraction Thimbles Grade 88RH 25x90mm External | 10 | 1 | 448.4584 | Thermo Fisher Scientific | 88RH.259X | https://www.thermofisher.com/order/catalog/product/88RH.259X
89.259X | Extraction Thimbles Grade 89 25x90mm External | 10 | 1 | 81.3904 | Thermo Fisher Scientific | 89.259X | https://www.thermofisher.com/order/catalog/product/89.259X
89S.259X | Extraction Thimbles Grade 89S 25x90mm External | 10 | 1 | 93.8288 | Thermo Fisher Scientific | 89S.259X | https://www.thermofisher.com/order/catalog/product/89S.259X
A010A013A | Membrane Filter MCE 0.1 µm 13 mm white | 100 | 1 | 107.6192 | Thermo Fisher Scientific | A010A013A | https://www.thermofisher.com/order/catalog/product/A010A013A
A010A025A | Membrane Filter MCE 0.1 µm 25 mm white | 100 | 1 | 130.1976 | Thermo Fisher Scientific | A010A025A | https://www.thermofisher.com/order/catalog/product/A010A025A
A010A047A | Membrane Filter MCE 0.1 µm 47 mm white | 100 | 1 | 146.2864 | Thermo Fisher Scientific | A010A047A | https://www.thermofisher.com/order/catalog/product/A010A047A
A010A050A | Membrane Filter MCE 0.1 µm 50 mm white | 100 | 1 | 94.9104 | Thermo Fisher Scientific | A010A050A | https://www.thermofisher.com/order/catalog/product/A010A050A
A010A090C | Membrane Filter MCE 0.1 µm 90 mm white | 25 | 1 | 164.268 | Thermo Fisher Scientific | A010A090C | https://www.thermofisher.com/order/catalog/product/A010A090C
A010A142C | Membrane Filter MCE 0.1 µm 142 mm white | 25 | 1 | 403.572 | Thermo Fisher Scientific | A010A142C | https://www.thermofisher.com/order/catalog/product/A010A142C
A010A293C | Membrane Filter MCE 0.1 µm 293 mm white | 25 | 1 | 121.4096 | Thermo Fisher Scientific | A010A293C | https://www.thermofisher.com/order/catalog/product/A010A293C
A020A013A | Membrane Filter MCE 0.2 µm 13 mm white | 100 | 1 | 121.4096 | Thermo Fisher Scientific | A020A013A | https://www.thermofisher.com/order/catalog/product/A020A013A
A020A025A | Membrane Filter MCE 0.2 µm 25 mm white | 100 | 1 | 164.268 | Thermo Fisher Scientific | A020A025A | https://www.thermofisher.com/order/catalog/product/A020A025A
A020A047A | Membrane Filter MCE 0.2 µm 47 mm white | 100 | 1 | 162.916 | Thermo Fisher Scientific | A020A047A | https://www.thermofisher.com/order/catalog/product/A020A047A
A020A050A | Membrane Filter MCE 0.2 µm 50 mm white | 100 | 1 | 177.112 | Thermo Fisher Scientific | A020A050A | https://www.thermofisher.com/order/catalog/product/A020A050A
A020A090C | Membrane Filter MCE 0.2 µm 90 mm white | 25 | 1 | 133.172 | Thermo Fisher Scientific | A020A090C | https://www.thermofisher.com/order/catalog/product/A020A090C
A020A142C | Membrane Filter MCE 0.2 µm 142 mm white | 25 | 1 | 176.8416 | Thermo Fisher Scientific | A020A142C | https://www.thermofisher.com/order/catalog/product/A020A142C
A020A293C | Membrane Filter MCE 0.2 µm 293 mm white | 25 | 1 | 70.4392 | Thermo Fisher Scientific | A020A293C | https://www.thermofisher.com/order/catalog/product/A020A293C
A020B025A | Membrane Filter MCE 0.2 µm 25 mm white /Grid | 100 | 1 | 67.0592 | Thermo Fisher Scientific | A020B025A | https://www.thermofisher.com/order/catalog/product/A020B025A
A020B047A | Membrane Filter MCE 0.2 µm 47 mm white /Grid | 100 | 1 | 547.2896 | Thermo Fisher Scientific | A020B047A | https://www.thermofisher.com/order/catalog/product/A020B047A
A020G047A | Membrane Filter MCE 0.2 µm 47 mm white sterile | 100 | 1 | 156.0208 | Thermo Fisher Scientific | A020G047A | https://www.thermofisher.com/order/catalog/product/A020G047A
A020H047A | Membrane Filter MCE 0.2 µm 47 mm white /Grid sterile | 100 | 1 | 782.808 | Thermo Fisher Scientific | A020H047A | https://www.thermofisher.com/order/catalog/product/A020H047A
A020J047A | Membrane Filter MCE 0.2 µm 47 mm white hydrofobic edge | 100 | 1 | 806.3328 | Thermo Fisher Scientific | A020J047A | https://www.thermofisher.com/order/catalog/product/A020J047A
A020K047A | Membrane Filter MCE 0.2 µm 47 mm white /Grid hydrofobic | 100 | 1 | 237.1408 | Thermo Fisher Scientific | A020K047A | https://www.thermofisher.com/order/catalog/product/A020K047A
A030A013A | Membrane Filter MCE 0.3 µm 13 mm white | 100 | 1 | 293.5192 | Thermo Fisher Scientific | A030A013A | https://www.thermofisher.com/order/catalog/product/A030A013A
A030A025A | Membrane Filter MCE 0.3 µm 25 mm white | 100 | 1 | 188.0632 | Thermo Fisher Scientific | A030A025A | https://www.thermofisher.com/order/catalog/product/A030A025A
A030A047A | Membrane Filter MCE 0.3 µm 47 mm white | 100 | 1 | 267.4256 | Thermo Fisher Scientific | A030A047A | https://www.thermofisher.com/order/catalog/product/A030A047A
A030A090C | Membrane Filter MCE 0.3 µm 90 mm white | 25 | 1 | 194.9584 | Thermo Fisher Scientific | A030A090C | https://www.thermofisher.com/order/catalog/product/A030A090C
A030A142C | Membrane Filter MCE 0.3 µm 142 mm white | 25 | 1 | 272.9688 | Thermo Fisher Scientific | A030A142C | https://www.thermofisher.com/order/catalog/product/A030A142C
A030A293C | Membrane Filter MCE 0.3 µm 293 mm white | 25 | 1 | 133.4424 | Thermo Fisher Scientific | A030A293C | https://www.thermofisher.com/order/catalog/product/A030A293C
A045A013A | Membrane Filter MCE 0.45 µm 13 mm white | 100 | 1 | 67.0592 | Thermo Fisher Scientific | A045A013A | https://www.thermofisher.com/order/catalog/product/A045A013A
A045A025A | Membrane Filter MCE 0.45 µm 25 mm white | 100 | 1 | 682.3544 | Thermo Fisher Scientific | A045A025A | https://www.thermofisher.com/order/catalog/product/A045A025A
A045A047A | Membrane Filter MCE 0.45 µm 47 mm white | 100 | 1 | 196.3104 | Thermo Fisher Scientific | A045A047A | https://www.thermofisher.com/order/catalog/product/A045A047A
A045A050A | Membrane Filter MCE 0.45 µm 50 mm white | 100 | 1 | 261.7472 | Thermo Fisher Scientific | A045A050A | https://www.thermofisher.com/order/catalog/product/A045A050A
A045A090C | Membrane Filter MCE 0.45 µm 90 mm white | 25 | 1 | 169.9464 | Thermo Fisher Scientific | A045A090C | https://www.thermofisher.com/order/catalog/product/A045A090C
A045A142C | Membrane Filter MCE 0.45 µm 142 mm white | 25 | 1 | 225.6488 | Thermo Fisher Scientific | A045A142C | https://www.thermofisher.com/order/catalog/product/A045A142C
A045A293C | Membrane Filter MCE 0.45 µm 293 mm white | 25 | 1 | 172.6504 | Thermo Fisher Scientific | A045A293C | https://www.thermofisher.com/order/catalog/product/A045A293C
A045B013A | Membrane Filter MCE 0.2 µm 13 mm white /Grid | 100 | 1 | 172.6504 | Thermo Fisher Scientific | A045B013A | https://www.thermofisher.com/order/catalog/product/A045B013A
A045B025A | Membrane Filter MCE 0.45 µm 25 mm white /Grid | 100 | 1 | 94.0992 | Thermo Fisher Scientific | A045B025A | https://www.thermofisher.com/order/catalog/product/A045B025A
A045B037A | Membrane Filter MCE 0.2 µm 37 mm white /Grid | 100 | 1 | 108.7008 | Thermo Fisher Scientific | A045B037A | https://www.thermofisher.com/order/catalog/product/A045B037A
A045B047A | Membrane Filter MCE 0.2 µm 47 mm white /Grid | 100 | 1 | 148.9904 | Thermo Fisher Scientific | A045B047A | https://www.thermofisher.com/order/catalog/product/A045B047A
A045B050A | Membrane Filter MCE 0.2 µm 50 mm white /Grid | 100 | 1 | 165.7552 | Thermo Fisher Scientific | A045B050A | https://www.thermofisher.com/order/catalog/product/A045B050A
A045G047A | Membrane Filter MCE 0.45 µm 47 mm white sterile | 100 | 1 | 101.2648 | Thermo Fisher Scientific | A045G047A | https://www.thermofisher.com/order/catalog/product/A045G047A
A045G050A | Membrane Filter MCE 0.45 µm 50 mm white sterile | 100 | 1 | 172.6504 | Thermo Fisher Scientific | A045G050A | https://www.thermofisher.com/order/catalog/product/A045G050A
A045H047A | Membrane Filter MCE 0.45 µm 47 mm white /Grid sterile | 100 | 1 | 431.6936 | Thermo Fisher Scientific | A045H047A | https://www.thermofisher.com/order/catalog/product/A045H047A
A045H047W | Membrane Filter MCE 0.45 µm 47 mm white /Grid sterile | 1000 | 1 | 121.1392 | Thermo Fisher Scientific | A045H047W | https://www.thermofisher.com/order/catalog/product/A045H047W
A045H085A | Membrane Filter MCE 0.45 µm 85 mm white /Grid sterile | 100 | 1 | 133.172 | Thermo Fisher Scientific | A045H085A | https://www.thermofisher.com/order/catalog/product/A045H085A
A045J047A | Membrane Filter MCE 0.45 µm 47 mm white hydrofobic edge | 100 | 1 | 140.608 | Thermo Fisher Scientific | A045J047A | https://www.thermofisher.com/order/catalog/product/A045J047A
A045K047A | Membrane Filter MCE 0.45 µm 47 mm white /Grid hydrofobic | 100 | 1 | 151.424 | Thermo Fisher Scientific | A045K047A | https://www.thermofisher.com/order/catalog/product/A045K047A
A045N025A | Membrane Filter MCE 0.45 µm 25 mm black | 100 | 1 | 82.8776 | Thermo Fisher Scientific | A045N025A | https://www.thermofisher.com/order/catalog/product/A045N025A
A045N047A | Membrane Filter MCE 0.45 µm 47 mm black | 100 | 1 | 93.8288 | Thermo Fisher Scientific | A045N047A | https://www.thermofisher.com/order/catalog/product/A045N047A
A045P025A | Membrane Filter MCE 0.45 µm 25 mm black /Grid | 100 | 1 | 107.6192 | Thermo Fisher Scientific | A045P025A | https://www.thermofisher.com/order/catalog/product/A045P025A
A045P047A | Membrane Filter MCE 0.45 µm 47 mm black /Grid | 100 | 1 | 130.1976 | Thermo Fisher Scientific | A045P047A | https://www.thermofisher.com/order/catalog/product/A045P047A
A045R047A | Membrane Filter MCE 0.45 µm 47 mm black /Grid sterile | 100 | 1 | 144.7992 | Thermo Fisher Scientific | A045R047A | https://www.thermofisher.com/order/catalog/product/A045R047A
A045R047A-P | Membrane Filter MCE Z-folded 0.45 µm 47 mm Black/Grid Sterile | 100 | 1 | 98.2904 | Thermo Fisher Scientific | A045R047A-P | https://www.thermofisher.com/order/catalog/product/A045R047A-P
A045R047W | Membrane Filter MCE 0.45 µm 47 mm black /Grid sterile | 1000 | 1 | 164.268 | Thermo Fisher Scientific | A045R047W | https://www.thermofisher.com/order/catalog/product/A045R047W
A045R050A | Membrane Filter MCE 0.45 µm Black/Grid 50 mm Sterile | 100 | 1 | 414.9288 | Thermo Fisher Scientific | A045R050A | https://www.thermofisher.com/order/catalog/product/A045R050A
A045U025A | Membrane Filter MCE 0.45 µm 25 mm green | 100 | 1 | 121.9504 | Thermo Fisher Scientific | A045U025A | https://www.thermofisher.com/order/catalog/product/A045U025A
A045U047A | Membrane Filter MCE 0.45 µm 47 mm green | 100 | 1 | 121.4096 | Thermo Fisher Scientific | A045U047A | https://www.thermofisher.com/order/catalog/product/A045U047A
A045V025A | Membrane Filter MCE 0.45 µm 25 mm green /Grid | 100 | 1 | 172.6504 | Thermo Fisher Scientific | A045V025A | https://www.thermofisher.com/order/catalog/product/A045V025A
A045V047A | Membrane Filter MCE 0.45 µm 47 mm green /Grid | 100 | 1 | 171.2984 | Thermo Fisher Scientific | A045V047A | https://www.thermofisher.com/order/catalog/product/A045V047A
A045W047A | Membrane Filter MCE 0.45 µm 47 mm green /Grid sterile | 100 | 1 | 177.112 | Thermo Fisher Scientific | A045W047A | https://www.thermofisher.com/order/catalog/product/A045W047A
A045W050A | Membrane Filter MCE 0.45µm Green/Grid 50mm Sterile | 100 | 1 | 133.172 | Thermo Fisher Scientific | A045W050A | https://www.thermofisher.com/order/catalog/product/A045W050A
A065A013A | Membrane Filter MCE 0.65 µm 13 mm white | 100 | 1 | 70.4392 | Thermo Fisher Scientific | A065A013A | https://www.thermofisher.com/order/catalog/product/A065A013A
A065A025A | Membrane Filter MCE 0.65 µm 25 mm white | 100 | 1 | 577.98 | Thermo Fisher Scientific | A065A025A | https://www.thermofisher.com/order/catalog/product/A065A025A
A065A047A | Membrane Filter MCE 0.65 µm 47 mm white | 100 | 1 | 144.664 | Thermo Fisher Scientific | A065A047A | https://www.thermofisher.com/order/catalog/product/A065A047A
A065A090C | Membrane Filter MCE 0.65 µm 90 mm white | 25 | 1 | 225.6488 | Thermo Fisher Scientific | A065A090C | https://www.thermofisher.com/order/catalog/product/A065A090C
A065A293C | Membrane Filter MCE 0.65 µm 293 mm white | 25 | 1 | 162.916 | Thermo Fisher Scientific | A065A293C | https://www.thermofisher.com/order/catalog/product/A065A293C
A065B013A | Membrane Filter MCE 0.65 µm 13 mm white /Grid | 100 | 1 | 235.3832 | Thermo Fisher Scientific | A065B013A | https://www.thermofisher.com/order/catalog/product/A065B013A
A065B025A | Membrane Filter MCE 0.65 µm 25 mm white /Grid | 100 | 1 | 126.8176 | Thermo Fisher Scientific | A065B025A | https://www.thermofisher.com/order/catalog/product/A065B025A
A065B047A | Membrane Filter MCE 0.65 µm 47 mm white /Grid | 100 | 1 | 67.0592 | Thermo Fisher Scientific | A065B047A | https://www.thermofisher.com/order/catalog/product/A065B047A
A065B050A | Membrane Filter MCE 0.65µm White/Grid 50mm | 100 | 1 | 916.2504 | Thermo Fisher Scientific | A065B050A | https://www.thermofisher.com/order/catalog/product/A065B050A
A065G047A | Membrane Filter MCE 0.65 µm 47 mm white sterile | 100 | 1 | 297.9808 | Thermo Fisher Scientific | A065G047A | https://www.thermofisher.com/order/catalog/product/A065G047A
A065H047A | Membrane Filter MCE 0.65 µm 47 mm white /Grid sterile | 100 | 1 | 157.3728 | Thermo Fisher Scientific | A065H047A | https://www.thermofisher.com/order/catalog/product/A065H047A
A065H050A | Membrane Filter MCE 0.65µm White/Grid 50mm Sterile | 100 | 1 | 131.4144 | Thermo Fisher Scientific | A065H050A | https://www.thermofisher.com/order/catalog/product/A065H050A
A080A013A | Membrane Filter MCE 0.8 µm 13 mm white | 100 | 1 | 159.536 | Thermo Fisher Scientific | A080A013A | https://www.thermofisher.com/order/catalog/product/A080A013A
A080A025A | Membrane Filter MCE 0.8 µm 25 mm white | 100 | 1 | 154.5336 | Thermo Fisher Scientific | A080A025A | https://www.thermofisher.com/order/catalog/product/A080A025A
A080A037A | Membrane Filter MCE 0.8 µm 37 mm white | 100 | 1 | 178.1936 | Thermo Fisher Scientific | A080A037A | https://www.thermofisher.com/order/catalog/product/A080A037A
A080A047A | Membrane Filter MCE 0.8 µm 47 mm white | 100 | 1 | 178.1936 | Thermo Fisher Scientific | A080A047A | https://www.thermofisher.com/order/catalog/product/A080A047A
A080A050A | Membrane Filter MCE 0.8 µm 50 mm white | 100 | 1 | 91.5304 | Thermo Fisher Scientific | A080A050A | https://www.thermofisher.com/order/catalog/product/A080A050A
A080A090C | Membrane Filter MCE 0.8 µm 90 mm white | 25 | 1 | 108.7008 | Thermo Fisher Scientific | A080A090C | https://www.thermofisher.com/order/catalog/product/A080A090C
A080A142C | Membrane Filter MCE 0.8 µm 142 mm white | 25 | 1 | 143.4472 | Thermo Fisher Scientific | A080A142C | https://www.thermofisher.com/order/catalog/product/A080A142C
A080A293C | Membrane Filter MCE 0.8 µm 293 mm white | 25 | 1 | 167.648 | Thermo Fisher Scientific | A080A293C | https://www.thermofisher.com/order/catalog/product/A080A293C
A080B013A | Membrane Filter MCE 0.8 µm 13 mm white /Grid | 100 | 1 | 107.0784 | Thermo Fisher Scientific | A080B013A | https://www.thermofisher.com/order/catalog/product/A080B013A
A080B025A | Membrane Filter MCE 0.8 µm 25 mm white /Grid | 100 | 1 | 172.6504 | Thermo Fisher Scientific | A080B025A | https://www.thermofisher.com/order/catalog/product/A080B025A
A080B037A | Membrane Filter MCE 0.8 µm 37 mm white /Grid | 100 | 1 | 431.6936 | Thermo Fisher Scientific | A080B037A | https://www.thermofisher.com/order/catalog/product/A080B037A
A080B047A | Membrane Filter MCE 0.8 µm 47 mm white /Grid | 100 | 1 | 143.4472 | Thermo Fisher Scientific | A080B047A | https://www.thermofisher.com/order/catalog/product/A080B047A
A080B050A | Membrane Filter MCE 0.8 µm 50 mm white /Grid | 100 | 1 | 234.7072 | Thermo Fisher Scientific | A080B050A | https://www.thermofisher.com/order/catalog/product/A080B050A
A080H047A | Membrane Filter MCE 0.8 µm 47 mm white /Grid sterile | 100 | 1 | 91.5304 | Thermo Fisher Scientific | A080H047A | https://www.thermofisher.com/order/catalog/product/A080H047A
A080H047W | Membrane Filter MCE 0.8 µm 47 mm white /Grid sterile | 1000 | 1 | 109.3768 | Thermo Fisher Scientific | A080H047W | https://www.thermofisher.com/order/catalog/product/A080H047W
A080H050A | Membrane Filter MCE 0.80µm White/Grid 50mm Sterile | 100 | 1 | 146.2864 | Thermo Fisher Scientific | A080H050A | https://www.thermofisher.com/order/catalog/product/A080H050A
A080N013A | Membrane Filter MCE 0.8 µm 13 mm black | 100 | 1 | 169 | Thermo Fisher Scientific | A080N013A | https://www.thermofisher.com/order/catalog/product/A080N013A
A080N047A | Membrane Filter MCE 0.8 µm 47 mm black | 100 | 1 | 97.6144 | Thermo Fisher Scientific | A080N047A | https://www.thermofisher.com/order/catalog/product/A080N047A
A080P013A | Membrane Filter MCE 0.8 µm 13 mm black /Grid | 100 | 1 | 172.6504 | Thermo Fisher Scientific | A080P013A | https://www.thermofisher.com/order/catalog/product/A080P013A
A080P025A | Membrane Filter MCE 0.8 µm 25 mm black /Grid | 100 | 1 | 431.6936 | Thermo Fisher Scientific | A080P025A | https://www.thermofisher.com/order/catalog/product/A080P025A
A080P047A | Membrane Filter MCE 0.8 µm 47 mm black /Grid | 100 | 1 | 133.172 | Thermo Fisher Scientific | A080P047A | https://www.thermofisher.com/order/catalog/product/A080P047A
A080R047A | Membrane Filter MCE 0.8 µm 47 mm black /Grid sterile | 100 | 1 | 136.552 | Thermo Fisher Scientific | A080R047A | https://www.thermofisher.com/order/catalog/product/A080R047A
A080R047A-P | Membrane Filter MCE Z-folded 0.8 µm 47 mm Black/Grid Sterile | 100 | 1 | 90.3136 | Thermo Fisher Scientific | A080R047A-P | https://www.thermofisher.com/order/catalog/product/A080R047A-P
A080R047W | Membrane Filter MCE 0.8 µm 47 mm black /Grid sterile | 1000 | 1 | 105.8616 | Thermo Fisher Scientific | A080R047W | https://www.thermofisher.com/order/catalog/product/A080R047W
A080V047A | Membrane Filter MCE 0.8 µm 47 mm green /Grid | 100 | 1 | 140.608 | Thermo Fisher Scientific | A080V047A | https://www.thermofisher.com/order/catalog/product/A080V047A
A080X025A | Membrane Filter MCE 0.80µm 25mm Opticlear | 100 | 1 | 160.888 | Thermo Fisher Scientific | A080X025A | https://www.thermofisher.com/order/catalog/product/A080X025A
A080X025B | Membrane Filter MCE 0.80µm 25mm W/G Opticlear | 100 | 1 | 120.328 | Thermo Fisher Scientific | A080X025B | https://www.thermofisher.com/order/catalog/product/A080X025B
A080X037A | Membrane Filter MCE 0.80µm 37mm Opticlear | 100 | 1 | 172.6504 | Thermo Fisher Scientific | A080X037A | https://www.thermofisher.com/order/catalog/product/A080X037A
A080X037B | Membrane Filter MCE 0.80µm 37mm W/G Opticlear | 100 | 1 | 431.6936 | Thermo Fisher Scientific | A080X037B | https://www.thermofisher.com/order/catalog/product/A080X037B
A080X047A | Membrane Filter MCE 0.80µm 47mm Opticlear | 100 | 1 | 48.672 | Thermo Fisher Scientific | A080X047A | https://www.thermofisher.com/order/catalog/product/A080X047A
A080X047B | Membrane Filter MCE 0.80µm 47mm W/G Opticlear | 100 | 1 | 109.3365 | Thermo Fisher Scientific | A080X047B | https://www.thermofisher.com/order/catalog/product/A080X047B
A100A013A | Membrane Filter MCE 1.0 µm 13 mm white | 100 | 1 | 115.479 | Thermo Fisher Scientific | A100A013A | https://www.thermofisher.com/order/catalog/product/A100A013A
A100A025A | Membrane Filter MCE 1.0 µm 25 mm white | 100 | 1 | 129.129 | Thermo Fisher Scientific | A100A025A | https://www.thermofisher.com/order/catalog/product/A100A025A
A100A047A | Membrane Filter MCE 1.0 µm 47 mm white | 100 | 1 | 153.2895 | Thermo Fisher Scientific | A100A047A | https://www.thermofisher.com/order/catalog/product/A100A047A
A100A050A | Membrane Filter MCE 1.0 µm 50 mm white | 100 | 1 | 112.6125 | Thermo Fisher Scientific | A100A050A | https://www.thermofisher.com/order/catalog/product/A100A050A
A100A090C | Membrane Filter MCE 1.0 µm 90 mm white | 25 | 1 | 213.759 | Thermo Fisher Scientific | A100A090C | https://www.thermofisher.com/order/catalog/product/A100A090C
A100A142C | Membrane Filter MCE 1.0 µm 142 mm white | 25 | 1 | 489.216 | Thermo Fisher Scientific | A100A142C | https://www.thermofisher.com/order/catalog/product/A100A142C
A100A293C | Membrane Filter MCE 1.0 µm 293mm white | 25 | 1 | 177.177 | Thermo Fisher Scientific | A100A293C | https://www.thermofisher.com/order/catalog/product/A100A293C
A100G047A | Membrane Filter MCE 1.0µm 47mm Sterile | 100 | 1 | 99.372 | Thermo Fisher Scientific | A100G047A | https://www.thermofisher.com/order/catalog/product/A100G047A
A100H047A | Membrane Filter MCE 1.0 µm 47 mm white /Grid sterile | 100 | 1 | 115.479 | Thermo Fisher Scientific | A100H047A | https://www.thermofisher.com/order/catalog/product/A100H047A
A100H050A | Membrane Filter MCE 1.0µm White/Grid 50mm Sterile | 100 | 1 | 129.129 | Thermo Fisher Scientific | A100H050A | https://www.thermofisher.com/order/catalog/product/A100H050A
A300A013A | Membrane Filter MCE 3.0 µm 13 mm white | 100 | 1 | 153.2895 | Thermo Fisher Scientific | A300A013A | https://www.thermofisher.com/order/catalog/product/A300A013A
A300A025A | Membrane Filter MCE 3.0 µm 25 mm white | 100 | 1 | 112.6125 | Thermo Fisher Scientific | A300A025A | https://www.thermofisher.com/order/catalog/product/A300A025A
A300A047A | Membrane Filter MCE 3.0 µm 47 mm white | 100 | 1 | 209.5275 | Thermo Fisher Scientific | A300A047A | https://www.thermofisher.com/order/catalog/product/A300A047A
A300A050A | Membrane Filter MCE 3.0 µm 50 mm white | 100 | 1 | 489.216 | Thermo Fisher Scientific | A300A050A | https://www.thermofisher.com/order/catalog/product/A300A050A
A300A090C | Membrane Filter MCE 3.0 µm 90 mm white | 25 | 1 | 177.177 | Thermo Fisher Scientific | A300A090C | https://www.thermofisher.com/order/catalog/product/A300A090C
A300A142C | Membrane Filter MCE 3.0 µm 142 mm white | 25 | 1 | 514.605 | Thermo Fisher Scientific | A300A142C | https://www.thermofisher.com/order/catalog/product/A300A142C
A300A293C | Membrane Filter MCE 3.0 µm 293 mm white | 25 | 1 | 99.372 | Thermo Fisher Scientific | A300A293C | https://www.thermofisher.com/order/catalog/product/A300A293C
A300G047A | Membrane Filter MCE 3.0µm 47mm Sterile | 100 | 1 | 115.479 | Thermo Fisher Scientific | A300G047A | https://www.thermofisher.com/order/catalog/product/A300G047A
A300G050A | Membrane Filter MCE 3.0µm 50mm | 100 | 1 | 129.129 | Thermo Fisher Scientific | A300G050A | https://www.thermofisher.com/order/catalog/product/A300G050A
A500A013A | Membrane Filter MCE 5.0 µm 13 mm white | 100 | 1 | 153.2895 | Thermo Fisher Scientific | A500A013A | https://www.thermofisher.com/order/catalog/product/A500A013A
A500A025A | Membrane Filter MCE 5.0 µm 25 mm white | 100 | 1 | 112.6125 | Thermo Fisher Scientific | A500A025A | https://www.thermofisher.com/order/catalog/product/A500A025A
A500A047A | Membrane Filter MCE 5.0 µm 47 mm white | 100 | 1 | 213.759 | Thermo Fisher Scientific | A500A047A | https://www.thermofisher.com/order/catalog/product/A500A047A
A500A050A | Membrane Filter MCE 5.0 µm 50 mm white | 100 | 1 | 489.216 | Thermo Fisher Scientific | A500A050A | https://www.thermofisher.com/order/catalog/product/A500A050A
A500A090C | Membrane Filter MCE 5.0 µm 90 mm white | 25 | 1 | 108.108 | Thermo Fisher Scientific | A500A090C | https://www.thermofisher.com/order/catalog/product/A500A090C
A500A142C | Membrane Filter MCE 5.0 µm 142 mm white | 25 | 1 | 115.479 | Thermo Fisher Scientific | A500A142C | https://www.thermofisher.com/order/catalog/product/A500A142C
A500A293C | Membrane Filter MCE 5.0 µm 293 mm white | 25 | 1 | 132.132 | Thermo Fisher Scientific | A500A293C | https://www.thermofisher.com/order/catalog/product/A500A293C
B200G047A | Cellulose Pads 47mm | 100 | 1 | 156.0195 | Thermo Fisher Scientific | B200G047A | https://www.thermofisher.com/order/catalog/product/B200G047A
C020A013A | Membrane Filter CA 0.20 µm 13 mm white | 100 | 1 | 112.6125 | Thermo Fisher Scientific | C020A013A | https://www.thermofisher.com/order/catalog/product/C020A013A
C020A025A | Membrane Filter CA 0.20 µm 25 mm white | 100 | 1 | 213.759 | Thermo Fisher Scientific | C020A025A | https://www.thermofisher.com/order/catalog/product/C020A025A
C020A037A | Membrane Filter CA 0.20 µm 37 mm white | 100 | 1 | 489.216 | Thermo Fisher Scientific | C020A037A | https://www.thermofisher.com/order/catalog/product/C020A037A
C020A047A | Membrane Filter CA 0.20 µm 47 mm white | 100 | 1 | 220.5138 | Thermo Fisher Scientific | C020A047A | https://www.thermofisher.com/order/catalog/product/C020A047A
C020A090C | Membrane Filter CA 0.20 µm 90 mm white | 25 | 1 | 220.5138 | Thermo Fisher Scientific | C020A090C | https://www.thermofisher.com/order/catalog/product/C020A090C
C020A142C | Membrane Filter CA 0.20 µm 142 mm white | 25 | 1 | 220.5138 | Thermo Fisher Scientific | C020A142C | https://www.thermofisher.com/order/catalog/product/C020A142C
C020A293C | Membrane Filter CA 0.20 µm 293 mm white | 25 | 1 | 308.4276 | Thermo Fisher Scientific | C020A293C | https://www.thermofisher.com/order/catalog/product/C020A293C
C020G047A | Membrane Filter CA 0.20 µm 47 mm white sterile | 100 | 1 | 308.4276 | Thermo Fisher Scientific | C020G047A | https://www.thermofisher.com/order/catalog/product/C020G047A
C045A013A | Membrane Filter CA 0.45 µm 13 mm white | 100 | 1 | 308.4276 | Thermo Fisher Scientific | C045A013A | https://www.thermofisher.com/order/catalog/product/C045A013A
C045A025A | Membrane Filter CA 0.45 µm 25 mm white | 100 | 1 | 308.4276 | Thermo Fisher Scientific | C045A025A | https://www.thermofisher.com/order/catalog/product/C045A025A
C045A037A | Membrane Filter CA 0.45 µm 37 mm white | 100 | 1 | 438.243 | Thermo Fisher Scientific | C045A037A | https://www.thermofisher.com/order/catalog/product/C045A037A
C045A047A | Membrane Filter CA 0.45 µm 47 mm white | 100 | 1 | 438.243 | Thermo Fisher Scientific | C045A047A | https://www.thermofisher.com/order/catalog/product/C045A047A
C045A090C | Membrane Filter CA 0.45 µm 90 mm white | 25 | 1 | 438.243 | Thermo Fisher Scientific | C045A090C | https://www.thermofisher.com/order/catalog/product/C045A090C
C045A142C | Membrane Filter CA 0.45 µm 142 mm white | 25 | 1 | 438.243 | Thermo Fisher Scientific | C045A142C | https://www.thermofisher.com/order/catalog/product/C045A142C
C045A293C | Membrane Filter CA 0.45 µm 293 mm white | 25 | 1 | 220.5138 | Thermo Fisher Scientific | C045A293C | https://www.thermofisher.com/order/catalog/product/C045A293C
C045G047A | Membrane Filter CA 0.45 µm 47mm white sterile | 100 | 1 | 263.7414 | Thermo Fisher Scientific | C045G047A | https://www.thermofisher.com/order/catalog/product/C045G047A
C045G085A | Membrane Filter CA 0.45 µm 85 mm white sterile | 100 | 1 | 220.5138 | Thermo Fisher Scientific | C045G085A | https://www.thermofisher.com/order/catalog/product/C045G085A
C080A013A | Membrane Filter CA 0.80 µm 13 mm white | 100 | 1 | 263.7414 | Thermo Fisher Scientific | C080A013A | https://www.thermofisher.com/order/catalog/product/C080A013A
C080A025A | Membrane Filter CA 0.80 µm 25 mm white | 100 | 1 | 220.5138 | Thermo Fisher Scientific | C080A025A | https://www.thermofisher.com/order/catalog/product/C080A025A
C080A037A | Membrane Filter CA 0.80 µm 37 mm white | 100 | 1 | 308.4276 | Thermo Fisher Scientific | C080A037A | https://www.thermofisher.com/order/catalog/product/C080A037A
C080A047A | Membrane Filter CA 0.80 µm 47 mm white | 100 | 1 | 351.6552 | Thermo Fisher Scientific | C080A047A | https://www.thermofisher.com/order/catalog/product/C080A047A
C080A090C | Membrane Filter CA 0.80 µm 90 mm white | 25 | 1 | 308.4276 | Thermo Fisher Scientific | C080A090C | https://www.thermofisher.com/order/catalog/product/C080A090C
C080A142C | Membrane Filter CA 0.80 µm 142 mm white | 25 | 1 | 351.6552 | Thermo Fisher Scientific | C080A142C | https://www.thermofisher.com/order/catalog/product/C080A142C
C080A293C | Membrane Filter CA 0.80 µm 293 mm white | 25 | 1 | 308.4276 | Thermo Fisher Scientific | C080A293C | https://www.thermofisher.com/order/catalog/product/C080A293C
C300A013A | Membrane Filter CA 3.0 µm 13 mm white | 100 | 1 | 351.6552 | Thermo Fisher Scientific | C300A013A | https://www.thermofisher.com/order/catalog/product/C300A013A
C300A025A | Membrane Filter CA 3.0 µm 25 mm white | 100 | 1 | 308.4276 | Thermo Fisher Scientific | C300A025A | https://www.thermofisher.com/order/catalog/product/C300A025A
C300A037A | Membrane Filter CA 3.0 µm 37 mm white | 100 | 1 | 351.6552 | Thermo Fisher Scientific | C300A037A | https://www.thermofisher.com/order/catalog/product/C300A037A
C300A047A | Membrane Filter CA 3.0 µm 47 mm white | 100 | 1 | 438.243 | Thermo Fisher Scientific | C300A047A | https://www.thermofisher.com/order/catalog/product/C300A047A
C300A090C | Membrane Filter CA 3.0 µm 90 mm white | 25 | 1 | 482.7966 | Thermo Fisher Scientific | C300A090C | https://www.thermofisher.com/order/catalog/product/C300A090C
C300A142C | Membrane Filter CA 3.0 µm 142 mm white | 25 | 1 | 438.243 | Thermo Fisher Scientific | C300A142C | https://www.thermofisher.com/order/catalog/product/C300A142C
C300A293C | Membrane Filter CA 3.0 µm 293 mm white | 25 | 1 | 482.7966 | Thermo Fisher Scientific | C300A293C | https://www.thermofisher.com/order/catalog/product/C300A293C
CCF-010-C1B | Capsule CCF 570cm2 1/4 NPTM 0.1µm | 1 | 1 | 438.243 | Thermo Fisher Scientific | CCF-010-C1B | https://www.thermofisher.com/order/catalog/product/CCF-010-C1B
CCF-010-C1H | Capsule CCF 570cm2 3/8 Hose Barb 0.1µm | 1 | 1 | 482.7966 | Thermo Fisher Scientific | CCF-010-C1H | https://www.thermofisher.com/order/catalog/product/CCF-010-C1H
CCF-010-C1N | Capsule CCF 570cm2 1.5 Sanitary fitting 0.1µm | 1 | 1 | 438.243 | Thermo Fisher Scientific | CCF-010-C1N | https://www.thermofisher.com/order/catalog/product/CCF-010-C1N
CCF-010-D1B | Capsule CCF 1150cm2 1/4 NPTM 0.1µm | 1 | 1 | 482.7966 | Thermo Fisher Scientific | CCF-010-D1B | https://www.thermofisher.com/order/catalog/product/CCF-010-D1B
CCF-010-D1D | Capsule CCF 1150cm2 1/2 NPTM 0.1µm | 1 | 1 | 220.5138 | Thermo Fisher Scientific | CCF-010-D1D | https://www.thermofisher.com/order/catalog/product/CCF-010-D1D
CCF-010-D1H | Capsule CCF 1150cm2 3/8 Hose Barb 0.1µm | 1 | 1 | 263.7414 | Thermo Fisher Scientific | CCF-010-D1H | https://www.thermofisher.com/order/catalog/product/CCF-010-D1H
CCF-010-D1N | Capsule CCF 1150cm2 1.5 Sanitary fitting 0.1µm | 1 | 1 | 220.5138 | Thermo Fisher Scientific | CCF-010-D1N | https://www.thermofisher.com/order/catalog/product/CCF-010-D1N
CCF-010-E1B | Capsule CCF 2300cm2 1/4 NPTM 0.1µm | 1 | 1 | 263.7414 | Thermo Fisher Scientific | CCF-010-E1B | https://www.thermofisher.com/order/catalog/product/CCF-010-E1B
CCF-010-E1D | Capsule CCF 2300cm2 1/2 NPTM 0.1µm | 1 | 1 | 220.5138 | Thermo Fisher Scientific | CCF-010-E1D | https://www.thermofisher.com/order/catalog/product/CCF-010-E1D
CCF-010-E1H | Capsule CCF 2300cm2 3/8 Hose Barb 0.1µm | 1 | 1 | 263.7414 | Thermo Fisher Scientific | CCF-010-E1H | https://www.thermofisher.com/order/catalog/product/CCF-010-E1H
CCF-010-E1N | Capsule CCF 2300cm2 1.5 Sanitary fitting 0.1µm | 1 | 1 | 308.4276 | Thermo Fisher Scientific | CCF-010-E1N | https://www.thermofisher.com/order/catalog/product/CCF-010-E1N
CCF-020-C1B | Capsule CCF 570cm2 1/4 NPTM 0.2µm | 1 | 1 | 351.6552 | Thermo Fisher Scientific | CCF-020-C1B | https://www.thermofisher.com/order/catalog/product/CCF-020-C1B
CCF-020-C1BS | Capsule CCF 570cm2 1/4 NPTM 0.2µm Sterile | 1 | 1 | 308.4276 | Thermo Fisher Scientific | CCF-020-C1BS | https://www.thermofisher.com/order/catalog/product/CCF-020-C1BS
CCF-020-C1H | Capsule CCF 570cm2 3/8 Hose Barb 0.2µm | 1 | 1 | 351.6552 | Thermo Fisher Scientific | CCF-020-C1H | https://www.thermofisher.com/order/catalog/product/CCF-020-C1H
CCF-020-C1HS | Capsule CCF 570cm2 3/8 Hose Barb 0.2µm Sterile | 1 | 1 | 308.4276 | Thermo Fisher Scientific | CCF-020-C1HS | https://www.thermofisher.com/order/catalog/product/CCF-020-C1HS
CCF-020-C1N | Capsule CCF 570cm2 1.5 Sanitary fitting 0.2µm | 1 | 1 | 351.6552 | Thermo Fisher Scientific | CCF-020-C1N | https://www.thermofisher.com/order/catalog/product/CCF-020-C1N
CCF-020-D1B | Capsule CCF 1150cm2 1/4 NPTM 0.2µm | 1 | 1 | 308.4276 | Thermo Fisher Scientific | CCF-020-D1B | https://www.thermofisher.com/order/catalog/product/CCF-020-D1B
CCF-020-D1BS | Capsule CCF 1150cm2 1/4 NPTM 0.2µm Sterile | 1 | 1 | 351.6552 | Thermo Fisher Scientific | CCF-020-D1BS | https://www.thermofisher.com/order/catalog/product/CCF-020-D1BS
CCF-020-D1D | Capsule CCF 1150cm2 1/2 NPTM 0.2µm | 1 | 1 | 438.243 | Thermo Fisher Scientific | CCF-020-D1D | https://www.thermofisher.com/order/catalog/product/CCF-020-D1D
CCF-020-D1DS | Capsule CCF 1150cm2 1/2 NPTM 0.2µm Sterile | 1 | 1 | 482.7966 | Thermo Fisher Scientific | CCF-020-D1DS | https://www.thermofisher.com/order/catalog/product/CCF-020-D1DS
CCF-020-D1H | Capsule CCF 1150cm2 3/8 Hose Barb 0.2µm | 1 | 1 | 438.243 | Thermo Fisher Scientific | CCF-020-D1H | https://www.thermofisher.com/order/catalog/product/CCF-020-D1H
CCF-020-D1HS | Capsule CCF 1150cm2 3/8 Hose Barb 0.2µm Sterile | 1 | 1 | 482.7966 | Thermo Fisher Scientific | CCF-020-D1HS | https://www.thermofisher.com/order/catalog/product/CCF-020-D1HS
CCF-020-D1N | Capsule CCF 1150cm2 1.5 Sanitary fitting 0.2µm | 1 | 1 | 438.243 | Thermo Fisher Scientific | CCF-020-D1N | https://www.thermofisher.com/order/catalog/product/CCF-020-D1N
CCF-020-D1NS | Capsule CCF 1150cm2 1.5 Sanitary fitting 0.2µm Sterile | 1 | 1 | 482.7966 | Thermo Fisher Scientific | CCF-020-D1NS | https://www.thermofisher.com/order/catalog/product/CCF-020-D1NS
CCF-020-E1B | Capsule CCF 2300cm2 1/4 NPTM 0.2µm | 1 | 1 | 438.243 | Thermo Fisher Scientific | CCF-020-E1B | https://www.thermofisher.com/order/catalog/product/CCF-020-E1B
CCF-020-E1BS | Capsule CCF 2300cm2 1/4 NPTM 0.2µm Sterile | 1 | 1 | 482.7966 | Thermo Fisher Scientific | CCF-020-E1BS | https://www.thermofisher.com/order/catalog/product/CCF-020-E1BS
CCF-020-E1D | Capsule CCF 2300cm2 1/2 NPTM 0.2µm | 1 | 1 | 273.156 | Thermo Fisher Scientific | CCF-020-E1D | https://www.thermofisher.com/order/catalog/product/CCF-020-E1D
CCF-020-E1DS | Capsule CCF 2300cm2 1/2 NPTM 0.2µm Sterile | 1 | 1 | 109.5276 | Thermo Fisher Scientific | CCF-020-E1DS | https://www.thermofisher.com/order/catalog/product/CCF-020-E1DS
CCF-020-E1H | Capsule CCF 2300cm2 3/8 Hose Barb 0.2µm | 1 | 1 | 109.5276 | Thermo Fisher Scientific | CCF-020-E1H | https://www.thermofisher.com/order/catalog/product/CCF-020-E1H
CCF-020-E1HS | Capsule CCF 2300cm2 3/8 Hose Barb 0.2µm Sterile | 1 | 1 | 109.5276 | Thermo Fisher Scientific | CCF-020-E1HS | https://www.thermofisher.com/order/catalog/product/CCF-020-E1HS
CCF-020-E1N | Capsule CCF 2300cm2 1.5 Sanitary fitting 0.2µm | 1 | 1 | 154.2138 | Thermo Fisher Scientific | CCF-020-E1N | https://www.thermofisher.com/order/catalog/product/CCF-020-E1N
CCF-020-E1NS | Capsule CCF 2300cm2 1.5 Sanitary fitting 0.2µm Sterile | 1 | 1 | 154.2138 | Thermo Fisher Scientific | CCF-020-E1NS | https://www.thermofisher.com/order/catalog/product/CCF-020-E1NS
CCF-050-C1B | Capsule CCF 570cm2 1/4 NPTM 0.5µm | 1 | 1 | 154.2138 | Thermo Fisher Scientific | CCF-050-C1B | https://www.thermofisher.com/order/catalog/product/CCF-050-C1B
CCF-050-C1BS | Capsule CCF 570cm2 1/4 NPTM 0.5µm Sterile | 1 | 1 | 185.2422 | Thermo Fisher Scientific | CCF-050-C1BS | https://www.thermofisher.com/order/catalog/product/CCF-050-C1BS
CCF-050-C1H | Capsule CCF 570cm2 3/8 Hose Barb 0.5µm | 1 | 1 | 185.2422 | Thermo Fisher Scientific | CCF-050-C1H | https://www.thermofisher.com/order/catalog/product/CCF-050-C1H
CCF-050-C1HS | Capsule CCF 570cm2 3/8 Hose Barb 0.5µm Sterile | 1 | 1 | 185.2422 | Thermo Fisher Scientific | CCF-050-C1HS | https://www.thermofisher.com/order/catalog/product/CCF-050-C1HS
CCF-050-C1N | Capsule CCF 570cm2 1.5 Sanitary fitting 0.5µm | 1 | 1 | 185.2422 | Thermo Fisher Scientific | CCF-050-C1N | https://www.thermofisher.com/order/catalog/product/CCF-050-C1N
CCF-050-C1NS | Capsule CCF 570cm2 1.5 Sanitary fitting 0.5µm Sterile | 1 | 1 | 109.5276 | Thermo Fisher Scientific | CCF-050-C1NS | https://www.thermofisher.com/order/catalog/product/CCF-050-C1NS
CCF-050-D1B | Capsule CCF 1150cm2 1/4 NPTM 0.5µm | 1 | 1 | 109.5276 | Thermo Fisher Scientific | CCF-050-D1B | https://www.thermofisher.com/order/catalog/product/CCF-050-D1B
CCF-050-D1BS | Capsule CCF 1150cm2 1/4 NPTM 0.5µm Sterile | 1 | 1 | 109.5276 | Thermo Fisher Scientific | CCF-050-D1BS | https://www.thermofisher.com/order/catalog/product/CCF-050-D1BS
CCF-050-D1D | Capsule CCF 1150cm2 1/2 NPTM 0.5µm | 1 | 1 | 154.2138 | Thermo Fisher Scientific | CCF-050-D1D | https://www.thermofisher.com/order/catalog/product/CCF-050-D1D
CCF-050-D1DS | Capsule CCF 1150cm2 1/2 NPTM 0.5µm Sterile | 1 | 1 | 154.2138 | Thermo Fisher Scientific | CCF-050-D1DS | https://www.thermofisher.com/order/catalog/product/CCF-050-D1DS
CCF-050-D1H | Capsule CCF 1150cm2 3/8 Hose Barb 0.5µm | 1 | 1 | 154.2138 | Thermo Fisher Scientific | CCF-050-D1H | https://www.thermofisher.com/order/catalog/product/CCF-050-D1H
CCF-050-D1HS | Capsule CCF 1150cm2 3/8 Hose Barb 0.5µm Sterile | 1 | 1 | 154.2138 | Thermo Fisher Scientific | CCF-050-D1HS | https://www.thermofisher.com/order/catalog/product/CCF-050-D1HS
CCF-050-D1N | Capsule CCF 1150cm2 1.5 Sanitary fitting 0.5µm | 1 | 1 | 185.2422 | Thermo Fisher Scientific | CCF-050-D1N | https://www.thermofisher.com/order/catalog/product/CCF-050-D1N
CCF-050-D1NS | Capsule CCF 1150cm2 1.5 Sanitary fitting 0.5µm Sterile | 1 | 1 | 185.2422 | Thermo Fisher Scientific | CCF-050-D1NS | https://www.thermofisher.com/order/catalog/product/CCF-050-D1NS
CCF-050-E1B | Capsule CCF 2300cm2 1/4 NPTM 0.5µm | 1 | 1 | 185.2422 | Thermo Fisher Scientific | CCF-050-E1B | https://www.thermofisher.com/order/catalog/product/CCF-050-E1B
CCF-050-E1BS | Capsule CCF 2300cm2 1/4 NPTM 0.5µm Sterile | 1 | 1 | 185.2422 | Thermo Fisher Scientific | CCF-050-E1BS | https://www.thermofisher.com/order/catalog/product/CCF-050-E1BS
CCF-050-E1D | Capsule CCF 2300cm2 1/2 NPTM 0.5µm | 1 | 1 | 109.5276 | Thermo Fisher Scientific | CCF-050-E1D | https://www.thermofisher.com/order/catalog/product/CCF-050-E1D
CCF-050-E1DS | Capsule CCF 2300cm2 1/2 NPTM 0.5µm Sterile | 1 | 1 | 109.5276 | Thermo Fisher Scientific | CCF-050-E1DS | https://www.thermofisher.com/order/catalog/product/CCF-050-E1DS
CCF-050-E1H | Capsule CCF 2300cm2 3/8 Hose Barb 0.5µm | 1 | 1 | 109.5276 | Thermo Fisher Scientific | CCF-050-E1H | https://www.thermofisher.com/order/catalog/product/CCF-050-E1H
CCF-050-E1HS | Capsule CCF 2300cm2 3/8 Hose Barb 0.5µm Sterile | 1 | 1 | 154.2138 | Thermo Fisher Scientific | CCF-050-E1HS | https://www.thermofisher.com/order/catalog/product/CCF-050-E1HS
CCF-050-E1N | Capsule CCF 2300cm2 1.5 Sanitary fitting 0.5µm | 1 | 1 | 154.2138 | Thermo Fisher Scientific | CCF-050-E1N | https://www.thermofisher.com/order/catalog/product/CCF-050-E1N
CCF-050-E1NS | Capsule CCF 2300cm2 1.5 Sanitary fitting 0.5µm Sterile | 1 | 1 | 154.2138 | Thermo Fisher Scientific | CCF-050-E1NS | https://www.thermofisher.com/order/catalog/product/CCF-050-E1NS
CCFH-020-C1H | Capsule CCFH 900cm2 PTFE 3/8 0.2µm | 1 | 1 | 154.2138 | Thermo Fisher Scientific | CCFH-020-C1H | https://www.thermofisher.com/order/catalog/product/CCFH-020-C1H
CCG-045-C1B | Capsule CCG 300cm2 1/4 NPTM 1-1.5µm | 1 | 1 | 185.2422 | Thermo Fisher Scientific | CCG-045-C1B | https://www.thermofisher.com/order/catalog/product/CCG-045-C1B
CCG-045-C1H | Capsule CCG 300cm2 3/8 Hose Barb 1-1.5µm | 1 | 1 | 185.2422 | Thermo Fisher Scientific | CCG-045-C1H | https://www.thermofisher.com/order/catalog/product/CCG-045-C1H
CCG-045-C1N | Capsule CCG 300cm2 1.5 Sanitary fitting 1-1.5µm | 1 | 1 | 185.2422 | Thermo Fisher Scientific | CCG-045-C1N | https://www.thermofisher.com/order/catalog/product/CCG-045-C1N
CCG-045-D1B | Capsule CCG 600cm2 1/4 NPTM 1-1.5µm | 1 | 1 | 185.2422 | Thermo Fisher Scientific | CCG-045-D1B | https://www.thermofisher.com/order/catalog/product/CCG-045-D1B
CCG-045-D1D | Capsule CCG 600cm2 1/2 NPTM 1-1.5µm | 1 | 1 | 109.5276 | Thermo Fisher Scientific | CCG-045-D1D | https://www.thermofisher.com/order/catalog/product/CCG-045-D1D
CCG-045-D1N | Capsule CCG 600cm2 1.5 Sanitary fitting 1-1.5µm | 1 | 1 | 109.5276 | Thermo Fisher Scientific | CCG-045-D1N | https://www.thermofisher.com/order/catalog/product/CCG-045-D1N
CCG-045-E1B | Capsule CCG 1200cm2 1/4 NPTM 1-1.5µm | 1 | 1 | 109.5276 | Thermo Fisher Scientific | CCG-045-E1B | https://www.thermofisher.com/order/catalog/product/CCG-045-E1B
CCG-045-E1D | Capsule CCG 1200cm2 1/2 NPTM 1-1.5µm | 1 | 1 | 154.2138 | Thermo Fisher Scientific | CCG-045-E1D | https://www.thermofisher.com/order/catalog/product/CCG-045-E1D
CCG-045-E1H | Capsule CCG 1200cm2 3/8 Hose Barb 1-1.5µm | 1 | 1 | 154.2138 | Thermo Fisher Scientific | CCG-045-E1H | https://www.thermofisher.com/order/catalog/product/CCG-045-E1H
CCG-045-E1N | Capsule CCG 1200cm2 1.5 Sanitary fitting 1-1.5µm | 1 | 1 | 154.2138 | Thermo Fisher Scientific | CCG-045-E1N | https://www.thermofisher.com/order/catalog/product/CCG-045-E1N
CCG-1-C1B | Capsule CCG 300cm2 1/4 NPTM 1.5-2µm | 1 | 1 | 154.2138 | Thermo Fisher Scientific | CCG-1-C1B | https://www.thermofisher.com/order/catalog/product/CCG-1-C1B
CCG-1-C1H | Capsule CCG 300cm2 3/8 Hose Barb 1.5-2µm | 1 | 1 | 185.2422 | Thermo Fisher Scientific | CCG-1-C1H | https://www.thermofisher.com/order/catalog/product/CCG-1-C1H
CCG-1-C1N | Capsule CCG 300cm2 1.5 Sanitary fitting 1.5-2µm | 1 | 1 | 185.2422 | Thermo Fisher Scientific | CCG-1-C1N | https://www.thermofisher.com/order/catalog/product/CCG-1-C1N
CCG-1-D1B | Capsule CCG 600cm2 1/4 NPTM 1.5-2µm | 1 | 1 | 185.2422 | Thermo Fisher Scientific | CCG-1-D1B | https://www.thermofisher.com/order/catalog/product/CCG-1-D1B
CCG-1-D1D | Capsule CCG 600cm2 1/2 NPTM 1.5-2µm | 1 | 1 | 185.2422 | Thermo Fisher Scientific | CCG-1-D1D | https://www.thermofisher.com/order/catalog/product/CCG-1-D1D
CCG-1-D1H | Capsule CCG 600cm2 3/8 Hose Barb 1.5-2µm | 1 | 1 | 109.5276 | Thermo Fisher Scientific | CCG-1-D1H | https://www.thermofisher.com/order/catalog/product/CCG-1-D1H
CCG-1-D1N | Capsule CCG 600cm2 1.5 Sanitary fitting 1.5-2µm | 1 | 1 | 109.5276 | Thermo Fisher Scientific | CCG-1-D1N | https://www.thermofisher.com/order/catalog/product/CCG-1-D1N
CCG-1-E1B | Capsule CCG 1200cm2 1/4 NPTM 1.5-2µm | 1 | 1 | 109.5276 | Thermo Fisher Scientific | CCG-1-E1B | https://www.thermofisher.com/order/catalog/product/CCG-1-E1B
CCG-1-E1D | Capsule CCG 1200cm2 1/2 NPTM 1.5-2µm | 1 | 1 | 154.2138 | Thermo Fisher Scientific | CCG-1-E1D | https://www.thermofisher.com/order/catalog/product/CCG-1-E1D
CCG-1-E1H | Capsule CCG 1200cm2 3/8 Hose Barb 1.5-2µm | 1 | 1 | 154.2138 | Thermo Fisher Scientific | CCG-1-E1H | https://www.thermofisher.com/order/catalog/product/CCG-1-E1H
CCG-1-E1N | Capsule CCG 1200cm2 1.5 Sanitary fitting 1.5-2µm | 1 | 1 | 154.2138 | Thermo Fisher Scientific | CCG-1-E1N | https://www.thermofisher.com/order/catalog/product/CCG-1-E1N
CCP-10-C1B | Capsule CCP 550cm2 1/4 NPTM 10-20µm | 1 | 1 | 154.2138 | Thermo Fisher Scientific | CCP-10-C1B | https://www.thermofisher.com/order/catalog/product/CCP-10-C1B
CCP-10-C1H | Capsule CCP 550cm2 3/8 Hose Barb 10-20µm | 1 | 1 | 185.2422 | Thermo Fisher Scientific | CCP-10-C1H | https://www.thermofisher.com/order/catalog/product/CCP-10-C1H
CCP-10-C1N | Capsule CCP 550cm2 1.5 Sanitary fitting 10-20µm | 1 | 1 | 185.2422 | Thermo Fisher Scientific | CCP-10-C1N | https://www.thermofisher.com/order/catalog/product/CCP-10-C1N
CCP-10-D1B | Capsule CCP 1100cm2 1/4 NPTM 10-20µm | 1 | 1 | 185.2422 | Thermo Fisher Scientific | CCP-10-D1B | https://www.thermofisher.com/order/catalog/product/CCP-10-D1B
CCP-10-D1D | Capsule CCP 1100cm2 1/2 NPTM 10-20µm | 1 | 1 | 185.2422 | Thermo Fisher Scientific | CCP-10-D1D | https://www.thermofisher.com/order/catalog/product/CCP-10-D1D
CCP-10-D1H | Capsule CCP 1100cm2 3/8 Hose Barb 10-20µm | 1 | 1 | 109.5276 | Thermo Fisher Scientific | CCP-10-D1H | https://www.thermofisher.com/order/catalog/product/CCP-10-D1H
CCP-10-D1N | Capsule CCP 1100cm2 1.5 Sanitary fitting 10-20µm | 1 | 1 | 109.5276 | Thermo Fisher Scientific | CCP-10-D1N | https://www.thermofisher.com/order/catalog/product/CCP-10-D1N
CCP-10-E1B | Capsule CCP 2200cm2 1/4 NPTM 10-20µm | 1 | 1 | 154.2138 | Thermo Fisher Scientific | CCP-10-E1B | https://www.thermofisher.com/order/catalog/product/CCP-10-E1B
CCP-10-E1D | Capsule CCP 2200cm2 1/2 NPTM 10-20µm | 1 | 1 | 154.2138 | Thermo Fisher Scientific | CCP-10-E1D | https://www.thermofisher.com/order/catalog/product/CCP-10-E1D
CCP-10-E1H | Capsule CCP 2200cm2 3/8 Hose Barb 10-20µm | 1 | 1 | 153.816 | Thermo Fisher Scientific | CCP-10-E1H | https://www.thermofisher.com/order/catalog/product/CCP-10-E1H
CCP-10-E1N | Capsule CCP 2200cm2 1.5 Sanitary fitting 10-20µm | 1 | 1 | 154.2138 | Thermo Fisher Scientific | CCP-10-E1N | https://www.thermofisher.com/order/catalog/product/CCP-10-E1N
CCP-1-C1B | Capsule CCP 500cm2 1/4 NPTM 2-5µm | 1 | 1 | 185.2422 | Thermo Fisher Scientific | CCP-1-C1B | https://www.thermofisher.com/order/catalog/product/CCP-1-C1B
CCP-1-C1H | Capsule CCP 500cm2 3/8 Hose Barb 2-5µm | 1 | 1 | 185.2422 | Thermo Fisher Scientific | CCP-1-C1H | https://www.thermofisher.com/order/catalog/product/CCP-1-C1H
CCP-1-C1N | Capsule CCP 500cm2 1.5 Sanitary fitting 2-5µm | 1 | 1 | 185.2422 | Thermo Fisher Scientific | CCP-1-C1N | https://www.thermofisher.com/order/catalog/product/CCP-1-C1N
CCP-1-D1B | Capsule CCP 1000cm2 1/4 NPTM 2-5µm | 1 | 1 | 185.2422 | Thermo Fisher Scientific | CCP-1-D1B | https://www.thermofisher.com/order/catalog/product/CCP-1-D1B
CCP-1-D1D | Capsule CCP 1000cm2 1/2 NPTM 2-5µm | 1 | 1 | 109.5276 | Thermo Fisher Scientific | CCP-1-D1D | https://www.thermofisher.com/order/catalog/product/CCP-1-D1D
CCP-1-D1H | Capsule CCP 1000cm2 3/8 Hose Barb 2-5µm | 1 | 1 | 109.5276 | Thermo Fisher Scientific | CCP-1-D1H | https://www.thermofisher.com/order/catalog/product/CCP-1-D1H
CCP-1-D1N | Capsule CCP 1000cm2 1.5 Sanitary fitting 2-5µm | 1 | 1 | 109.5276 | Thermo Fisher Scientific | CCP-1-D1N | https://www.thermofisher.com/order/catalog/product/CCP-1-D1N
CCP-1-E1B | Capsule CCP 2000cm2 1/4 NPTM 2-5µm | 1 | 1 | 154.2138 | Thermo Fisher Scientific | CCP-1-E1B | https://www.thermofisher.com/order/catalog/product/CCP-1-E1B
CCP-1-E1D | Capsule CCP 2000cm2 1/2 NPTM 2-5µm | 1 | 1 | 154.2138 | Thermo Fisher Scientific | CCP-1-E1D | https://www.thermofisher.com/order/catalog/product/CCP-1-E1D
CCP-1-E1H | Capsule CCP 2000cm2 3/8 Hose Barb 2-5µm | 1 | 1 | 154.2138 | Thermo Fisher Scientific | CCP-1-E1H | https://www.thermofisher.com/order/catalog/product/CCP-1-E1H
CCP-1-E1N | Capsule CCP 2000cm2 1.5 Sanitary fitting 2-5µm | 1 | 1 | 154.2138 | Thermo Fisher Scientific | CCP-1-E1N | https://www.thermofisher.com/order/catalog/product/CCP-1-E1N
CCP-30-C1B | Capsule CCP 650cm2 1/4 NPTM 30µm | 1 | 1 | 185.2422 | Thermo Fisher Scientific | CCP-30-C1B | https://www.thermofisher.com/order/catalog/product/CCP-30-C1B
CCP-30-C1H | Capsule CCP 650cm2 3/8 Hose Barb 20-30µm | 1 | 1 | 185.2422 | Thermo Fisher Scientific | CCP-30-C1H | https://www.thermofisher.com/order/catalog/product/CCP-30-C1H
CCP-30-C1N | Capsule CCP 650cm2 1.5 Sanitary fitting 20-30µm | 1 | 1 | 185.2422 | Thermo Fisher Scientific | CCP-30-C1N | https://www.thermofisher.com/order/catalog/product/CCP-30-C1N
CCP-30-D1B | Capsule CCP 1300cm2 1/4 NPTM 20-30µm | 1 | 1 | 185.2422 | Thermo Fisher Scientific | CCP-30-D1B | https://www.thermofisher.com/order/catalog/product/CCP-30-D1B
CCP-30-D1D | Capsule CCP 1300cm2 1/2 NPTM 20-30µm | 1 | 1 | 109.5276 | Thermo Fisher Scientific | CCP-30-D1D | https://www.thermofisher.com/order/catalog/product/CCP-30-D1D
CCP-30-D1H | Capsule CCP 1300cm2 3/8 Hose Barb 20-30µm | 1 | 1 | 109.5276 | Thermo Fisher Scientific | CCP-30-D1H | https://www.thermofisher.com/order/catalog/product/CCP-30-D1H
CCP-30-D1N | Capsule CCP 1300cm2 1.5 Sanitary fitting 20-30µm | 1 | 1 | 109.5276 | Thermo Fisher Scientific | CCP-30-D1N | https://www.thermofisher.com/order/catalog/product/CCP-30-D1N
CCP-30-E1B | Capsule CCP 2600cm2 1/4 NPTM 20-30µm | 1 | 1 | 154.2138 | Thermo Fisher Scientific | CCP-30-E1B | https://www.thermofisher.com/order/catalog/product/CCP-30-E1B
CCP-30-E1D | Capsule CCP 2600cm2 1/2 NPTM 20-30µm | 1 | 1 | 154.2138 | Thermo Fisher Scientific | CCP-30-E1D | https://www.thermofisher.com/order/catalog/product/CCP-30-E1D
CCP-30-E1H | Capsule CCP 2600cm2 3/8 Hose Barb 20-30µm | 1 | 1 | 154.2138 | Thermo Fisher Scientific | CCP-30-E1H | https://www.thermofisher.com/order/catalog/product/CCP-30-E1H
CCP-30-E1N | Capsule CCP 2600cm2 1.5 Sanitary fitting 20-30µm | 1 | 1 | 154.2138 | Thermo Fisher Scientific | CCP-30-E1N | https://www.thermofisher.com/order/catalog/product/CCP-30-E1N
CCP-3-C1B | Capsule CCP 600cm2 1/4 NPTM 5-10µm | 1 | 1 | 185.2422 | Thermo Fisher Scientific | CCP-3-C1B | https://www.thermofisher.com/order/catalog/product/CCP-3-C1B
CCP-3-C1N | Capsule CCP 600cm2 1.5 Sanitary fitting 5-10µm | 1 | 1 | 185.2422 | Thermo Fisher Scientific | CCP-3-C1N | https://www.thermofisher.com/order/catalog/product/CCP-3-C1N
CCP-3-D1B | Capsule CCP 1200cm2 1/4 NPTM 5-10µm | 1 | 1 | 185.2422 | Thermo Fisher Scientific | CCP-3-D1B | https://www.thermofisher.com/order/catalog/product/CCP-3-D1B
CCP-3-D1D | Capsule CCP 1200cm2 1/2 NPTM 5-10µm | 1 | 1 | 185.2422 | Thermo Fisher Scientific | CCP-3-D1D | https://www.thermofisher.com/order/catalog/product/CCP-3-D1D
CCP-3-D1H | Capsule CCP 1200cm2 3/8" Hose Barb 5-10µm | 1 | 1 | 109.5276 | Thermo Fisher Scientific | CCP-3-D1H | https://www.thermofisher.com/order/catalog/product/CCP-3-D1H
CCP-3-D1N | Capsule CCP 1200cm2 1.5 Sanitary fitting 5-10µm | 1 | 1 | 109.5276 | Thermo Fisher Scientific | CCP-3-D1N | https://www.thermofisher.com/order/catalog/product/CCP-3-D1N
CCP-3-E1B | Capsule CCP 2400cm2 1/4 NPTM 5-10µm | 1 | 1 | 109.5276 | Thermo Fisher Scientific | CCP-3-E1B | https://www.thermofisher.com/order/catalog/product/CCP-3-E1B
CCP-3-E1D | Capsule CCP 2400cm2 1/2 NPTM 5-10µm | 1 | 1 | 154.2138 | Thermo Fisher Scientific | CCP-3-E1D | https://www.thermofisher.com/order/catalog/product/CCP-3-E1D
CCP-3-E1H | Capsule CCP 2400cm2 3/8 Hose Barb 5-10µm | 1 | 1 | 154.2138 | Thermo Fisher Scientific | CCP-3-E1H | https://www.thermofisher.com/order/catalog/product/CCP-3-E1H
CCP-3-E1N | Capsule CCP 2400cm2 1.5 Sanitary fitting 5-10µm | 1 | 1 | 154.2138 | Thermo Fisher Scientific | CCP-3-E1N | https://www.thermofisher.com/order/catalog/product/CCP-3-E1N
CCP-7-C1B | Capsule CCP 500cm2 1/4 NPTM 10-20µm | 1 | 1 | 154.2138 | Thermo Fisher Scientific | CCP-7-C1B | https://www.thermofisher.com/order/catalog/product/CCP-7-C1B
CCP-7-C1H | Capsule CCP 500cm2 3/8 Hose Barb 10-20µm | 1 | 1 | 185.2422 | Thermo Fisher Scientific | CCP-7-C1H | https://www.thermofisher.com/order/catalog/product/CCP-7-C1H
CCP-7-C1N | Capsule CCP 500cm2 1.5 Sanitary fitting 10-20µm | 1 | 1 | 185.2422 | Thermo Fisher Scientific | CCP-7-C1N | https://www.thermofisher.com/order/catalog/product/CCP-7-C1N
CCP-7-D1B | Capsule CCP 1000cm2 1/4 NPTM 10-20µm | 1 | 1 | 185.2422 | Thermo Fisher Scientific | CCP-7-D1B | https://www.thermofisher.com/order/catalog/product/CCP-7-D1B
CCP-7-D1D | Capsule CCP 1000cm2 1/2 NPTM 10-20µm | 1 | 1 | 185.2422 | Thermo Fisher Scientific | CCP-7-D1D | https://www.thermofisher.com/order/catalog/product/CCP-7-D1D
CCP-7-D1H | Capsule CCP 1000cm2 3/8" Hose Barb 10-20µm | 1 | 1 | 121.0638 | Thermo Fisher Scientific | CCP-7-D1H | https://www.thermofisher.com/order/catalog/product/CCP-7-D1H
CCP-7-D1N | Capsule CCP 1000cm2 1.5 Sanitary fitting 10-20µm | 1 | 1 | 121.0638 | Thermo Fisher Scientific | CCP-7-D1N | https://www.thermofisher.com/order/catalog/product/CCP-7-D1N
CCP-7-E1B | Capsule CCP 2000cm2 1/4 NPTM 10-20µm | 1 | 1 | 121.0638 | Thermo Fisher Scientific | CCP-7-E1B | https://www.thermofisher.com/order/catalog/product/CCP-7-E1B
CCP-7-E1D | Capsule CCP 2000cm2 1/2 NPTM 10-20µm | 1 | 1 | 170.391 | Thermo Fisher Scientific | CCP-7-E1D | https://www.thermofisher.com/order/catalog/product/CCP-7-E1D
CCP-7-E1H | Capsule CCP 2000cm2 3/8 Hose Barb 10-20µm | 1 | 1 | 154.2138 | Thermo Fisher Scientific | CCP-7-E1H | https://www.thermofisher.com/order/catalog/product/CCP-7-E1H
CCP-7-E1N | Capsule CCP 2000cm2 1.5 Sanitary fitting 10-20µm | 1 | 1 | 154.2138 | Thermo Fisher Scientific | CCP-7-E1N | https://www.thermofisher.com/order/catalog/product/CCP-7-E1N
CCP-FX-C1B | Capsule CCP 550 cm2 1/4 NPTM 3.0µm | 1 | 1 | 154.2138 | Thermo Fisher Scientific | CCP-FX-C1B | https://www.thermofisher.com/order/catalog/product/CCP-FX-C1B
CCP-FX-C1H | Capsule CCP 550 cm2 3/8 Hose Barb 3.0µm | 1 | 1 | 185.2422 | Thermo Fisher Scientific | CCP-FX-C1H | https://www.thermofisher.com/order/catalog/product/CCP-FX-C1H
CCP-FX-C1N | Capsule CCP 550 cm2 1.5 Sanitary fitting 3.0µm | 1 | 1 | 185.2422 | Thermo Fisher Scientific | CCP-FX-C1N | https://www.thermofisher.com/order/catalog/product/CCP-FX-C1N
CCP-FX-D1B | Capsule CCP 1100 cm2 1/4 NPTM 3.0µm | 1 | 1 | 185.2422 | Thermo Fisher Scientific | CCP-FX-D1B | https://www.thermofisher.com/order/catalog/product/CCP-FX-D1B
CCP-FX-D1D | Capsule CCP 1100 cm2 1/2 NPTM 3.0µm | 1 | 1 | 185.2422 | Thermo Fisher Scientific | CCP-FX-D1D | https://www.thermofisher.com/order/catalog/product/CCP-FX-D1D
CCP-FX-D1H | Capsule CCP 1100 cm2 3/8 Hose Barb 3.0µm | 1 | 1 | 121.0638 | Thermo Fisher Scientific | CCP-FX-D1H | https://www.thermofisher.com/order/catalog/product/CCP-FX-D1H
CCP-FX-D1N | Capsule CCP 1100 cm2 1.5 Sanitary fitting 3.0µm | 1 | 1 | 121.0638 | Thermo Fisher Scientific | CCP-FX-D1N | https://www.thermofisher.com/order/catalog/product/CCP-FX-D1N
CCP-FX-E1B | Capsule CCP 2200 cm2 1/4 NPTM 3.0µm | 1 | 1 | 121.0638 | Thermo Fisher Scientific | CCP-FX-E1B | https://www.thermofisher.com/order/catalog/product/CCP-FX-E1B
CCP-FX-E1D | Capsule CCP 2200 cm2 1/2 NPTM 3.0µm | 1 | 1 | 154.2138 | Thermo Fisher Scientific | CCP-FX-E1D | https://www.thermofisher.com/order/catalog/product/CCP-FX-E1D
CCP-FX-E1H | Capsule CCP 2200 cm2 3/8 Hose Barb 3.0µm | 1 | 1 | 154.2138 | Thermo Fisher Scientific | CCP-FX-E1H | https://www.thermofisher.com/order/catalog/product/CCP-FX-E1H
CCP-FX-E1N | Capsule CCP 2200 cm2 1.5 Sanitary fitting 3.0µm | 1 | 1 | 154.2138 | Thermo Fisher Scientific | CCP-FX-E1N | https://www.thermofisher.com/order/catalog/product/CCP-FX-E1N
CCP-HX-C1B | Capsule CCP 500cm2 1/4 NPTM 2µm | 1 | 1 | 154.2138 | Thermo Fisher Scientific | CCP-HX-C1B | https://www.thermofisher.com/order/catalog/product/CCP-HX-C1B
CCP-HX-C1H | Capsule CCP 500cm2 3/8 Hose Barb 2µm | 1 | 1 | 185.2422 | Thermo Fisher Scientific | CCP-HX-C1H | https://www.thermofisher.com/order/catalog/product/CCP-HX-C1H
CCP-HX-C1N | Capsule CCP 500cm2 1.5 Sanitary fitting 2µm | 1 | 1 | 185.2422 | Thermo Fisher Scientific | CCP-HX-C1N | https://www.thermofisher.com/order/catalog/product/CCP-HX-C1N
CCP-HX-D1B | Capsule CCP 1000cm2 1/4 NPTM 2µm | 1 | 1 | 185.2422 | Thermo Fisher Scientific | CCP-HX-D1B | https://www.thermofisher.com/order/catalog/product/CCP-HX-D1B
CCP-HX-D1D | Capsule CCP 1000cm2 1/2 NPTM 2µm | 1 | 1 | 185.2422 | Thermo Fisher Scientific | CCP-HX-D1D | https://www.thermofisher.com/order/catalog/product/CCP-HX-D1D
CCP-HX-D1H | Capsule CCP 1000cm2 3/8 Hose Barb 2µm | 1 | 1 | 154.2138 | Thermo Fisher Scientific | CCP-HX-D1H | https://www.thermofisher.com/order/catalog/product/CCP-HX-D1H
CCP-HX-D1N | Capsule CCP 1000cm2 1.5 Sanitary fitting 2µm | 1 | 1 | 196.1154 | Thermo Fisher Scientific | CCP-HX-D1N | https://www.thermofisher.com/order/catalog/product/CCP-HX-D1N
CCP-HX-E1B | Capsule CCP 2000cm2 1/4 NPTM 2µm | 1 | 1 | 154.2138 | Thermo Fisher Scientific | CCP-HX-E1B | https://www.thermofisher.com/order/catalog/product/CCP-HX-E1B
CCP-HX-E1D | Capsule CCP 2000cm2 1/2 NPTM 2µm | 1 | 1 | 196.1154 | Thermo Fisher Scientific | CCP-HX-E1D | https://www.thermofisher.com/order/catalog/product/CCP-HX-E1D
CCP-HX-E1H | Capsule CCP 2000cm2 3/8 Hose Barb 2µm | 1 | 1 | 154.2138 | Thermo Fisher Scientific | CCP-HX-E1H | https://www.thermofisher.com/order/catalog/product/CCP-HX-E1H
CCP-HX-E1N | Capsule CCP 2000cm2 1.5 Sanitary fitting 2µm | 1 | 1 | 196.1154 | Thermo Fisher Scientific | CCP-HX-E1N | https://www.thermofisher.com/order/catalog/product/CCP-HX-E1N
CCP-JX-C1B | Capsule CCP 500cm2 1/4 NPTM 1µm | 1 | 1 | 220.5138 | Thermo Fisher Scientific | CCP-JX-C1B | https://www.thermofisher.com/order/catalog/product/CCP-JX-C1B
CCP-JX-C1H | Capsule CCP 500cm2 3/8 Hose Barb 1µm | 1 | 1 | 263.7414 | Thermo Fisher Scientific | CCP-JX-C1H | https://www.thermofisher.com/order/catalog/product/CCP-JX-C1H
CCP-JX-C1N | Capsule CCP 500cm2 1.5 Sanitary fitting 1µm | 1 | 1 | 220.5138 | Thermo Fisher Scientific | CCP-JX-C1N | https://www.thermofisher.com/order/catalog/product/CCP-JX-C1N
CCP-JX-D1B | Capsule CCP 1000cm2 1/4 NPTM 1µm | 1 | 1 | 263.7414 | Thermo Fisher Scientific | CCP-JX-D1B | https://www.thermofisher.com/order/catalog/product/CCP-JX-D1B
CCP-JX-D1D | Capsule CCP 1000cm2 1/2 NPTM 1µm | 1 | 1 | 220.5138 | Thermo Fisher Scientific | CCP-JX-D1D | https://www.thermofisher.com/order/catalog/product/CCP-JX-D1D
CCP-JX-D1H | Capsule CCP 1000cm2 3/8" Hose Barb 1µm | 1 | 1 | 263.7414 | Thermo Fisher Scientific | CCP-JX-D1H | https://www.thermofisher.com/order/catalog/product/CCP-JX-D1H
CCP-JX-D1N | Capsule CCP 1000cm2 1.5 Sanitary fitting 1µm | 1 | 1 | 220.5138 | Thermo Fisher Scientific | CCP-JX-D1N | https://www.thermofisher.com/order/catalog/product/CCP-JX-D1N
CCP-JX-E1B | Capsule CCP 2000cm2 1/4 NPTM 1µm | 1 | 1 | 263.7414 | Thermo Fisher Scientific | CCP-JX-E1B | https://www.thermofisher.com/order/catalog/product/CCP-JX-E1B
CCP-JX-E1D | Capsule CCP 2000cm2 1/2 NPTM 1µm | 1 | 1 | 328.7154 | Thermo Fisher Scientific | CCP-JX-E1D | https://www.thermofisher.com/order/catalog/product/CCP-JX-E1D
CCP-JX-E1H | Capsule CCP 2000cm2 3/8 Hose Barb 1µm | 1 | 1 | 371.943 | Thermo Fisher Scientific | CCP-JX-E1H | https://www.thermofisher.com/order/catalog/product/CCP-JX-E1H
CCP-JX-E1N | Capsule CCP 2000cm2 1.5 Sanitary fitting 1µm | 1 | 1 | 328.7154 | Thermo Fisher Scientific | CCP-JX-E1N | https://www.thermofisher.com/order/catalog/product/CCP-JX-E1N
CCP-LX-C1B | Capsule CCP 400cm2 1/4 NPTM 0.8µm | 1 | 1 | 371.943 | Thermo Fisher Scientific | CCP-LX-C1B | https://www.thermofisher.com/order/catalog/product/CCP-LX-C1B
CCP-LX-C1H | Capsule CCP 400cm2 3/8 Hose Barb 0.8µm | 1 | 1 | 328.7154 | Thermo Fisher Scientific | CCP-LX-C1H | https://www.thermofisher.com/order/catalog/product/CCP-LX-C1H
CCP-LX-C1N | Capsule CCP 400cm2 1.5 Sanitary fitting 0.8µm | 1 | 1 | 371.943 | Thermo Fisher Scientific | CCP-LX-C1N | https://www.thermofisher.com/order/catalog/product/CCP-LX-C1N
CCP-LX-D1B | Capsule CCP 800cm2 1/4 NPTM 0.8µm | 1 | 1 | 328.7154 | Thermo Fisher Scientific | CCP-LX-D1B | https://www.thermofisher.com/order/catalog/product/CCP-LX-D1B
CCP-LX-D1D | Capsule CCP 800cm2 1/2 NPTM 0.8µm | 1 | 1 | 371.943 | Thermo Fisher Scientific | CCP-LX-D1D | https://www.thermofisher.com/order/catalog/product/CCP-LX-D1D
CCP-LX-D1H | Capsule CCP 800cm2 3/8 Hose Barb 0.8µm | 1 | 1 | 154.2138 | Thermo Fisher Scientific | CCP-LX-D1H | https://www.thermofisher.com/order/catalog/product/CCP-LX-D1H
CCP-LX-D1N | Capsule CCP 800cm2 1.5 Sanitary fitting 0.8µm | 1 | 1 | 196.1154 | Thermo Fisher Scientific | CCP-LX-D1N | https://www.thermofisher.com/order/catalog/product/CCP-LX-D1N
CCP-LX-E1B | Capsule CCP 1600cm2 1/4 NPTM 0.8µm | 1 | 1 | 154.2138 | Thermo Fisher Scientific | CCP-LX-E1B | https://www.thermofisher.com/order/catalog/product/CCP-LX-E1B
CCP-LX-E1D | Capsule CCP 1600cm2 1/2 NPTM 0.8µm | 1 | 1 | 196.1154 | Thermo Fisher Scientific | CCP-LX-E1D | https://www.thermofisher.com/order/catalog/product/CCP-LX-E1D
CCP-LX-E1H | Capsule CCP 1600cm2 3/8 Hose Barb 0.8µm | 1 | 1 | 154.2138 | Thermo Fisher Scientific | CCP-LX-E1H | https://www.thermofisher.com/order/catalog/product/CCP-LX-E1H
CCP-LX-E1N | Capsule CCP 1600cm2 1.5 Sanitary fitting 0.8µm | 1 | 1 | 196.1154 | Thermo Fisher Scientific | CCP-LX-E1N | https://www.thermofisher.com/order/catalog/product/CCP-LX-E1N
CCS-020-C1B | Capsule CCS 450cm2 1/4 NPTM 0.2µm | 1 | 1 | 220.5138 | Thermo Fisher Scientific | CCS-020-C1B | https://www.thermofisher.com/order/catalog/product/CCS-020-C1B
CCS-020-C1BS | Capsule CCS 450cm2 1/4 NPTM 0.2µm Sterile | 1 | 1 | 263.7414 | Thermo Fisher Scientific | CCS-020-C1BS | https://www.thermofisher.com/order/catalog/product/CCS-020-C1BS
CCS-020-C1H | Capsule CCS 450cm2 3/8 Hose Barb 0.2µm | 1 | 1 | 220.5138 | Thermo Fisher Scientific | CCS-020-C1H | https://www.thermofisher.com/order/catalog/product/CCS-020-C1H
CCS-020-C1HS | Capsule CCS 450cm2 3/8 Hose Barb 0.2µm Sterile | 1 | 1 | 263.7414 | Thermo Fisher Scientific | CCS-020-C1HS | https://www.thermofisher.com/order/catalog/product/CCS-020-C1HS
CCS-020-C1N | Capsule CCS 450cm2 1.5 Sanitary fitting 0.2µm | 1 | 1 | 220.5138 | Thermo Fisher Scientific | CCS-020-C1N | https://www.thermofisher.com/order/catalog/product/CCS-020-C1N
CCS-020-C1NS | Capsule CCS 450cm2 1.5 Sanitary fitting 0.2µm Sterile | 1 | 1 | 263.7414 | Thermo Fisher Scientific | CCS-020-C1NS | https://www.thermofisher.com/order/catalog/product/CCS-020-C1NS
CCS-020-D1B | Capsule CCS 900cm2 1/4 NPTM 0.2µm | 1 | 1 | 220.5138 | Thermo Fisher Scientific | CCS-020-D1B | https://www.thermofisher.com/order/catalog/product/CCS-020-D1B
CCS-020-D1BS | Capsule CCS 900cm2 1/4 NPTM 0.2µm Sterile | 1 | 1 | 263.7414 | Thermo Fisher Scientific | CCS-020-D1BS | https://www.thermofisher.com/order/catalog/product/CCS-020-D1BS
CCS-020-D1D | Capsule CCS 900cm2 1/2 NPTM 0.2µm | 1 | 1 | 328.7154 | Thermo Fisher Scientific | CCS-020-D1D | https://www.thermofisher.com/order/catalog/product/CCS-020-D1D
CCS-020-D1DS | Capsule CCS 900cm2 1/2 NPTM 0.2µm Sterile | 1 | 1 | 371.943 | Thermo Fisher Scientific | CCS-020-D1DS | https://www.thermofisher.com/order/catalog/product/CCS-020-D1DS
CCS-020-D1H | Capsule CCS 900cm2 3/8 Hose Barb 0.2µm | 1 | 1 | 328.7154 | Thermo Fisher Scientific | CCS-020-D1H | https://www.thermofisher.com/order/catalog/product/CCS-020-D1H
CCS-020-D1HS | Capsule CCS 900cm2 3/8 Hose Barb 0.2µm Sterile | 1 | 1 | 371.943 | Thermo Fisher Scientific | CCS-020-D1HS | https://www.thermofisher.com/order/catalog/product/CCS-020-D1HS
CCS-020-D1N | Capsule CCS 900cm2 1.5 Sanitary fitting 0.2µm | 1 | 1 | 328.7154 | Thermo Fisher Scientific | CCS-020-D1N | https://www.thermofisher.com/order/catalog/product/CCS-020-D1N
CCS-020-D1NS | Capsule CCS 900cm2 1.5 Sanitary fitting 0.2µm Sterile | 1 | 1 | 371.943 | Thermo Fisher Scientific | CCS-020-D1NS | https://www.thermofisher.com/order/catalog/product/CCS-020-D1NS
CCS-020-E1B | Capsule CCS 1800cm2 1/4 NPTM 0.2µm | 1 | 1 | 328.7154 | Thermo Fisher Scientific | CCS-020-E1B | https://www.thermofisher.com/order/catalog/product/CCS-020-E1B
CCS-020-E1BS | Capsule CCS 1800cm2 1/4 NPTM 0.2µm Sterile | 1 | 1 | 371.943 | Thermo Fisher Scientific | CCS-020-E1BS | https://www.thermofisher.com/order/catalog/product/CCS-020-E1BS
CCS-020-E1D | Capsule CCS 1800cm2 1/2 NPTM 0.2µm | 1 | 1 | 34.2056 | Thermo Fisher Scientific | CCS-020-E1D | https://www.thermofisher.com/order/catalog/product/CCS-020-E1D
CCS-020-E1DS | Capsule CCS 1800cm2 1/2 NPTM 0.2µm Sterile | 1 | 1 | 34.2056 | Thermo Fisher Scientific | CCS-020-E1DS | https://www.thermofisher.com/order/catalog/product/CCS-020-E1DS
CCS-020-E1H | Capsule CCS 1800cm2 3/8 Hose Barb 0.2µm | 1 | 1 | 36.2336 | Thermo Fisher Scientific | CCS-020-E1H | https://www.thermofisher.com/order/catalog/product/CCS-020-E1H
CCS-020-E1HS | Capsule CCS 1800cm2 3/8 Hose Barb 0.2µm Sterile | 1 | 1 | 37.0448 | Thermo Fisher Scientific | CCS-020-E1HS | https://www.thermofisher.com/order/catalog/product/CCS-020-E1HS
CCS-020-E1N | Capsule CCS 1800cm2 1.5 Sanitary fitting 0.2µm | 1 | 1 | 47.996 | Thermo Fisher Scientific | CCS-020-E1N | https://www.thermofisher.com/order/catalog/product/CCS-020-E1N
CCS-020-E1NS | Capsule CCS 1800cm2 1.5 Sanitary fitting 0.2µm Sterile | 1 | 1 | 69.4928 | Thermo Fisher Scientific | CCS-020-E1NS | https://www.thermofisher.com/order/catalog/product/CCS-020-E1NS
CCS-045-C1B | Capsule CCS 450cm2 1/4 NPTM 0.45µm | 1 | 1 | 105.9968 | Thermo Fisher Scientific | CCS-045-C1B | https://www.thermofisher.com/order/catalog/product/CCS-045-C1B
CCS-045-C1BS | Capsule CCS 450cm2 1/4 NPTM 0.45µm Sterile | 1 | 1 | 133.172 | Thermo Fisher Scientific | CCS-045-C1BS | https://www.thermofisher.com/order/catalog/product/CCS-045-C1BS
CCS-045-C1H | Capsule CCS 450cm2 3/8 Hose Barb 0.45µm | 1 | 1 | 164.268 | Thermo Fisher Scientific | CCS-045-C1H | https://www.thermofisher.com/order/catalog/product/CCS-045-C1H
CCS-045-C1HS | Capsule CCS 450cm2 3/8 Hose Barb 0.45µm Sterile | 1 | 1 | 225.6488 | Thermo Fisher Scientific | CCS-045-C1HS | https://www.thermofisher.com/order/catalog/product/CCS-045-C1HS
CCS-045-C1NS | Capsule CCS 450cm2 1.5 Sanitary fitting 0.45µm Sterile | 1 | 1 | 33.9352 | Thermo Fisher Scientific | CCS-045-C1NS | https://www.thermofisher.com/order/catalog/product/CCS-045-C1NS
CCS-045-D1B | Capsule CCS 900cm2 1/4 NPTM 0.45µm | 1 | 1 | 39.3432 | Thermo Fisher Scientific | CCS-045-D1B | https://www.thermofisher.com/order/catalog/product/CCS-045-D1B
CCS-045-D1BS | Capsule CCS 900cm2 1/4 NPTM 0.45µm Sterile | 1 | 1 | 44.7512 | Thermo Fisher Scientific | CCS-045-D1BS | https://www.thermofisher.com/order/catalog/product/CCS-045-D1BS
CCS-045-D1D | Capsule CCS 900cm2 1/2 NPTM 0.45µm | 1 | 1 | 43.6696 | Thermo Fisher Scientific | CCS-045-D1D | https://www.thermofisher.com/order/catalog/product/CCS-045-D1D
CCS-045-D1DS | Capsule CCS 900cm2 1/2 NPTM 0.45µm Sterile | 1 | 1 | 54.756 | Thermo Fisher Scientific | CCS-045-D1DS | https://www.thermofisher.com/order/catalog/product/CCS-045-D1DS
CCS-045-D1H | Capsule CCS 900cm2 3/8 Hose Barb 0.45µm | 1 | 1 | 52.5928 | Thermo Fisher Scientific | CCS-045-D1H | https://www.thermofisher.com/order/catalog/product/CCS-045-D1H
CCS-045-D1HS | Capsule CCS 900cm2 3/8 Hose Barb 0.45µm Sterile | 1 | 1 | 68.1408 | Thermo Fisher Scientific | CCS-045-D1HS | https://www.thermofisher.com/order/catalog/product/CCS-045-D1HS
CCS-045-D1N | Capsule CCS 900cm2 1.5 Sanitary fitting 0.45µm | 1 | 1 | 86.9336 | Thermo Fisher Scientific | CCS-045-D1N | https://www.thermofisher.com/order/catalog/product/CCS-045-D1N
CCS-045-D1NS | Capsule CCS 900cm2 1.5 Sanitary fitting 0.45µm Sterile | 1 | 1 | 132.9016 | Thermo Fisher Scientific | CCS-045-D1NS | https://www.thermofisher.com/order/catalog/product/CCS-045-D1NS
CCS-045-E1B | Capsule CCS 1800cm2 1/4 NPTM 0.45µm | 1 | 1 | 181.0328 | Thermo Fisher Scientific | CCS-045-E1B | https://www.thermofisher.com/order/catalog/product/CCS-045-E1B
CCS-045-E1BS | Capsule CCS 1800cm2 1/4 NPTM 0.45µm Sterile | 1 | 1 | 282.7032 | Thermo Fisher Scientific | CCS-045-E1BS | https://www.thermofisher.com/order/catalog/product/CCS-045-E1BS
CCS-045-E1D | Capsule CCS 1800cm2 1/2 NPTM 0.45µm | 1 | 1 | 557.024 | Thermo Fisher Scientific | CCS-045-E1D | https://www.thermofisher.com/order/catalog/product/CCS-045-E1D
CCS-045-E1DS | Capsule CCS 1800cm2 1/2 NPTM 0.45µm Sterile | 1 | 1 | 41.236 | Thermo Fisher Scientific | CCS-045-E1DS | https://www.thermofisher.com/order/catalog/product/CCS-045-E1DS
CCS-045-E1H | Capsule CCS 1800cm2 3/8 Hose Barb 0.45µm | 1 | 1 | 52.9984 | Thermo Fisher Scientific | CCS-045-E1H | https://www.thermofisher.com/order/catalog/product/CCS-045-E1H
CCS-045-E1HS | Capsule CCS 1800cm2 3/8 Hose Barb 0.45µm Sterile | 1 | 1 | 62.5976 | Thermo Fisher Scientific | CCS-045-E1HS | https://www.thermofisher.com/order/catalog/product/CCS-045-E1HS
CCS-045-E1N | Capsule CCS 1800cm2 1.5 Sanitary fitting 0.45µm | 1 | 1 | 68.952 | Thermo Fisher Scientific | CCS-045-E1N | https://www.thermofisher.com/order/catalog/product/CCS-045-E1N
CCS-045-E1NS | Capsule CCS 1800cm2 1.5 Sanitary fitting 0.45µm Sterile | 1 | 1 | 68.952 | Thermo Fisher Scientific | CCS-045-E1NS | https://www.thermofisher.com/order/catalog/product/CCS-045-E1NS
DP070.035 | Glass Fiber Filter Advantec DP-70 ø 35 mm retention 0.6 µm | 50 | 1 | 80.5792 | Thermo Fisher Scientific | DP070.035 | https://www.thermofisher.com/order/catalog/product/DP070.035
DP070.037 | Glass Fiber Filter Advantec DP-70 ø 37 mm retention 0.6 µm | 50 | 1 | 90.0432 | Thermo Fisher Scientific | DP070.037 | https://www.thermofisher.com/order/catalog/product/DP070.037
DP070.045 | Glass Fiber Prefilter Advantec DP-70 45mm | 50 | 1 | 109.3768 | Thermo Fisher Scientific | DP070.045 | https://www.thermofisher.com/order/catalog/product/DP070.045
DP070.047 | Glass Fiber Filter Advantec DP-70 ø 47 mm retention 0.6 µm | 50 | 1 | 161.2936 | Thermo Fisher Scientific | DP070.047 | https://www.thermofisher.com/order/catalog/product/DP070.047
DP070.055 | Glass Fiber Filter Advantec DP-70 ø 55 mm retention 0.6 µm | 50 | 1 | 188.8744 | Thermo Fisher Scientific | DP070.055 | https://www.thermofisher.com/order/catalog/product/DP070.055
DP070.070 | Glass Fiber Filter Advantec DP-70 ø 70 mm retention 0.6 µm | 50 | 1 | 270.2648 | Thermo Fisher Scientific | DP070.070 | https://www.thermofisher.com/order/catalog/product/DP070.070
DP070.090 | Glass Fiber Filter Advantec DP-70 ø 90 mm retention 0.6 µm | 50 | 1 | 281.3512 | Thermo Fisher Scientific | DP070.090 | https://www.thermofisher.com/order/catalog/product/DP070.090
DP070.110 | Glass Fiber Filter Advantec DP-70 ø 110 mm retention 0.6 µm | 50 | 1 | 32.5832 | Thermo Fisher Scientific | DP070.110 | https://www.thermofisher.com/order/catalog/product/DP070.110
DP070.125 | Glass Fiber Filter Advantec DP-70 ø 125 mm retention 0.6 µm | 50 | 1 | 49.348 | Thermo Fisher Scientific | DP070.125 | https://www.thermofisher.com/order/catalog/product/DP070.125
DP070.150 | Glass Fiber Filter Advantec DP-70 ø 150 mm retention 0.6 µm | 50 | 1 | 53.8096 | Thermo Fisher Scientific | DP070.150 | https://www.thermofisher.com/order/catalog/product/DP070.150
DP070.810 | Glass Fiber Prefilter Advantec DP-70 203x254mm | 25 | 1 | 53.8096 | Thermo Fisher Scientific | DP070.810 | https://www.thermofisher.com/order/catalog/product/DP070.810
GA055.025 | Glass Fiber Filter Advantec GA-55 ø 25 mm retention 0.6 µm | 100 | 1 | 71.9264 | Thermo Fisher Scientific | GA055.025 | https://www.thermofisher.com/order/catalog/product/GA055.025
GA055.037 | Glass Fiber Filter Advantec GA-55 ø 37 mm retention 0.6 µm | 100 | 1 | 104.2392 | Thermo Fisher Scientific | GA055.037 | https://www.thermofisher.com/order/catalog/product/GA055.037
GA055.045 | Glass Fiber Filter Advantec GA-55 ø 45mm retention 0.6 µm | 100 | 1 | 135.4704 | Thermo Fisher Scientific | GA055.045 | https://www.thermofisher.com/order/catalog/product/GA055.045
GA055.047 | Glass Fiber Filter Advantec GA-55 ø 47 mm retention 0.6 µm | 100 | 1 | 180.6272 | Thermo Fisher Scientific | GA055.047 | https://www.thermofisher.com/order/catalog/product/GA055.047
GA055.050 | Glass Fiber Filter Advantec GA-55 ø 50 mm retention 0.6 µm | 100 | 1 | 253.7704 | Thermo Fisher Scientific | GA055.050 | https://www.thermofisher.com/order/catalog/product/GA055.050
GA055.055 | Glass Fiber Filter Advantec GA-55 ø 55 mm retention 0.6 µm | 100 | 1 | 339.2168 | Thermo Fisher Scientific | GA055.055 | https://www.thermofisher.com/order/catalog/product/GA055.055
GA055.070 | Glass Fiber Filter Advantec GA-55 ø 70 mm retention 0.6 µm | 100 | 1 | 790.244 | Thermo Fisher Scientific | GA055.070 | https://www.thermofisher.com/order/catalog/product/GA055.070
GA055.090 | Glass Fiber Filter Advantec GA-55 ø 90 mm retention 0.6 µm | 100 | 1 | 31.6368 | Thermo Fisher Scientific | GA055.090 | https://www.thermofisher.com/order/catalog/product/GA055.090
GA055.110 | Glass Fiber Filter Advantec GA-55 ø 110 mm retention 0.6 µm | 100 | 1 | 54.3504 | Thermo Fisher Scientific | GA055.110 | https://www.thermofisher.com/order/catalog/product/GA055.110
GA055.125 | Glass Fiber Filter Advantec GA-55 ø 125 mm retention 0.6 µm | 100 | 1 | 58.2712 | Thermo Fisher Scientific | GA055.125 | https://www.thermofisher.com/order/catalog/product/GA055.125
GA055.150 | Glass Fiber Filter Advantec GA-55 ø 150 mm retention 0.6 µm | 100 | 1 | 58.2712 | Thermo Fisher Scientific | GA055.150 | https://www.thermofisher.com/order/catalog/product/GA055.150
GA055.810 | Glass Fiber Filter Advantec GA-55 203 x 254 mm retention 0.6 µm | 100 | 1 | 76.7936 | Thermo Fisher Scientific | GA055.810 | https://www.thermofisher.com/order/catalog/product/GA055.810
GA100.025 | Glass Fiber Filter Advantec GA-100 ø 25 mm retention 1.0 µm | 100 | 1 | 112.892 | Thermo Fisher Scientific | GA100.025 | https://www.thermofisher.com/order/catalog/product/GA100.025
GA100.035 | Glass Fiber Filter Advantec GA-100 ø 35mm retention 1.0 µm | 100 | 1 | 147.6384 | Thermo Fisher Scientific | GA100.035 | https://www.thermofisher.com/order/catalog/product/GA100.035
GA100.037 | Glass Fiber Filter Advantec GA-100 ø 37 mm retention 1.0 µm | 100 | 1 | 199.6904 | Thermo Fisher Scientific | GA100.037 | https://www.thermofisher.com/order/catalog/product/GA100.037
GA100.045 | Glass Fiber Filter Advantec GA-100 ø 45mm retention 1.0 µm | 100 | 1 | 261.4768 | Thermo Fisher Scientific | GA100.045 | https://www.thermofisher.com/order/catalog/product/GA100.045
GA100.047 | Glass Fiber Filter Advantec GA-100 ø 47 mm retention 1.0 µm | 100 | 1 | 361.3896 | Thermo Fisher Scientific | GA100.047 | https://www.thermofisher.com/order/catalog/product/GA100.047
GA100.055 | Glass Fiber Filter Advantec GA-100 ø 55 mm retention 1.0 µm | 100 | 1 | 341.6504 | Thermo Fisher Scientific | GA100.055 | https://www.thermofisher.com/order/catalog/product/GA100.055
GA100.070 | Glass Fiber Filter Advantec GA-100 ø 70 mm retention 1.0 µm | 100 | 1 | 70.0336 | Thermo Fisher Scientific | GA100.070 | https://www.thermofisher.com/order/catalog/product/GA100.070
GA100.090 | Glass Fiber Filter Advantec GA-100 ø 90 mm retention 1.0 µm | 100 | 1 | 84.2296 | Thermo Fisher Scientific | GA100.090 | https://www.thermofisher.com/order/catalog/product/GA100.090
GA100.110 | Glass Fiber Filter Advantec GA-100 ø 110 mm retention 1.0 µm | 100 | 1 | 93.288 | Thermo Fisher Scientific | GA100.110 | https://www.thermofisher.com/order/catalog/product/GA100.110
GA100.125 | Glass Fiber Filter Advantec GA-100 ø 125 mm retention 1.0 µm | 100 | 1 | 91.5304 | Thermo Fisher Scientific | GA100.125 | https://www.thermofisher.com/order/catalog/product/GA100.125
GA100.150 | Glass Fiber Filter Advantec GA-100 ø 150 mm retention 1.0 µm | 100 | 1 | 125.06 | Thermo Fisher Scientific | GA100.150 | https://www.thermofisher.com/order/catalog/product/GA100.150
GA100.810 | Glass Fiber Filter Advantec GA-100 203x254mm retention 1.0 µm | 50 | 1 | 181.0328 | Thermo Fisher Scientific | GA100.810 | https://www.thermofisher.com/order/catalog/product/GA100.810
GA200.025 | Glass Fiber Filter Advantec GA-200 ø 25 mm retention 0.8 µm | 50 | 1 | 225.6488 | Thermo Fisher Scientific | GA200.025 | https://www.thermofisher.com/order/catalog/product/GA200.025
GA200.037 | Glass Fiber Filter Advantec GA-200 ø 37 mm retention 0.8 µm | 50 | 1 | 299.468 | Thermo Fisher Scientific | GA200.037 | https://www.thermofisher.com/order/catalog/product/GA200.037
GA200.045 | Glass Fiber Filter Advantec GA-200 ø 45 mm retention 0.8 µm | 50 | 1 | 412.2248 | Thermo Fisher Scientific | GA200.045 | https://www.thermofisher.com/order/catalog/product/GA200.045
GA200.047 | Glass Fiber Filter Advantec GA-200 ø 47 mm retention 0.8 µm | 50 | 1 | 562.5672 | Thermo Fisher Scientific | GA200.047 | https://www.thermofisher.com/order/catalog/product/GA200.047
GA200.055 | Glass Fiber Filter Advantec GA-200 ø 55 mm retention 0.8 µm | 50 | 1 | 505.648 | Thermo Fisher Scientific | GA200.055 | https://www.thermofisher.com/order/catalog/product/GA200.055
GA200.070 | Glass Fiber Filter Advantec GA-200 ø 70 mm retention 0.8 µm | 50 | 1 | 60.164 | Thermo Fisher Scientific | GA200.070 | https://www.thermofisher.com/order/catalog/product/GA200.070
GA200.090 | Glass Fiber Filter Advantec GA-200 ø 90 mm retention 0.8 µm | 50 | 1 | 79.092 | Thermo Fisher Scientific | GA200.090 | https://www.thermofisher.com/order/catalog/product/GA200.090
GA200.110 | Glass Fiber Filter Advantec GA-200 ø 110 mm retention 0.8 µm | 50 | 1 | 93.5584 | Thermo Fisher Scientific | GA200.110 | https://www.thermofisher.com/order/catalog/product/GA200.110
GA200.125 | Glass Fiber Filter Advantec GA-200 ø 125 mm retention 0.8 µm | 50 | 1 | 93.5584 | Thermo Fisher Scientific | GA200.125 | https://www.thermofisher.com/order/catalog/product/GA200.125
GA200.150 | Glass Fiber Filter Advantec GA-200 ø 150 mm retention 0.8 µm | 50 | 1 | 120.7336 | Thermo Fisher Scientific | GA200.150 | https://www.thermofisher.com/order/catalog/product/GA200.150
GA200.810 | Glass Fiber Filter Advantec GA-200 203x254mm retention 0.8 µm | 25 | 1 | 147.6384 | Thermo Fisher Scientific | GA200.810 | https://www.thermofisher.com/order/catalog/product/GA200.810
GB100R.025 | Glass Fiber Filter Advantec GB-100R ø 25 mm retention 0.6 µm | 100 | 1 | 196.3104 | Thermo Fisher Scientific | GB100R.025 | https://www.thermofisher.com/order/catalog/product/GB100R.025
GB100R.037 | Glass Fiber Filter Advantec GB-100R ø 37 mm retention 0.6 µm | 100 | 1 | 281.3512 | Thermo Fisher Scientific | GB100R.037 | https://www.thermofisher.com/order/catalog/product/GB100R.037
GB100R.045 | Glass Fiber Filter Advantec GB-100R ø 45 mm retention 0.6 µm | 100 | 1 | 345.3008 | Thermo Fisher Scientific | GB100R.045 | https://www.thermofisher.com/order/catalog/product/GB100R.045
GB100R.047 | Glass Fiber Filter Advantec GB-100R ø 47 mm retention 0.6 µm | 100 | 1 | 502.6736 | Thermo Fisher Scientific | GB100R.047 | https://www.thermofisher.com/order/catalog/product/GB100R.047
GB100R.055 | Glass Fiber Filter Advantec GB-100R ø 55 mm retention 0.6 µm | 100 | 1 | 743.8704 | Thermo Fisher Scientific | GB100R.055 | https://www.thermofisher.com/order/catalog/product/GB100R.055
GB100R.070 | Glass Fiber Filter Advantec GB-100R ø 70 mm retention 0.6 µm | 100 | 1 | 47.7256 | Thermo Fisher Scientific | GB100R.070 | https://www.thermofisher.com/order/catalog/product/GB100R.070
GB100R.090 | Glass Fiber Filter Advantec GB-100R ø 90 mm retention 0.6 µm | 100 | 1 | 75.9824 | Thermo Fisher Scientific | GB100R.090 | https://www.thermofisher.com/order/catalog/product/GB100R.090
GB100R.110 | Glass Fiber Filter Advantec GB-100R ø 110 mm retention 0.6 µm | 100 | 1 | 80.444 | Thermo Fisher Scientific | GB100R.110 | https://www.thermofisher.com/order/catalog/product/GB100R.110
GB100R.125 | Glass Fiber Filter Advantec GB-100R ø 125 mm retention 0.6 µm | 100 | 1 | 80.444 | Thermo Fisher Scientific | GB100R.125 | https://www.thermofisher.com/order/catalog/product/GB100R.125
GB100R.150 | Glass Fiber Filter Advantec GB-100R ø 150 mm retention 0.6 µm | 100 | 1 | 105.0504 | Thermo Fisher Scientific | GB100R.150 | https://www.thermofisher.com/order/catalog/product/GB100R.150
GB100R.810 | Glass Fiber Filter Advantec GB-100R 203 x 254 mm retention 0.6 µm | 50 | 1 | 153.1816 | Thermo Fisher Scientific | GB100R.810 | https://www.thermofisher.com/order/catalog/product/GB100R.810
GB140.025 | Glass Fiber Filter Advantec GB-140 ø 25 mm retention 0.4 µm | 100 | 1 | 246.74 | Thermo Fisher Scientific | GB140.025 | https://www.thermofisher.com/order/catalog/product/GB140.025
GB140.037 | Glass Fiber Filter Advantec GB-140 ø 37 mm retention 0.4 µm | 100 | 1 | 274.3208 | Thermo Fisher Scientific | GB140.037 | https://www.thermofisher.com/order/catalog/product/GB140.037
GB140.045 | Glass Fiber Filter Advantec GB-140 ø 45 mm retention 0.4 µm | 100 | 1 | 356.5224 | Thermo Fisher Scientific | GB140.045 | https://www.thermofisher.com/order/catalog/product/GB140.045
GB140.047 | Glass Fiber Filter Advantec GB-140 ø 47 mm retention 0.4 µm | 100 | 1 | 492.9392 | Thermo Fisher Scientific | GB140.047 | https://www.thermofisher.com/order/catalog/product/GB140.047
GB140.070 | Glass Fiber Filter Advantec GB-140 ø 70 mm retention 0.4 µm | 100 | 1 | 23.3896 | Thermo Fisher Scientific | GB140.070 | https://www.thermofisher.com/order/catalog/product/GB140.070
GB140.090 | Glass Fiber Filter Advantec GB-140 ø 90 mm retention 0.4 µm | 100 | 1 | 25.688 | Thermo Fisher Scientific | GB140.090 | https://www.thermofisher.com/order/catalog/product/GB140.090
GB140.110 | Glass Fiber Filter Advantec GB-140 ø 110 mm retention 0.4 µm | 100 | 1 | 26.9048 | Thermo Fisher Scientific | GB140.110 | https://www.thermofisher.com/order/catalog/product/GB140.110
GB140.125 | Glass Fiber Filter Advantec GB-140 ø 125 mm retention 0.4 µm | 100 | 1 | 26.9048 | Thermo Fisher Scientific | GB140.125 | https://www.thermofisher.com/order/catalog/product/GB140.125
GB140.150 | Glass Fiber Filter Advantec GB-140 ø 150 mm retention 0.4 µm | 100 | 1 | 45.1568 | Thermo Fisher Scientific | GB140.150 | https://www.thermofisher.com/order/catalog/product/GB140.150
GB140.810 | Glass Fiber Filter Advantec GB-140 203x254 mm retention 0.4 µm | 50 | 1 | 54.3504 | Thermo Fisher Scientific | GB140.810 | https://www.thermofisher.com/order/catalog/product/GB140.810
GC050.025 | Glass Fiber Filter Advantec GC-50 ø 25 mm retention 0.5 µm | 100 | 1 | 62.868 | Thermo Fisher Scientific | GC050.025 | https://www.thermofisher.com/order/catalog/product/GC050.025
GC050.037 | Glass Fiber Filter Advantec GC-50 ø 37 mm retention 0.5 µm | 100 | 1 | 108.836 | Thermo Fisher Scientific | GC050.037 | https://www.thermofisher.com/order/catalog/product/GC050.037
GC050.045 | Glass Fiber Filter Advantec GC-50 ø 45 mm retention 0.5 µm | 100 | 1 | 150.3424 | Thermo Fisher Scientific | GC050.045 | https://www.thermofisher.com/order/catalog/product/GC050.045
GC050.047 | Glass Fiber Filter Advantec GC-50 ø 47 mm retention 0.5 µm | 100 | 1 | 248.2272 | Thermo Fisher Scientific | GC050.047 | https://www.thermofisher.com/order/catalog/product/GC050.047
GC050.055 | Glass Fiber Filter Advantec GC-50 ø 55 mm retention 0.5 µm | 100 | 1 | 284.0552 | Thermo Fisher Scientific | GC050.055 | https://www.thermofisher.com/order/catalog/product/GC050.055
GC050.070 | Glass Fiber Filter Advantec GC-50 ø 70 mm retention 0.5 µm | 100 | 1 | 105.456 | Thermo Fisher Scientific | GC050.070 | https://www.thermofisher.com/order/catalog/product/GC050.070
GC050.090 | Glass Fiber Filter Advantec GC-50 ø 90 mm retention 0.5 µm | 100 | 1 | 128.8456 | Thermo Fisher Scientific | GC050.090 | https://www.thermofisher.com/order/catalog/product/GC050.090
GC050.110 | Glass Fiber Filter Advantec GC-50 ø 110 mm retention 0.5 µm | 100 | 1 | 135.876 | Thermo Fisher Scientific | GC050.110 | https://www.thermofisher.com/order/catalog/product/GC050.110
GC050.125 | Glass Fiber Filter Advantec GC-50 ø 125 mm retention 0.5 µm | 100 | 1 | 135.876 | Thermo Fisher Scientific | GC050.125 | https://www.thermofisher.com/order/catalog/product/GC050.125
GC050.150 | Glass Fiber Filter Advantec GC-50 ø 150 mm retention 0.5 µm | 100 | 1 | 194.9584 | Thermo Fisher Scientific | GC050.150 | https://www.thermofisher.com/order/catalog/product/GC050.150
GC050.810 | Glass Fiber Filter Advantec GC-50 203 x 254 mm retention 0.5 µm | 100 | 1 | 227.0008 | Thermo Fisher Scientific | GC050.810 | https://www.thermofisher.com/order/catalog/product/GC050.810
GC090.025 | Glass Fiber Filter Advantec GC-90 ø 25 mm retention 0.5 µm | 100 | 1 | 305.0112 | Thermo Fisher Scientific | GC090.025 | https://www.thermofisher.com/order/catalog/product/GC090.025
GC090.037 | Glass Fiber Filter Advantec GC-90 ø 37 mm retention 0.5 µm | 100 | 1 | 466.5752 | Thermo Fisher Scientific | GC090.037 | https://www.thermofisher.com/order/catalog/product/GC090.037
GC090.045 | Glass Fiber Filter Advantec GC-90 ø 45 mm retention 0.5 µm | 100 | 1 | 570.9496 | Thermo Fisher Scientific | GC090.045 | https://www.thermofisher.com/order/catalog/product/GC090.045
GC090.047 | Glass Fiber Filter Advantec GC-90 ø 47 mm retention 0.5 µm | 100 | 1 | 836.888 | Thermo Fisher Scientific | GC090.047 | https://www.thermofisher.com/order/catalog/product/GC090.047
GC090.055 | Glass Fiber Filter Advantec GC-90 ø 55 mm retention 0.5 µm | 100 | 1 | 1876.7112 | Thermo Fisher Scientific | GC090.055 | https://www.thermofisher.com/order/catalog/product/GC090.055
GC090.070 | Glass Fiber Filter Advantec GC-90 ø 70 mm retention 0.5 µm | 100 | 1 | 43.1288 | Thermo Fisher Scientific | GC090.070 | https://www.thermofisher.com/order/catalog/product/GC090.070
GC090.090 | Glass Fiber Filter Advantec GC-90 ø 90 mm retention 0.5 µm | 100 | 1 | 66.5184 | Thermo Fisher Scientific | GC090.090 | https://www.thermofisher.com/order/catalog/product/GC090.090
GC090.110 | Glass Fiber Filter Advantec GC-90 ø 110 mm retention 0.5 µm | 100 | 1 | 71.656 | Thermo Fisher Scientific | GC090.110 | https://www.thermofisher.com/order/catalog/product/GC090.110
GC090.125 | Glass Fiber Filter Advantec GC-90 ø 125 mm retention 0.5 µm | 100 | 1 | 71.1152 | Thermo Fisher Scientific | GC090.125 | https://www.thermofisher.com/order/catalog/product/GC090.125
GC090.150 | Glass Fiber Filter Advantec GC-90 ø 150 mm retention 0.5 µm | 100 | 1 | 95.0456 | Thermo Fisher Scientific | GC090.150 | https://www.thermofisher.com/order/catalog/product/GC090.150
GC090.810 | Glass Fiber Filter Advantec GC-90 203x254 mm retention 0.5 µm | 50 | 1 | 137.0928 | Thermo Fisher Scientific | GC090.810 | https://www.thermofisher.com/order/catalog/product/GC090.810
GD120.025 | Glass Fiber Filter Advantec GD-120 ø 25 mm retention 0.9 µm | 50 | 1 | 162.916 | Thermo Fisher Scientific | GD120.025 | https://www.thermofisher.com/order/catalog/product/GD120.025
GD120.037 | Glass Fiber Filter Advantec GD-120 ø 37 mm retention 0.9 µm | 50 | 1 | 254.852 | Thermo Fisher Scientific | GD120.037 | https://www.thermofisher.com/order/catalog/product/GD120.037
GD120.045 | Glass Fiber Filter Advantec GD-120 ø 45 mm retention 0.9 µm | 50 | 1 | 328.6712 | Thermo Fisher Scientific | GD120.045 | https://www.thermofisher.com/order/catalog/product/GD120.045
GD120.047 | Glass Fiber Filter Advantec GD-120 ø 47 mm retention 0.9 µm | 50 | 1 | 442.78 | Thermo Fisher Scientific | GD120.047 | https://www.thermofisher.com/order/catalog/product/GD120.047
GD120.070 | Glass Fiber Filter Advantec GD-120 ø 70 mm retention 0.9 µm | 50 | 1 | 363.2707 | Thermo Fisher Scientific | GD120.070 | https://www.thermofisher.com/order/catalog/product/GD120.070
GD120.090 | Glass Fiber Filter Advantec GD-120 ø 90 mm retention 0.9 µm | 50 | 1 | 432.8987 | Thermo Fisher Scientific | GD120.090 | https://www.thermofisher.com/order/catalog/product/GD120.090
GD120.110 | Glass Fiber Filter Advantec GD-120 ø 110 mm retention 0.9 µm | 50 | 1 | 580.4565 | Thermo Fisher Scientific | GD120.110 | https://www.thermofisher.com/order/catalog/product/GD120.110
GD120.125 | Glass Fiber Filter Advantec GD-120 ø 125 mm retention 0.9 µm | 50 | 1 | 423.3918 | Thermo Fisher Scientific | GD120.125 | https://www.thermofisher.com/order/catalog/product/GD120.125
GD120.150 | Glass Fiber Filter Advantec GD-120 ø 150 mm retention 0.9 µm | 50 | 1 | 859.1024 | Thermo Fisher Scientific | GD120.150 | https://www.thermofisher.com/order/catalog/product/GD120.150
GD120.810 | Glass Fiber Filter Advantec GD-120 203x254 mm retention 0.9 µm | 50 | 1 | 1215.5442 | Thermo Fisher Scientific | GD120.810 | https://www.thermofisher.com/order/catalog/product/GD120.810
GF075.025 | Glass Fiber Filter Advantec GF-75 ø 25 mm retention 0.3 µm | 100 | 1 | 363.2707 | Thermo Fisher Scientific | GF075.025 | https://www.thermofisher.com/order/catalog/product/GF075.025
GF075.037 | Glass Fiber Filter Advantec GF-75 ø 37 mm retention 0.3 µm | 100 | 1 | 432.8987 | Thermo Fisher Scientific | GF075.037 | https://www.thermofisher.com/order/catalog/product/GF075.037
GF075.045 | Glass Fiber Filter Advantec GF-75 ø 45 mm retention 0.3 µm | 100 | 1 | 580.4565 | Thermo Fisher Scientific | GF075.045 | https://www.thermofisher.com/order/catalog/product/GF075.045
GF075.047 | Glass Fiber Filter Advantec GF-75 ø 47 mm retention 0.3 µm | 100 | 1 | 423.3918 | Thermo Fisher Scientific | GF075.047 | https://www.thermofisher.com/order/catalog/product/GF075.047
GF075.055 | Glass Fiber Filter Advantec GF-75 ø 55 mm retention 0.3 µm | 100 | 1 | 854.9515 | Thermo Fisher Scientific | GF075.055 | https://www.thermofisher.com/order/catalog/product/GF075.055
GF075.070 | Glass Fiber Filter Advantec GF-75 ø 70 mm retention 0.3 µm | 100 | 1 | 1215.5442 | Thermo Fisher Scientific | GF075.070 | https://www.thermofisher.com/order/catalog/product/GF075.070
GF075.090 | Glass Fiber Filter Advantec GF-75 ø 90 mm retention 0.3 µm | 100 | 1 | 363.2707 | Thermo Fisher Scientific | GF075.090 | https://www.thermofisher.com/order/catalog/product/GF075.090
GF075.110 | Glass Fiber Filter Advantec GF-75 ø 110 mm retention 0.3 µm | 100 | 1 | 432.8987 | Thermo Fisher Scientific | GF075.110 | https://www.thermofisher.com/order/catalog/product/GF075.110
GF075.125 | Glass Fiber Filter Advantec GF-75 ø 125 mm retention 0.3 µm | 100 | 1 | 580.4565 | Thermo Fisher Scientific | GF075.125 | https://www.thermofisher.com/order/catalog/product/GF075.125
GF075.150 | Glass Fiber Filter Advantec GF-75 ø 150 mm retention 0.3 µm | 100 | 1 | 423.3918 | Thermo Fisher Scientific | GF075.150 | https://www.thermofisher.com/order/catalog/product/GF075.150
GF075.810 | Glass Fiber Filter Advantec GF-75 203x254 mm retention 0.3 µm | 50 | 1 | 854.9515 | Thermo Fisher Scientific | GF075.810 | https://www.thermofisher.com/order/catalog/product/GF075.810
GS025.025 | Glass Fiber Filter Advantec GS-25 ø 25 mm retention 0.6 µm | 100 | 1 | 1215.5442 | Thermo Fisher Scientific | GS025.025 | https://www.thermofisher.com/order/catalog/product/GS025.025
GS025.037 | Glass Fiber Filter Advantec GS-25 ø 37 mm retention 0.6 µm | 100 | 1 | 363.2707 | Thermo Fisher Scientific | GS025.037 | https://www.thermofisher.com/order/catalog/product/GS025.037
GS025.045 | Glass Fiber Filter Advantec GS-25 ø 45 mm retention 0.6 µm | 100 | 1 | 453.3854 | Thermo Fisher Scientific | GS025.045 | https://www.thermofisher.com/order/catalog/product/GS025.045
GS025.047 | Glass Fiber Filter Advantec GS-25 ø 47 mm retention 0.6 µm | 100 | 1 | 609.1111 | Thermo Fisher Scientific | GS025.047 | https://www.thermofisher.com/order/catalog/product/GS025.047
GS025.055 | Glass Fiber Filter Advantec GS-25 ø 55 mm retention 0.6 µm | 100 | 1 | 439.7276 | Thermo Fisher Scientific | GS025.055 | https://www.thermofisher.com/order/catalog/product/GS025.055
GS025.070 | Glass Fiber Filter Advantec GS-25 ø 70 mm retention 0.6 µm | 100 | 1 | 897.2639 | Thermo Fisher Scientific | GS025.070 | https://www.thermofisher.com/order/catalog/product/GS025.070
GS025.090 | Glass Fiber Filter Advantec GS-25 ø 90 mm retention 0.6 µm | 100 | 1 | 1274.3263 | Thermo Fisher Scientific | GS025.090 | https://www.thermofisher.com/order/catalog/product/GS025.090
GS025.110 | Glass Fiber Filter Advantec GS-25 ø 110 mm retention 0.6 µm | 100 | 1 | 257.8914 | Thermo Fisher Scientific | GS025.110 | https://www.thermofisher.com/order/catalog/product/GS025.110
GS025.125 | Glass Fiber Filter Advantec GS-25 ø 125 mm retention 0.6 µm | 100 | 1 | 326.8499 | Thermo Fisher Scientific | GS025.125 | https://www.thermofisher.com/order/catalog/product/GS025.125
GS025.150 | Glass Fiber Filter Advantec GS-25 ø 150 mm retention 0.6 µm | 100 | 1 | 433.0326 | Thermo Fisher Scientific | GS025.150 | https://www.thermofisher.com/order/catalog/product/GS025.150
GS025.810 | Glass Fiber Filter Advantec GS-25 203x254 mm retention 0.6 µm | 100 | 1 | 329.6618 | Thermo Fisher Scientific | GS025.810 | https://www.thermofisher.com/order/catalog/product/GS025.810
H010A013A | Membrane Filter HY-PTFE 0.1 µm 13 mm white | 100 | 1 | 411.8764 | Thermo Fisher Scientific | H010A013A | https://www.thermofisher.com/order/catalog/product/H010A013A
H010A025A | Membrane Filter HY-PTFE 0.1 µm 25 mm white | 100 | 1 | 688.246 | Thermo Fisher Scientific | H010A025A | https://www.thermofisher.com/order/catalog/product/H010A025A
H010A047A | Membrane Filter HY-PTFE 0.1 µm 47 mm white | 100 | 1 | 241.4217 | Thermo Fisher Scientific | H010A047A | https://www.thermofisher.com/order/catalog/product/H010A047A
H010A090C | Membrane Filter HY-PTFE 0.1 µm 90 mm white | 25 | 1 | 300.6055 | Thermo Fisher Scientific | H010A090C | https://www.thermofisher.com/order/catalog/product/H010A090C
H010A142C | Membrane Filter HY-PTFE 0.1 µm 142 mm white | 25 | 1 | 368.225 | Thermo Fisher Scientific | H010A142C | https://www.thermofisher.com/order/catalog/product/H010A142C
H010A293D | Membrane Filter HY-PTFE 0.1 µm 293 mm white | 10 | 1 | 402.7712 | Thermo Fisher Scientific | H010A293D | https://www.thermofisher.com/order/catalog/product/H010A293D
H020A013A | Membrane Filter HY-PTFE 0.2 µm 13 mm white | 100 | 1 | 461.955 | Thermo Fisher Scientific | H020A013A | https://www.thermofisher.com/order/catalog/product/H020A013A
H020A025A | Membrane Filter HY-PTFE 0.2 µm 25 mm white | 100 | 1 | 320.021 | Thermo Fisher Scientific | H020A025A | https://www.thermofisher.com/order/catalog/product/H020A025A
H020A047A | Membrane Filter HY-PTFE 0.2 µm 47 mm white | 100 | 1 | 403.5746 | Thermo Fisher Scientific | H020A047A | https://www.thermofisher.com/order/catalog/product/H020A047A
H020A090C | Membrane Filter HY-PTFE 0.2 µm 90 mm white | 25 | 1 | 675.7933 | Thermo Fisher Scientific | H020A090C | https://www.thermofisher.com/order/catalog/product/H020A090C
H020A142C | Membrane Filter HY-PTFE 0.2 µm 142 mm white | 25 | 1 | 260.7033 | Thermo Fisher Scientific | H020A142C | https://www.thermofisher.com/order/catalog/product/H020A142C
H020A293D | Membrane Filter HY-PTFE 0.2 µm 293 mm white | 10 | 1 | 300.6055 | Thermo Fisher Scientific | H020A293D | https://www.thermofisher.com/order/catalog/product/H020A293D
H050A013A | Membrane Filter HY-PTFE 0.5 µm 13 mm white | 100 | 1 | 368.225 | Thermo Fisher Scientific | H050A013A | https://www.thermofisher.com/order/catalog/product/H050A013A
H050A025A | Membrane Filter HY-PTFE 0.5 µm 25 mm white | 100 | 1 | 402.7712 | Thermo Fisher Scientific | H050A025A | https://www.thermofisher.com/order/catalog/product/H050A025A
H050A047A | Membrane Filter HY-PTFE 0.5 µm 47 mm white | 100 | 1 | 449.904 | Thermo Fisher Scientific | H050A047A | https://www.thermofisher.com/order/catalog/product/H050A047A
H050A090C | Membrane Filter HY-PTFE 0.5 µm 90 mm white | 25 | 1 | 320.021 | Thermo Fisher Scientific | H050A090C | https://www.thermofisher.com/order/catalog/product/H050A090C
H050A142C | Membrane Filter HY-PTFE 0.5 µm 142 mm white | 25 | 1 | 403.5746 | Thermo Fisher Scientific | H050A142C | https://www.thermofisher.com/order/catalog/product/H050A142C
H050A293D | Membrane Filter HY-PTFE 0.5 µm 293 mm white | 10 | 1 | 675.7933 | Thermo Fisher Scientific | H050A293D | https://www.thermofisher.com/order/catalog/product/H050A293D
H100A013A | Membrane Filter HY-PTFE 1.0 µm 13 mm white | 100 | 1 | 241.4217 | Thermo Fisher Scientific | H100A013A | https://www.thermofisher.com/order/catalog/product/H100A013A
H100A025A | Membrane Filter HY-PTFE 1.0 µm 25 mm white | 100 | 1 | 300.6055 | Thermo Fisher Scientific | H100A025A | https://www.thermofisher.com/order/catalog/product/H100A025A
H100A047A | Membrane Filter HY-PTFE 1.0 µm 47 mm white | 100 | 1 | 368.225 | Thermo Fisher Scientific | H100A047A | https://www.thermofisher.com/order/catalog/product/H100A047A
H100A090C | Membrane Filter HY-PTFE 1.0 µm 90 mm white | 25 | 1 | 402.7712 | Thermo Fisher Scientific | H100A090C | https://www.thermofisher.com/order/catalog/product/H100A090C
H100A142C | Membrane Filter HY-PTFE 1.0 µm 142 mm white | 25 | 1 | 461.955 | Thermo Fisher Scientific | H100A142C | https://www.thermofisher.com/order/catalog/product/H100A142C
H100A293D | Membrane Filter HY-PTFE 1.0 µm 293 mm white | 10 | 1 | 320.021 | Thermo Fisher Scientific | H100A293D | https://www.thermofisher.com/order/catalog/product/H100A293D
J010A013A | Membrane Filter PTFE 0.1 µm 13 mm white laminated | 100 | 1 | 403.5746 | Thermo Fisher Scientific | J010A013A | https://www.thermofisher.com/order/catalog/product/J010A013A
J010A025A | Membrane Filter PTFE 0.1 µm 25 mm white laminated | 100 | 1 | 675.7933 | Thermo Fisher Scientific | J010A025A | https://www.thermofisher.com/order/catalog/product/J010A025A
J010A047A | Membrane Filter PTFE 0.1 µm 47 mm white laminated | 100 | 1 | 165.165 | Thermo Fisher Scientific | J010A047A | https://www.thermofisher.com/order/catalog/product/J010A047A
J010A090C | Membrane Filter PTFE 0.1 µm 90 mm white laminated | 25 | 1 | 187.005 | Thermo Fisher Scientific | J010A090C | https://www.thermofisher.com/order/catalog/product/J010A090C
J010A142C | Membrane Filter PTFE 0.1 µm 142 mm white laminated | 25 | 1 | 286.65 | Thermo Fisher Scientific | J010A142C | https://www.thermofisher.com/order/catalog/product/J010A142C
J010A293D | Membrane Filter PTFE 0.1 µm 293 mm white laminated | 10 | 1 | 103.194 | Thermo Fisher Scientific | J010A293D | https://www.thermofisher.com/order/catalog/product/J010A293D
J020A013A | Membrane Filter PTFE 0.2 µm 13 mm white laminated | 100 | 1 | 117.663 | Thermo Fisher Scientific | J020A013A | https://www.thermofisher.com/order/catalog/product/J020A013A
J020A025A | Membrane Filter PTFE 0.2 µm 25 mm white laminated | 100 | 1 | 192.465 | Thermo Fisher Scientific | J020A025A | https://www.thermofisher.com/order/catalog/product/J020A025A
J020A037A | Membrane Filter PTFE 0.2 µm 37 mm white laminated | 100 | 1 | 218.4 | Thermo Fisher Scientific | J020A037A | https://www.thermofisher.com/order/catalog/product/J020A037A
J020A047A | Membrane Filter PTFE 0.2 µm 47 mm white laminated | 100 | 1 | 498.225 | Thermo Fisher Scientific | J020A047A | https://www.thermofisher.com/order/catalog/product/J020A047A
J020A050A | Membrane Filter PTFE 0.2 µm 50 mm white laminated | 100 | 1 | 103.194 | Thermo Fisher Scientific | J020A050A | https://www.thermofisher.com/order/catalog/product/J020A050A
J020A090C | Membrane Filter PTFE 0.2 µm 90 mm white laminated | 25 | 1 | 117.663 | Thermo Fisher Scientific | J020A090C | https://www.thermofisher.com/order/catalog/product/J020A090C
J020A142C | Membrane Filter PTFE 0.2 µm 142 mm white laminated | 25 | 1 | 192.465 | Thermo Fisher Scientific | J020A142C | https://www.thermofisher.com/order/catalog/product/J020A142C
J020A293D | Membrane Filter PTFE 0.2 µm 293 mm white laminated | 10 | 1 | 234.78 | Thermo Fisher Scientific | J020A293D | https://www.thermofisher.com/order/catalog/product/J020A293D
J050A013A | Membrane Filter PTFE 0.5 µm 13 mm white laminated | 100 | 1 | 589.68 | Thermo Fisher Scientific | J050A013A | https://www.thermofisher.com/order/catalog/product/J050A013A
J050A025A | Membrane Filter PTFE 0.5 µm 25 mm white laminated | 100 | 1 | 117.663 | Thermo Fisher Scientific | J050A025A | https://www.thermofisher.com/order/catalog/product/J050A025A
J050A037A | Membrane Filter PTFE 0.5 µm 37 mm white laminated | 100 | 1 | 126.672 | Thermo Fisher Scientific | J050A037A | https://www.thermofisher.com/order/catalog/product/J050A037A
J050A047A | Membrane Filter PTFE 0.5 µm 47 mm white laminated | 100 | 1 | 208.845 | Thermo Fisher Scientific | J050A047A | https://www.thermofisher.com/order/catalog/product/J050A047A
J050A050A | Membrane Filter PTFE 0.5 µm 50 mm white laminated | 100 | 1 | 117.663 | Thermo Fisher Scientific | J050A050A | https://www.thermofisher.com/order/catalog/product/J050A050A
J050A090C | Membrane Filter PTFE 0.5 µm 90 mm white laminated | 25 | 1 | 137.865 | Thermo Fisher Scientific | J050A090C | https://www.thermofisher.com/order/catalog/product/J050A090C
J050A142C | Membrane Filter PTFE 0.5 µm 142 mm white laminated | 25 | 1 | 208.845 | Thermo Fisher Scientific | J050A142C | https://www.thermofisher.com/order/catalog/product/J050A142C
J050A293D | Membrane Filter PTFE 0.5 µm 293 mm white laminated | 10 | 1 | 52.65 | Thermo Fisher Scientific | J050A293D | https://www.thermofisher.com/order/catalog/product/J050A293D
J100A013A | Membrane Filter PTFE 1.0 µm 13 mm white laminated | 100 | 1 | 46.93 | Thermo Fisher Scientific | J100A013A | https://www.thermofisher.com/order/catalog/product/J100A013A
J100A025A | Membrane Filter PTFE 1.0 µm 25 mm white laminated | 100 | 1 | 46.93 | Thermo Fisher Scientific | J100A025A | https://www.thermofisher.com/order/catalog/product/J100A025A
J100A037A | Membrane Filter PTFE 1.0 µm 37 mm white laminated | 100 | 1 | 56.81 | Thermo Fisher Scientific | J100A037A | https://www.thermofisher.com/order/catalog/product/J100A037A
J100A047A | Membrane Filter PTFE 1.0 µm 47 mm white laminated | 100 | 1 | 97.63 | Thermo Fisher Scientific | J100A047A | https://www.thermofisher.com/order/catalog/product/J100A047A
J100A050A | Membrane Filter PTFE 1.0 µm 50 mm white laminated | 100 | 1 | 167.05 | Thermo Fisher Scientific | J100A050A | https://www.thermofisher.com/order/catalog/product/J100A050A
J100A090C | Membrane Filter PTFE 1.0 µm 90 mm white laminated | 25 | 1 | 106.99 | Thermo Fisher Scientific | J100A090C | https://www.thermofisher.com/order/catalog/product/J100A090C
J100A142C | Membrane Filter PTFE 1.0 µm 142 mm white laminated | 25 | 1 | 124.28 | Thermo Fisher Scientific | J100A142C | https://www.thermofisher.com/order/catalog/product/J100A142C
J100A293D | Membrane Filter PTFE 1.0 µm 293 mm white laminated | 10 | 1 | 172.38 | Thermo Fisher Scientific | J100A293D | https://www.thermofisher.com/order/catalog/product/J100A293D
K010A013A | Membrane Filter PC 0.1µm 13mm | 100 | 1 | 477.36 | Thermo Fisher Scientific | K010A013A | https://www.thermofisher.com/order/catalog/product/K010A013A
K010A025A | Membrane Filter PC 0.1µm 25mm | 100 | 1 | 46.93 | Thermo Fisher Scientific | K010A025A | https://www.thermofisher.com/order/catalog/product/K010A025A
K010A047A | Membrane Filter PC 0.1µm 47mm | 100 | 1 | 46.93 | Thermo Fisher Scientific | K010A047A | https://www.thermofisher.com/order/catalog/product/K010A047A
K020A013A | Membrane Filter PC 0.2µm 13mm | 100 | 1 | 56.81 | Thermo Fisher Scientific | K020A013A | https://www.thermofisher.com/order/catalog/product/K020A013A
K020A025A | Membrane Filter PC 0.2µm 25mm | 100 | 1 | 97.63 | Thermo Fisher Scientific | K020A025A | https://www.thermofisher.com/order/catalog/product/K020A025A
K020A047A | Membrane Filter PC 0.2µm 47mm | 100 | 1 | 167.05 | Thermo Fisher Scientific | K020A047A | https://www.thermofisher.com/order/catalog/product/K020A047A
K020N025A | Membrane Filter PC 0.2µm 25mm Black | 100 | 1 | 106.99 | Thermo Fisher Scientific | K020N025A | https://www.thermofisher.com/order/catalog/product/K020N025A
K020N047A | Membrane Filter PC 0.2µm 47mm Black | 100 | 1 | 124.28 | Thermo Fisher Scientific | K020N047A | https://www.thermofisher.com/order/catalog/product/K020N047A
K040A013A | Membrane Filter PC 0.4µm 13mm | 100 | 1 | 172.38 | Thermo Fisher Scientific | K040A013A | https://www.thermofisher.com/order/catalog/product/K040A013A
K040A025A | Membrane Filter PC 0.4µm 25mm | 100 | 1 | 477.36 | Thermo Fisher Scientific | K040A025A | https://www.thermofisher.com/order/catalog/product/K040A025A
K040A047A | Membrane Filter PC 0.4µm 47mm | 100 | 1 | 38.61 | Thermo Fisher Scientific | K040A047A | https://www.thermofisher.com/order/catalog/product/K040A047A
K040N025A | Membrane Filter PC 0.4µm 25mm Black | 100 | 1 | 45.89 | Thermo Fisher Scientific | K040N025A | https://www.thermofisher.com/order/catalog/product/K040N025A
K040N047A | Membrane Filter PC 0.4µm 47mm black | 100 | 1 | 79.69 | Thermo Fisher Scientific | K040N047A | https://www.thermofisher.com/order/catalog/product/K040N047A
K080A013A | Membrane Filter PC 0.8µm 13mm | 100 | 1 | 131.56 | Thermo Fisher Scientific | K080A013A | https://www.thermofisher.com/order/catalog/product/K080A013A
K080A025A | Membrane Filter PC 0.8µm 25mm | 100 | 1 | 86.58 | Thermo Fisher Scientific | K080A025A | https://www.thermofisher.com/order/catalog/product/K080A025A
K080A047A | Membrane Filter PC 0.8µm 47mm | 100 | 1 | 100.36 | Thermo Fisher Scientific | K080A047A | https://www.thermofisher.com/order/catalog/product/K080A047A
K800A013A | Membrane Filter PC 8.0µm 13mm | 100 | 1 | 137.93 | Thermo Fisher Scientific | K800A013A | https://www.thermofisher.com/order/catalog/product/K800A013A
K800A025A | Membrane Filter PC 8.0µm 25mm | 100 | 1 | 334.1 | Thermo Fisher Scientific | K800A025A | https://www.thermofisher.com/order/catalog/product/K800A025A
K800A047A | Membrane Filter PC 8.0µm 47mm | 100 | 1 | 64.35 | Thermo Fisher Scientific | K800A047A | https://www.thermofisher.com/order/catalog/product/K800A047A
M-08537 | Support disc for Monitor 37mm | 100 | 1 | 77.48 | Thermo Fisher Scientific | M-08537 | https://www.thermofisher.com/order/catalog/product/M-08537
PF020.047 | Polyflon PTFE Filter 2µm 47mm | 10 | 1 | 126.62 | Thermo Fisher Scientific | PF020.047 | https://www.thermofisher.com/order/catalog/product/PF020.047
PF020.050 | Polyflon PTFE Filter 2µm 50mm | 10 | 1 | 222.82 | Thermo Fisher Scientific | PF020.050 | https://www.thermofisher.com/order/catalog/product/PF020.050
PF020.055 | Polyflon PTFE Filter 2µm 55mm | 10 | 1 | 143.26 | Thermo Fisher Scientific | PF020.055 | https://www.thermofisher.com/order/catalog/product/PF020.055
PF020.070 | Polyflon PTFE Filter 2µm 70mm | 10 | 1 | 167.05 | Thermo Fisher Scientific | PF020.070 | https://www.thermofisher.com/order/catalog/product/PF020.070
PF020.090 | Polyflon PTFE Filter 2µm 90mm | 10 | 1 | 226.72 | Thermo Fisher Scientific | PF020.090 | https://www.thermofisher.com/order/catalog/product/PF020.090
PF020.110 | Polyflon PTFE Filter 2µm 110mm | 5 | 1 | 318.24 | Thermo Fisher Scientific | PF020.110 | https://www.thermofisher.com/order/catalog/product/PF020.110
PF020.125 | Polyflon PTFE Filter 2µm 125mm | 5 | 1 | 38.61 | Thermo Fisher Scientific | PF020.125 | https://www.thermofisher.com/order/catalog/product/PF020.125
PF020.150 | Polyflon PTFE Filter 2µm 150mm | 5 | 1 | 45.89 | Thermo Fisher Scientific | PF020.150 | https://www.thermofisher.com/order/catalog/product/PF020.150
PF020.300300 | Polyflon PTFE Filter 2µm 300x300mm | 5 | 1 | 79.69 | Thermo Fisher Scientific | PF020.300300 | https://www.thermofisher.com/order/catalog/product/PF020.300300
PF040.047 | Polyflon PTFE Filter 4µm 47mm | 10 | 1 | 131.56 | Thermo Fisher Scientific | PF040.047 | https://www.thermofisher.com/order/catalog/product/PF040.047
PF040.050 | Polyflon PTFE Filter 4µm 50mm | 10 | 1 | 86.58 | Thermo Fisher Scientific | PF040.050 | https://www.thermofisher.com/order/catalog/product/PF040.050
PF040.055 | Polyflon PTFE Filter 4µm 55mm | 10 | 1 | 177.71 | Thermo Fisher Scientific | PF040.055 | https://www.thermofisher.com/order/catalog/product/PF040.055
PF040.070 | Polyflon PTFE Filter 4µm 70mm | 10 | 1 | 245.31 | Thermo Fisher Scientific | PF040.070 | https://www.thermofisher.com/order/catalog/product/PF040.070
PF040.090 | Polyflon PTFE Filter 4µm 90mm | 10 | 1 | 334.1 | Thermo Fisher Scientific | PF040.090 | https://www.thermofisher.com/order/catalog/product/PF040.090
PF040.110 | Polyflon PTFE Filter 4µm 110mm | 5 | 1 | 125.736 | Thermo Fisher Scientific | PF040.110 | https://www.thermofisher.com/order/catalog/product/PF040.110
PF040.125 | Polyflon PTFE Filter 4µm 125mm | 5 | 1 | 144.7992 | Thermo Fisher Scientific | PF040.125 | https://www.thermofisher.com/order/catalog/product/PF040.125
PF040.150 | Polyflon PTFE Filter 4µm 150mm | 5 | 1 | 150.3424 | Thermo Fisher Scientific | PF040.150 | https://www.thermofisher.com/order/catalog/product/PF040.150
PF040.300300 | Polyflon PTFE Filter 4µm 300x300mm | 5 | 1 | 162.916 | Thermo Fisher Scientific | PF040.300300 | https://www.thermofisher.com/order/catalog/product/PF040.300300
PF050.047 | Polyflon PTFE Filter 5µm 47mm | 20 | 1 | 162.916 | Thermo Fisher Scientific | PF050.047 | https://www.thermofisher.com/order/catalog/product/PF050.047
PF050.055 | Polyflon PTFE Filter 5µm 55mm | 20 | 1 | 175.4896 | Thermo Fisher Scientific | PF050.055 | https://www.thermofisher.com/order/catalog/product/PF050.055
PF050.070 | Polyflon PTFE Filter 5µm 70mm | 20 | 1 | 245.1176 | Thermo Fisher Scientific | PF050.070 | https://www.thermofisher.com/order/catalog/product/PF050.070
PF050.090 | Polyflon PTFE Filter 5µm 90mm | 20 | 1 | 162.916 | Thermo Fisher Scientific | PF050.090 | https://www.thermofisher.com/order/catalog/product/PF050.090
PF050.110 | Polyflon PTFE Filter 5µm 110mm | 10 | 1 | 196.3104 | Thermo Fisher Scientific | PF050.110 | https://www.thermofisher.com/order/catalog/product/PF050.110
PF050.125 | Polyflon PTFE Filter 5µm 125mm | 10 | 1 | 229.84 | Thermo Fisher Scientific | PF050.125 | https://www.thermofisher.com/order/catalog/product/PF050.125
PF050.150 | Polyflon PTFE Filter 5µm 150mm | 10 | 1 | 374.7744 | Thermo Fisher Scientific | PF050.150 | https://www.thermofisher.com/order/catalog/product/PF050.150
PF050.300300 | Polyflon PTFE Filter 5µm 300x300mm | 5 | 1 | 1063.8888 | Thermo Fisher Scientific | PF050.300300 | https://www.thermofisher.com/order/catalog/product/PF050.300300
PF060.047 | Polyflon PTFE Filter 6µm 47mm | 20 | 1 | 100.594 | Thermo Fisher Scientific | PF060.047 | https://www.thermofisher.com/order/catalog/product/PF060.047
PF060.055 | Polyflon PTFE Filter 6µm 55mm | 20 | 1 | 156.2652 | Thermo Fisher Scientific | PF060.055 | https://www.thermofisher.com/order/catalog/product/PF060.055
PF060.070 | Polyflon PTFE Filter 6µm 70mm | 20 | 1 | 163.4308 | Thermo Fisher Scientific | PF060.070 | https://www.thermofisher.com/order/catalog/product/PF060.070
PF060.090 | Polyflon PTFE Filter 6µm 90mm | 20 | 1 | 163.4308 | Thermo Fisher Scientific | PF060.090 | https://www.thermofisher.com/order/catalog/product/PF060.090
PF060.110 | Polyflon PTFE Filter 6µm 110mm | 10 | 1 | 223.5116 | Thermo Fisher Scientific | PF060.110 | https://www.thermofisher.com/order/catalog/product/PF060.110
PF060.125 | Polyflon PTFE Filter 6µm 125mm | 10 | 1 | 312.2548 | Thermo Fisher Scientific | PF060.125 | https://www.thermofisher.com/order/catalog/product/PF060.125
PF060.150 | Polyflon PTFE Filter 6µm 150mm | 10 | 1 | 401.687 | Thermo Fisher Scientific | PF060.150 | https://www.thermofisher.com/order/catalog/product/PF060.150
PF060.300300 | Polyflon PTFE Filter 6µm 300x300mm | 5 | 1 | 503.9346 | Thermo Fisher Scientific | PF060.300300 | https://www.thermofisher.com/order/catalog/product/PF060.300300
PF100.047 | Polyflon PTFE Filter 10µm 47mm | 20 | 1 | 634.4312 | Thermo Fisher Scientific | PF100.047 | https://www.thermofisher.com/order/catalog/product/PF100.047
PF100.055 | Polyflon PTFE Filter 10µm 55mm | 20 | 1 | 875.719 | Thermo Fisher Scientific | PF100.055 | https://www.thermofisher.com/order/catalog/product/PF100.055
PF100.070 | Polyflon PTFE Filter 10µm 70mm | 20 | 1 | 753.6282 | Thermo Fisher Scientific | PF100.070 | https://www.thermofisher.com/order/catalog/product/PF100.070
PF100.090 | Polyflon PTFE Filter 10µm 90mm | 20 | 1 | 111.4802 | Thermo Fisher Scientific | PF100.090 | https://www.thermofisher.com/order/catalog/product/PF100.090
PF100.110 | Polyflon PTFE Filter 10µm 110mm | 10 | 1 | 169.0806 | Thermo Fisher Scientific | PF100.110 | https://www.thermofisher.com/order/catalog/product/PF100.110
PF100.125 | Polyflon PTFE Filter 10µm 125mm | 10 | 1 | 192.0932 | Thermo Fisher Scientific | PF100.125 | https://www.thermofisher.com/order/catalog/product/PF100.125
PF100.150 | Polyflon PTFE Filter 10µm 150mm | 10 | 1 | 192.0932 | Thermo Fisher Scientific | PF100.150 | https://www.thermofisher.com/order/catalog/product/PF100.150
PF100.300300 | Polyflon PTFE Filter 10µm 300x300mm | 5 | 1 | 227.9212 | Thermo Fisher Scientific | PF100.300300 | https://www.thermofisher.com/order/catalog/product/PF100.300300
PG60.025 | Glass Fiber Filter Advantec PG-60 PTFE coated ø 25 mm | 100 | 1 | 335.4052 | Thermo Fisher Scientific | PG60.025 | https://www.thermofisher.com/order/catalog/product/PG60.025
PG60.026 | Glass Fiber Filter Advantec PG-60 PTFE coated ø 26 mm | 100 | 1 | 480.0952 | Thermo Fisher Scientific | PG60.026 | https://www.thermofisher.com/order/catalog/product/PG60.026
PG60.037 | Glass Fiber Filter Advantec PG-60 PTFE coated ø 37 mm | 100 | 1 | 622.0292 | Thermo Fisher Scientific | PG60.037 | https://www.thermofisher.com/order/catalog/product/PG60.037
PG60.045 | Glass Fiber Filter Advantec PG-60 PTFE coated ø 45 mm | 100 | 1 | 766.7192 | Thermo Fisher Scientific | PG60.045 | https://www.thermofisher.com/order/catalog/product/PG60.045
PG60.047 | Glass Fiber Filter Advantec PG-60 PTFE coated ø 47 mm | 100 | 1 | 1080.6276 | Thermo Fisher Scientific | PG60.047 | https://www.thermofisher.com/order/catalog/product/PG60.047
PG60.055 | Glass Fiber Filter Advantec PG-60 PTFE coated ø 55 mm | 100 | 1 | 150.072 | Thermo Fisher Scientific | PG60.055 | https://www.thermofisher.com/order/catalog/product/PG60.055
PG60.070 | Glass Fiber Filter Advantec PG-60 PTFE coated ø 70 mm | 100 | 1 | 535.1216 | Thermo Fisher Scientific | PG60.070 | https://www.thermofisher.com/order/catalog/product/PG60.070
PG60.090 | Glass Fiber Filter Advantec PG-60 PTFE coated ø 90 mm | 50 | 1 | 362.7416 | Thermo Fisher Scientific | PG60.090 | https://www.thermofisher.com/order/catalog/product/PG60.090
PG60.110 | Glass Fiber Filter Advantec PG-60 PTFE coated ø 110 mm | 50 | 1 | 166.8368 | Thermo Fisher Scientific | PG60.110 | https://www.thermofisher.com/order/catalog/product/PG60.110
PG60.125 | Glass Fiber Filter Advantec PG-60 PTFE coated ø 125 mm | 50 | 1 | 179.2752 | Thermo Fisher Scientific | PG60.125 | https://www.thermofisher.com/order/catalog/product/PG60.125
PG60.150 | Glass Fiber Filter Advantec PG-60 PTFE coated ø 150 mm | 50 | 1 | 271.6168 | Thermo Fisher Scientific | PG60.150 | https://www.thermofisher.com/order/catalog/product/PG60.150
PG60.810 | Glass Fiber Filter Advantec PG-60 PTFE coated 203 x 254 mm | 25 | 1 | 431.6936 | Thermo Fisher Scientific | PG60.810 | https://www.thermofisher.com/order/catalog/product/PG60.810
QR100.025 | Quartz Fiber Filter Advantec QR-100 ø 25 mm | 100 | 1 | 362.7416 | Thermo Fisher Scientific | QR100.025 | https://www.thermofisher.com/order/catalog/product/QR100.025
QR100.037 | Quartz Fiber Filter Advantec QR-100 ø 37 mm | 100 | 1 | 344.123 | Thermo Fisher Scientific | QR100.037 | https://www.thermofisher.com/order/catalog/product/QR100.037
QR100.045 | Quartz Fiber Filter Advantec QR-100 45mm | 100 | 1 | 415.2239 | Thermo Fisher Scientific | QR100.045 | https://www.thermofisher.com/order/catalog/product/QR100.045
QR100.047 | Quartz Fiber Filter Advantec QR-100 ø 47 mm | 100 | 1 | 532.6542 | Thermo Fisher Scientific | QR100.047 | https://www.thermofisher.com/order/catalog/product/QR100.047
QR100.055 | Quartz Fiber Filter Advantec QR-100 ø 55 mm | 100 | 1 | 469.8551 | Thermo Fisher Scientific | QR100.055 | https://www.thermofisher.com/order/catalog/product/QR100.055
QR100.070 | Quartz Fiber Filter Advantec QR-100 ø 70 mm | 100 | 1 | 751.179 | Thermo Fisher Scientific | QR100.070 | https://www.thermofisher.com/order/catalog/product/QR100.070
QR100.090 | Quartz Fiber Filter Advantec QR-100 ø 90 mm | 100 | 1 | 689.7189 | Thermo Fisher Scientific | QR100.090 | https://www.thermofisher.com/order/catalog/product/QR100.090
QR100.110 | Quartz Fiber Filter Advantec QR-100 ø 110 mm | 100 | 1 | 344.123 | Thermo Fisher Scientific | QR100.110 | https://www.thermofisher.com/order/catalog/product/QR100.110
QR100.125 | Quartz Fiber Filter Advantec QR-100 ø 125 mm | 100 | 1 | 415.2239 | Thermo Fisher Scientific | QR100.125 | https://www.thermofisher.com/order/catalog/product/QR100.125
QR100.150 | Quartz Fiber Filter Advantec QR-100 ø 150 mm | 100 | 1 | 565.4597 | Thermo Fisher Scientific | QR100.150 | https://www.thermofisher.com/order/catalog/product/QR100.150
QR100.810 | Quartz Fiber Filter Advantec QR-100 203 x 254 mm | 50 | 1 | 450.7074 | Thermo Fisher Scientific | QR100.810 | https://www.thermofisher.com/order/catalog/product/QR100.810
QR200.025 | Quartz Fiber Filter Advantec QR-200 ø 25 mm | 50 | 1 | 751.179 | Thermo Fisher Scientific | QR200.025 | https://www.thermofisher.com/order/catalog/product/QR200.025
QR200.037 | Quartz Fiber Filter Advantec QR-200 ø 37mm | 50 | 1 | 689.7189 | Thermo Fisher Scientific | QR200.037 | https://www.thermofisher.com/order/catalog/product/QR200.037
QR200.045 | Quartz Fiber Filter Advantec QR-200 45mm | 50 | 1 | 344.123 | Thermo Fisher Scientific | QR200.045 | https://www.thermofisher.com/order/catalog/product/QR200.045
QR200.047 | Quartz Fiber Filter Advantec QR-200 ø 47 mm | 50 | 1 | 415.2239 | Thermo Fisher Scientific | QR200.047 | https://www.thermofisher.com/order/catalog/product/QR200.047
QR200.055 | Quartz Fiber Filter Advantec QR-200 ø 55 mm | 50 | 1 | 528.5033 | Thermo Fisher Scientific | QR200.055 | https://www.thermofisher.com/order/catalog/product/QR200.055
QR200.070 | Quartz Fiber Filter Advantec QR-200 ø 70 mm | 50 | 1 | 450.7074 | Thermo Fisher Scientific | QR200.070 | https://www.thermofisher.com/order/catalog/product/QR200.070
QR200.090 | Quartz Fiber Filter Advantec QR-200 ø 90 mm | 50 | 1 | 751.179 | Thermo Fisher Scientific | QR200.090 | https://www.thermofisher.com/order/catalog/product/QR200.090
QR200.110 | Quartz Fiber Filter Advantec QR-200 ø 110 mm | 50 | 1 | 689.7189 | Thermo Fisher Scientific | QR200.110 | https://www.thermofisher.com/order/catalog/product/QR200.110
QR200.125 | Quartz Fiber Filter Advantec QR-200 ø 125 mm | 50 | 1 | 344.123 | Thermo Fisher Scientific | QR200.125 | https://www.thermofisher.com/order/catalog/product/QR200.125
QR200.150 | Quartz Fiber Filter Advantec QR-200 ø 150 mm | 50 | 1 | 415.2239 | Thermo Fisher Scientific | QR200.150 | https://www.thermofisher.com/order/catalog/product/QR200.150
QR200.810 | Quartz Fiber Filter QR-200 203x254mm | 50 | 1 | 528.5033 | Thermo Fisher Scientific | QR200.810 | https://www.thermofisher.com/order/catalog/product/QR200.810
S020A082C | Blotting Membrane Nitrocellulose 0.20 µm ø 82 mm | 25 | 1 | 450.7074 | Thermo Fisher Scientific | S020A082C | https://www.thermofisher.com/order/catalog/product/S020A082C
S020A224D | Blotting Membrane Nitrocellulose 0.20 µm 220 x 220 mm | 10 | 1 | 751.179 | Thermo Fisher Scientific | S020A224D | https://www.thermofisher.com/order/catalog/product/S020A224D
S020A304D | Blotting Membrane Nitrocellulose 0.20 µm 300 x 300 mm | 10 | 1 | 689.7189 | Thermo Fisher Scientific | S020A304D | https://www.thermofisher.com/order/catalog/product/S020A304D
S020A330R | Blotting Membrane Nitrocellulose 0.20 µm 330 mm x 3 m roll | 1 | 1 | 344.123 | Thermo Fisher Scientific | S020A330R | https://www.thermofisher.com/order/catalog/product/S020A330R
S045A082C | Blotting Membrane Nitrocellulose 0.45 µm ø 82 mm | 25 | 1 | 166.8368 | Thermo Fisher Scientific | S045A082C | https://www.thermofisher.com/order/catalog/product/S045A082C
S045A085C | Blotting Membrane Nitrocellulose 0.45 µm ø 85 mm | 25 | 1 | 179.2752 | Thermo Fisher Scientific | S045A085C | https://www.thermofisher.com/order/catalog/product/S045A085C
S045A224D | Blotting Membrane CN 0.45µm 22 x 22cm | 10 | 1 | 271.6168 | Thermo Fisher Scientific | S045A224D | https://www.thermofisher.com/order/catalog/product/S045A224D
S045A304D | Blotting Membrane Nitrocellulose 0.45 µm ø 300 x 300 mm | 10 | 1 | 431.6936 | Thermo Fisher Scientific | S045A304D | https://www.thermofisher.com/order/catalog/product/S045A304D
S045A330R | Blotting Membrane Nitrocellulose 0.45 µm 330 mm x 3 m roll | 1 | 1 | 362.7416 | Thermo Fisher Scientific | S045A330R | https://www.thermofisher.com/order/catalog/product/S045A330R
T010A013A | Membrane Filter PTFE 0.1 µm 13 mm white | 100 | 1 | 344.123 | Thermo Fisher Scientific | T010A013A | https://www.thermofisher.com/order/catalog/product/T010A013A
T010A025A | Membrane Filter PTFE 0.1 µm 25 mm white | 100 | 1 | 415.2239 | Thermo Fisher Scientific | T010A025A | https://www.thermofisher.com/order/catalog/product/T010A025A
T010A047A | Membrane Filter PTFE 0.1 µm 47 mm white | 100 | 1 | 532.6542 | Thermo Fisher Scientific | T010A047A | https://www.thermofisher.com/order/catalog/product/T010A047A
T010A090C | Membrane Filter PTFE 0.1 µm 90 mm white | 25 | 1 | 469.8551 | Thermo Fisher Scientific | T010A090C | https://www.thermofisher.com/order/catalog/product/T010A090C
T010A142C | Membrane Filter PTFE 0.1 µm 142 mm white | 25 | 1 | 751.179 | Thermo Fisher Scientific | T010A142C | https://www.thermofisher.com/order/catalog/product/T010A142C
T010A293D | Membrane Filter PTFE 0.1 µm 293 mm white | 10 | 1 | 689.7189 | Thermo Fisher Scientific | T010A293D | https://www.thermofisher.com/order/catalog/product/T010A293D
T020A013A | Membrane Filter PTFE 0.2 µm 13 mm white | 100 | 1 | 344.123 | Thermo Fisher Scientific | T020A013A | https://www.thermofisher.com/order/catalog/product/T020A013A
T020A025A | Membrane Filter PTFE 0.2 µm 25 mm white | 100 | 1 | 415.2239 | Thermo Fisher Scientific | T020A025A | https://www.thermofisher.com/order/catalog/product/T020A025A
T020A047A | Membrane Filter PTFE 0.2 µm 47 mm white | 100 | 1 | 565.4597 | Thermo Fisher Scientific | T020A047A | https://www.thermofisher.com/order/catalog/product/T020A047A
T020A090C | Membrane Filter PTFE 0.2 µm 90 mm white | 25 | 1 | 450.7074 | Thermo Fisher Scientific | T020A090C | https://www.thermofisher.com/order/catalog/product/T020A090C
T020A142C | Membrane Filter PTFE 0.2 µm 142 mm white | 25 | 1 | 751.179 | Thermo Fisher Scientific | T020A142C | https://www.thermofisher.com/order/catalog/product/T020A142C
T020A293D | Membrane Filter PTFE 0.2 µm 293 mm white | 10 | 1 | 689.7189 | Thermo Fisher Scientific | T020A293D | https://www.thermofisher.com/order/catalog/product/T020A293D
T050A013A | Membrane Filter PTFE 0.5 µm 13 mm white | 100 | 1 | 344.123 | Thermo Fisher Scientific | T050A013A | https://www.thermofisher.com/order/catalog/product/T050A013A
T050A025A | Membrane Filter PTFE 0.5 µm 25 mm white | 100 | 1 | 415.2239 | Thermo Fisher Scientific | T050A025A | https://www.thermofisher.com/order/catalog/product/T050A025A
T050A047A | Membrane Filter PTFE 0.5 µm 47 mm white | 100 | 1 | 528.5033 | Thermo Fisher Scientific | T050A047A | https://www.thermofisher.com/order/catalog/product/T050A047A
T050A090C | Membrane Filter PTFE 0.5 µm 90 mm white | 25 | 1 | 450.7074 | Thermo Fisher Scientific | T050A090C | https://www.thermofisher.com/order/catalog/product/T050A090C
T050A142C | Membrane Filter PTFE 0.5 µm 142 mm white | 25 | 1 | 751.179 | Thermo Fisher Scientific | T050A142C | https://www.thermofisher.com/order/catalog/product/T050A142C
T050A293D | Membrane Filter PTFE 0.5 µm 293 mm white | 10 | 1 | 689.7189 | Thermo Fisher Scientific | T050A293D | https://www.thermofisher.com/order/catalog/product/T050A293D
T080A013A | Membrane Filter PTFE 0.8 µm 13 mm white | 100 | 1 | 344.123 | Thermo Fisher Scientific | T080A013A | https://www.thermofisher.com/order/catalog/product/T080A013A
T080A025A | Membrane Filter PTFE 0.8 µm 25 mm white | 100 | 1 | 415.2239 | Thermo Fisher Scientific | T080A025A | https://www.thermofisher.com/order/catalog/product/T080A025A
T080A047A | Membrane Filter PTFE 0.8 µm 47 mm white | 100 | 1 | 528.5033 | Thermo Fisher Scientific | T080A047A | https://www.thermofisher.com/order/catalog/product/T080A047A
T080A090C | Membrane Filter PTFE 0.8 µm 90 mm white | 25 | 1 | 450.7074 | Thermo Fisher Scientific | T080A090C | https://www.thermofisher.com/order/catalog/product/T080A090C
T080A142C | Membrane Filter PTFE 0.8 µm 142 mm white | 25 | 1 | 751.179 | Thermo Fisher Scientific | T080A142C | https://www.thermofisher.com/order/catalog/product/T080A142C
T080A142C | Membrane Filter PTFE 0.8 µm 293 mm white | 10 | 1 | 689.7189 | Thermo Fisher Scientific | T080A142C | https://www.thermofisher.com/order/catalog/product/T080A142C
T100A013A | Membrane Filter PTFE 1.0 µm 13 mm white | 100 | 1 | 344.123 | Thermo Fisher Scientific | T100A013A | https://www.thermofisher.com/order/catalog/product/T100A013A
T100A025A | Membrane Filter PTFE 1.0 µm 25 mm white | 100 | 1 | 415.2239 | Thermo Fisher Scientific | T100A025A | https://www.thermofisher.com/order/catalog/product/T100A025A
T100A047A | Membrane Filter PTFE 1.0 µm 47 mm white | 100 | 1 | 528.5033 | Thermo Fisher Scientific | T100A047A | https://www.thermofisher.com/order/catalog/product/T100A047A
T100A090C | Membrane Filter PTFE 1.0 µm 90 mm white | 25 | 1 | 450.7074 | Thermo Fisher Scientific | T100A090C | https://www.thermofisher.com/order/catalog/product/T100A090C
T100A142C | Membrane Filter PTFE 1.0 µm 142 mm white | 25 | 1 | 751.179 | Thermo Fisher Scientific | T100A142C | https://www.thermofisher.com/order/catalog/product/T100A142C
T100A293D | Membrane Filter PTFE 1.0 µm 293 mm white | 10 | 1 | 689.7189 | Thermo Fisher Scientific | T100A293D | https://www.thermofisher.com/order/catalog/product/T100A293D
T300A013A | Membrane Filter PTFE 3.0 µm 13 mm white | 100 | 1 | 344.123 | Thermo Fisher Scientific | T300A013A | https://www.thermofisher.com/order/catalog/product/T300A013A
T300A025A | Membrane Filter PTFE 3.0 µm 25 mm white | 100 | 1 | 415.2239 | Thermo Fisher Scientific | T300A025A | https://www.thermofisher.com/order/catalog/product/T300A025A
T300A047A | Membrane Filter PTFE 3.0 µm 47 mm white | 100 | 1 | 569.4767 | Thermo Fisher Scientific | T300A047A | https://www.thermofisher.com/order/catalog/product/T300A047A
T300A142C | Membrane Filter PTFE 3.0 µm 142 mm white | 25 | 1 | 482.04 | Thermo Fisher Scientific | T300A142C | https://www.thermofisher.com/order/catalog/product/T300A142C
T300A293D | Membrane Filter PTFE 3.0 µm 293 mm white | 10 | 1 | 751.179 | Thermo Fisher Scientific | T300A293D | https://www.thermofisher.com/order/catalog/product/T300A293D
Y008A035A | Membrane Filter CA coated nominel 0.8 µm 35 mm white | 100 | 1 | 689.7189 | Thermo Fisher Scientific | Y008A035A | https://www.thermofisher.com/order/catalog/product/Y008A035A
Y008A047A | Membrane Filter CA coated nominel 0.8 µm 47 mm white | 100 | 1 | 94.3995 | Thermo Fisher Scientific | Y008A047A | https://www.thermofisher.com/order/catalog/product/Y008A047A
Y008A076A | Membrane Filter CA coated nominel 0.8 µm 76 mm white | 100 | 1 | 203.528 | Thermo Fisher Scientific | Y008A076A | https://www.thermofisher.com/order/catalog/product/Y008A076A
Y008A090A | Membrane Filter CA coated nominel 0.8 µm 90 mm white | 100 | 1 | 203.528 | Thermo Fisher Scientific | Y008A090A | https://www.thermofisher.com/order/catalog/product/Y008A090A
Y008A124A | Membrane Filter CA coated nominel 0.8 µm 124 mm white | 100 | 1 | 437.0496 | Thermo Fisher Scientific | Y008A124A | https://www.thermofisher.com/order/catalog/product/Y008A124A
Y008A142A | Membrane Filter CA coated nominel 0.8 µm 142 mm white | 100 | 1 | 437.0496 | Thermo Fisher Scientific | Y008A142A | https://www.thermofisher.com/order/catalog/product/Y008A142A
Y008A257A | Membrane Filter CA coated nominel 0.8 µm 257 mm white | 100 | 1 | 1612.9594 | Thermo Fisher Scientific | Y008A257A | https://www.thermofisher.com/order/catalog/product/Y008A257A
Y008A293A | Membrane Filter CA coated nominel 0.8 µm 293 mm white | 100 | 1 | 1612.9594 | Thermo Fisher Scientific | Y008A293A | https://www.thermofisher.com/order/catalog/product/Y008A293A
Y020A035A | Membrane Filter CA coated nominel 2 µm 35 mm white | 100 | 1 | 88.2401 | Thermo Fisher Scientific | Y020A035A | https://www.thermofisher.com/order/catalog/product/Y020A035A
Y020A047A | Membrane Filter CA coated nominel 2 µm 47 mm white | 100 | 1 | 94.6673 | Thermo Fisher Scientific | Y020A047A | https://www.thermofisher.com/order/catalog/product/Y020A047A
Y020A076A | Membrane Filter CA coated nominel 2 µm 76 mm white | 100 | 1 | 203.528 | Thermo Fisher Scientific | Y020A076A | https://www.thermofisher.com/order/catalog/product/Y020A076A
Y020A090A | Membrane Filter CA coated nominel 2 µm 90 mm white | 100 | 1 | 203.528 | Thermo Fisher Scientific | Y020A090A | https://www.thermofisher.com/order/catalog/product/Y020A090A
Y020A124A | Membrane Filter CA coated nominel 2 µm 124 mm white | 100 | 1 | 437.0496 | Thermo Fisher Scientific | Y020A124A | https://www.thermofisher.com/order/catalog/product/Y020A124A
Y020A142A | Membrane Filter CA coated nominel 2 µm 142 mm white | 100 | 1 | 437.0496 | Thermo Fisher Scientific | Y020A142A | https://www.thermofisher.com/order/catalog/product/Y020A142A
Y020A257A | Membrane Filter CA coated nominel 2 µm 257 mm white | 100 | 1 | 1612.9594 | Thermo Fisher Scientific | Y020A257A | https://www.thermofisher.com/order/catalog/product/Y020A257A
Y020A293A | Membrane Filter CA coated nominel 2 µm 293 mm white | 100 | 1 | 1612.9594 | Thermo Fisher Scientific | Y020A293A | https://www.thermofisher.com/order/catalog/product/Y020A293A
Y100A035A | Membrane Filter CA coated nominel 10 µm 35 mm white | 100 | 1 | 88.2401 | Thermo Fisher Scientific | Y100A035A | https://www.thermofisher.com/order/catalog/product/Y100A035A
Y100A047A | Membrane Filter CA coated nominel 10 µm 47 mm white | 100 | 1 | 94.2656 | Thermo Fisher Scientific | Y100A047A | https://www.thermofisher.com/order/catalog/product/Y100A047A
Y100A076A | Membrane Filter CA coated nominel 10 µm 76 mm white | 100 | 1 | 203.528 | Thermo Fisher Scientific | Y100A076A | https://www.thermofisher.com/order/catalog/product/Y100A076A
Y100A090A | Membrane Filter CA coated nominel 10 µm 90 mm white | 100 | 1 | 203.528 | Thermo Fisher Scientific | Y100A090A | https://www.thermofisher.com/order/catalog/product/Y100A090A
Y100A124A | Membrane Filter CA coated nominel 10 µm 124 mm white | 100 | 1 | 437.0496 | Thermo Fisher Scientific | Y100A124A | https://www.thermofisher.com/order/catalog/product/Y100A124A
Y100A142A | Membrane Filter CA coated nominel 10 µm 142 mm white | 100 | 1 | 437.0496 | Thermo Fisher Scientific | Y100A142A | https://www.thermofisher.com/order/catalog/product/Y100A142A
Y100A257A | Membrane Filter CA coated nominel 10 µm 257 mm white | 100 | 1 | 1612.9594 | Thermo Fisher Scientific | Y100A257A | https://www.thermofisher.com/order/catalog/product/Y100A257A
Y100A293A | Membrane Filter CA coated nominel 10 µm 293 mm white | 100 | 1 | 1612.9594 | Thermo Fisher Scientific | Y100A293A | https://www.thermofisher.com/order/catalog/product/Y100A293A
Q33252 | QUBIT FLEX TUBE STRIPS EACH | pak. | 1 | 269 | Thermo Fisher Scientific | Q33252 | https://www.thermofisher.com/order/catalog/product/Q33252
PB5310 | PB SELECT TRANSFER PVDF REG 10 PK | pak. | 1 | 234 | Thermo Fisher Scientific | PB5310 | https://www.thermofisher.com/order/catalog/product/PB5310
PB5340 | PB SELECT TRANSFER PVDF REG 4X 40 PK | pak. | 1 | 822 | Thermo Fisher Scientific | PB5340 | https://www.thermofisher.com/order/catalog/product/PB5340
PB600887 | FITTING,1/16 SUPER FLNGLESS EACH | pak. | 1 | 69 | Thermo Fisher Scientific | PB600887 | https://www.thermofisher.com/order/catalog/product/PB600887
PB7100 | PB 1STEP TRANSFER BUFFER 250ML 250 ML | pak. | 1 | 167 | Thermo Fisher Scientific | PB7100 | https://www.thermofisher.com/order/catalog/product/PB7100
PB7220 | PB PRECUT MEM/FILTERS NC MINI 20 STACKS | pak. | 1 | 333 | Thermo Fisher Scientific | PB7220 | https://www.thermofisher.com/order/catalog/product/PB7220
PB7220X3 | PRECUT MEM/FILTERS NC MINI 3X 3X | pak. | 1 | 798 | Thermo Fisher Scientific | PB7220X3 | https://www.thermofisher.com/order/catalog/product/PB7220X3
PB7300 | PB 1STEP TRANSFER BUFFER 5X 1L 1L | pak. | 1 | 449 | Thermo Fisher Scientific | PB7300 | https://www.thermofisher.com/order/catalog/product/PB7300
PB7300X3 | PB 1STEP TRANSFER BUFFER 3X 3X | pak. | 1 | 1143 | Thermo Fisher Scientific | PB7300X3 | https://www.thermofisher.com/order/catalog/product/PB7300X3
PB7320 | PB PRECUT MEM/FILTER NC REG 20 STACKS | pak. | 1 | 402 | Thermo Fisher Scientific | PB7320 | https://www.thermofisher.com/order/catalog/product/PB7320
PB7320X3 | PRECUT MEM/FILTER NC REG 3X 3X | pak. | 1 | 963 | Thermo Fisher Scientific | PB7320X3 | https://www.thermofisher.com/order/catalog/product/PB7320X3
PB9220 | PB PRECUT MEM/FILTER PVDF MINI 20 STACKS | pak. | 1 | 347 | Thermo Fisher Scientific | PB9220 | https://www.thermofisher.com/order/catalog/product/PB9220
PB9220X3 | PRECUT MEM/FILTER PVDF MINI 3X 3X | pak. | 1 | 885 | Thermo Fisher Scientific | PB9220X3 | https://www.thermofisher.com/order/catalog/product/PB9220X3
PB9320 | PB PRECUT MEM/FILTER PVDF REG 20 STACKS | pak. | 1 | 467 | Thermo Fisher Scientific | PB9320 | https://www.thermofisher.com/order/catalog/product/PB9320
PB9320X3 | PRECUT MEM/FILTER PVDF REG 3X 3X | pak. | 1 | 1119 | Thermo Fisher Scientific | PB9320X3 | https://www.thermofisher.com/order/catalog/product/PB9320X3
LC2000 | NITROCELLULOSE MEMBRANE 0.2UM 20/PK | pak. | 1 | 317 | Thermo Fisher Scientific | LC2000 | https://www.thermofisher.com/order/catalog/product/LC2000
LC2001 | NC MEMBR/FILTER PAPER 20/PK | pak. | 1 | 318 | Thermo Fisher Scientific | LC2001 | https://www.thermofisher.com/order/catalog/product/LC2001
LC2002 | PVDF MMBR/FLTR PAPRSNDW 20 EA | pak. | 1 | 317 | Thermo Fisher Scientific | LC2002 | https://www.thermofisher.com/order/catalog/product/LC2002
LC2003 | NYLN MMBR & FLTR PAPRSNDW 20 EA | pak. | 1 | 324 | Thermo Fisher Scientific | LC2003 | https://www.thermofisher.com/order/catalog/product/LC2003
LC2005 | INVITROLON PVDF/FILTER EACH | pak. | 1 | 357 | Thermo Fisher Scientific | LC2005 | https://www.thermofisher.com/order/catalog/product/LC2005
LC2006 | NITROCELLULOSE SAND., E-PAGE 0.45UM PORE, 16/PK | pak. | 1 | 401 | Thermo Fisher Scientific | LC2006 | https://www.thermofisher.com/order/catalog/product/LC2006
LC2007 | INVITROLON PVDF SAND., E-PAGE 0.45 UM PORE, 16/PACK | pak. | 1 | 507 | Thermo Fisher Scientific | LC2007 | https://www.thermofisher.com/order/catalog/product/LC2007
LC2008 | BLOTTING PAPERS, 2.5 MM THICK 50/PACK | pak. | 1 | 170 | Thermo Fisher Scientific | LC2008 | https://www.thermofisher.com/order/catalog/product/LC2008
LC2009 | NITROCELLULOSE SAND 8.5X13.5CM 0.2UM PORE, 16/PK | pak. | 1 | 399 | Thermo Fisher Scientific | LC2009 | https://www.thermofisher.com/order/catalog/product/LC2009
LC2010 | BLOTTING PAPER 2.5MM 7.5X8.4CM SHEETS | pak. | 1 | 92 | Thermo Fisher Scientific | LC2010 | https://www.thermofisher.com/order/catalog/product/LC2010
Q32856 | QUBIT ASSAY TUBES *SET OF 500* 1 SET | pak. | 1 | 122 | Thermo Fisher Scientific | Q32856 | https://www.thermofisher.com/order/catalog/product/Q32856
BW020X25 | BANDMATE REAGENT TUBES 500PK 25 BAGS | pak. | 1 | 734 | Thermo Fisher Scientific | BW020X25 | https://www.thermofisher.com/order/catalog/product/BW020X25
BW020X5 | BANDMATE REAGENT TUBES 100PK 5 BAGS | pak. | 1 | 183 | Thermo Fisher Scientific | BW020X5 | https://www.thermofisher.com/order/catalog/product/BW020X5
BW0010 | BANDMATE 4L NALGENE BOTTLE 1 BOTTLE | pak. | 1 | 123 | Thermo Fisher Scientific | BW0010 | https://www.thermofisher.com/order/catalog/product/BW0010
AM10066G | CDNA FILTER CART & TUBES 10 EA EACH | pak. | 1 | 107 | Thermo Fisher Scientific | AM10066G | https://www.thermofisher.com/order/catalog/product/AM10066G
AM10100 | BRIGHTSTAR PLS MEMB 5 SHEETS 15 X 15CM | pak. | 1 | 305 | Thermo Fisher Scientific | AM10100 | https://www.thermofisher.com/order/catalog/product/AM10100
AM10102 | BRIGHTSTAR PLS MEMB 1 SML ROLL 30 X 45CM | pak. | 1 | 308 | Thermo Fisher Scientific | AM10102 | https://www.thermofisher.com/order/catalog/product/AM10102
AM10104 | BRIGHTSTAR PLS MEMB 1 LRG ROLL 30CM X 3M | pak. | 1 | 1188 | Thermo Fisher Scientific | AM10104 | https://www.thermofisher.com/order/catalog/product/AM10104
AM10051G | FILTER CARTRIDGES (RNAQUEOUS) 50EA | pak. | 1 | 342 | Thermo Fisher Scientific | AM10051G | https://www.thermofisher.com/order/catalog/product/AM10051G
AM12450 | NS RNASE-FREE TUBES 1.5 ML 250 TUBES PER BAG | pak. | 1 | 120 | Thermo Fisher Scientific | AM12450 | https://www.thermofisher.com/order/catalog/product/AM12450
A36853 | PREPFILER SPIN TUBES AND FILT EACH | pak. | 1 | 563 | Thermo Fisher Scientific | A36853 | https://www.thermofisher.com/order/catalog/product/A36853
A33248 | 100 PHASEMAKER, TUBE EACH | pak. | 1 | 131 | Thermo Fisher Scientific | A33248 | https://www.thermofisher.com/order/catalog/product/A33248
A29158 | BEAD TUBES EA | pak. | 1 | 108 | Thermo Fisher Scientific | A29158 | https://www.thermofisher.com/order/catalog/product/A29158
4404682 | CAPILLARY ARRAY 8-CAP 36CM CE-IVD | pak. | 1 | 2634 | Thermo Fisher Scientific | 4404682 | https://www.thermofisher.com/order/catalog/product/4404682
4404683 | CAPILLARY ARRAY 8-CAP 36CM RUO EACH | pak. | 1 | 2520 | Thermo Fisher Scientific | 4404683 | https://www.thermofisher.com/order/catalog/product/4404683
4404684 | CAPILLARY ARRAY 8-CAP 50CM CE-IVD | pak. | 1 | 2577 | Thermo Fisher Scientific | 4404684 | https://www.thermofisher.com/order/catalog/product/4404684
4404685 | CAPILLARY ARRAY 8-CAP 50CM RUO EACH | pak. | 1 | 2496 | Thermo Fisher Scientific | 4404685 | https://www.thermofisher.com/order/catalog/product/4404685
4404686 | CAPILLARY ARRAY 24-CAP 36CM CE-IVD | pak. | 1 | 3510 | Thermo Fisher Scientific | 4404686 | https://www.thermofisher.com/order/catalog/product/4404686
4404687 | CAPILLARY ARRAY 24-CAP 36CM RUO | pak. | 1 | 3435 | Thermo Fisher Scientific | 4404687 | https://www.thermofisher.com/order/catalog/product/4404687
4404688 | CAPILLARY ARRAY 24-CAP 50CM CE-IVD | pak. | 1 | 3428 | Thermo Fisher Scientific | 4404688 | https://www.thermofisher.com/order/catalog/product/4404688
4404689 | CAPILLARY ARRAY 24-CAP 50CM RUO | pak. | 1 | 3368 | Thermo Fisher Scientific | 4404689 | https://www.thermofisher.com/order/catalog/product/4404689
4400401 | TEMPLATE PREPARATION TUBES EACH | pak. | 1 | 323 | Thermo Fisher Scientific | 4400401 | https://www.thermofisher.com/order/catalog/product/4400401
4391983C | MAGMAX FOR BLOOD TUBES(2 PRTS) EACH | pak. | 1 | 1230 | Thermo Fisher Scientific | 4391983C | https://www.thermofisher.com/order/catalog/product/4391983C
4371433 | 48 WELL LHS SYS DYE CAL PLATE EACH | pak. | 1 | 960 | Thermo Fisher Scientific | 4371433 | https://www.thermofisher.com/order/catalog/product/4371433
4371435 | 96 WELL LHS SYS DYE CAL PLATE EACH | pak. | 1 | 1284 | Thermo Fisher Scientific | 4371435 | https://www.thermofisher.com/order/catalog/product/4371435
4371439 | FG,48 WELL LHS RNASEP PLATE EACH | pak. | 1 | 981 | Thermo Fisher Scientific | 4371439 | https://www.thermofisher.com/order/catalog/product/4371439
4367819 | CENTRI-SEP 96 WELL PLATES BOX OF 2 PLATES | pak. | 1 | 440 | Thermo Fisher Scientific | 4367819 | https://www.thermofisher.com/order/catalog/product/4367819
4367820 | CENTRI-SEP 8 WELL STRIPS EACH | pak. | 1 | 558 | Thermo Fisher Scientific | 4367820 | https://www.thermofisher.com/order/catalog/product/4367820
4367828 | CENTRI-SPIN 10 50 COLUMNS | pak. | 1 | 362 | Thermo Fisher Scientific | 4367828 | https://www.thermofisher.com/order/catalog/product/4367828
4367830 | CENTRI-SPIN 20 50 COLUMNS | pak. | 1 | 371 | Thermo Fisher Scientific | 4367830 | https://www.thermofisher.com/order/catalog/product/4367830
4367832 | ZCNTRI-SPIN-40 50 COLUMNS | pak. | 1 | 371 | Thermo Fisher Scientific | 4367832 | https://www.thermofisher.com/order/catalog/product/4367832
4342792 | FG,TEMPUS BLOOD RNA TUBE EACH | pak. | 1 | 591 | Thermo Fisher Scientific | 4342792 | https://www.thermofisher.com/order/catalog/product/4342792
4319898 | CAPILLARY ARRAY 16 X 22CM EACH | pak. | 1 | 2355 | Thermo Fisher Scientific | 4319898 | https://www.thermofisher.com/order/catalog/product/4319898
4319899 | CAPILLARY ARRAY 16 X 80CM EACH | pak. | 1 | 2424 | Thermo Fisher Scientific | 4319899 | https://www.thermofisher.com/order/catalog/product/4319899
4315930 | CAPILLARY ARRAY 16 X 50CM EACH | pak. | 1 | 2424 | Thermo Fisher Scientific | 4315930 | https://www.thermofisher.com/order/catalog/product/4315930
4315931 | FG,CAPILLARY ARRAY 16 x 36 CM | pak. | 1 | 2409 | Thermo Fisher Scientific | 4315931 | https://www.thermofisher.com/order/catalog/product/4315931
4315933 | SEPTA STRIP,96 WELL EA | pak. | 1 | 828 | Thermo Fisher Scientific | 4315933 | https://www.thermofisher.com/order/catalog/product/4315933
4315934 | SEPTA STRIP,384 WELL EACH | pak. | 1 | 1563 | Thermo Fisher Scientific | 4315934 | https://www.thermofisher.com/order/catalog/product/4315934
4305936 | 2ML MICROCENTRIFUGE TUBES EACH | pak. | 1 | 620 | Thermo Fisher Scientific | 4305936 | https://www.thermofisher.com/order/catalog/product/4305936
401762 | CENTRISEP SPIN COLUMNS,BOX 100 EACH | pak. | 1 | 1044 | Thermo Fisher Scientific | 401762 | https://www.thermofisher.com/order/catalog/product/401762
401763 | CENTRISEP SPIN COLUMNS,BOX 32 EACH | pak. | 1 | 443 | Thermo Fisher Scientific | 401763 | https://www.thermofisher.com/order/catalog/product/401763
R12100 | BactiSwab (Mod Stuarts) PK/100 | pak. | 1 | 140 | Thermo Fisher Scientific | R12100 | https://www.thermofisher.com/order/catalog/product/R12100
R12200 | BactiSwab II (Mod Stuarts) PK/100 | pak. | 1 | 176 | Thermo Fisher Scientific | R12200 | https://www.thermofisher.com/order/catalog/product/R12200
R12300 | BactiSwab NPG (Mod Stuarts) PK/100 | pak. | 1 | 275 | Thermo Fisher Scientific | R12300 | https://www.thermofisher.com/order/catalog/product/R12300
R12500 | M4(3ml) PK/72 | pak. | 1 | 129 | Thermo Fisher Scientific | R12500 | https://www.thermofisher.com/order/catalog/product/R12500
R12502 | M4(3ml) PK/12 | pak. | 1 | 36 | Thermo Fisher Scientific | R12502 | https://www.thermofisher.com/order/catalog/product/R12502
R12503 | M4(3ml)w/o Beads PK/72 | pak. | 1 | 129 | Thermo Fisher Scientific | R12503 | https://www.thermofisher.com/order/catalog/product/R12503
R12505 | M4RT(3ml) PK/72 | pak. | 1 | 135 | Thermo Fisher Scientific | R12505 | https://www.thermofisher.com/order/catalog/product/R12505
R12506 | M4RT(3ml) PK/12 | pak. | 1 | 93 | Thermo Fisher Scientific | R12506 | https://www.thermofisher.com/order/catalog/product/R12506
R12515 | M5(3ml) PK/72 | pak. | 1 | 134 | Thermo Fisher Scientific | R12515 | https://www.thermofisher.com/order/catalog/product/R12515
R12516 | M5(3ml) PK/12 | pak. | 1 | 60 | Thermo Fisher Scientific | R12516 | https://www.thermofisher.com/order/catalog/product/R12516
R12530 | M6 (1.5ml) PK/72 | pak. | 1 | 104 | Thermo Fisher Scientific | R12530 | https://www.thermofisher.com/order/catalog/product/R12530
R12533 | M6 (3.0ml) PK/72 | pak. | 1 | 107 | Thermo Fisher Scientific | R12533 | https://www.thermofisher.com/order/catalog/product/R12533
R20355 | Nitrate Swab 6Swab/PK | pak. | 1 | 123 | Thermo Fisher Scientific | R20355 | https://www.thermofisher.com/order/catalog/product/R20355
R723000 | Amies Clear Gel,Single Swab PK/500 | pak. | 1 | 483 | Thermo Fisher Scientific | R723000 | https://www.thermofisher.com/order/catalog/product/R723000
R723005 | Amies Clear Gel,Single Swab PK/50 | pak. | 1 | 57 | Thermo Fisher Scientific | R723005 | https://www.thermofisher.com/order/catalog/product/R723005
R723010 | Amies Clear Gel,Dual Swab PK/500 | pak. | 1 | 602 | Thermo Fisher Scientific | R723010 | https://www.thermofisher.com/order/catalog/product/R723010
R723015 | Amies Clear Gel,Dual Swab PK/50 | pak. | 1 | 72 | Thermo Fisher Scientific | R723015 | https://www.thermofisher.com/order/catalog/product/R723015
R723020 | Amies Clear Gel,Wire Shaft Swab PK/100 | pak. | 1 | 308 | Thermo Fisher Scientific | R723020 | https://www.thermofisher.com/order/catalog/product/R723020
R723025 | Amies Clear Gel,Wire Shaft PK/50 | pak. | 1 | 158 | Thermo Fisher Scientific | R723025 | https://www.thermofisher.com/order/catalog/product/R723025
R723040 | Amies Charcoal Gel,Single Swab PK/500 | pak. | 1 | 491 | Thermo Fisher Scientific | R723040 | https://www.thermofisher.com/order/catalog/product/R723040
R723045 | Amies Charcoal Gel,Single Swab PK/50 | pak. | 1 | 59 | Thermo Fisher Scientific | R723045 | https://www.thermofisher.com/order/catalog/product/R723045
R723090 | [LEN] Liquid Amies,Dual Swab PK/500 | pak. | 1 | 623 | Thermo Fisher Scientific | R723090 | https://www.thermofisher.com/order/catalog/product/R723090
R723095 | Liquid Amies,Dual Swab PK/50 | pak. | 1 | 66 | Thermo Fisher Scientific | R723095 | https://www.thermofisher.com/order/catalog/product/R723095
R723110 | Liquid Stuarts,Single Swab PK/500 | pak. | 1 | 516 | Thermo Fisher Scientific | R723110 | https://www.thermofisher.com/order/catalog/product/R723110
R723115 | Liquid Stuarts,Single Swab PK/50 | pak. | 1 | 57 | Thermo Fisher Scientific | R723115 | https://www.thermofisher.com/order/catalog/product/R723115
R723120 | Liquid Stuarts,Dual Swab PK/500 | pak. | 1 | 672 | Thermo Fisher Scientific | R723120 | https://www.thermofisher.com/order/catalog/product/R723120
R723125 | Liquid Stuarts,Dual Swab PK/50 | pak. | 1 | 71 | Thermo Fisher Scientific | R723125 | https://www.thermofisher.com/order/catalog/product/R723125
R723130 | Liquid Stuarts,Wire Shaft Swab PK/100 | pak. | 1 | 306 | Thermo Fisher Scientific | R723130 | https://www.thermofisher.com/order/catalog/product/R723130
R723135 | Liquid Stuarts,Wire Shaft PK/50 | pak. | 1 | 155 | Thermo Fisher Scientific | R723135 | https://www.thermofisher.com/order/catalog/product/R723135
4484449 | EXOSOME SPIN COLUMNS (MW 3000) EACH | pak. | 1 | 288 | Thermo Fisher Scientific | 4484449 | https://www.thermofisher.com/order/catalog/product/4484449
A44296 | DYE & BIOTN REMV SPN CLM,0.5ML 25 COLUMNS | pak. | 1 | 354 | Thermo Fisher Scientific | A44296 | https://www.thermofisher.com/order/catalog/product/A44296
A44296S | DYE & BIOTN REMV SPN CLM,0.5ML 5 COLUMNS | pak. | 1 | 95 | Thermo Fisher Scientific | A44296S | https://www.thermofisher.com/order/catalog/product/A44296S
A44297 | DYE & BIOTN REMV SPN CLM,0.5ML 50 COLUMNS | pak. | 1 | 566 | Thermo Fisher Scientific | A44297 | https://www.thermofisher.com/order/catalog/product/A44297
A44298 | DYE & BIOTN REMV SPN CLM,2 ML 25 COLUMNS | pak. | 1 | 134 | Thermo Fisher Scientific | A44298 | https://www.thermofisher.com/order/catalog/product/A44298
A44299 | DYE & BIOTN REMV SPN CLM,2 ML 50 COLUMNS | pak. | 1 | 534 | Thermo Fisher Scientific | A44299 | https://www.thermofisher.com/order/catalog/product/A44299
A44300 | DYE & BIOTN REMV SPN CLM,5 ML 5 COLUMNS | pak. | 1 | 158 | Thermo Fisher Scientific | A44300 | https://www.thermofisher.com/order/catalog/product/A44300
A44301 | DYE & BIOTN REMV SPN CLM,5 ML 50 COLUMNS | pak. | 1 | 629 | Thermo Fisher Scientific | A44301 | https://www.thermofisher.com/order/catalog/product/A44301
A44302 | DYE & BIOTN REMV SPN CLM,10 ML 25 COLUMNS | pak. | 1 | 189 | Thermo Fisher Scientific | A44302 | https://www.thermofisher.com/order/catalog/product/A44302
A44303 | DYE & BIOTN REMV SPN CLM,10 ML 50 COLUMN | pak. | 1 | 849 | Thermo Fisher Scientific | A44303 | https://www.thermofisher.com/order/catalog/product/A44303
A44304 | DYE & BIOTIN REM FLTR PLT,96WL 2 PLATES | pak. | 1 | 551 | Thermo Fisher Scientific | A44304 | https://www.thermofisher.com/order/catalog/product/A44304
A44305 | DYE & BIOTIN REM FLTR PLT,96WL 4 PLATES | pak. | 1 | 879 | Thermo Fisher Scientific | A44305 | https://www.thermofisher.com/order/catalog/product/A44305
| VISO be PVM |  |  | 710282.5516
| % PVM |  |  | 21
| VISO su PVM |  |  | 859441.8874

## Sheet1
Item No
4114-0038
4114-0045
145380
170366N
170355N
170366
170367N
170355
170356N
170372N
141086
157527
170360
141008
170367
170365N
170356
4112-1000
170372
4113-1000
170361
4112-2000
4113-2000
4115-2000
4116-2000
4115-1000
147074
151152
4116-1000
170354N
170365
374179
171080
269620
262162
133001
158892
144458
170368N
170375N
147104
267576
170357N
249662
2605
170354
4112-0250
4113-0250
153732
170373N
159920
178905
159926
159910
267427
376814
269787
159929
170368
170375
168055
143761
9205
170357
132097
4115-0250
4116-0250
167574
156502
156505
170371N
178883
4112-0500
170374N
178885
377585
150464
170373
4113-0500
170364N
150462
150350
170369N
170376N
132098
150265
344260
167425
170358N
4115-0500
163320
4116-0500
174932
167008
170371
174930
174931
170353N
4112-2800
4113-2800
170374
4115-2800
4116-2800
170364
249940
178985
170369
170376
339653
170358
174925
174927
262146
150468
236105
170353
237105
150268
168381
4112-0125
367002
4113-0125
150360
150466
159933
156472
150288
150326
172931
156499
156800
150680
178983
174943
240835
163371
278605
169558
174900
174901
4115-0125
4116-0125
174899
174898
150682
159934
268152
150460
242757
242811
339652
156340
339650
136196
150318
156367
169900
150239
140675
153066
166508
174944
137101
136101
140640
140642
140644
140660
140663
140668
278606
243656
249935
150628
142475
150200
1200-1300
1200-2300
144530
150260
260836
140685
249570
266120
339651
150270
1200-1301
1200-2301
142485
362694
176740
164688
150687
179820
174945
150787
240845
264705
267578
242765
267566
174897
174951
362695
267556
362696
242764
152640
150255
265301
260895
267544
376813
144444
179830
174902
174905
260844
156545
164564
167554
164610
165218
260860
237107
264728
167542
161093
445497
140620
140627
140629
140652
140654
140656
237108
362697
236108
160005
265302
141078
141080
141082
268200
344280
132865
132867
236107
132913
132903
152025
260887
344380
156758
174950
168136
146183
145470
5039-0048
249952
960004
152035
171099
165305
262160
152039
165306
174926
174969
132920
132925
330050
242763
152038
152034
140156
132704
132707
256665
142761
174934
170920
137103
8404
157150
136102
174904
142762
262260
174952
146003
264704
262360
264706
150067
265202
174985
174977
278012
265203
141002
141006
141004
171862
132706
152028
267060
132703
152037
174903
174906
167063
267061
174929
267062
167064
174942
152040
278011
152036
165195
152029
179693
152041
177372
177399
177402
132705
132708
177380
154526
154534
178599
154461
154453
473245
179707
177429
177445
177437
177410
155383
155411
155361
155380
177453
174888
278010
155360
155379
155382
155409
164586
265300
154739
154917
154852
154941
164588
160376
164590
4308365
4481669
4483493
4483355
4483316
4312639
4313663
4333183
4360954
4346906
4483486
4483492
4483485
4483487
4483495
4323032
4316567
A30589
4483481
4306737
A30588
4483395
4483343
4483349
4483350
4483354
4483285
4483315
4483320
4483321
4483322
4483348
4483319
4311971
4481196
N8010933
403012
4309849
4344345
4333292
4314320
4366932
AM12480
AM8547
AM12502
AM12501
AM12400
AM12475
AM12425
AM12350
AM12300
AM12250
AM12275
AM10070
AM12225
AM12230
AM10065
AM12500
N8013822
4313950
4375284
T6273
4346907
N8010560
4481190
4308927
4375282
4481191
4375928
N8010541
4379983
4375816
N8010534
N8010535
4381850
4481192
4379590
N8010834
N8010531
403081
4358305
4358293
N8010580
N8010540
4312063
N8010550
N8010835
N8010840
4358297
N8010838
N8010833
N8010737
4306311
N8050300
N8010533
4375323
N8010611
N8010612
N8011534
N8011535
403083
N8011533
N8011540
403086
4316813
C10228
A25750
C10312
C10313
AMQAX1000R
TUC0010
A32812
BC3496SMP
BC3596SMP
A32810
BC3180
A32811
A43673
TF0384
TF0384W
A46920
12282100
A38738
A42351
A42358
A37956
4055
4410232
4410230
4410233
4410231