## Sheet1
TECHNINĖ SPECIFIKACIJA IR PASIŪLYMO FORMA
| PIRKIMO PAVADINIMAS: | Reagentų ir smulkios laboratorinės įrangos bei priemonių pirkimas
| PIRKIMO DALIS (neskirstoma) | 36
| TIEKĖJO PAVADINIMAS: | UAB Labochema LT
| BENDRIEJI REIKALAVIMAI: | Būtina siūlyti visas prekes ir pateikti kiekvienos prekės įkainį. Jeigu tiekėjas prie kurios nors prekės neįrašo kainos, laikoma, kad jis ją siūlo už 0,00 Eur. Jeigu tiekėjas dėl kitokių priežasčių išbraukia iš sąrašo prekės pavadinimą - tiekėjo pasiūlymas tai daliai atmetamas
SUBTIEKĖJAS
Prekės kodas kataloge/ Product Code by Catalog | Reikalaujami techniniai/parametraiProduct Descripton | Pakuotė/Package | Kiekis/ Quantity | Kaina kiekiui (4 stulpelis), Eur be PVM/ Price for Quantity (column 4) without VAT | Gamintojo pavadinimas/ Manufacturer (Producer) | Gamintojo suteiktas prekės kodas /Manufacturer's (Producer's) product Code | Nuoroda į išsamų prekės aprašymą arba gamintojo svetainę /Link to detailed product specification or manufacturer's website
1020230 | Ear Tips, grey, 2.5 mm | 1000 | 1 | 29 | Ratiolab | 1020230 | http://ratiolab.com/en/
1020231 | Ear Tips, grey, 4.0 mm | 1000 | 1 | 29 | Ratiolab | 1020231 | http://ratiolab.com/en/
1020240 | Ear Funnels, black, 2.5 mm | 1000 | 1 | 31 | Ratiolab | 1020240 | http://ratiolab.com/en/
1020241 | Ear Funnels, black, 4.0 mm | 1000 | 1 | 31 | Ratiolab | 1020241 | http://ratiolab.com/en/
1020242 | Ear Funnels, black, 4.0 mm | 1000 | 1 | 34 | Ratiolab | 1020242 | http://ratiolab.com/en/
1020243 | Ear Funnels, black, 2.5 mm | 1000 | 1 | 34 | Ratiolab | 1020243 | http://ratiolab.com/en/
1020250 | Ear Tips, grey, 2.5 mm | 1000 | 1 | 40 | Ratiolab | 1020250 | http://ratiolab.com/en/
1020251 | Ear Tips, grey, 4.0 mm | 1000 | 1 | 40 | Ratiolab | 1020251 | http://ratiolab.com/en/
1020260 | Ear Tips, grey, 2.5 mm | 1000 | 1 | 31 | Ratiolab | 1020260 | http://ratiolab.com/en/
1020261 | Ear Tips, grey, 4.0 mm | 1000 | 1 | 31 | Ratiolab | 1020261 | http://ratiolab.com/en/
1020330 | Ear Tips, black, 2.5 mm | 1000 | 1 | 29 | Ratiolab | 1020330 | http://ratiolab.com/en/
1020331 | Ear Tips, black, 4.0 mm | 1000 | 1 | 29 | Ratiolab | 1020331 | http://ratiolab.com/en/
1020340 | Ear Tips, black, 2.5 mm | 1000 | 1 | 40 | Ratiolab | 1020340 | http://ratiolab.com/en/
1020341 | Ear Tips, black, 4.0 mm | 1000 | 1 | 40 | Ratiolab | 1020341 | http://ratiolab.com/en/
1020350 | Ear Tips, black, 2.5 mm | 1000 | 1 | 31 | Ratiolab | 1020350 | http://ratiolab.com/en/
1020351 | Ear Tips, black, 4.0 mm | 1000 | 1 | 31 | Ratiolab | 1020351 | http://ratiolab.com/en/
1020540 | Ear Funnels, black, 2.5 mm | 1000 | 1 | 43 | Ratiolab | 1020540 | http://ratiolab.com/en/
1020541 | Ear Funnels, black, 4.0 mm | 1000 | 1 | 43 | Ratiolab | 1020541 | http://ratiolab.com/en/
1770010 | ratiolab® aeroject® ultra tips 10 µl xl, sterilized | 960 | 1 | 66 | Ratiolab | 1770010 | http://ratiolab.com/en/
1770020 | ratiolab® aeroject® ultra tips 20 µl,sterilized | 960 | 1 | 66 | Ratiolab | 1770020 | http://ratiolab.com/en/
1770100 | ratiolab® aeroject® ultra tips 100 µl,sterilized | 960 | 1 | 66 | Ratiolab | 1770100 | http://ratiolab.com/en/
1770200 | ratiolab® aeroject® ultra tips 200 µl,sterilized | 960 | 1 | 66 | Ratiolab | 1770200 | http://ratiolab.com/en/
1771000 | ratiolab® aeroject® ultra tips 1000 µl, sterilized | 600 | 1 | 48 | Ratiolab | 1771000 | http://ratiolab.com/en/
1771000XL | ratiolab® aeroject® ultra tips 1000 µl xl, sterilized | 960 | 1 | 68 | Ratiolab | 1771000XL | http://ratiolab.com/en/
2100500 | ratiolab® Pipet Tips crystal 0.1-10 µl xl | 1000 | 1 | 15 | Ratiolab | 2100500 | http://ratiolab.com/en/
2100553 | Pipet Tips "Wide Bore" 1-200 µl | 1000 | 1 | 45 | Ratiolab | 2100553 | http://ratiolab.com/en/
2100555 | Pipet Tips "Wide Bore" 100-1000 µl | 1000 | 1 | 45 | Ratiolab | 2100555 | http://ratiolab.com/en/
2100600 | ratiolab® Pipet Tips yellow -E- 1-200 µl | 1000 | 1 | 6 | Ratiolab | 2100600 | http://ratiolab.com/en/
2100610 | ratiolab® Pipet Tips blue -E- 100-1200 µl | 1000 | 1 | 6 | Ratiolab | 2100610 | http://ratiolab.com/en/
2113602 | ratiolab® Pipet Tips yellow -E- 1-200 µl, in Multirack | 960 | 1 | 28 | Ratiolab | 2113602 | http://ratiolab.com/en/
2113612 | ratiolab® Pipet Tips blue -E- 100-1200 µl, in Multirack | 600 | 1 | 23 | Ratiolab | 2113612 | http://ratiolab.com/en/
2130602 | ratiolab® Pipet Tips yellow -E- 1-200 µl, in MultiTray® | 960 | 1 | 22 | Ratiolab | 2130602 | http://ratiolab.com/en/
2130612 | ratiolab® Pipet Tips blue -E- 100-1200 µl, in MultiTray® | 960 | 1 | 25 | Ratiolab | 2130612 | http://ratiolab.com/en/
2153602 | ratiolab® Pipet Tips yellow -E- 1-200 µl, in Multirack, sterilized | 960 | 1 | 30 | Ratiolab | 2153602 | http://ratiolab.com/en/
2153612 | ratiolab® Pipet Tips blue -E- 100-1200 µl, in Multirack, sterilized | 600 | 1 | 27 | Ratiolab | 2153612 | http://ratiolab.com/en/
2400600 | ratiolab® Pipet Tips colorless -E- 1-200 µl | 1000 | 1 | 7 | Ratiolab | 2400600 | http://ratiolab.com/en/
2400610 | ratiolab® Pipet Tips colorless -E- 100-1200 µl | 1000 | 1 | 7 | Ratiolab | 2400610 | http://ratiolab.com/en/
2400620 | ratiolab® Pipet Tips Finntip 1000-5000 µl, in collapsible box | 75 | 1 | 7 | Ratiolab | 2400620 | http://ratiolab.com/en/
2400622 | ratiolab® Pipet Tips Finntip 1000-5000 µl | 1000 | 1 | 66 | Ratiolab | 2400622 | http://ratiolab.com/en/
2400623 | ratiolab® Pipet Tips Finntip 1000-5000 µl | 3000 | 1 | 181 | Ratiolab | 2400623 | http://ratiolab.com/en/
2400624 | ratiolab® Pipet Tips Finntip 1000-5000 µl | 500 | 1 | 35 | Ratiolab | 2400624 | http://ratiolab.com/en/
2400630 | ratiolab® Pipet Tips Macro 1000-5000 µl | 250 | 1 | 11 | Ratiolab | 2400630 | http://ratiolab.com/en/
2400640 | ratiolab® Pipet Tips Finntip 2000-10000 µl | 100 | 1 | 8 | Ratiolab | 2400640 | http://ratiolab.com/en/
2400642 | ratiolab® Pipet Tips colorless 1000-10000 µl | 100 | 1 | 12 | Ratiolab | 2400642 | http://ratiolab.com/en/
2400650 | ratiolab® Pipet Tips Macro II 1000-5000 µl | 300 | 1 | 14 | Ratiolab | 2400650 | http://ratiolab.com/en/
2400653 | ratiolab® Pipet Tips Macro III 1000-5000 µl | 300 | 1 | 22 | Ratiolab | 2400653 | http://ratiolab.com/en/
2410620 | ratiolab® Pipet Tips Finntip 1000-5000 µl, in rack | 50 | 1 | 15 | Ratiolab | 2410620 | http://ratiolab.com/en/
2410630 | ratiolab® Pipet Tips Macro 1000-5000 µl, in rack | 50 | 1 | 15 | Ratiolab | 2410630 | http://ratiolab.com/en/
2410640 | ratiolab® Pipet Tips Finntip 2000-10000 µl, in rack | 25 | 1 | 15 | Ratiolab | 2410640 | http://ratiolab.com/en/
2410642 | ratiolab® Pipet Tips colorless 1000-10000 µl, in rack | 25 | 1 | 15 | Ratiolab | 2410642 | http://ratiolab.com/en/
2410650 | ratiolab® Pipet Tips Macro II 1000-5000 µl, in rack | 50 | 1 | 15 | Ratiolab | 2410650 | http://ratiolab.com/en/
2410653 | ratiolab® Pipet Tips Macro III 1000-5000 µl, in rack, | 50 | 1 | 20 | Ratiolab | 2410653 | http://ratiolab.com/en/
2413602 | ratiolab® Pipet Tips colorless -E- 1-200 µl, in Multirack | 960 | 1 | 27 | Ratiolab | 2413602 | http://ratiolab.com/en/
2413612 | ratiolab® Pipet Tips colorless -E- 100-1200 µl, in Multirack | 600 | 1 | 24 | Ratiolab | 2413612 | http://ratiolab.com/en/
2430602 | ratiolab® Pipet Tips colorless -E- 1-200 µl, in MultiTray® | 960 | 1 | 24 | Ratiolab | 2430602 | http://ratiolab.com/en/
2430612 | ratiolab® Pipet Tips colorless -E- 100-1200 µl, in MultiTray® | 960 | 1 | 26 | Ratiolab | 2430612 | http://ratiolab.com/en/
2453602 | ratiolab® Pipet Tips colorless -E- 1-200 µl, in Multirack, sterilized | 960 | 1 | 27 | Ratiolab | 2453602 | http://ratiolab.com/en/
2453612 | ratiolab® Pipet Tips colorless -E- 100-1200 µl, in Multirack, sterilized | 600 | 1 | 26 | Ratiolab | 2453612 | http://ratiolab.com/en/
2453620 | ratiolab® Pipet Tips Finntip 1000-5000 µl, in Multirack, sterilized | 50 | 1 | 17 | Ratiolab | 2453620 | http://ratiolab.com/en/
2453630 | ratiolab® Pipet Tips Macro 1000-5000 µl, in Multirack, sterilized | 50 | 1 | 17 | Ratiolab | 2453630 | http://ratiolab.com/en/
2453640 | ratiolab® Pipet Tips Finntip 2000-10000 µl, in Multirack, sterilized | 25 | 1 | 17 | Ratiolab | 2453640 | http://ratiolab.com/en/
2453642 | ratiolab® Pipet Tips colorless 1000-10000 µl, sterilized, in rack | 25 | 1 | 17 | Ratiolab | 2453642 | http://ratiolab.com/en/
2453650 | ratiolab® Pipet Tips Macro II 1000-5000 µl, in Multirack, sterilized | 50 | 1 | 17 | Ratiolab | 2453650 | http://ratiolab.com/en/
2453653 | ratiolab® Pipet Tips Macro III 1000-5000 µl, in Multirack, sterilized | 50 | 1 | 21 | Ratiolab | 2453653 | http://ratiolab.com/en/
2500110 | ratiolab® Pipet Tips Oxford 1-200 µl | 1000 | 1 | 11 | Ratiolab | 2500110 | http://ratiolab.com/en/
2500130 | ratiolab® Pipet Tips Dr. Lange 100-1000 µl | 1000 | 1 | 30 | Ratiolab | 2500130 | http://ratiolab.com/en/
2500140 | ratiolab® Pipet Tips MLA 1-200 µl | 1000 | 1 | 10 | Ratiolab | 2500140 | http://ratiolab.com/en/
2500150 | ratiolab® Pipet Tips MLA 100-1000 µl | 1000 | 1 | 20 | Ratiolab | 2500150 | http://ratiolab.com/en/
2500160 | ratiolab® Pipet Tips yellow -universal- 1-250 µl | 1000 | 1 | 7 | Ratiolab | 2500160 | http://ratiolab.com/en/
2500163 | ratiolab® Pipet Tips colorless -universal- 1-250 µl | 1000 | 1 | 7 | Ratiolab | 2500163 | http://ratiolab.com/en/
2500170 | ratiolab® Pipet Tips crystal -E- 0.5-20 µl | 1000 | 1 | 12 | Ratiolab | 2500170 | http://ratiolab.com/en/
2500180 | ratiolab® Pipet Tips -ES- 500-2500 µl | 250 | 1 | 10 | Ratiolab | 2500180 | http://ratiolab.com/en/
2500190 | ratiolab® Pipet Tips crystal -G- 0.1-10 µl | 1000 | 1 | 12 | Ratiolab | 2500190 | http://ratiolab.com/en/
2513162 | ratiolab® Pipet Tips yellow -universal- 1-250 µl, in Multirack | 960 | 1 | 27 | Ratiolab | 2513162 | http://ratiolab.com/en/
2513163 | ratiolab® Pipet Tips colorless -universal- 1-250 µl, in Multirack | 960 | 1 | 27 | Ratiolab | 2513163 | http://ratiolab.com/en/
2513172 | ratiolab® Pipet Tips crystal -E- 0.5-20 µl, in Multirack | 960 | 1 | 31 | Ratiolab | 2513172 | http://ratiolab.com/en/
2513192 | ratiolab® Pipet Tips crystal -G- 0.1-10 µl, in Multirack | 960 | 1 | 31 | Ratiolab | 2513192 | http://ratiolab.com/en/
2513502 | ratiolab® Pipet Tips crystal 0.1-10 µl xl, in Multirack | 960 | 1 | 35 | Ratiolab | 2513502 | http://ratiolab.com/en/
2530162 | ratiolab® Pipet Tips yellow -universal- 1-250 µl, in MultiTray® | 960 | 1 | 23 | Ratiolab | 2530162 | http://ratiolab.com/en/
2530163 | ratiolab® Pipet Tips colorless -universal- 1-250 µl, in MultiTray® | 960 | 1 | 23 | Ratiolab | 2530163 | http://ratiolab.com/en/
2530172 | ratiolab® Pipet Tips crystal -E- 0.5-20 µl, in MultiTray® | 960 | 1 | 26 | Ratiolab | 2530172 | http://ratiolab.com/en/
2530173 | ratiolab® Pipet Tips crystal 0.1-10 µl xl, in MultiTray® | 960 | 1 | 30 | Ratiolab | 2530173 | http://ratiolab.com/en/
2530192 | ratiolab® Pipet Tips crystal -G- 0.1-10 µl, in MultiTray® | 960 | 1 | 26 | Ratiolab | 2530192 | http://ratiolab.com/en/
2553162 | ratiolab® Pipet Tips yellow -universal- 1-250 µl, in Multirack, | 960 | 1 | 32 | Ratiolab | 2553162 | http://ratiolab.com/en/
2553163 | ratiolab® Pipet Tips colorless -universal- 1-250 µl, in Multirack, | 960 | 1 | 32 | Ratiolab | 2553163 | http://ratiolab.com/en/
2553172 | ratiolab® Pipet Tips crystal -E- 0.5-20 µl, in Multirack, sterilized | 960 | 1 | 34 | Ratiolab | 2553172 | http://ratiolab.com/en/
2553192 | ratiolab® Pipet Tips crystal -G- 0.1-10 µl, in Multirack, sterilized | 960 | 1 | 34 | Ratiolab | 2553192 | http://ratiolab.com/en/
2553502 | ratiolab® Pipet Tips crystal 0.1-10 µl xl, in Multirack, sterilized | 960 | 1 | 37 | Ratiolab | 2553502 | http://ratiolab.com/en/
2600111 | Pasteur-plast pipets 3.0 ml Macro, 158 mm, graduated, non-sterilized | 500 | 1 | 10 | Ratiolab | 2600111 | http://ratiolab.com/en/
2600119 | Pasteur-plast pipets 1.0 ml, 140 mm, graduated, non-sterilized | 500 | 1 | 13 | Ratiolab | 2600119 | http://ratiolab.com/en/
2600120 | Pasteur-plast pipets 1.5 ml, 228 mm, graduated, non-sterilized | 400 | 1 | 11 | Ratiolab | 2600120 | http://ratiolab.com/en/
2600125 | Pasteur-plast pipets 0.5 ml Mini, 85 mm, graduated, non-sterilized | 1000 | 1 | 26 | Ratiolab | 2600125 | http://ratiolab.com/en/
2600131 | Pasteur-plast pipets 2.5 ml, 152 mm, graduated, non-sterilized | 500 | 1 | 18 | Ratiolab | 2600131 | http://ratiolab.com/en/
2600135 | Pasteur-plast pipets 2.0 ml, 152 mm, graduated, non-sterilized | 500 | 1 | 21 | Ratiolab | 2600135 | http://ratiolab.com/en/
2600145 | Pasteur-plast pipets 0.2 ml, 130 mm, non-sterilized | 500 | 1 | 26 | Ratiolab | 2600145 | http://ratiolab.com/en/
2600151 | Pasteur-plast pipets 3.0 ml Micro, 152 mm, non-sterilized | 500 | 1 | 11 | Ratiolab | 2600151 | http://ratiolab.com/en/
2600155 | Pasteur-plast pipets 1.0 ml Capillary, 104 mm, non-sterilized | 400 | 1 | 28 | Ratiolab | 2600155 | http://ratiolab.com/en/
2600160 | Pasteur-plast pipets 1.2 ml, 63 mm non-sterilized | 500 | 1 | 24 | Ratiolab | 2600160 | http://ratiolab.com/en/
2600165 | Pasteur-plast pipets 4.0 ml, 86 mm non-sterilized | 500 | 1 | 17 | Ratiolab | 2600165 | http://ratiolab.com/en/
2600171 | Pasteur-plast pipets 1.0 ml, 153 mm, graduated, non-sterilized | 500 | 1 | 11 | Ratiolab | 2600171 | http://ratiolab.com/en/
2600181 | Pasteur-plast pipets 1.0 ml Capillary, 150 mm, graduated, non-sterilized | 500 | 1 | 23 | Ratiolab | 2600181 | http://ratiolab.com/en/
2600190 | Pasteur-plast pipets 10.0 ml, 169 mm, non-sterilized | 200 | 1 | 12 | Ratiolab | 2600190 | http://ratiolab.com/en/
2600195 | Pasteur-plast pipets 10.0 ml, 301 mm, non-sterilized | 100 | 1 | 22 | Ratiolab | 2600195 | http://ratiolab.com/en/
2600206 | Pasteur-plast pipets 6.0 ml Macro, 148 mm, non-sterilized | 400 | 1 | 17 | Ratiolab | 2600206 | http://ratiolab.com/en/
2600216 | Pasteur-plast pipets 4.0 ml, 147 mm, non-sterilized | 500 | 1 | 11 | Ratiolab | 2600216 | http://ratiolab.com/en/
2600220 | Pasteur-plast pipets 1.3 ml, 140 mm, for urine-analyses, non-sterilized | 500 | 1 | 19 | Ratiolab | 2600220 | http://ratiolab.com/en/
2600230 | Pasteur-plast pipets 0.8 ml Mini, 112 mm, graduated, non-sterilized | 1000 | 1 | 27 | Ratiolab | 2600230 | http://ratiolab.com/en/
2600240 | Pasteur-plast pipets 1.0 ml Micro Tip, 149 mm, non-sterilized | 500 | 1 | 24 | Ratiolab | 2600240 | http://ratiolab.com/en/
2600250 | Pasteur-plast pipets 3.0 ml, 160 mm, graduated, non-sterilized | 500 | 1 | 11 | Ratiolab | 2600250 | http://ratiolab.com/en/
2600260 | Pasteur-plast pipets 0.1 ml, 82 mm, with recirculation, non-sterilized | 1000 | 1 | 45 | Ratiolab | 2600260 | http://ratiolab.com/en/
2655111 | Pasteur-plast pipets 3.0 ml Macro, 158 mm, graduated, sterilized, single wr | 500 | 1 | 28 | Ratiolab | 2655111 | http://ratiolab.com/en/
2655120 | Pasteur-plast pipets 1.5 ml, 228 mm, graduated, sterilized, single wrapped | 250 | 1 | 52 | Ratiolab | 2655120 | http://ratiolab.com/en/
2655131 | Pasteur-plast pipets 2.5 ml, 152 mm, graduated, sterilized, single wrapped | 500 | 1 | 29 | Ratiolab | 2655131 | http://ratiolab.com/en/
2655135 | Pasteur-plast pipets 2.0 ml, 152 mm, graduated, sterilized, single wrapped | 500 | 1 | 40 | Ratiolab | 2655135 | http://ratiolab.com/en/
2655151 | Pasteur-plast pipets 3.0 ml Micro, 152 mm, sterilized, single wrapped | 500 | 1 | 26 | Ratiolab | 2655151 | http://ratiolab.com/en/
2655171 | Pasteur-plast pipets 1.0 ml, 153 mm, graduated, sterilized, single wrapped | 500 | 1 | 27 | Ratiolab | 2655171 | http://ratiolab.com/en/
2655181 | Pasteur-plast pipets 1.0 ml Capillary, 150 mm, graduated, sterilized, single wr | 500 | 1 | 34 | Ratiolab | 2655181 | http://ratiolab.com/en/
2655206 | Pasteur-plast pipets 6.0 ml Macro, 148 mm, sterilized, single wrapped | 400 | 1 | 27 | Ratiolab | 2655206 | http://ratiolab.com/en/
2655230 | Pasteur-plast pipets 0.8 ml Mini, 112 mm, graduated, sterilized, single wr | 500 | 1 | 31 | Ratiolab | 2655230 | http://ratiolab.com/en/
2655240 | Pasteur-plast pipets 1.0 ml Micro Tip, 149 mm, sterilized, single wrapped | 500 | 1 | 37 | Ratiolab | 2655240 | http://ratiolab.com/en/
2656111 | Pasteur-plast pipets 3.0 ml Macro, 158 mm, graduated, sterilized | 500 | 1 | 27 | Ratiolab | 2656111 | http://ratiolab.com/en/
2656135 | Pasteur-plast pipets 2.0 ml, 152 mm, graduated, sterilized | 500 | 1 | 38 | Ratiolab | 2656135 | http://ratiolab.com/en/
2656171 | Pasteur-plast pipets 1.0 ml, 153 mm, graduated, sterilized | 500 | 1 | 26 | Ratiolab | 2656171 | http://ratiolab.com/en/
2711110 | ratiolab® Q-VETTES macro 4.0 ml, PS | 1000 | 1 | 42 | Ratiolab | 2711110 | http://ratiolab.com/en/
2712120 | ratiolab® Q-VETTES semi-micro 1.6 ml, PS | 1000 | 1 | 43 | Ratiolab | 2712120 | http://ratiolab.com/en/
2722110 | ratiolab® CUVETTES macro 4.0 ml, UV | 100 | 1 | 21 | Ratiolab | 2722110 | http://ratiolab.com/en/
2722120 | ratiolab® CUVETTES semi-mirco 1.6 ml, UV | 100 | 1 | 24 | Ratiolab | 2722120 | http://ratiolab.com/en/
2722130 | CUVETTES micro 70-850 µl, UV, center height 8.5 mm | 100 | 1 | 24 | Ratiolab | 2722130 | http://ratiolab.com/en/
2722131 | CUVETTES micro 70-550 µl, UV, center height 15 mm | 100 | 1 | 24 | Ratiolab | 2722131 | http://ratiolab.com/en/
2725110 | ratiolab® macro cuvets 4.0 ml, solvent resistant | 100 | 1 | 21 | Ratiolab | 2725110 | http://ratiolab.com/en/
2725120 | ratiolab® semi-micro cuvets 1.6 ml, solvent resistant | 100 | 1 | 24 | Ratiolab | 2725120 | http://ratiolab.com/en/
2810100 | ratiolab® semi-micro cuvets 1.6 ml, PMMA | 1000 | 1 | 86 | Ratiolab | 2810100 | http://ratiolab.com/en/
2811110 | ratiolab® macro cuvets 4.0 ml, PMMA | 1000 | 1 | 86 | Ratiolab | 2811110 | http://ratiolab.com/en/
2812010 | Stoppers for UV-Cuvets micro, PE, blue | 100 | 1 | 13 | Ratiolab | 2812010 | http://ratiolab.com/en/
2812011 | Stoppers for all ratiolab® Cuvets, PP | 1000 | 1 | 20 | Ratiolab | 2812011 | http://ratiolab.com/en/
2812012 | 12-cavity multicell cuvets, PMMA, suitable for Arena Analyzer | 1000 | 1 | 540 | Ratiolab | 2812012 | http://ratiolab.com/en/
2900101 | ratiolab® Dispenser-Tips 0.5 ml | 100 | 1 | 32 | Ratiolab | 2900101 | http://ratiolab.com/en/
2900102 | ratiolab® Dispenser-Tips 1.25 ml | 100 | 1 | 32 | Ratiolab | 2900102 | http://ratiolab.com/en/
2900103 | ratiolab® Dispenser-Tips 2.5 ml | 100 | 1 | 32 | Ratiolab | 2900103 | http://ratiolab.com/en/
2900104 | ratiolab® Dispenser-Tips 5.0 ml | 100 | 1 | 32 | Ratiolab | 2900104 | http://ratiolab.com/en/
2900105 | ratiolab® Dispenser-Tips 12.5 ml | 100 | 1 | 32 | Ratiolab | 2900105 | http://ratiolab.com/en/
2900106 | ratiolab® Dispenser-Tips 50 ml | 25 | 1 | 12 | Ratiolab | 2900106 | http://ratiolab.com/en/
2900107 | Adapter for ratiolab® Dispenser-Tips 25 and 50 ml | 10 | 1 | 13 | Ratiolab | 2900107 | http://ratiolab.com/en/
2900109 | ratiolab® Dispenser-Tips 25 ml | 50 | 1 | 22 | Ratiolab | 2900109 | http://ratiolab.com/en/
2910101 | ratiolab® Dispenser-Tips 0.5 ml, sterilized | 100 | 1 | 58 | Ratiolab | 2910101 | http://ratiolab.com/en/
2910102 | ratiolab® Dispenser-Tips 1.25 ml, sterilized | 100 | 1 | 58 | Ratiolab | 2910102 | http://ratiolab.com/en/
2910103 | ratiolab® Dispenser-Tips 2.5 ml, sterilized | 100 | 1 | 58 | Ratiolab | 2910103 | http://ratiolab.com/en/
2910104 | ratiolab® Dispenser-Tips 5.0 ml, sterilized | 100 | 1 | 58 | Ratiolab | 2910104 | http://ratiolab.com/en/
2910105 | ratiolab® Dispenser-Tips 12.5 ml, sterilized | 100 | 1 | 58 | Ratiolab | 2910105 | http://ratiolab.com/en/
2910106 | ratiolab® Dispenser-Tips 50 ml, sterilized | 25 | 1 | 21 | Ratiolab | 2910106 | http://ratiolab.com/en/
2910107 | Adapter for ratiolab® Dispenser-Tips 25 and 50 ml, sterilized | 5 | 1 | 15 | Ratiolab | 2910107 | http://ratiolab.com/en/
2910109 | ratiolab® Dispenser-Tips 25 ml, sterilized | 25 | 1 | 20 | Ratiolab | 2910109 | http://ratiolab.com/en/
2970001 | Slamed Bottle-Top Dispenser D1 (0.25-2.5 ml), Slamed Cat.No. 8.1. | 1 | 1 | 167 | Ratiolab | 2970001 | http://ratiolab.com/en/
2970002 | Slamed Bottle-Top Dispenser D2 (0.5-5 ml), Slamed Cat.No. 8.2. | 1 | 1 | 182 | Ratiolab | 2970002 | http://ratiolab.com/en/
2970003 | Slamed Bottle-Top Dispenser D3 (1-10 ml), Slamed Cat.No. 8.3. | 1 | 1 | 196 | Ratiolab | 2970003 | http://ratiolab.com/en/
2970004 | Slamed Bottle-Top Dispenser D4 (2.5-25 ml), Slamed Cat.No. 8.4. | 1 | 1 | 211 | Ratiolab | 2970004 | http://ratiolab.com/en/
2970005 | Slamed Bottle-Top Dispenser D5 (5-50 ml), Slamed Cat.No. 8.5. | 1 | 1 | 255 | Ratiolab | 2970005 | http://ratiolab.com/en/
2970006 | Slamed Bottle-Top Dispenser D6 (10-100 ml), Slamed Cat.No. 8.6. | 1 | 1 | 336 | Ratiolab | 2970006 | http://ratiolab.com/en/
2970014 | Slamed Dispenser Digital Burette DB 0-50 ml, Slamed Cat.No. 9.1. | 1 | 1 | 588 | Ratiolab | 2970014 | http://ratiolab.com/en/
2980200 | ratiolab® dispetta dispenser | 1 | 1 | 230 | Ratiolab | 2980200 | http://ratiolab.com/en/
3014030 | Coagulometer tubes, PS, 12 x 55 mm, round bottom | 1000 | 1 | 14 | Ratiolab | 3014030 | http://ratiolab.com/en/
3101011 | Serological pipets 1.0 ml, sterilized | 1000 | 1 | 104 | Ratiolab | 3101011 | http://ratiolab.com/en/
3102011 | Serological pipets 2.0 ml, sterilized | 1000 | 1 | 106 | Ratiolab | 3102011 | http://ratiolab.com/en/
3105011 | Serological pipets 5.0 ml, sterilized | 200 | 1 | 40 | Ratiolab | 3105011 | http://ratiolab.com/en/
3110011 | Serological pipets 10 ml, sterilized | 200 | 1 | 38 | Ratiolab | 3110011 | http://ratiolab.com/en/
3125011 | Serological pipets 25 ml, sterilized | 200 | 1 | 98 | Ratiolab | 3125011 | http://ratiolab.com/en/
3150011 | Serological pipets 50 ml, sterilized | 100 | 1 | 106 | Ratiolab | 3150011 | http://ratiolab.com/en/
3170100 | Stainless steel stand for 4 ratiolab® pipet box, 265 x 250 x 120 mm | 1 | 1 | 57 | Ratiolab | 3170100 | http://ratiolab.com/en/
3170200 | Pipet box, square section, aluminium, length 160 - 200 mm | 1 | 1 | 22 | Ratiolab | 3170200 | http://ratiolab.com/en/
3170305 | Pipet box, square section, aluminium, length 235 - 305 mm | 1 | 1 | 26 | Ratiolab | 3170305 | http://ratiolab.com/en/
3170385 | Pipet box, square section, aluminium, length 315 - 385 mm | 1 | 1 | 28 | Ratiolab | 3170385 | http://ratiolab.com/en/
3170485 | Pipet box, square section, aluminium, length 315 - 485 mm | 1 | 1 | 29 | Ratiolab | 3170485 | http://ratiolab.com/en/
3200300 | ratiolab® Accupetta, electronic pipet aid | 1 | 1 | 160 | Ratiolab | 3200300 | http://ratiolab.com/en/
3200301 | Spare silicone pipet adapter | 1 | 1 | 15 | Ratiolab | 3200301 | http://ratiolab.com/en/
3200302 | Spare filter hydrophobic, 0.2 µm | 5 | 1 | 30 | Ratiolab | 3200302 | http://ratiolab.com/en/
3200303 | Spare filter hydrophobic, 0.45 µm | 5 | 1 | 30 | Ratiolab | 3200303 | http://ratiolab.com/en/
3200306 | Battery for Accupetta | 2 | 1 | 39 | Ratiolab | 3200306 | http://ratiolab.com/en/
3200309 | Battery charger for Accupetta | 1 | 1 | 49 | Ratiolab | 3200309 | http://ratiolab.com/en/
3200311 | Adapter for battery charger | 1 | 1 | 20 | Ratiolab | 3200311 | http://ratiolab.com/en/
3200312 | Wall mounting for Accupetta | 1 | 1 | 10 | Ratiolab | 3200312 | http://ratiolab.com/en/
3300001 | Centrifuge Tubes 50 ml, conical, non-sterilized | 300 | 1 | 52 | Ratiolab | 3300001 | http://ratiolab.com/en/
3300002 | Centrifuge Tubes 50 ml, conical, sterilized | 300 | 1 | 60 | Ratiolab | 3300002 | http://ratiolab.com/en/
3300003 | Centrifuge Tubes 50 ml, self-standing, non-sterilized | 250 | 1 | 48 | Ratiolab | 3300003 | http://ratiolab.com/en/
3300004 | Centrifuge Tubes 50 ml, self-standing, sterilized | 250 | 1 | 55 | Ratiolab | 3300004 | http://ratiolab.com/en/
3300005 | Centrifuge Tubes 15 ml, conical, non-sterilized | 750 | 1 | 107 | Ratiolab | 3300005 | http://ratiolab.com/en/
3300006 | Centrifuge Tubes 15 ml, conical, sterilized | 750 | 1 | 127 | Ratiolab | 3300006 | http://ratiolab.com/en/
3514030 | Test Tubes, PS, 12 x 75 mm | 1000 | 1 | 16 | Ratiolab | 3514030 | http://ratiolab.com/en/
3514031 | Test Tubes, PP, 12 x 75 mm | 1000 | 1 | 17 | Ratiolab | 3514031 | http://ratiolab.com/en/
3514032 | Test Tubes, PS, 13 x 75 mm | 1000 | 1 | 18 | Ratiolab | 3514032 | http://ratiolab.com/en/
3514033 | Test Tubes, PP, 13 x 75 mm | 1000 | 1 | 18 | Ratiolab | 3514033 | http://ratiolab.com/en/
3514040 | RIA-tubes, PS, 11 x 70 mm, round bottom | 1000 | 1 | 18 | Ratiolab | 3514040 | http://ratiolab.com/en/
3514900 | Stoppers for test tubes, Ø 11-12 mm, natural | 1000 | 1 | 12 | Ratiolab | 3514900 | http://ratiolab.com/en/
351490B | Stoppers for test tubes, Ø 11-12 mm, blue | 1000 | 1 | 12 | Ratiolab | 351490B | http://ratiolab.com/en/
351490G | Stoppers for test tubes, Ø 11-12 mm, green | 1000 | 1 | 12 | Ratiolab | 351490G | http://ratiolab.com/en/
351490R | Stoppers for test tubes, Ø 11-12 mm, red | 1000 | 1 | 12 | Ratiolab | 351490R | http://ratiolab.com/en/
351490Y | Stoppers for test tubes, Ø 11-12 mm, yellow | 1000 | 1 | 12 | Ratiolab | 351490Y | http://ratiolab.com/en/
3520000 | Test Tubes, PS, 18 x 105 mm, conical bottom | 1500 | 1 | 79 | Ratiolab | 3520000 | http://ratiolab.com/en/
3622000 | Test Tubes, PS, 18 x 105 mm, round bottom | 1500 | 1 | 89 | Ratiolab | 3622000 | http://ratiolab.com/en/
3712005 | Rack for Microcentrifuge Tubes 1.5-2.0 ml, PP, 5 x 16 positions, blue | 5 | 1 | 21 | Ratiolab | 3712005 | http://ratiolab.com/en/
3712006 | Rack for Microcentrifuge Tubes 1.5-2.0 ml, PP, 5 x 16 positions, green | 5 | 1 | 21 | Ratiolab | 3712006 | http://ratiolab.com/en/
3712007 | Rack for Microcentrifuge Tubes 1.5-2.0 ml, PP, 5 x 16 positions, orange | 5 | 1 | 21 | Ratiolab | 3712007 | http://ratiolab.com/en/
3712008 | Rack for Microcentrifuge Tubes 1.5-2.0 ml, PP, 5 x 16 positions, pink | 5 | 1 | 21 | Ratiolab | 3712008 | http://ratiolab.com/en/
3712009 | Rack for Microcentrifuge Tubes 1.5-2.0 ml, PP, 5 x 16 positions, yellow | 5 | 1 | 21 | Ratiolab | 3712009 | http://ratiolab.com/en/
3712010 | Rack for Microcentrifuge tubes 1.5-2.0 ml, PP, 5 x 16 positions, Mix-Pack of 5 c | 5 | 1 | 70 | Ratiolab | 3712010 | http://ratiolab.com/en/
3712101 | Multistand Rack for tubes Ø 10-17 mm, 5 x 5 positions, white | 1 | 1 | 15 | Ratiolab | 3712101 | http://ratiolab.com/en/
3712301 | Multistand Plus for sample tubes, till Ø 18 mm, PP, 5 x 10 positions, red | 1 | 1 | 140 | Ratiolab | 3712301 | http://ratiolab.com/en/
3712302 | Multistand Plus for sample tubes, till Ø 18 mm, PP, 5 x 10 positions, whit | 1 | 1 | 140 | Ratiolab | 3712302 | http://ratiolab.com/en/
3714010 | Test Tubes, PS, 16 x 100 mm, round bottom | 1000 | 1 | 31 | Ratiolab | 3714010 | http://ratiolab.com/en/
3814010 | Test Tubes, PP, 16 x 100 mm, round bottom | 1000 | 1 | 23 | Ratiolab | 3814010 | http://ratiolab.com/en/
3814020 | Centrifuge Tubes with stoppers 12 ml, round bottom, non-sterilized | 100 | 1 | 52 | Ratiolab | 3814020 | http://ratiolab.com/en/
3914900 | Stoppers 16-17 mm, natural | 1000 | 1 | 12 | Ratiolab | 3914900 | http://ratiolab.com/en/
391490B | Stoppers 16-17 mm, blue | 1000 | 1 | 12 | Ratiolab | 391490B | http://ratiolab.com/en/
391490G | Stoppers 16-17 mm, green | 1000 | 1 | 12 | Ratiolab | 391490G | http://ratiolab.com/en/
391490R | Stoppers 16-17 mm, red | 1000 | 1 | 12 | Ratiolab | 391490R | http://ratiolab.com/en/
391490Y | Stoppers 16-17 mm, yellow | 1000 | 1 | 12 | Ratiolab | 391490Y | http://ratiolab.com/en/
4770001 | Slamed Micropipette Adjustable L2 (0.1-2µl) | 1 | 1 | 148 | Ratiolab | 4770001 | http://ratiolab.com/en/
4770002 | Slamed Micropipette Adjustable L10 (0.5-10 µl) | 1 | 1 | 148 | Ratiolab | 4770002 | http://ratiolab.com/en/
4770003 | Slamed Micropipette Adjustable L20 (2-20 µl) | 1 | 1 | 140 | Ratiolab | 4770003 | http://ratiolab.com/en/
4770004 | Slamed Micropipette Adjustable L50 (5-50 µl) | 1 | 1 | 140 | Ratiolab | 4770004 | http://ratiolab.com/en/
4770005 | Slamed Micropipette Adjustable L100 (10-100 µl) | 1 | 1 | 140 | Ratiolab | 4770005 | http://ratiolab.com/en/
4770006 | Slamed Micropipette Adjustable L200 (20-200 µl) | 1 | 1 | 140 | Ratiolab | 4770006 | http://ratiolab.com/en/
4770007 | Slamed Micropipette Adjustable L250 (50-250 µl) | 1 | 1 | 140 | Ratiolab | 4770007 | http://ratiolab.com/en/
4770008 | Slamed Micropipette Adjustable L1000 (100-1000 µl) | 1 | 1 | 140 | Ratiolab | 4770008 | http://ratiolab.com/en/
4770009 | Slamed Micropipette Adjustable L5000 (1000-5000 µl) | 1 | 1 | 163 | Ratiolab | 4770009 | http://ratiolab.com/en/
4770010 | Slamed Micropipette Adjustable L10000 (1000-10000 µl) | 1 | 1 | 163 | Ratiolab | 4770010 | http://ratiolab.com/en/
4770011 | Slamed Micropipette Adjustable OLV2 (0.1-2 µl) | 1 | 1 | 124 | Ratiolab | 4770011 | http://ratiolab.com/en/
4770012 | Slamed Micropipette Adjustable OLV10 (0.5-10 µl) | 1 | 1 | 124 | Ratiolab | 4770012 | http://ratiolab.com/en/
4770013 | Slamed Micropipette Adjustable OLV20 (2-20 µl) | 1 | 1 | 117 | Ratiolab | 4770013 | http://ratiolab.com/en/
4770014 | Slamed Micropipette Adjustable OLV50 (5-50 µl) | 1 | 1 | 117 | Ratiolab | 4770014 | http://ratiolab.com/en/
4770015 | Slamed Micropipette Adjustable OLV100 (10-100 µl) | 1 | 1 | 117 | Ratiolab | 4770015 | http://ratiolab.com/en/
4770016 | Slamed Micropipette Adjustable OLV200 (20-200 µl) | 1 | 1 | 117 | Ratiolab | 4770016 | http://ratiolab.com/en/
4770017 | Slamed Micropipette Adjustable OLV250 (50-250 µl) | 1 | 1 | 117 | Ratiolab | 4770017 | http://ratiolab.com/en/
4770018 | Slamed Micropipette Adjustable OLV1000 (100-1000 µl) | 1 | 1 | 117 | Ratiolab | 4770018 | http://ratiolab.com/en/
4770019 | Slamed Micropipette Adjustable OLV5000 (1000-5000 µl) | 1 | 1 | 142 | Ratiolab | 4770019 | http://ratiolab.com/en/
4770020 | Slamed Micropipette Adjustable OLV10000 (1000-10000 µl) | 1 | 1 | 142 | Ratiolab | 4770020 | http://ratiolab.com/en/
4770031 | Slamed Micropipette Fixed Volume CP2 (2 µl) | 1 | 1 | 58 | Ratiolab | 4770031 | http://ratiolab.com/en/
4770032 | Slamed Micropipette Fixed Volume CP5 (5 µl) | 1 | 1 | 58 | Ratiolab | 4770032 | http://ratiolab.com/en/
4770033 | Slamed Micropipette Fixed Volume CP7 (7 µl) | 1 | 1 | 58 | Ratiolab | 4770033 | http://ratiolab.com/en/
4770034 | Slamed Micropipette Fixed Volume CP10 (10 µl) | 1 | 1 | 58 | Ratiolab | 4770034 | http://ratiolab.com/en/
4770035 | Slamed Micropipette Fixed Volume CP15 (15 µl) | 1 | 1 | 58 | Ratiolab | 4770035 | http://ratiolab.com/en/
4770036 | Slamed Micropipette Fixed Volume CP20 (20 µl) | 1 | 1 | 58 | Ratiolab | 4770036 | http://ratiolab.com/en/
4770037 | Slamed Micropipette Fixed Volume CP25 (25 µl) | 1 | 1 | 58 | Ratiolab | 4770037 | http://ratiolab.com/en/
4770038 | Slamed Micropipette Fixed Volume CP30 (30 µl) | 1 | 1 | 58 | Ratiolab | 4770038 | http://ratiolab.com/en/
4770039 | Slamed Micropipette Fixed Volume CP40 (40 µl) | 1 | 1 | 58 | Ratiolab | 4770039 | http://ratiolab.com/en/
4770040 | Slamed Micropipette Fixed Volume CP44 (44 µl) | 1 | 1 | 58 | Ratiolab | 4770040 | http://ratiolab.com/en/
4770041 | Slamed Micropipette Fixed Volume CP50 (50 µl) | 1 | 1 | 58 | Ratiolab | 4770041 | http://ratiolab.com/en/
4770042 | Slamed Micropipette Fixed Volume CP60 (60 µl) | 1 | 1 | 58 | Ratiolab | 4770042 | http://ratiolab.com/en/
4770043 | Slamed Micropipette Fixed Volume CP70 (70 µl) | 1 | 1 | 58 | Ratiolab | 4770043 | http://ratiolab.com/en/
4770044 | Slamed Micropipette Fixed Volume CP75 (75 µl) | 1 | 1 | 58 | Ratiolab | 4770044 | http://ratiolab.com/en/
4770045 | Slamed Micropipette Fixed Volume CP80 (80 µl) | 1 | 1 | 58 | Ratiolab | 4770045 | http://ratiolab.com/en/
4770046 | Slamed Micropipette Fixed Volume CP90 (90 µl) | 1 | 1 | 58 | Ratiolab | 4770046 | http://ratiolab.com/en/
4770047 | Slamed Micropipette Fixed Volume CP100 (100 µl) | 1 | 1 | 58 | Ratiolab | 4770047 | http://ratiolab.com/en/
4770048 | Slamed Micropipette Fixed Volume CP120 (120 µl) | 1 | 1 | 58 | Ratiolab | 4770048 | http://ratiolab.com/en/
4770049 | Slamed Micropipette Fixed Volume CP150 (150 µl) | 1 | 1 | 58 | Ratiolab | 4770049 | http://ratiolab.com/en/
4770050 | Slamed Micropipette Fixed Volume CP200 (200 µl) | 1 | 1 | 58 | Ratiolab | 4770050 | http://ratiolab.com/en/
4770051 | Slamed Micropipette Fixed Volume CP200A (200 µl) | 1 | 1 | 58 | Ratiolab | 4770051 | http://ratiolab.com/en/
4770052 | Slamed Micropipette Fixed Volume CP220 (220 µl) | 1 | 1 | 58 | Ratiolab | 4770052 | http://ratiolab.com/en/
4770053 | Slamed Micropipette Fixed Volume CP250 (250 µl) | 1 | 1 | 58 | Ratiolab | 4770053 | http://ratiolab.com/en/
4770054 | Slamed Micropipette Fixed Volume CP300 (300 µl) | 1 | 1 | 58 | Ratiolab | 4770054 | http://ratiolab.com/en/
4770055 | Slamed Micropipette Fixed Volume CP400 (400 µl) | 1 | 1 | 58 | Ratiolab | 4770055 | http://ratiolab.com/en/
4770056 | Slamed Micropipette Fixed Volume CP450 (450 µl) | 1 | 1 | 58 | Ratiolab | 4770056 | http://ratiolab.com/en/
4770057 | Slamed Micropipette Fixed Volume CP500 (500 µl) | 1 | 1 | 58 | Ratiolab | 4770057 | http://ratiolab.com/en/
4770058 | Slamed Micropipette Fixed Volume CP600 (600 µl) | 1 | 1 | 58 | Ratiolab | 4770058 | http://ratiolab.com/en/
4770059 | Slamed Micropipette Fixed Volume CP700 (700 µl) | 1 | 1 | 58 | Ratiolab | 4770059 | http://ratiolab.com/en/
4770060 | Slamed Micropipette Fixed Volume CP750 (750 µl) | 1 | 1 | 58 | Ratiolab | 4770060 | http://ratiolab.com/en/
4770061 | Slamed Micropipette Fixed Volume CP800 (800 µl) | 1 | 1 | 58 | Ratiolab | 4770061 | http://ratiolab.com/en/
4770062 | Slamed Micropipette Fixed Volume CP900 (900 µl) | 1 | 1 | 58 | Ratiolab | 4770062 | http://ratiolab.com/en/
4770063 | Slamed Micropipette Fixed Volume CP1000 (1000 µl) | 1 | 1 | 58 | Ratiolab | 4770063 | http://ratiolab.com/en/
4770064 | Slamed 8-channel-pipet ME10 (1-10 µl) | 1 | 1 | 279 | Ratiolab | 4770064 | http://ratiolab.com/en/
4770065 | Slamed 8-channel-pipet ME50 (5-50 µl) | 1 | 1 | 279 | Ratiolab | 4770065 | http://ratiolab.com/en/
4770066 | Slamed 8-channel-pipet ME200 (20-200 µl) | 1 | 1 | 279 | Ratiolab | 4770066 | http://ratiolab.com/en/
4770067 | Slamed 8-channel-pipet ME300 (50-300 µl) | 1 | 1 | 279 | Ratiolab | 4770067 | http://ratiolab.com/en/
4770068 | Slamed 12-channel-pipet MT10 (1-10 µl) | 1 | 1 | 360 | Ratiolab | 4770068 | http://ratiolab.com/en/
4770069 | Slamed 12-channel-pipet MT50 (5-50 µl) | 1 | 1 | 360 | Ratiolab | 4770069 | http://ratiolab.com/en/
4770070 | Slamed 12-channel-pipet MT200 (20-200 µl) | 1 | 1 | 360 | Ratiolab | 4770070 | http://ratiolab.com/en/
4770071 | Slamed 12-channel-pipet MT300 (50-300 µl) | 1 | 1 | 360 | Ratiolab | 4770071 | http://ratiolab.com/en/
4780010 | ratiopetta® Single-channel Precision Pipet 0.5-10 µl, autoclavable | 1 | 1 | 88 | Ratiolab | 4780010 | http://ratiolab.com/en/
4780012 | ratiopetta® 12-channel Precision Pipet 0.5-10 µl, autoclavable | 1 | 1 | 246 | Ratiolab | 4780012 | http://ratiolab.com/en/
4780018 | ratiopetta® 8-channel Precision Pipet 0.5-10 µl, autoclavable | 1 | 1 | 220 | Ratiolab | 4780018 | http://ratiolab.com/en/
4780020 | ratiopetta® Single-channel Precision Pipet 2.0-20 µl, autoclavable | 1 | 1 | 88 | Ratiolab | 4780020 | http://ratiolab.com/en/
4780025 | ratiopetta® Single-channel Precision Pipet 0.1-2.5 µl, autoclavable | 1 | 1 | 88 | Ratiolab | 4780025 | http://ratiolab.com/en/
4780058 | ratiopetta® 8-channel Precision Pipet 5.0-50 µl, autoclavable | 1 | 1 | 220 | Ratiolab | 4780058 | http://ratiolab.com/en/
4780100 | ratiopetta® Single-channel Precision Pipet 10-100 µl, autoclavable | 1 | 1 | 88 | Ratiolab | 4780100 | http://ratiolab.com/en/
4780200 | ratiopetta® Single-channel Precision Pipet 20-200 µl, autoclavable | 1 | 1 | 88 | Ratiolab | 4780200 | http://ratiolab.com/en/
4780308 | ratiopetta® 8-channel Precision Pipet 50-300 µl, autoclavable | 1 | 1 | 220 | Ratiolab | 4780308 | http://ratiolab.com/en/
4781000 | ratiopetta® Single-channel Precision Pipet 100-1000 µl, autoclavable | 1 | 1 | 88 | Ratiolab | 4781000 | http://ratiolab.com/en/
4785000 | ratiopetta® Single-channel Precision Pipet 1000-5000 µl, autoclavable | 1 | 1 | 88 | Ratiolab | 4785000 | http://ratiolab.com/en/
4790052 | ratiopetta® 12-channel Precision Pipet 5.0-50 µl, autoclavable | 1 | 1 | 246 | Ratiolab | 4790052 | http://ratiolab.com/en/
4790302 | ratiopetta® 12-channel Precision Pipet 50-300 µl, autoclavable | 1 | 1 | 246 | Ratiolab | 4790302 | http://ratiolab.com/en/
5110001 | Color Coding Cap Inserts for Cryo Tubes, white | 1000 | 1 | 18 | Ratiolab | 5110001 | http://ratiolab.com/en/
5110002 | Color Coding Cap Inserts for Cryo Tubes, red | 1000 | 1 | 18 | Ratiolab | 5110002 | http://ratiolab.com/en/
5110003 | Color Coding Cap Inserts for Cryo Tubes, blue | 1000 | 1 | 18 | Ratiolab | 5110003 | http://ratiolab.com/en/
5110004 | Color Coding Cap Inserts for Cryo Tubes, green | 1000 | 1 | 18 | Ratiolab | 5110004 | http://ratiolab.com/en/
5110005 | Color Coding Cap Inserts for Cryo Tubes, yellow | 1000 | 1 | 18 | Ratiolab | 5110005 | http://ratiolab.com/en/
5110013 | Cryo Tubes with Internal Thread, 1.2 ml, self-standing, sterilized | 1000 | 1 | 186 | Ratiolab | 5110013 | http://ratiolab.com/en/
5110024 | Cryo Tubes with Internal Thread, 2 ml, self-standing, sterilized | 1000 | 1 | 186 | Ratiolab | 5110024 | http://ratiolab.com/en/
5110025 | Cryo Tubes with Internal Thread, 2 ml, round bottom, sterilized | 1000 | 1 | 186 | Ratiolab | 5110025 | http://ratiolab.com/en/
5110041 | Cryo Tubes with Internal Thread, 4 ml, self-standing, sterilized | 1000 | 1 | 195 | Ratiolab | 5110041 | http://ratiolab.com/en/
5110042 | Cryo Tubes with Internal Thread, 4 ml, round bottom, sterilized | 1000 | 1 | 195 | Ratiolab | 5110042 | http://ratiolab.com/en/
5110051 | Cryo Tubes with Internal Thread, 5 ml, self-standing, sterilized | 1000 | 1 | 251 | Ratiolab | 5110051 | http://ratiolab.com/en/
5110052 | Cryo Tubes with Internal Thread, 5 ml, round bottom, sterilized | 1000 | 1 | 251 | Ratiolab | 5110052 | http://ratiolab.com/en/
5110112 | Cryo Tubes with External Thread, 1.2 ml, self-standing, sterilized | 1000 | 1 | 167 | Ratiolab | 5110112 | http://ratiolab.com/en/
5110120 | Cryo Tubes with External Thread, 2.0 ml, round bottom, sterilized | 1000 | 1 | 167 | Ratiolab | 5110120 | http://ratiolab.com/en/
5110122 | Cryo Tubes with External Thread, 2.0 ml, self-standing, sterilized | 1000 | 1 | 167 | Ratiolab | 5110122 | http://ratiolab.com/en/
5110130 | Cryo Tubes with External Thread, 3.0 ml, self-standing, sterilized | 1000 | 1 | 186 | Ratiolab | 5110130 | http://ratiolab.com/en/
5110140 | Cryo Tubes with External Thread, 4.0 ml, self-standing, sterilized | 1000 | 1 | 205 | Ratiolab | 5110140 | http://ratiolab.com/en/
5110150 | Cryo Tubes with External Thread, 5.0 ml, self-standing, sterilized | 1000 | 1 | 233 | Ratiolab | 5110150 | http://ratiolab.com/en/
5120002 | Rainbow Cryo labels, 5 different colours | 50 | 1 | 40 | Ratiolab | 5120002 | http://ratiolab.com/en/
5120010 | ratiolab® Cryo Boxes, PP, natural, grid 9 x 9, 133 x 133 x 52 mm | 5 | 1 | 14 | Ratiolab | 5120010 | http://ratiolab.com/en/
5120011 | ratiolab® Cryo Boxes, PP, yellow, grid 9 x 9, 133 x 133 x 52 mm | 5 | 1 | 14 | Ratiolab | 5120011 | http://ratiolab.com/en/
5120012 | ratiolab® Cryo Boxes, PP, red, grid 9 x 9, 133 x 133 x 52 mm | 5 | 1 | 14 | Ratiolab | 5120012 | http://ratiolab.com/en/
5120013 | ratiolab® Cryo Boxes, PP, green, grid 9 x 9, 133 x 133 x 52 mm | 5 | 1 | 14 | Ratiolab | 5120013 | http://ratiolab.com/en/
5120014 | ratiolab® Cryo Boxes, PP, blue, grid 9 x 9, 133 x 133 x 52 mm | 5 | 1 | 14 | Ratiolab | 5120014 | http://ratiolab.com/en/
5120015 | ratiolab® Cryo Boxes, PP, black, grid 9 x 9, 133 x 133 x 52 mm | 5 | 1 | 14 | Ratiolab | 5120015 | http://ratiolab.com/en/
5120020 | ratiolab® Cryo Boxes, PP, natural, grid 9 x 9, 133 x 133 x 75 mm | 5 | 1 | 16 | Ratiolab | 5120020 | http://ratiolab.com/en/
5120021 | ratiolab® Cryo Boxes, PP, yellow, grid 9 x 9, 133 x 133 x 75 mm | 5 | 1 | 16 | Ratiolab | 5120021 | http://ratiolab.com/en/
5120022 | ratiolab® Cryo Boxes, PP, red, grid 9 x 9, 133 x 133 x 75 mm | 5 | 1 | 16 | Ratiolab | 5120022 | http://ratiolab.com/en/
5120023 | ratiolab® Cryo Boxes, PP, green, grid 9 x 9, 133 x 133 x 75 mm | 5 | 1 | 16 | Ratiolab | 5120023 | http://ratiolab.com/en/
5120024 | ratiolab® Cryo Boxes, PP, blue, grid 9 x 9, 133 x 133 x 75 mm | 5 | 1 | 16 | Ratiolab | 5120024 | http://ratiolab.com/en/
5120025 | ratiolab® Cryo Boxes, PP, black, grid 9 x 9, 133 x 133 x 75 mm | 5 | 1 | 16 | Ratiolab | 5120025 | http://ratiolab.com/en/
5120120 | ratiolab® Grid Inserts for Cryo Boxes, cardboard, 5 x 5, 136 x 136 x 30 mm | 10 | 1 | 13 | Ratiolab | 5120120 | http://ratiolab.com/en/
5120121 | ratiolab® Grid Inserts for Cryo Boxes, cardboard, 5 x 5, 136 x 136 x 25 mm | 10 | 1 | 13 | Ratiolab | 5120121 | http://ratiolab.com/en/
5120122 | ratiolab® Grid Inserts for Cryo Boxes, cardboard, 5 x 5, 136 x 136 x 40 mm | 10 | 1 | 13 | Ratiolab | 5120122 | http://ratiolab.com/en/
5120123 | ratiolab® Grid Inserts for Cryo Boxes, cardboard, 5 x 5, 136 x 136 x 65 mm | 10 | 1 | 12 | Ratiolab | 5120123 | http://ratiolab.com/en/
5120124 | ratiolab® Grid Inserts for Cryo Boxes, cardboard, 5 x 5, 133 x 133 x 25 mm | 10 | 1 | 13 | Ratiolab | 5120124 | http://ratiolab.com/en/
5120125 | ratiolab® Grid Inserts for Cryo Boxes, cardboard, 5 x 5, 133 x 133 x 30 mm | 10 | 1 | 12 | Ratiolab | 5120125 | http://ratiolab.com/en/
5120126 | ratiolab® Grid Inserts for Cryo Boxes, cardboard, 5 x 5, 133 x 133 x 40 mm | 10 | 1 | 13 | Ratiolab | 5120126 | http://ratiolab.com/en/
5120127 | ratiolab® Grid Inserts for Cryo Boxes, cardboard, 5 x 5, 133 x 133 x 65 mm | 10 | 1 | 17 | Ratiolab | 5120127 | http://ratiolab.com/en/
5120128 | ratiolab® 1/2-format Grid Inserts for Cryo Boxes, cardboard, 5 x 10, | 10 | 1 | 11 | Ratiolab | 5120128 | http://ratiolab.com/en/
5120130 | ratiolab® Grid Inserts for Cryo Boxes, cardboard, 6 x 6, 136 x 136 x 30 mm | 10 | 1 | 13 | Ratiolab | 5120130 | http://ratiolab.com/en/
5120131 | ratiolab® Grid Inserts for Cryo Boxes, cardboard, 6 x 6, 136 x 136 x 25 mm | 10 | 1 | 13 | Ratiolab | 5120131 | http://ratiolab.com/en/
5120132 | ratiolab® Grid Inserts for Cryo Boxes, cardboard, 6 x 6, 136 x 136 x 40 mm | 10 | 1 | 13 | Ratiolab | 5120132 | http://ratiolab.com/en/
5120133 | ratiolab® Grid Inserts for Cryo Boxes, cardboard, 6 x 6, 136 x 136 x 65 mm | 10 | 1 | 14 | Ratiolab | 5120133 | http://ratiolab.com/en/
5120134 | ratiolab® Grid Inserts for Cryo Boxes, cardboard, 6 x 6, 133 x 133 x 25 mm | 10 | 1 | 13 | Ratiolab | 5120134 | http://ratiolab.com/en/
5120135 | ratiolab® Grid Inserts for Cryo Boxes, cardboard, 6 x 6, 133 x 133 x 30 mm | 10 | 1 | 14 | Ratiolab | 5120135 | http://ratiolab.com/en/
5120136 | ratiolab® Grid Inserts for Cryo Boxes, cardboard, 6 x 6, 133 x 133 x 40 mm | 10 | 1 | 13 | Ratiolab | 5120136 | http://ratiolab.com/en/
5120137 | ratiolab® Grid Inserts for Cryo Boxes, cardboard, 6 x 6, 133 x 133 x 65 mm | 10 | 1 | 17 | Ratiolab | 5120137 | http://ratiolab.com/en/
5120140 | ratiolab® Grid Inserts for Cryo Boxes, cardboard, 7 x 7, 136 x 136 x 30 mm | 10 | 1 | 10 | Ratiolab | 5120140 | http://ratiolab.com/en/
5120141 | ratiolab® Grid Inserts for Cryo Boxes, cardboard, 7 x 7, 136 x 136 x 65 mm | 10 | 1 | 14 | Ratiolab | 5120141 | http://ratiolab.com/en/
5120142 | ratiolab® Grid Inserts for Cryo Boxes, cardboard, 7 x 7, 136 x 136 x 40 mm | 10 | 1 | 13 | Ratiolab | 5120142 | http://ratiolab.com/en/
5120143 | ratiolab® Grid Inserts for Cryo Boxes, cardboard, 7 x 7, 136 x 136 x 25 mm | 10 | 1 | 12 | Ratiolab | 5120143 | http://ratiolab.com/en/
5120144 | ratiolab® Grid Inserts for Cryo Boxes, cardboard, 7 x 7, 133 x 133 x 25 mm | 10 | 1 | 13 | Ratiolab | 5120144 | http://ratiolab.com/en/
5120145 | ratiolab® Grid Inserts for Cryo Boxes, cardboard, 7 x 7, 133 x 133 x 30 mm | 10 | 1 | 11 | Ratiolab | 5120145 | http://ratiolab.com/en/
5120146 | ratiolab® Grid Inserts for Cryo Boxes, cardboard, 7 x 7, 133 x 133 x 40 mm | 10 | 1 | 13 | Ratiolab | 5120146 | http://ratiolab.com/en/
5120147 | ratiolab® Grid Inserts for Cryo Boxes, cardboard, 7 x 7, 133 x 133 x 65 mm | 10 | 1 | 17 | Ratiolab | 5120147 | http://ratiolab.com/en/
5120150 | ratiolab® Grid Inserts for Cryo Boxes, cardboard, 8 x 8, 136 x 136 x 30 mm | 10 | 1 | 11 | Ratiolab | 5120150 | http://ratiolab.com/en/
5120151 | ratiolab® Grid Inserts for Cryo Boxes, cardboard, 8 x 8, 136 x 136 x 40 mm | 10 | 1 | 13 | Ratiolab | 5120151 | http://ratiolab.com/en/
5120152 | ratiolab® Grid Inserts for Cryo Boxes, cardboard, 8 x 8, 136 x 136 x 25 mm | 10 | 1 | 12 | Ratiolab | 5120152 | http://ratiolab.com/en/
5120153 | ratiolab® Grid Inserts for Cryo Boxes, cardboard, 8 x 8, 136 x 136 x 65 mm | 10 | 1 | 14 | Ratiolab | 5120153 | http://ratiolab.com/en/
5120154 | ratiolab® Grid Inserts for Cryo Boxes, cardboard, 8 x 8, 133 x 133 x 25 mm | 10 | 1 | 13 | Ratiolab | 5120154 | http://ratiolab.com/en/
5120155 | ratiolab® Grid Inserts for Cryo Boxes, cardboard, 8 x 8, 133 x 133 x 30 mm | 10 | 1 | 11 | Ratiolab | 5120155 | http://ratiolab.com/en/
5120156 | ratiolab® Grid Inserts for Cryo Boxes, cardboard, 8 x 8, 133 x 133 x 40 mm | 10 | 1 | 13 | Ratiolab | 5120156 | http://ratiolab.com/en/
5120157 | ratiolab® Grid Inserts for Cryo Boxes, cardboard, 8 x 8, 133 x 133 x 65 mm | 10 | 1 | 16 | Ratiolab | 5120157 | http://ratiolab.com/en/
5120160 | ratiolab® Grid Inserts for Cryo Boxes, cardboard, 9 x 9, 136 x 136 x 30 mm | 10 | 1 | 11 | Ratiolab | 5120160 | http://ratiolab.com/en/
5120161 | ratiolab® Grid Inserts for Cryo Boxes, cardboard, 9 x 9, 136 x 136 x 40 mm | 10 | 1 | 13 | Ratiolab | 5120161 | http://ratiolab.com/en/
5120162 | ratiolab® Grid Inserts for Cryo Boxes, cardboard, 9 x 9, 136 x 136 x 65 mm | 10 | 1 | 14 | Ratiolab | 5120162 | http://ratiolab.com/en/
5120163 | ratiolab® Grid Inserts for Cryo Boxes, cardboard, 9 x 9, 136 x 136 x 25 mm | 10 | 1 | 12 | Ratiolab | 5120163 | http://ratiolab.com/en/
5120165 | ratiolab® Grid Inserts for Cryo Boxes, cardboard, 9 x 9, 133 x 133 x 25 mm | 10 | 1 | 13 | Ratiolab | 5120165 | http://ratiolab.com/en/
5120166 | ratiolab® Grid Inserts for Cryo Boxes, cardboard, 9 x 9, 133 x 133 x 30 mm | 10 | 1 | 11 | Ratiolab | 5120166 | http://ratiolab.com/en/
5120167 | ratiolab® Grid Inserts for Cryo Boxes, cardboard, 9 x 9, 133 x 133 x 40 mm | 10 | 1 | 13 | Ratiolab | 5120167 | http://ratiolab.com/en/
5120168 | ratiolab® Grid Inserts for Cryo Boxes, cardboard, 9 x 9, 133 x 133 x 65 mm | 10 | 1 | 16 | Ratiolab | 5120168 | http://ratiolab.com/en/
5120170 | ratiolab® Grid Inserts for Cryo Boxes, cardboard, 10 x 10, 136 x 136 x 30 mm | 10 | 1 | 9 | Ratiolab | 5120170 | http://ratiolab.com/en/
5120171 | ratiolab® Grid Inserts for Cryo Boxes, cardboard, 10 x 10, 136 x 136 x 65 mm | 10 | 1 | 14 | Ratiolab | 5120171 | http://ratiolab.com/en/
5120172 | ratiolab® Grid Inserts for Cryo Boxes, cardboard, 10 x 10, 136 x 136 x 40 mm | 10 | 1 | 13 | Ratiolab | 5120172 | http://ratiolab.com/en/
5120173 | ratiolab® Grid Inserts for Cryo Boxes, cardboard, 10 x 10, 136 x 136 x 25 mm | 10 | 1 | 12 | Ratiolab | 5120173 | http://ratiolab.com/en/
5120174 | ratiolab® Grid Inserts for Cryo Boxes, cardboard, 10 x 10, 133 x 133 x 30 mm | 10 | 1 | 11 | Ratiolab | 5120174 | http://ratiolab.com/en/
5120175 | ratiolab® Grid Inserts for Cryo Boxes, cardboard, 10 x 10, 133 x 133 x 25 mm | 10 | 1 | 13 | Ratiolab | 5120175 | http://ratiolab.com/en/
5120176 | ratiolab® Grid Inserts for Cryo Boxes, cardboard, 10 x 10, 133 x 133 x 40 mm | 10 | 1 | 13 | Ratiolab | 5120176 | http://ratiolab.com/en/
5120177 | ratiolab® Grid Inserts for Cryo Boxes, cardboard, 10 x 10, 133 x 133 x 65 mm | 10 | 1 | 16 | Ratiolab | 5120177 | http://ratiolab.com/en/
5120180 | ratiolab® Grid Inserts for Cryo Boxes, cardboard, 12 x 12, 136 x 136 x 30 mm | 10 | 1 | 13 | Ratiolab | 5120180 | http://ratiolab.com/en/
5120181 | ratiolab® Grid Inserts for Cryo Boxes, cardboard, 12 x 12, 136 x 136 x 40 mm | 10 | 1 | 13 | Ratiolab | 5120181 | http://ratiolab.com/en/
5120182 | ratiolab® Grid Inserts for Cryo Boxes, cardboard, 12 x 12, 136 x 136 x 25 mm | 10 | 1 | 13 | Ratiolab | 5120182 | http://ratiolab.com/en/
5120183 | ratiolab® Grid Inserts for Cryo Boxes, cardboard, 12 x 12, 136 x 136 x 65 mm | 10 | 1 | 14 | Ratiolab | 5120183 | http://ratiolab.com/en/
5120184 | ratiolab® Grid Inserts for Cryo Boxes, cardboard, 12 x 12, 133 x 133 x 30 mm | 10 | 1 | 14 | Ratiolab | 5120184 | http://ratiolab.com/en/
5120185 | ratiolab® Grid Inserts for Cryo Boxes, cardboard, 12 x 12, 133 x 133 x 25 mm | 10 | 1 | 15 | Ratiolab | 5120185 | http://ratiolab.com/en/
5120186 | ratiolab® Grid Inserts for Cryo Boxes, cardboard, 12 x 12, 133 x 133 x 40 mm | 10 | 1 | 15 | Ratiolab | 5120186 | http://ratiolab.com/en/
5120187 | ratiolab® Grid Inserts for Cryo Boxes, cardboard, 12 x 12, 133 x 133 x 65 mm | 10 | 1 | 16 | Ratiolab | 5120187 | http://ratiolab.com/en/
5120190 | ratiolab® Grid Inserts for Cryo Boxes, cardboard, 13 x 13, 136 x 136 x 25 mm | 10 | 1 | 20 | Ratiolab | 5120190 | http://ratiolab.com/en/
5120191 | ratiolab® Grid Inserts for Cryo Boxes, cardboard, 13 x 13, 136 x 136 x 40 mm | 10 | 1 | 20 | Ratiolab | 5120191 | http://ratiolab.com/en/
5120192 | ratiolab® Grid Inserts for Cryo Boxes, cardboard, 13 x 13, 136 x 136 x 65 mm | 10 | 1 | 20 | Ratiolab | 5120192 | http://ratiolab.com/en/
5120193 | ratiolab® Grid Inserts for Cryo Boxes, cardboard, 13 x 13, 136 x 136 x 30 mm | 10 | 1 | 20 | Ratiolab | 5120193 | http://ratiolab.com/en/
5120194 | ratiolab® Grid Inserts for Cryo Boxes, cardboard, 13 x 13, 133 x 133 x 25 mm | 10 | 1 | 20 | Ratiolab | 5120194 | http://ratiolab.com/en/
5120195 | ratiolab® Grid Inserts for Cryo Boxes, cardboard, 13 x 13, 133 x 133 x 30 mm | 10 | 1 | 20 | Ratiolab | 5120195 | http://ratiolab.com/en/
5120196 | ratiolab® Grid Inserts for Cryo Boxes, cardboard, 13 x 13, 133 x 133 x 40 mm | 10 | 1 | 20 | Ratiolab | 5120196 | http://ratiolab.com/en/
5120197 | ratiolab® Grid Inserts for Cryo Boxes, cardboard, 13 x 13, 133 x 133 x 65 mm | 10 | 1 | 20 | Ratiolab | 5120197 | http://ratiolab.com/en/
5120200 | ratiolab® Grid Inserts for Cryo Boxes, cardboard, 14 x 14, 136 x 136 x 65 mm | 10 | 1 | 20 | Ratiolab | 5120200 | http://ratiolab.com/en/
5120201 | ratiolab® Grid Inserts for Cryo Boxes, cardboard, 14 x 14, 136 x 136 x 40 mm | 10 | 1 | 20 | Ratiolab | 5120201 | http://ratiolab.com/en/
5120202 | ratiolab® Grid Inserts for Cryo Boxes, cardboard, 14 x 14, 136 x 136 x 25 mm | 10 | 1 | 20 | Ratiolab | 5120202 | http://ratiolab.com/en/
5120203 | ratiolab® Grid Inserts for Cryo Boxes, cardboard, 14 x 14, 136 x 136 x 30 mm | 10 | 1 | 20 | Ratiolab | 5120203 | http://ratiolab.com/en/
5120204 | ratiolab® Grid Inserts for Cryo Boxes, cardboard, 14 x 14, 133 x 133 x 25 mm | 10 | 1 | 20 | Ratiolab | 5120204 | http://ratiolab.com/en/
5120205 | ratiolab® Grid Inserts for Cryo Boxes, cardboard, 14 x 14, 133 x 133 x 30 mm | 10 | 1 | 20 | Ratiolab | 5120205 | http://ratiolab.com/en/
5120206 | ratiolab® Grid Inserts for Cryo Boxes, cardboard, 14 x 14, 133 x 133 x 40 mm | 10 | 1 | 20 | Ratiolab | 5120206 | http://ratiolab.com/en/
5120207 | ratiolab® Grid Inserts for Cryo Boxes, cardboard, 14 x 14, 133 x 133 x 65 mm | 10 | 1 | 20 | Ratiolab | 5120207 | http://ratiolab.com/en/
5120210 | ratiolab® Grid Inserts for Cryo Boxes, cardboard, 4 x 4, 136 x 136 x 25 mm | 10 | 1 | 20 | Ratiolab | 5120210 | http://ratiolab.com/en/
5120211 | ratiolab® Grid Inserts for Cryo Boxes, cardboard, 4 x 4, 136 x 136 x 30 mm | 10 | 1 | 20 | Ratiolab | 5120211 | http://ratiolab.com/en/
5120212 | ratiolab® Grid Inserts for Cryo Boxes, cardboard, 4 x 4, 136 x 136 x 40 mm | 10 | 1 | 20 | Ratiolab | 5120212 | http://ratiolab.com/en/
5120213 | ratiolab® Grid Inserts for Cryo Boxes, cardboard, 4 x 4, 136 x 136 x 65 mm | 10 | 1 | 20 | Ratiolab | 5120213 | http://ratiolab.com/en/
5120214 | ratiolab® Grid Inserts for Cryo Boxes, cardboard, 4 x 4, 133 x 133 x 25 mm | 10 | 1 | 20 | Ratiolab | 5120214 | http://ratiolab.com/en/
5120215 | ratiolab® Grid Inserts for Cryo Boxes, cardboard, 4 x 4, 133 x 133 x 30 mm | 10 | 1 | 20 | Ratiolab | 5120215 | http://ratiolab.com/en/
5120216 | ratiolab® Grid Inserts for Cryo Boxes, cardboard, 4 x 4, 133 x 133 x 40 mm | 10 | 1 | 20 | Ratiolab | 5120216 | http://ratiolab.com/en/
5120217 | ratiolab® Grid Inserts for Cryo Boxes, cardboard, 4 x 4, 133 x 133 x 65 mm | 10 | 1 | 20 | Ratiolab | 5120217 | http://ratiolab.com/en/
5120218 | ratiolab® 1/2-format Grid Inserts for Cryo Boxes, cardboard, 8 x 4, | 10 | 1 | 11 | Ratiolab | 5120218 | http://ratiolab.com/en/
5120219 | ratiolab® Grid Inserts for Cryo Boxes, cardboard, 8 x 4, 128 x 63 x 30 mm | 10 | 1 | 11 | Ratiolab | 5120219 | http://ratiolab.com/en/
5120221 | ratiolab® Grid Inserts for Cryo Boxes, cardboard, 16 x 16, 136 x 136 x 25 mm | 10 | 1 | 25 | Ratiolab | 5120221 | http://ratiolab.com/en/
5120222 | ratiolab® Grid Inserts for Cryo Boxes, cardboard, 16 x 16, 136 x 136 x 30 mm | 10 | 1 | 25 | Ratiolab | 5120222 | http://ratiolab.com/en/
5120223 | ratiolab® Grid Inserts for Cryo Boxes, cardboard, 16 x 16, 136 x 136 x 40 mm | 10 | 1 | 25 | Ratiolab | 5120223 | http://ratiolab.com/en/
5120224 | ratiolab® Grid Inserts for Cryo Boxes, cardboard, 16 x 16, 136 x 136 x 65 mm | 10 | 1 | 25 | Ratiolab | 5120224 | http://ratiolab.com/en/
5120225 | ratiolab® Grid Inserts for Cryo Boxes, cardboard, 16 x 16, 133 x 133 x 25 mm | 10 | 1 | 25 | Ratiolab | 5120225 | http://ratiolab.com/en/
5120226 | ratiolab® Grid Inserts for Cryo Boxes, cardboard, 16 x 16, 133 x 133 x 30 mm | 10 | 1 | 25 | Ratiolab | 5120226 | http://ratiolab.com/en/
5120227 | ratiolab® Grid Inserts for Cryo Boxes, cardboard, 16 x 16, 133 x 133 x 40 mm | 10 | 1 | 25 | Ratiolab | 5120227 | http://ratiolab.com/en/
5120228 | ratiolab® Grid Inserts for Cryo Boxes, cardboard, 16 x 16, 133 x 133 x 65 mm | 10 | 1 | 25 | Ratiolab | 5120228 | http://ratiolab.com/en/
5131001 | ratiolab® Cryo Boxes, cardboard, standard, white, 133 x 133 x 100 mm | 10 | 1 | 44 | Ratiolab | 5131001 | http://ratiolab.com/en/
5131002 | ratiolab® Cryo Boxes, cardboard, standard, blue, 133 x 133 x 100 mm | 10 | 1 | 51 | Ratiolab | 5131002 | http://ratiolab.com/en/
5131003 | ratiolab® Cryo Boxes, cardboard, standard, red, 133 x 133 x 100 mm | 10 | 1 | 51 | Ratiolab | 5131003 | http://ratiolab.com/en/
5131004 | ratiolab® Cryo Boxes, cardboard, standard, green, 133 x 133 x 100 mm | 10 | 1 | 51 | Ratiolab | 5131004 | http://ratiolab.com/en/
5131005 | ratiolab® Cryo Boxes, cardboard, standard, yellow, 133 x 133 x 100 mm | 10 | 1 | 51 | Ratiolab | 5131005 | http://ratiolab.com/en/
5131131 | ratiolab® Cryo Boxes, cardboard, standard, white, 133 x 133 x 130 mm | 10 | 1 | 68 | Ratiolab | 5131131 | http://ratiolab.com/en/
5131132 | ratiolab® Cryo Boxes, cardboard, standard, blue, 133 x 133 x 130 mm | 10 | 1 | 78 | Ratiolab | 5131132 | http://ratiolab.com/en/
5131133 | ratiolab® Cryo Boxes, cardboard, standard, red, 133 x 133 x 130 mm | 10 | 1 | 78 | Ratiolab | 5131133 | http://ratiolab.com/en/
5131134 | ratiolab® Cryo Boxes, cardboard, standard, green, 133 x 133 x 130 mm | 10 | 1 | 78 | Ratiolab | 5131134 | http://ratiolab.com/en/
5131135 | ratiolab® Cryo Boxes, cardboard, standard, yellow, 133 x 133 x 130 mm | 10 | 1 | 78 | Ratiolab | 5131135 | http://ratiolab.com/en/
5131321 | ratiolab® Cryo Boxes, cardboard, standard, white, 133 x 133 x 32 mm | 10 | 1 | 24 | Ratiolab | 5131321 | http://ratiolab.com/en/
5131322 | ratiolab® Cryo Boxes, cardboard, standard, blue, 133 x 133 x 32 mm | 10 | 1 | 36 | Ratiolab | 5131322 | http://ratiolab.com/en/
5131323 | ratiolab® Cryo Boxes, cardboard, standard, red, 133 x 133 x 32 mm | 10 | 1 | 36 | Ratiolab | 5131323 | http://ratiolab.com/en/
5131324 | ratiolab® Cryo Boxes, cardboard, standard, green, 133 x 133 x 32 mm | 10 | 1 | 36 | Ratiolab | 5131324 | http://ratiolab.com/en/
5131325 | ratiolab® Cryo Boxes, cardboard, standard, yellow, 133 x 133 x 32 mm | 10 | 1 | 36 | Ratiolab | 5131325 | http://ratiolab.com/en/
5131501 | ratiolab® Cryo Boxes, cardboard, standard, white, 133 x 133 x 50 mm | 10 | 1 | 16 | Ratiolab | 5131501 | http://ratiolab.com/en/
5131502 | ratiolab® Cryo Boxes, cardboard, standard, blue, 133 x 133 x 50 mm | 10 | 1 | 25 | Ratiolab | 5131502 | http://ratiolab.com/en/
5131503 | ratiolab® Cryo Boxes, cardboard, standard, red, 133 x 133 x 50 mm | 10 | 1 | 25 | Ratiolab | 5131503 | http://ratiolab.com/en/
5131504 | ratiolab® Cryo Boxes, cardboard, standard, green, 133 x 133 x 50 mm | 10 | 1 | 25 | Ratiolab | 5131504 | http://ratiolab.com/en/
5131505 | ratiolab® Cryo Boxes, cardboard, standard, yellow, 133 x 133 x 50 mm | 10 | 1 | 25 | Ratiolab | 5131505 | http://ratiolab.com/en/
5131506 | ratiolab® 1/2-format Cryo Boxes, cardboard, standard, white, 130 x 62 x 50 mm | 10 | 1 | 20 | Ratiolab | 5131506 | http://ratiolab.com/en/
5131751 | ratiolab® Cryo Boxes, cardboard, standard, white, 133 x 133 x 75 mm | 10 | 1 | 22 | Ratiolab | 5131751 | http://ratiolab.com/en/
5131752 | ratiolab® Cryo Boxes, cardboard, standard, blue, 133 x 133 x 75 mm | 10 | 1 | 29 | Ratiolab | 5131752 | http://ratiolab.com/en/
5131753 | ratiolab® Cryo Boxes, cardboard, standard, red, 133 x 133 x 75 mm | 10 | 1 | 29 | Ratiolab | 5131753 | http://ratiolab.com/en/
5131754 | ratiolab® Cryo Boxes, cardboard, standard, green, 133 x 133 x 75 mm | 10 | 1 | 29 | Ratiolab | 5131754 | http://ratiolab.com/en/
5131755 | ratiolab® Cryo Boxes, cardboard, standard, yellow, 133 x 133 x 75 mm | 10 | 1 | 29 | Ratiolab | 5131755 | http://ratiolab.com/en/
5132001 | ratiolab® Cryo Boxes, cardboard, plastic coated, white, 133 x 133 x 100 m | 10 | 1 | 55 | Ratiolab | 5132001 | http://ratiolab.com/en/
5132002 | ratiolab® Cryo Boxes, cardboard, plastic coated, blue, 133 x 133 x 100 mm | 10 | 1 | 67 | Ratiolab | 5132002 | http://ratiolab.com/en/
5132003 | ratiolab® Cryo Boxes, cardboard, plastic coated, red, 133 x 133 x 100 mm | 10 | 1 | 67 | Ratiolab | 5132003 | http://ratiolab.com/en/
5132004 | ratiolab® Cryo Boxes, cardboard, plastic coated, green, 133 x 133 x 100 m | 10 | 1 | 67 | Ratiolab | 5132004 | http://ratiolab.com/en/
5132005 | ratiolab® Cryo Boxes, cardboard, plastic coated, yellow, 133 x 133 x 100 | 10 | 1 | 67 | Ratiolab | 5132005 | http://ratiolab.com/en/
5132131 | ratiolab® Cryo Boxes, cardboard, plastic coated, white, 133 x 133 x 130 m | 10 | 1 | 78 | Ratiolab | 5132131 | http://ratiolab.com/en/
5132132 | ratiolab® Cryo Boxes, cardboard, plastic coated, blue, 133 x 133 x 130 mm | 10 | 1 | 88 | Ratiolab | 5132132 | http://ratiolab.com/en/
5132133 | ratiolab® Cryo Boxes, cardboard, plastic coated, red, 133 x 133 x 130 mm | 10 | 1 | 88 | Ratiolab | 5132133 | http://ratiolab.com/en/
5132134 | ratiolab® Cryo Boxes, cardboard, plastic coated, green, 133 x 133 x 130 m | 10 | 1 | 88 | Ratiolab | 5132134 | http://ratiolab.com/en/
5132135 | ratiolab® Cryo Boxes, cardboard, plastic coated, yellow, 133 x 133 x 130 | 10 | 1 | 88 | Ratiolab | 5132135 | http://ratiolab.com/en/
5132321 | ratiolab® Cryo Boxes, cardboard, plastic coated, white, 133 x 133 x 32 mm | 10 | 1 | 41 | Ratiolab | 5132321 | http://ratiolab.com/en/
5132322 | ratiolab® Cryo Boxes, cardboard, plastic coated, blue, 133 x 133 x 32 mm | 10 | 1 | 45 | Ratiolab | 5132322 | http://ratiolab.com/en/
5132323 | ratiolab® Cryo Boxes, cardboard, plastic coated, red, 133 x 133 x 32 mm | 10 | 1 | 45 | Ratiolab | 5132323 | http://ratiolab.com/en/
5132324 | ratiolab® Cryo Boxes, cardboard, plastic coated, green, 133 x 133 x 32 mm | 10 | 1 | 45 | Ratiolab | 5132324 | http://ratiolab.com/en/
5132325 | ratiolab® Cryo Boxes, cardboard, plastic coated, yellow, 133 x 133 x 32 m | 10 | 1 | 45 | Ratiolab | 5132325 | http://ratiolab.com/en/
5132501 | ratiolab® Cryo Boxes, cardboard, plastic coated, white, 133 x 133 x 50 mm | 10 | 1 | 24 | Ratiolab | 5132501 | http://ratiolab.com/en/
5132502 | ratiolab® Cryo Boxes, cardboard, plastic coated, blue, 133 x 133 x 50 mm | 10 | 1 | 38 | Ratiolab | 5132502 | http://ratiolab.com/en/
5132503 | ratiolab® Cryo Boxes, cardboard, plastic coated, red, 133 x 133 x 50 mm | 10 | 1 | 38 | Ratiolab | 5132503 | http://ratiolab.com/en/
5132504 | ratiolab® Cryo Boxes, cardboard, plastic coated, green, 133 x 133 x 50 mm | 10 | 1 | 38 | Ratiolab | 5132504 | http://ratiolab.com/en/
5132505 | ratiolab® Cryo Boxes, cardboard, plastic coated, yellow, 133 x 133 x 50 m | 10 | 1 | 38 | Ratiolab | 5132505 | http://ratiolab.com/en/
5132751 | ratiolab® Cryo Boxes, cardboard, plastic coated, white, 133 x 133 x 75 mm | 10 | 1 | 28 | Ratiolab | 5132751 | http://ratiolab.com/en/
5132752 | ratiolab® Cryo Boxes, cardboard, plastic coated, blue, 133 x 133 x 75 mm | 10 | 1 | 42 | Ratiolab | 5132752 | http://ratiolab.com/en/
5132753 | ratiolab® Cryo Boxes, cardboard, plastic coated, red, 133 x 133 x 75 mm | 10 | 1 | 42 | Ratiolab | 5132753 | http://ratiolab.com/en/
5132754 | ratiolab® Cryo Boxes, cardboard, plastic coated, green, 133 x 133 x 75 mm | 10 | 1 | 42 | Ratiolab | 5132754 | http://ratiolab.com/en/
5132755 | ratiolab® Cryo Boxes, cardboard, plastic coated, yellow, 133 x 133 x 75 m | 10 | 1 | 42 | Ratiolab | 5132755 | http://ratiolab.com/en/
5141001 | ratiolab® Cryo Boxes, cardboard, standard, white, 136 x 136 x 100 mm | 10 | 1 | 41 | Ratiolab | 5141001 | http://ratiolab.com/en/
5141002 | ratiolab® Cryo Boxes, cardboard, standard, blue, 136 x 136 x 100 mm | 10 | 1 | 49 | Ratiolab | 5141002 | http://ratiolab.com/en/
5141003 | ratiolab® Cryo Boxes, cardboard, standard, red, 136 x 136 x 100 mm | 10 | 1 | 49 | Ratiolab | 5141003 | http://ratiolab.com/en/
5141004 | ratiolab® Cryo Boxes, cardboard, standard, green, 136 x 136 x 100 mm | 10 | 1 | 49 | Ratiolab | 5141004 | http://ratiolab.com/en/
5141005 | ratiolab® Cryo Boxes, cardboard, standard, yellow, 136 x 136 x 100 mm | 10 | 1 | 49 | Ratiolab | 5141005 | http://ratiolab.com/en/
5141131 | ratiolab® Cryo Boxes, cardboard, standard, white, 136 x 136 x 130 mm | 10 | 1 | 44 | Ratiolab | 5141131 | http://ratiolab.com/en/
5141132 | ratiolab® Cryo Boxes, cardboard, standard, blue, 136 x 136 x 130 mm | 10 | 1 | 44 | Ratiolab | 5141132 | http://ratiolab.com/en/
5141133 | ratiolab® Cryo Boxes, cardboard, standard, red, 136 x 136 x 130 mm | 10 | 1 | 44 | Ratiolab | 5141133 | http://ratiolab.com/en/
5141134 | ratiolab® Cryo Boxes, cardboard, standard, green, 136 x 136 x 130 mm | 10 | 1 | 44 | Ratiolab | 5141134 | http://ratiolab.com/en/
5141135 | ratiolab® Cryo Boxes, cardboard, standard, yellow, 136 x 136 x 130 mm | 10 | 1 | 44 | Ratiolab | 5141135 | http://ratiolab.com/en/
5141321 | ratiolab® Cryo Boxes, cardboard, standard, white, 136 x 136 x 32 mm | 10 | 1 | 21 | Ratiolab | 5141321 | http://ratiolab.com/en/
5141322 | ratiolab® Cryo Boxes, cardboard, standard, blue, 136 x 136 x 32 mm | 10 | 1 | 37 | Ratiolab | 5141322 | http://ratiolab.com/en/
5141323 | ratiolab® Cryo Boxes, cardboard, standard, red, 136 x 136 x 32 mm | 10 | 1 | 37 | Ratiolab | 5141323 | http://ratiolab.com/en/
5141324 | ratiolab® Cryo Boxes, cardboard, standard, green, 136 x 136 x 32 mm | 10 | 1 | 37 | Ratiolab | 5141324 | http://ratiolab.com/en/
5141325 | ratiolab® Cryo Boxes, cardboard, standard, yellow, 136 x 136 x 32 mm | 10 | 1 | 37 | Ratiolab | 5141325 | http://ratiolab.com/en/
5141501 | ratiolab® Cryo Boxes, cardboard, standard, white, 136 x 136 x 50 mm | 10 | 1 | 16 | Ratiolab | 5141501 | http://ratiolab.com/en/
5141502 | ratiolab® Cryo Boxes, cardboard, standard, blau, 136 x 136 x 50 mm | 10 | 1 | 24 | Ratiolab | 5141502 | http://ratiolab.com/en/
5141503 | ratiolab® Cryo Boxes, cardboard, standard, red, 136 x 136 x 50 mm | 10 | 1 | 24 | Ratiolab | 5141503 | http://ratiolab.com/en/
5141504 | ratiolab® Cryo Boxes, cardboard, standard, green, 136 x 136 x 50 mm | 10 | 1 | 24 | Ratiolab | 5141504 | http://ratiolab.com/en/
5141505 | ratiolab® Cryo Boxes, cardboard, standard, yellow, 136 x 136 x 50 mm | 10 | 1 | 24 | Ratiolab | 5141505 | http://ratiolab.com/en/
5141751 | ratiolab® Cryo Boxes, cardboard, standard, white, 136 x 136 x 75 mm | 10 | 1 | 22 | Ratiolab | 5141751 | http://ratiolab.com/en/
5141752 | ratiolab® Cryo Boxes, cardboard, standard, blue, 136 x 136 x 75 mm | 10 | 1 | 30 | Ratiolab | 5141752 | http://ratiolab.com/en/
5141753 | ratiolab® Cryo Boxes, cardboard, standard, red, 136 x 136 x 75 mm | 10 | 1 | 30 | Ratiolab | 5141753 | http://ratiolab.com/en/
5141754 | ratiolab® Cryo Boxes, cardboard, standard, green, 136 x 136 x 75 mm | 10 | 1 | 30 | Ratiolab | 5141754 | http://ratiolab.com/en/
5141755 | ratiolab® Cryo Boxes, cardboard, standard, yellow, 136 x 136 x 75 mm | 10 | 1 | 30 | Ratiolab | 5141755 | http://ratiolab.com/en/
5142001 | ratiolab® Cryo Boxes, cardboard, plastic coated, white, 136 x 136 x 100 m | 10 | 1 | 44 | Ratiolab | 5142001 | http://ratiolab.com/en/
5142002 | ratiolab® Cryo Boxes, cardboard, plastic coated, blue, 136 x 136 x 100 mm | 10 | 1 | 59 | Ratiolab | 5142002 | http://ratiolab.com/en/
5142003 | ratiolab® Cryo Boxes, cardboard, plastic coated, red, 136 x 136 x 100 mm | 10 | 1 | 59 | Ratiolab | 5142003 | http://ratiolab.com/en/
5142004 | ratiolab® Cryo Boxes, cardboard, plastic coated, green, 136 x 136 x 100 m | 10 | 1 | 59 | Ratiolab | 5142004 | http://ratiolab.com/en/
5142005 | ratiolab® Cryo Boxes, cardboard, plastic coated, yellow, 136 x 136 x 100 | 10 | 1 | 59 | Ratiolab | 5142005 | http://ratiolab.com/en/
5142131 | ratiolab® Cryo Boxes, cardboard, plastic coated, white, 136 x 136 x 130 m | 10 | 1 | 48 | Ratiolab | 5142131 | http://ratiolab.com/en/
5142132 | ratiolab® Cryo Boxes, cardboard, plastic coated, blue, 136 x 136 x 130 mm | 10 | 1 | 48 | Ratiolab | 5142132 | http://ratiolab.com/en/
5142133 | ratiolab® Cryo Boxes, cardboard, plastic coated, red, 136 x 136 x 130 mm | 10 | 1 | 48 | Ratiolab | 5142133 | http://ratiolab.com/en/
5142134 | ratiolab® Cryo Boxes, cardboard, plastic coated, green, 136 x 136 x 130 m | 10 | 1 | 48 | Ratiolab | 5142134 | http://ratiolab.com/en/
5142135 | ratiolab® Cryo Boxes, cardboard, plastic coated, yellow, 136 x 136 x 130 | 10 | 1 | 48 | Ratiolab | 5142135 | http://ratiolab.com/en/
5142321 | ratiolab® Cryo Boxes, cardboard, plastic coated, white, 136 x 136 x 32 mm | 10 | 1 | 35 | Ratiolab | 5142321 | http://ratiolab.com/en/
5142322 | ratiolab® Cryo Boxes, cardboard, plastic coated, blue, 136 x 136 x 32 mm | 10 | 1 | 42 | Ratiolab | 5142322 | http://ratiolab.com/en/
5142323 | ratiolab® Cryo Boxes, cardboard, plastic coated, red, 136 x 136 x 32 mm | 10 | 1 | 42 | Ratiolab | 5142323 | http://ratiolab.com/en/
5142324 | ratiolab® Cryo Boxes, cardboard, plastic coated, green, 136 x 136 x 32 mm | 10 | 1 | 42 | Ratiolab | 5142324 | http://ratiolab.com/en/
5142325 | ratiolab® Cryo Boxes, cardboard, plastic coated, yellow, 136 x 136 x 32 m | 10 | 1 | 42 | Ratiolab | 5142325 | http://ratiolab.com/en/
5142501 | ratiolab® Cryo Boxes, cardboard, plastic coated, white, 136 x 136 x 50 mm | 10 | 1 | 22 | Ratiolab | 5142501 | http://ratiolab.com/en/
5142502 | ratiolab® Cryo Boxes, cardboard, plastic coated, blue, 136 x 136 x 50 mm | 10 | 1 | 37 | Ratiolab | 5142502 | http://ratiolab.com/en/
5142503 | ratiolab® Cryo Boxes, cardboard, plastic coated, red, 136 x 136 x 50 mm | 10 | 1 | 37 | Ratiolab | 5142503 | http://ratiolab.com/en/
5142504 | ratiolab® Cryo Boxes, cardboard, plastic coated, green, 136 x 136 x 50 mm | 10 | 1 | 37 | Ratiolab | 5142504 | http://ratiolab.com/en/
5142505 | ratiolab® Cryo Boxes, cardboard, plastic coated, yellow, 136 x 136 x 50 m | 10 | 1 | 37 | Ratiolab | 5142505 | http://ratiolab.com/en/
5142751 | ratiolab® Cryo Boxes, cardboard, plastic coated, white, 136 x 136 x 75 mm | 10 | 1 | 28 | Ratiolab | 5142751 | http://ratiolab.com/en/
5142752 | ratiolab® Cryo Boxes, cardboard, plastic coated, blue, 136 x 136 x 75 mm | 10 | 1 | 41 | Ratiolab | 5142752 | http://ratiolab.com/en/
5142753 | ratiolab® Cryo Boxes, cardboard, plastic coated, red, 136 x 136 x 75 mm | 10 | 1 | 41 | Ratiolab | 5142753 | http://ratiolab.com/en/
5142754 | ratiolab® Cryo Boxes, cardboard, plastic coated, green, 136 x 136 x 75 mm | 10 | 1 | 41 | Ratiolab | 5142754 | http://ratiolab.com/en/
5142755 | ratiolab® Cryo Boxes, cardboard, plastic coated, yellow, 136 x 136 x 75 m | 10 | 1 | 41 | Ratiolab | 5142755 | http://ratiolab.com/en/
5142756 | ratiolab® Cryo Boxes, cardboard, plastic coated, white, 136 x 136 x 75 mm | 10 | 1 | 45 | Ratiolab | 5142756 | http://ratiolab.com/en/
5144130 | ratiolab® Cryo Boxes, cardboard, plastic coated, white, 148 x 148 x 130 m | 5 | 1 | 42 | Ratiolab | 5144130 | http://ratiolab.com/en/
5144131 | ratiolab® Cryo Boxes, cardboard, plastic coated, white, 148 x 148 x 130 m | 5 | 1 | 45 | Ratiolab | 5144131 | http://ratiolab.com/en/
5150001 | Cryo Boxes, PC, grid 9 x 9, blue, 132 x 132 x 52 mm | 5 | 1 | 41 | Ratiolab | 5150001 | http://ratiolab.com/en/
5150002 | Cryo Boxes, PC, grid 9 x 9, green, 132 x 132 x 52 mm | 5 | 1 | 41 | Ratiolab | 5150002 | http://ratiolab.com/en/
5150003 | Cryo Boxes, PC, grid 9 x 9, red, 132 x 132 x 52 mm | 5 | 1 | 41 | Ratiolab | 5150003 | http://ratiolab.com/en/
5150004 | Cryo Boxes, PC, grid 9 x 9, yellow, 132 x 132 x 52 mm | 5 | 1 | 41 | Ratiolab | 5150004 | http://ratiolab.com/en/
5150011 | Cryo Boxes, PC, grid 10 x 10, blue, 132 x 132 x 52 mm | 5 | 1 | 41 | Ratiolab | 5150011 | http://ratiolab.com/en/
5150012 | Cryo Boxes, PC, grid 10 x 10, green, 132 x 132 x 52 mm | 5 | 1 | 41 | Ratiolab | 5150012 | http://ratiolab.com/en/
5150013 | Cryo Boxes, PC, grid 10 x 10, red, 132 x 132 x 52 mm | 5 | 1 | 41 | Ratiolab | 5150013 | http://ratiolab.com/en/
5150014 | Cryo Boxes, PC, grid 10 x 10, yellow, 132 x 132 x 52 mm | 5 | 1 | 41 | Ratiolab | 5150014 | http://ratiolab.com/en/
5150015 | Cryo Boxes, PC, grid 10 x 10, white, 132 x 132 x 52 mm | 5 | 1 | 41 | Ratiolab | 5150015 | http://ratiolab.com/en/
5150021 | Cryo Boxes, PC, grid 9 x 9, blue, 132 x 132 x 94 mm | 4 | 1 | 43 | Ratiolab | 5150021 | http://ratiolab.com/en/
5150022 | Cryo Boxes, PC, grid 9 x 9, green, 132 x 132 x 94 mm | 4 | 1 | 43 | Ratiolab | 5150022 | http://ratiolab.com/en/
5150023 | Cryo Boxes, PC, grid 9 x 9, red, 132 x 132 x 94 mm | 4 | 1 | 43 | Ratiolab | 5150023 | http://ratiolab.com/en/
5150024 | Cryo Boxes, PC, grid 9 x 9, yellow, 132 x 132 x 94 mm | 4 | 1 | 43 | Ratiolab | 5150024 | http://ratiolab.com/en/
5150031 | Cryo Boxes, 1/4-Format, PC, grid 5 x 5, blue, 76 x 76 x 52 mm | 8 | 1 | 50 | Ratiolab | 5150031 | http://ratiolab.com/en/
5150032 | Cryo Boxes, 1/4-Format, PC, grid 5 x 5, green, 76 x 76 x 52 mm | 8 | 1 | 50 | Ratiolab | 5150032 | http://ratiolab.com/en/
5150033 | Cryo Boxes, 1/4-Format, PC, grid 5 x 5, red, 76 x 76 x 52 mm | 8 | 1 | 50 | Ratiolab | 5150033 | http://ratiolab.com/en/
5150034 | Cryo Boxes, 1/4-Format, PC, grid 5 x 5, yellow, 76 x 76 x 52 mm | 8 | 1 | 50 | Ratiolab | 5150034 | http://ratiolab.com/en/
5160028 | ratiolab® 1/2-format Cryo Boxes, cardboard, 134 x 67 x 50 mm | 10 | 1 | 22 | Ratiolab | 5160028 | http://ratiolab.com/en/
5160029 | ratiolab® 1/2-format Grid Inserts for Cryo Boxes, cardboard, 5x10, | 10 | 1 | 11 | Ratiolab | 5160029 | http://ratiolab.com/en/
5160035 | ratiolab® 1/4-format Cryo Boxes, cardboard, standard, white, 75 x 75 x 50 mm | 10 | 1 | 25 | Ratiolab | 5160035 | http://ratiolab.com/en/
5160036 | ratiolab® 1/4-format Grid Inserts for Cryo Boxes, cardboard, 5 x 5, 68 x 68 x 30 | 10 | 1 | 11 | Ratiolab | 5160036 | http://ratiolab.com/en/
5162028 | ratiolab® 1/2-format Cryo Boxes, cardboard, plastic coated, white, 134 x 67 x 50 | 10 | 1 | 31 | Ratiolab | 5162028 | http://ratiolab.com/en/
5162751 | ratiolab® 1/2-format Cryo Boxes, cardboard, plastic coated, white, 134 x 67 x 75 | 10 | 1 | 32 | Ratiolab | 5162751 | http://ratiolab.com/en/
5220010 | ratiolab® Cryo Boxes, PP, without grid, natural, 133 x 133 x 52 mm | 5 | 1 | 12 | Ratiolab | 5220010 | http://ratiolab.com/en/
5220011 | ratiolab® Cryo Boxes, PP, without grid, yellow, 133 x 133 x 52 mm | 5 | 1 | 12 | Ratiolab | 5220011 | http://ratiolab.com/en/
5220012 | ratiolab® Cryo Boxes, PP, without grid, red, 133 x 133 x 52 mm | 5 | 1 | 12 | Ratiolab | 5220012 | http://ratiolab.com/en/
5220013 | ratiolab® Cryo Boxes, PP, without grid, green, 133 x 133 x 52 mm | 5 | 1 | 12 | Ratiolab | 5220013 | http://ratiolab.com/en/
5220014 | ratiolab® Cryo Boxes, PP, without grid, blue, 133 x 133 x 52 mm | 5 | 1 | 12 | Ratiolab | 5220014 | http://ratiolab.com/en/
5220015 | ratiolab® Cryo Boxes, PP, without grid, black, 133 x 133 x 52 mm | 5 | 1 | 12 | Ratiolab | 5220015 | http://ratiolab.com/en/
5220020 | ratiolab® Cryo Boxes, PP, without grid, natural, 133 x 133 x 75 mm | 5 | 1 | 13 | Ratiolab | 5220020 | http://ratiolab.com/en/
5220021 | ratiolab® Cryo Boxes, PP, without grid, yellow, 133 x 133 x 75 mm | 5 | 1 | 13 | Ratiolab | 5220021 | http://ratiolab.com/en/
5220022 | ratiolab® Cryo Boxes, PP, without grid, red, 133 x 133 x 75 mm | 5 | 1 | 13 | Ratiolab | 5220022 | http://ratiolab.com/en/
5220023 | ratiolab® Cryo Boxes, PP, without grid, green, 133 x 133 x 75 mm | 5 | 1 | 13 | Ratiolab | 5220023 | http://ratiolab.com/en/
5220024 | ratiolab® Cryo Boxes, PP, without grid, blue, 133 x 133 x 75 mm | 5 | 1 | 13 | Ratiolab | 5220024 | http://ratiolab.com/en/
5220025 | ratiolab® Cryo Boxes, PP, without grid, black, 133 x 133 x 75 mm | 5 | 1 | 13 | Ratiolab | 5220025 | http://ratiolab.com/en/
5220100 | ratiolab® grid, PP, 6 x 6, 133 x 133 x 30 mm | 5 | 1 | 9 | Ratiolab | 5220100 | http://ratiolab.com/en/
5220101 | ratiolab® grid, PP, 7 x 7, 133 x 133 x 30 mm | 5 | 1 | 10 | Ratiolab | 5220101 | http://ratiolab.com/en/
5220102 | ratiolab® grid, PP, 8 x 8, 133 x 133 x 30 mm | 5 | 1 | 11 | Ratiolab | 5220102 | http://ratiolab.com/en/
5220103 | ratiolab® grid, PP, 9 x 9, 133 x 133 x 30 mm | 5 | 1 | 11 | Ratiolab | 5220103 | http://ratiolab.com/en/
5220104 | ratiolab® grid, PP, 10 x 10, 133 x 133 x 30 mm | 5 | 1 | 13 | Ratiolab | 5220104 | http://ratiolab.com/en/
5300100 | Work Stations for 40 Cryo Tubes, PP, blue | 5 | 1 | 34 | Ratiolab | 5300100 | http://ratiolab.com/en/
5300200 | Work Stations for 40 Cryo Tubes, PP, red | 5 | 1 | 34 | Ratiolab | 5300200 | http://ratiolab.com/en/
5300400 | Work Stations for 40 Cryo Tubes, PP, green | 5 | 1 | 34 | Ratiolab | 5300400 | http://ratiolab.com/en/
5320010 | ratiolab® Cryo Boxes, PP, grid 9 x 9, natural, 133 x 133 x 50/75 mm, combi-lid, | 5 | 1 | 19 | Ratiolab | 5320010 | http://ratiolab.com/en/
5320011 | ratiolab® Cryo Boxes, PP, grid 9 x 9, yellow, 133 x 133 x 50/75 mm, combi-lid, | 5 | 1 | 19 | Ratiolab | 5320011 | http://ratiolab.com/en/
5320012 | ratiolab® Cryo Boxes, PP, grid 9 x 9, red, 133 x 133 x 50/75 mm, combi-lid, | 5 | 1 | 19 | Ratiolab | 5320012 | http://ratiolab.com/en/
5320013 | ratiolab® Cryo Boxes, PP, grid 9 x 9, green, 133 x 133 x 50/75 mm, combi-lid, | 5 | 1 | 19 | Ratiolab | 5320013 | http://ratiolab.com/en/
5320014 | ratiolab® Cryo Boxes, PP, grid 9 x 9, blue, 133 x 133 x 50/75 mm, combi-lid, | 5 | 1 | 19 | Ratiolab | 5320014 | http://ratiolab.com/en/
5320015 | ratiolab® Cryo Boxes, PP, grid 9 x 9, black, 133 x 133 x 50/75 mm, combi-lid, | 5 | 1 | 19 | Ratiolab | 5320015 | http://ratiolab.com/en/
5320016 | ratiolab® Cryo Boxes, PP, grid 9 x 9, mixed, 133 x 133 x 50/75 mm, combi-lid, | 5 | 1 | 19 | Ratiolab | 5320016 | http://ratiolab.com/en/
5320110 | ratiolab® Cryo Boxes, PP, grid 10 x 10, natural, 133 x 133 x 50/75 mm, combi-lid | 5 | 1 | 19 | Ratiolab | 5320110 | http://ratiolab.com/en/
5320111 | ratiolab® Cryo Boxes, PP, grid 10 x 10, yellow, 133 x 133 x 50/75 mm, combi-lid, | 5 | 1 | 19 | Ratiolab | 5320111 | http://ratiolab.com/en/
5320112 | ratiolab® Cryo Boxes, PP, grid 10 x 10, red, 133 x 133 x 50/75 mm, combi-lid, | 5 | 1 | 19 | Ratiolab | 5320112 | http://ratiolab.com/en/
5320113 | ratiolab® Cryo Boxes, PP, grid 10 x 10, green, 133 x 133 x 50/75 mm, combi-lid, | 5 | 1 | 19 | Ratiolab | 5320113 | http://ratiolab.com/en/
5320114 | ratiolab® Cryo Boxes, PP, grid 10 x 10, blue, 133 x 133 x 50/75 mm, combi-lid, | 5 | 1 | 19 | Ratiolab | 5320114 | http://ratiolab.com/en/
5320115 | ratiolab® Cryo Boxes, PP, grid 10 x 10, black, 133 x 133 x 50/75 mm, combi-lid, | 5 | 1 | 19 | Ratiolab | 5320115 | http://ratiolab.com/en/
5320116 | ratiolab® Cryo Boxes, PP, grid 10 x 10, mixed, 133 x 133 x 50/75 mm, combi-lid, | 5 | 1 | 19 | Ratiolab | 5320116 | http://ratiolab.com/en/
5320210 | ratiolab® Cryo Boxes, PP, grid 8 x 8, natural, 133 x 133 x 50/75 mm, combi-lid, | 5 | 1 | 19 | Ratiolab | 5320210 | http://ratiolab.com/en/
5320211 | ratiolab® Cryo Boxes, PP, grid 8x 8, yellow, 133 x 133 x 50/75 mm, combi-lid, | 5 | 1 | 19 | Ratiolab | 5320211 | http://ratiolab.com/en/
5320212 | ratiolab® Cryo Boxes, PP, grid 8 x 8, red, 133 x 133 x 50/75 mm, combi-lid, | 5 | 1 | 19 | Ratiolab | 5320212 | http://ratiolab.com/en/
5320213 | ratiolab® Cryo Boxes, PP, grid 8 x 8, green, 133 x 133 x 50/75 mm, combi-lid, | 5 | 1 | 19 | Ratiolab | 5320213 | http://ratiolab.com/en/
5320214 | ratiolab® Cryo Boxes, PP, grid 8 x 8, blue, 133 x 133 x 50/75 mm, combi-lid, | 5 | 1 | 19 | Ratiolab | 5320214 | http://ratiolab.com/en/
5320215 | ratiolab® Cryo Boxes, PP, grid 8 x 8, black, 133 x 133 x 50/75 mm, combi-lid, | 5 | 1 | 19 | Ratiolab | 5320215 | http://ratiolab.com/en/
5320216 | ratiolab® Cryo Boxes, PP, grid 8 x 8, mixed, 133 x 133 x 50/75 mm, combi-lid, | 5 | 1 | 19 | Ratiolab | 5320216 | http://ratiolab.com/en/
5320310 | ratiolab® Cryo Boxes, PP, grid 7 x 7, natural, 133 x 133 x 50/75 mm, combi-lid, | 5 | 1 | 19 | Ratiolab | 5320310 | http://ratiolab.com/en/
5320311 | ratiolab® Cryo Boxes, PP, grid 7x 7, yellow, 133 x 133 x 50/75 mm, combi-lid, | 5 | 1 | 19 | Ratiolab | 5320311 | http://ratiolab.com/en/
5320312 | ratiolab® Cryo Boxes, PP, grid 7 x 7, red, 133 x 133 x 50/75 mm, combi-lid, | 5 | 1 | 19 | Ratiolab | 5320312 | http://ratiolab.com/en/
5320313 | ratiolab® Cryo Boxes, PP, grid 7 x 7, green, 133 x 133 x 50/75 mm, combi-lid, | 5 | 1 | 19 | Ratiolab | 5320313 | http://ratiolab.com/en/
5320314 | ratiolab® Cryo Boxes, PP, grid 7 x 7, blue, 133 x 133 x 50/75 mm, combi-lid, | 5 | 1 | 19 | Ratiolab | 5320314 | http://ratiolab.com/en/
5320315 | ratiolab® Cryo Boxes, PP, grid 7 x 7, black, 133 x 133 x 50/75 mm, combi-lid, | 5 | 1 | 19 | Ratiolab | 5320315 | http://ratiolab.com/en/
5320316 | ratiolab® Cryo Boxes, PP, grid 7 x 7, mixed, 133 x 133 x 50/75 mm, combi-lid, | 5 | 1 | 19 | Ratiolab | 5320316 | http://ratiolab.com/en/
5320410 | ratiolab® Cryo Boxes, PP, grid 6 x 6, natural, 133 x 133 x 50/75 mm, combi-lid, | 5 | 1 | 19 | Ratiolab | 5320410 | http://ratiolab.com/en/
5320411 | ratiolab® Cryo Boxes, PP, grid 6 x 6, yellow, 133 x 133 x 50/75 mm, combi-lid, | 5 | 1 | 19 | Ratiolab | 5320411 | http://ratiolab.com/en/
5320412 | ratiolab® Cryo Boxes, PP, grid 6 x 6, red, 133 x 133 x 50/75 mm, combi-lid, | 5 | 1 | 19 | Ratiolab | 5320412 | http://ratiolab.com/en/
5320413 | ratiolab® Cryo Boxes, PP, grid 6 x 6, green, 133 x 133 x 50/75 mm, combi-lid, | 5 | 1 | 19 | Ratiolab | 5320413 | http://ratiolab.com/en/
5320414 | ratiolab® Cryo Boxes, PP, grid 6 x 6, blue, 133 x 133 x 50/75 mm, combi-lid, | 5 | 1 | 19 | Ratiolab | 5320414 | http://ratiolab.com/en/
5320415 | ratiolab® Cryo Boxes, PP, grid 6 x 6, black, 133 x 133 x 50/75 mm, combi-lid, | 5 | 1 | 19 | Ratiolab | 5320415 | http://ratiolab.com/en/
5320416 | ratiolab® Cryo Boxes, PP, grid 6 x 6, mixed, 133 x 133 x 50/75 mm, combi-lid, | 5 | 1 | 19 | Ratiolab | 5320416 | http://ratiolab.com/en/
5400000 | Vertical Rack 1 x 10, for box 50 mm, D/W/H 140 x 140 x 550 mm | 1 | 1 | 68 | Ratiolab | 5400000 | http://ratiolab.com/en/
5400001 | Vertical Rack 1 x 13, for box 50 mm, D/W/H 140 x 140 x 713 mm | 1 | 1 | 79 | Ratiolab | 5400001 | http://ratiolab.com/en/
5400002 | Horizontal Rack 4 x 6, for box 50 mm, D/W/H 566 x 140 x 328 mm | 1 | 1 | 132 | Ratiolab | 5400002 | http://ratiolab.com/en/
5400003 | Horizontal Rack 4 x 5, for box 50 mm, D/W/H 566 x 140 x 274 mm | 1 | 1 | 119 | Ratiolab | 5400003 | http://ratiolab.com/en/
5400004 | Horizontal Rack 4 x 4, for box 50 mm, D/W/H 566 x 140 x 219 mm | 1 | 1 | 103 | Ratiolab | 5400004 | http://ratiolab.com/en/
5400005 | Horizontal Rack 4 x 4, for box 75 mm, D/W/H 566 x 140 x 319 mm | 1 | 1 | 114 | Ratiolab | 5400005 | http://ratiolab.com/en/
5400006 | Horizontal Rack 4 x 3, for box 75 mm, D/W/H 566 x 140 x 240 mm | 1 | 1 | 99 | Ratiolab | 5400006 | http://ratiolab.com/en/
5400007 | Horizontal Rack 3 x 3, for box 50 mm, D/W/H 424 x 140 x 165 mm | 1 | 1 | 93 | Ratiolab | 5400007 | http://ratiolab.com/en/
5400008 | Horizontal Rack 4 x 7, for box 50 mm, D/W/H 566 x 140 x 391 mm | 1 | 1 | 145 | Ratiolab | 5400008 | http://ratiolab.com/en/
5400009 | Horizontal Rack 3 x 4, for box 50 mm, D/W/H 424 x 140 x 219 mm | 1 | 1 | 96 | Ratiolab | 5400009 | http://ratiolab.com/en/
5400010 | Horizontal Rack 4 x 2, for box 100 mm, D/W/H 566 x 140 x 219 mm | 1 | 1 | 105 | Ratiolab | 5400010 | http://ratiolab.com/en/
5400011 | Horizontal Rack 4 x 2, for box 75 mm, D/W/H 566 x 140 x 164 mm | 1 | 1 | 101 | Ratiolab | 5400011 | http://ratiolab.com/en/
5400012 | Horizontal Rack 4 x 2, for box 130 mm, D/W/H 566 x 140 x 275 mm | 1 | 1 | 105 | Ratiolab | 5400012 | http://ratiolab.com/en/
5400013 | Horizontal Rack 5 x 4, for box 50 mm, D/W/H 705 x 140 x 219 mm | 1 | 1 | 119 | Ratiolab | 5400013 | http://ratiolab.com/en/
5400014 | Horizontal Rack 5 x 5, for box 50 mm, D/W/H 705 x 140 x 274 mm | 1 | 1 | 135 | Ratiolab | 5400014 | http://ratiolab.com/en/
5400015 | Horizontal Rack 5 x 6, for box 50 mm, D/W/H 705 x 140 x 328 mm | 1 | 1 | 145 | Ratiolab | 5400015 | http://ratiolab.com/en/
5400016 | Horizontal Rack 5 x 2, for box 75 mm, D/W/H 705 x 140 x 161 mm | 1 | 1 | 110 | Ratiolab | 5400016 | http://ratiolab.com/en/
5400017 | Horizontal Rack 5 x 3, for box 75 mm, D/W/H 705 x 140 x 240 mm | 1 | 1 | 114 | Ratiolab | 5400017 | http://ratiolab.com/en/
5400018 | Horizontal Rack 5 x 4, for box 75 mm, D/W/H 705 x 140 x 319 mm | 1 | 1 | 123 | Ratiolab | 5400018 | http://ratiolab.com/en/
5400019 | Drawer Rack 4 x 3, for box 75 mm, D/W/H 570 x 141 x 250 mm | 1 | 1 | 136 | Ratiolab | 5400019 | http://ratiolab.com/en/
5400020 | Horizontal Rack 5 x 2, for box 100 mm, D/W/H 705 x 140 x 212 mm | 1 | 1 | 120 | Ratiolab | 5400020 | http://ratiolab.com/en/
5400021 | Vertical Rack 1 x 5, for box 50 mm, D/W/H 140 x 140 x 277 mm | 1 | 1 | 62 | Ratiolab | 5400021 | http://ratiolab.com/en/
5400022 | Horizontal Rack 3 x 5, for box 50 mm, D/W/H 424 x 140 x 274 mm | 1 | 1 | 106 | Ratiolab | 5400022 | http://ratiolab.com/en/
5400023 | Vertical Rack 1 x 11, for box 50 mm, D/W/H 140 x 140 x 604 mm | 1 | 1 | 68 | Ratiolab | 5400023 | http://ratiolab.com/en/
5400024 | Vertical Rack 1 x 18, for box 32 mm, D/W/H 140 x 140 x 662 mm | 1 | 1 | 113 | Ratiolab | 5400024 | http://ratiolab.com/en/
5400025 | Vertical Rack 1 x 12, for box 50 mm, D/W/H 140 x 140 x 659 mm | 1 | 1 | 70 | Ratiolab | 5400025 | http://ratiolab.com/en/
5400026 | Vertical Rack 1 x 9, for box 50 mm, D/W/H 140 x 140 x 495 mm | 1 | 1 | 78 | Ratiolab | 5400026 | http://ratiolab.com/en/
5400027 | Vertical Rack 1 x 8, for box 50 mm, D/W/H 140 x 140 x 441 mm | 1 | 1 | 77 | Ratiolab | 5400027 | http://ratiolab.com/en/
5400028 | Vertical Rack 1 x 6, for box 75 mm, D/W/H 140 x 140 x 482 mm | 1 | 1 | 71 | Ratiolab | 5400028 | http://ratiolab.com/en/
5400029 | Vertical Rack 1 x 7, for box 75 mm, D/W/H 140 x 140 x 561 mm | 1 | 1 | 67 | Ratiolab | 5400029 | http://ratiolab.com/en/
5400030 | Vertical Rack 1 x 8, for box 75 mm, D/W/H 140 x 140 x 641 mm | 1 | 1 | 72 | Ratiolab | 5400030 | http://ratiolab.com/en/
5400031 | Vertical Rack 1 x 9, for box 75 mm, D/W/H 140 x 140 x 720 mm | 1 | 1 | 75 | Ratiolab | 5400031 | http://ratiolab.com/en/
5400032 | Vertical Rack 1 x 11, for box 32 mm, D/W/H 140 x 140 x 406 mm | 1 | 1 | 94 | Ratiolab | 5400032 | http://ratiolab.com/en/
5400033 | Vertical Rack 1 x 12, for box 32 mm, D/W/H 140 x 140 x 443 mm | 1 | 1 | 97 | Ratiolab | 5400033 | http://ratiolab.com/en/
5400034 | Vertical Rack 1 x 13, for box 32 mm, D/W/H 140 x 140 x 479 mm | 1 | 1 | 100 | Ratiolab | 5400034 | http://ratiolab.com/en/
5400035 | Vertical Rack 1 x 14, for box 32 mm, D/W/H 140 x 140 x 516 mm | 1 | 1 | 102 | Ratiolab | 5400035 | http://ratiolab.com/en/
5400036 | Vertical Rack 1 x 15, for box 32 mm, D/W/H 140 x 140 x 552 mm | 1 | 1 | 105 | Ratiolab | 5400036 | http://ratiolab.com/en/
5400037 | Vertical Rack 1 x 16, for box 32 mm, D/W/H 140 x 140 x 589 mm | 1 | 1 | 108 | Ratiolab | 5400037 | http://ratiolab.com/en/
5400038 | Vertical Rack 1 x 17, for box 32 mm, D/W/H 140 x 140 x 625 mm | 1 | 1 | 111 | Ratiolab | 5400038 | http://ratiolab.com/en/
5400040 | Horizontal Rack 4 x 3, for box 100 mm, D/W/H 566 x 140 x 314 mm | 1 | 1 | 112 | Ratiolab | 5400040 | http://ratiolab.com/en/
5400041 | Vertical Rack 1 x 4, for box 50 mm, D/W/H 140 x 140 x 222 mm | 1 | 1 | 64 | Ratiolab | 5400041 | http://ratiolab.com/en/
5400042 | Vertical Rack 1 x 7, for box 50 mm, D/W/H 140 x 140 x 385 mm | 1 | 1 | 66 | Ratiolab | 5400042 | http://ratiolab.com/en/
5400043 | Drawer Rack 4 x 2, for box 50 mm, D/W/H 570 x 144 x 112 mm | 1 | 1 | 127 | Ratiolab | 5400043 | http://ratiolab.com/en/
5400044 | Drawer Rack 4 x 3, for box 50 mm, D/W/H 570 x 144 x 168 mm | 1 | 1 | 132 | Ratiolab | 5400044 | http://ratiolab.com/en/
5400045 | Drawer Rack 4 x 5, for box 50 mm, D/W/H 570 x 144 x 280 mm | 1 | 1 | 140 | Ratiolab | 5400045 | http://ratiolab.com/en/
5400046 | Drawer Rack 4 x 4, for box 50 mm, D/W/H 570 x 144 x 224 mm | 1 | 1 | 135 | Ratiolab | 5400046 | http://ratiolab.com/en/
5400047 | Drawer Rack 4 x 6, for box 50 mm, D/W/H 570 x 144 x 336 mm | 1 | 1 | 144 | Ratiolab | 5400047 | http://ratiolab.com/en/
5400048 | Drawer Rack 5 x 5, for box 50 mm, D/W/H 709 x 144 x 280 mm | 1 | 1 | 155 | Ratiolab | 5400048 | http://ratiolab.com/en/
5400049 | Drawer Rack 4 x 7, for box 50 mm, D/W/H 570 x 144 x 392 mm | 1 | 1 | 149 | Ratiolab | 5400049 | http://ratiolab.com/en/
5400050 | Drawer Rack 5 x 4, for box 50 mm, D/W/H 709 x 144 x 224 mm | 1 | 1 | 144 | Ratiolab | 5400050 | http://ratiolab.com/en/
5400051 | Drawer Rack 5 x 6, for box 50 mm, D/W/H 709 x 144 x 336 mm | 1 | 1 | 162 | Ratiolab | 5400051 | http://ratiolab.com/en/
5400052 | Drawer Rack 5 x 3, for box 75 mm, D/W/H 709 x 144 x 241 mm | 1 | 1 | 142 | Ratiolab | 5400052 | http://ratiolab.com/en/
5400053 | Drawer Rack 5 x 4, for box 75 mm, D/W/H 709 x 144 x 321 mm | 1 | 1 | 149 | Ratiolab | 5400053 | http://ratiolab.com/en/
5400066 | Drawer Rack 4 x 4, for box 75 mm, D/W/H 556 x 141 x 335 mm | 1 | 1 | 141 | Ratiolab | 5400066 | http://ratiolab.com/en/
5515010 | Cell Counter Vials 1 with lid, for Coulter®und Hycel®Cell Counter-syste | 1000 | 1 | 72 | Ratiolab | 5515010 | http://ratiolab.com/en/
5515040 | Cell Counter Vials 1 with lid, for Coulter®und Hycel®Cell Counter-syste | 1000 | 1 | 42 | Ratiolab | 5515040 | http://ratiolab.com/en/
5515041 | Cell Counter Vials 1 without lid, for Coulter®und Hycel®Cell Counter-syste | 1000 | 1 | 33 | Ratiolab | 5515041 | http://ratiolab.com/en/
551504D | Lids for Cell Counter Vials 1, PE | 1000 | 1 | 22 | Ratiolab | 551504D | http://ratiolab.com/en/
5515051 | Cell Counter Vials 2 without stoppers, cylindrical, for Al® und Linson® | 1000 | 1 | 78 | Ratiolab | 5515051 | http://ratiolab.com/en/
5515060 | Cell Counter Vials 3 with lid, 13 ml | 2000 | 1 | 130 | Ratiolab | 5515060 | http://ratiolab.com/en/
5515061 | Cell Counter Vials 3 without lid, 13 ml | 2000 | 1 | 105 | Ratiolab | 5515061 | http://ratiolab.com/en/
551506D | Lids for Cell Counter Vials 3, PE | 1000 | 1 | 29 | Ratiolab | 551506D | http://ratiolab.com/en/
5615000 | Microcentrifuge Tubes, PP, 1.5 ml, with cap, natural | 1000 | 1 | 8 | Ratiolab | 5615000 | http://ratiolab.com/en/
5615001 | Microcentrifuge Tubes, PP, 1.5 ml, with cap, yellow | 1000 | 1 | 9 | Ratiolab | 5615001 | http://ratiolab.com/en/
5615002 | Microcentrifuge Tubes, PP, 1.5 ml, with cap, green | 1000 | 1 | 9 | Ratiolab | 5615002 | http://ratiolab.com/en/
5615003 | Microcentrifuge Tubes, PP, 1.5 ml, with cap, red | 1000 | 1 | 9 | Ratiolab | 5615003 | http://ratiolab.com/en/
5615004 | Microcentrifuge Tubes, PP, 1.5 ml, with cap, blue | 1000 | 1 | 9 | Ratiolab | 5615004 | http://ratiolab.com/en/
5615005 | Microcentrifuge Tubes, PP, 1.5 ml, with cap, natural, DNase/RNase, pyrogen free | 1000 | 1 | 23 | Ratiolab | 5615005 | http://ratiolab.com/en/
5615008 | Safety-Cap Microcentrifuge Tubes, PP, 1.5 ml, natural, RNase-/DNase-/DNA-/endoto | 1000 | 1 | 28 | Ratiolab | 5615008 | http://ratiolab.com/en/
5615009 | Safety-Cap Microcentrifuge Tubes, PP, 1.5 ml, natural, RNase-/DNase-/DNA-/endoto | 100 | 1 | 36 | Ratiolab | 5615009 | http://ratiolab.com/en/
5615020 | Microcentrifuge Tubes, PP, 1.5 ml, without cap, natural | 1000 | 1 | 9 | Ratiolab | 5615020 | http://ratiolab.com/en/
5615030 | Microcentrifuge Tubes, PP, 0.5 ml, with cap, natural | 1000 | 1 | 10 | Ratiolab | 5615030 | http://ratiolab.com/en/
5615038 | Safety-Cap Microcentrifuge Tubes, PP, 0.5 ml, natural, RNase-/DNase-/DNA-/endoto | 1000 | 1 | 28 | Ratiolab | 5615038 | http://ratiolab.com/en/
5615039 | Safety-Cap Microcentrifuge Tubes, PP, 0.5 ml, natural, RNase-/DNase-/DNA-/endoto | 50 | 1 | 26 | Ratiolab | 5615039 | http://ratiolab.com/en/
5615101 | Microcentrifuge Tubes, PP, 2.0 ml, with cap, natural | 1000 | 1 | 11 | Ratiolab | 5615101 | http://ratiolab.com/en/
5615106 | Microcentrifuge Tubes, PP, 2.0 ml, with cap, natural, RNase-/DNase-/pyrogen-free | 1000 | 1 | 24 | Ratiolab | 5615106 | http://ratiolab.com/en/
5615108 | Safety-Cap Microcentrifuge Tubes, PP, 2.0 ml, natural, RNase-/DNase-/DNA-/endoto | 1000 | 1 | 30 | Ratiolab | 5615108 | http://ratiolab.com/en/
5615109 | Safety-Cap Microcentrifuge Tubes, PP, 2.0 ml, natural, RNase-/DNase-/DNA-/endoto | 100 | 1 | 41 | Ratiolab | 5615109 | http://ratiolab.com/en/
5615158 | Safety-Cap Microcentrifuge Tubes, PP, 5.0 ml, natural, RNase-/DNase-/DNA-/pyroge | 100 | 1 | 15 | Ratiolab | 5615158 | http://ratiolab.com/en/
5615159 | Safety-Cap Microcentrifuge Tubes, PP, 5.0 ml, natural, RNase-/DNase-/DNA-/endoto | 50 | 1 | 48 | Ratiolab | 5615159 | http://ratiolab.com/en/
5615400 | Microcentrifuge Tubes, PE, 0.4 ml, with cap, natural | 1000 | 1 | 16 | Ratiolab | 5615400 | http://ratiolab.com/en/
5616021 | Microcentrifuge Tubes, PP, 0.5 ml, self standing, screw cap, O-Ring, sterilized | 1000 | 1 | 87 | Ratiolab | 5616021 | http://ratiolab.com/en/
5616022 | Microcentrifuge Tubes, PP, 1.5 ml, self standing, screw cap, O-Ring, steril | 1000 | 1 | 88 | Ratiolab | 5616022 | http://ratiolab.com/en/
5616023 | Microcentrifuge Tubes, PP, 0.5 ml, conical, screw cap, O-Ring, sterilized | 1000 | 1 | 87 | Ratiolab | 5616023 | http://ratiolab.com/en/
5616025 | Microcentrifuge Tubes, PP, 2.0 ml, conical, screw cap, O-Ring, sterilized | 1000 | 1 | 89 | Ratiolab | 5616025 | http://ratiolab.com/en/
5616026 | Microcentrifuge Tubes, PP, 2.0 ml, self-standing, screw cap, O-Ring, steril | 1000 | 1 | 89 | Ratiolab | 5616026 | http://ratiolab.com/en/
5616027 | Microcentrifuge Tubes, PP, 1.5 ml, conical, screw cap, O-Ring, sterilized | 1000 | 1 | 88 | Ratiolab | 5616027 | http://ratiolab.com/en/
5700110 | analysis beakers Technicon T1, PS, 2.0 ml | 1000 | 1 | 13 | Ratiolab | 5700110 | http://ratiolab.com/en/
5700120 | analysis beakers Technicon T2, PS, 3.5 ml | 1000 | 1 | 18 | Ratiolab | 5700120 | http://ratiolab.com/en/
5700200 | analysis beakers Genseac G1, PS, 0.5 ml | 1000 | 1 | 16 | Ratiolab | 5700200 | http://ratiolab.com/en/
5700401 | analysis beakers Hitachi H1, PS, 3.0 ml | 1000 | 1 | 16 | Ratiolab | 5700401 | http://ratiolab.com/en/
5810100 | Scintillation bottles with cap, 20 ml | 1000 | 1 | 68 | Ratiolab | 5810100 | http://ratiolab.com/en/
581010D | caps for scintillation bottles | 1000 | 1 | 23 | Ratiolab | 581010D | http://ratiolab.com/en/
5810110 | Insert tubes for scintillation bottles, 4.5 ml | 2000 | 1 | 91 | Ratiolab | 5810110 | http://ratiolab.com/en/
5921160 | self-adhesive film covers for beakers | 500 | 1 | 22 | Ratiolab | 5921160 | http://ratiolab.com/en/
5921170 | ratiolab® multi-purpose beakers with cover, PS, 100 ml | 1000 | 1 | 98 | Ratiolab | 5921170 | http://ratiolab.com/en/
5921171 | ratiolab® multi-purpose beakers without cover, PS, 100 ml | 1000 | 1 | 74 | Ratiolab | 5921171 | http://ratiolab.com/en/
5921173 | Multipurpose beakers, PP, 30 ml, screw-cap | 1000 | 1 | 82 | Ratiolab | 5921173 | http://ratiolab.com/en/
5921174 | Multipurpose beakers, PP, 30 ml, screw-cap, sterilized | 500 | 1 | 51 | Ratiolab | 5921174 | http://ratiolab.com/en/
5921175 | Multipurpose beakers, PP, 60 ml, screw-cap | 600 | 1 | 51 | Ratiolab | 5921175 | http://ratiolab.com/en/
5921176 | Multipurpose beakers, PP, 60 ml, screw-cap, sterilized | 500 | 1 | 55 | Ratiolab | 5921176 | http://ratiolab.com/en/
5921177 | Multipurpose beakers, PP, 30 ml, screw-cap | 700 | 1 | 42 | Ratiolab | 5921177 | http://ratiolab.com/en/
5921178 | Multipurpose beakers, PP, 30 ml, screw-cap, sterilized | 500 | 1 | 42 | Ratiolab | 5921178 | http://ratiolab.com/en/
5921182 | Multipurpose beakers, PP, 120 ml, screw cap | 500 | 1 | 47 | Ratiolab | 5921182 | http://ratiolab.com/en/
5921183 | Multipurpose beakers, PP, 120 ml, screw cap, sterilized | 250 | 1 | 57 | Ratiolab | 5921183 | http://ratiolab.com/en/
5921184 | Multipurpose beakers, PP, 200 ml, screw-cap, sterilized | 150 | 1 | 57 | Ratiolab | 5921184 | http://ratiolab.com/en/
5921185 | Multipurpose beakers, PP, 200 ml, screw-cap | 200 | 1 | 71 | Ratiolab | 5921185 | http://ratiolab.com/en/
5921188 | Multipurpose beakers, PS, 200 ml, screw-cap, sterilized, | 150 | 1 | 59 | Ratiolab | 5921188 | http://ratiolab.com/en/
5921190 | ratiolab® beaker dispenser for Multipurpose beakers | 1 | 1 | 134 | Ratiolab | 5921190 | http://ratiolab.com/en/
5921200 | ratiolab® beaker tray for Multipurpose beakers | 1 | 1 | 80 | Ratiolab | 5921200 | http://ratiolab.com/en/
5922250 | Multipurpose bottle 2.5 l with self-adhesive labels | 60 | 1 | 125 | Ratiolab | 5922250 | http://ratiolab.com/en/
5924050 | Wide-neck bottle, square bottom, HDPE, 50 ml, natural, screw-cap, blue, PP | 100 | 1 | 126 | Ratiolab | 5924050 | http://ratiolab.com/en/
5924250 | Wide-neck bottle, square bottom, HDPE, 250 ml, natural, screw-cap, blue, PP | 100 | 1 | 184 | Ratiolab | 5924250 | http://ratiolab.com/en/
5924500 | Wide-neck bottle, square bottom, HDPE, 500 ml, natural, screw-cap, blue, PP | 50 | 1 | 130 | Ratiolab | 5924500 | http://ratiolab.com/en/
5926035 | Multipurpose container, PP, 35 ml, white, with screw-cap | 350 | 1 | 139 | Ratiolab | 5926035 | http://ratiolab.com/en/
5926060 | Multipurpose container, PP, 60 ml, white, with screw-cap | 350 | 1 | 175 | Ratiolab | 5926060 | http://ratiolab.com/en/
5926125 | Multipurpose container, PP, 125 ml, white, with screw-cap | 350 | 1 | 278 | Ratiolab | 5926125 | http://ratiolab.com/en/
5926375 | Multipurpose container, PP, 375 ml, white, with screw-cap | 120 | 1 | 270 | Ratiolab | 5926375 | http://ratiolab.com/en/
5926500 | Multipurpose container, PP, 500 ml, white, with screw-cap | 160 | 1 | 410 | Ratiolab | 5926500 | http://ratiolab.com/en/
5926998 | Multipurpose container, PP, 1000 ml, white, with screw-cap | 80 | 1 | 279 | Ratiolab | 5926998 | http://ratiolab.com/en/
5926999 | Multipurpose container, PP, 1250 ml, white, with screw-cap | 70 | 1 | 281 | Ratiolab | 5926999 | http://ratiolab.com/en/
6018060 | Spot test plates, PS, white | 100 | 1 | 26 | Ratiolab | 6018060 | http://ratiolab.com/en/
6018111 | 96-Well micro test plates, U-bottom, PS | 100 | 1 | 39 | Ratiolab | 6018111 | http://ratiolab.com/en/
6018113 | 96-Well micro test plates, U-bottom, PS, sterilized | 100 | 1 | 67 | Ratiolab | 6018113 | http://ratiolab.com/en/
6018121 | 96-Well micro test plates, U-bottom, PP | 100 | 1 | 39 | Ratiolab | 6018121 | http://ratiolab.com/en/
6018123 | 96-Well micro test plates, U-bottom, PP, sterilized | 100 | 1 | 67 | Ratiolab | 6018123 | http://ratiolab.com/en/
6018211 | 96-Well micro test plates, F-bottom, PS | 100 | 1 | 39 | Ratiolab | 6018211 | http://ratiolab.com/en/
6018213 | 96-Well micro test plates, F-bottom, PS, sterilized | 100 | 1 | 67 | Ratiolab | 6018213 | http://ratiolab.com/en/
6018221 | 96-Well micro test plates, F-bottom, PP | 100 | 1 | 39 | Ratiolab | 6018221 | http://ratiolab.com/en/
6018223 | 96-Well micro test plates, F-bottom, PP, sterilized | 100 | 1 | 67 | Ratiolab | 6018223 | http://ratiolab.com/en/
6018311 | 96-Well micro test plates, V-bottom, PS | 100 | 1 | 39 | Ratiolab | 6018311 | http://ratiolab.com/en/
6018313 | 96-Well micro test plates, V-bottom, PS, sterilized | 100 | 1 | 67 | Ratiolab | 6018313 | http://ratiolab.com/en/
6018321 | 96-Well micro test plates, V-bottom, PP | 100 | 1 | 39 | Ratiolab | 6018321 | http://ratiolab.com/en/
6018323 | 96-Well micro test plates, V-bottom, PP, sterilized | 100 | 1 | 67 | Ratiolab | 6018323 | http://ratiolab.com/en/
6018401 | Lids for micro test plates, PS, sterilized | 100 | 1 | 45 | Ratiolab | 6018401 | http://ratiolab.com/en/
6018402 | Lids for micro test plates, PS | 100 | 1 | 30 | Ratiolab | 6018402 | http://ratiolab.com/en/
6018421 | Lids for micro test plates, PP, sterilized | 100 | 1 | 36 | Ratiolab | 6018421 | http://ratiolab.com/en/
6018422 | Lids for micro test plates, PP | 100 | 1 | 36 | Ratiolab | 6018422 | http://ratiolab.com/en/
6018610 | Soft-PVC peeling cover film | 100 | 1 | 24 | Ratiolab | 6018610 | http://ratiolab.com/en/
6018611 | Aluminum universal cover film | 100 | 1 | 44 | Ratiolab | 6018611 | http://ratiolab.com/en/
6018612 | Polypropylen peeling cover film | 100 | 1 | 28 | Ratiolab | 6018612 | http://ratiolab.com/en/
6018614 | Polyvinylchlorid (PVC) peeling cover film with two retaining and tearing slice | 100 | 1 | 42 | Ratiolab | 6018614 | http://ratiolab.com/en/
6018618 | Gas permeable peeling film | 50 | 1 | 46 | Ratiolab | 6018618 | http://ratiolab.com/en/
6018619 | Piercing-foil with cavity circle 96-Well, alphanumeric printed, prepierced | 100 | 1 | 87 | Ratiolab | 6018619 | http://ratiolab.com/en/
6018620 | Polypropylene peeling cover film with two retaining and tearing slice | 100 | 1 | 42 | Ratiolab | 6018620 | http://ratiolab.com/en/
6018710 | 96-Well micro test plates, U-bottom, PP, black | 100 | 1 | 169 | Ratiolab | 6018710 | http://ratiolab.com/en/
6018711 | 96-Well micro test plates, U-bottom, PS, black | 100 | 1 | 169 | Ratiolab | 6018711 | http://ratiolab.com/en/
6018712 | 96-Well micro test plates, U-bottom, PP, white | 100 | 1 | 42 | Ratiolab | 6018712 | http://ratiolab.com/en/
6018713 | 96-Well micro test plates, U-bottom, PS, white | 100 | 1 | 42 | Ratiolab | 6018713 | http://ratiolab.com/en/
6018717 | 96-Well micro test plates, F-bottom, PP, black | 100 | 1 | 169 | Ratiolab | 6018717 | http://ratiolab.com/en/
6018718 | 96-Well micro test plates, F-bottom, PS, black | 100 | 1 | 169 | Ratiolab | 6018718 | http://ratiolab.com/en/
6018719 | 96-Well micro test plates, F-bottom, PP, white | 100 | 1 | 42 | Ratiolab | 6018719 | http://ratiolab.com/en/
6018720 | 96-Well micro test plates, F-bottom, PS, white | 100 | 1 | 42 | Ratiolab | 6018720 | http://ratiolab.com/en/
6018810 | 96-Well micro test plates, U-bottom, 400 µl, PP, white, non-sterile | 100 | 1 | 42 | Ratiolab | 6018810 | http://ratiolab.com/en/
6018812 | 96-Well micro test plates, U-bottom, 400 µl, PP, transparent, non-sterile | 100 | 1 | 42 | Ratiolab | 6018812 | http://ratiolab.com/en/
6018813 | 96-Well micro test plates, U-bottom, 400 µl, PP, transparent, sterilized | 100 | 1 | 42 | Ratiolab | 6018813 | http://ratiolab.com/en/
6018820 | 96-Well micro test plates, U-bottom, 400 µl, PS, white, non-sterile | 100 | 1 | 42 | Ratiolab | 6018820 | http://ratiolab.com/en/
6018822 | 96-Well micro test plates, U-bottom, 400 µl, PS, transparent, non-sterile | 100 | 1 | 42 | Ratiolab | 6018822 | http://ratiolab.com/en/
6018823 | 96-Well micro test plates, U-bottom, 400 µl, PS, transparent, sterilized | 100 | 1 | 42 | Ratiolab | 6018823 | http://ratiolab.com/en/
6020121 | 96-Deep-Well-Plates 1.2 ml, U-bottom, PP | 32 | 1 | 203 | Ratiolab | 6020121 | http://ratiolab.com/en/
6020221 | 96-Deep-Well-Plates 2.2 ml, V-bottom, PP | 50 | 1 | 153 | Ratiolab | 6020221 | http://ratiolab.com/en/
6114100 | PCR-Rack, PP, white | 10 | 1 | 9 | Ratiolab | 6114100 | http://ratiolab.com/en/
6114101 | PCR-Rack, PP, yellow | 10 | 1 | 9 | Ratiolab | 6114101 | http://ratiolab.com/en/
6114102 | PCR-Rack, PP, blue | 10 | 1 | 9 | Ratiolab | 6114102 | http://ratiolab.com/en/
6114103 | PCR-Rack, PP, green | 10 | 1 | 9 | Ratiolab | 6114103 | http://ratiolab.com/en/
6114104 | PCR-Rack, PP, red | 10 | 1 | 9 | Ratiolab | 6114104 | http://ratiolab.com/en/
6114105 | 96-Well PCR racks, Mix-Pack of 2 x 5 colours, 2 of each: blue, green, yellow, red, | 10 | 1 | 42 | Ratiolab | 6114105 | http://ratiolab.com/en/
6114110 | Lids for PCR rack, 14 mm high, PP | 10 | 1 | 11 | Ratiolab | 6114110 | http://ratiolab.com/en/
6114111 | Lids for PCR rack, 28 mm high, SAN | 10 | 1 | 13 | Ratiolab | 6114111 | http://ratiolab.com/en/
6114200 | Floating Cryo Rack for 10 PCR tubes | 10 | 1 | 8 | Ratiolab | 6114200 | http://ratiolab.com/en/
6114201 | Floating Cryo Rack for 4 PCR strips of 8 tubes | 10 | 1 | 14 | Ratiolab | 6114201 | http://ratiolab.com/en/
7000250 | ratiolab® Cleanibag, 1.5 l, 200 x 300 mm | 1000 | 1 | 61 | Ratiolab | 7000250 | http://ratiolab.com/en/
7000260 | ratiolab® Cleanibag, 6.5 l, 300 x 300 mm | 1000 | 1 | 69 | Ratiolab | 7000260 | http://ratiolab.com/en/
7000270 | ratiolab® Cleanibag, 8 l, 300 x 450 mm | 1000 | 1 | 85 | Ratiolab | 7000270 | http://ratiolab.com/en/
7000300 | ratiolab® transport bag Biohazard, fast-zip closure & document bag, 155 x 250/21 | 100 | 1 | 140 | Ratiolab | 7000300 | http://ratiolab.com/en/
7000310 | ratiolab® transport bag Biohazard, fast-zip closure & document bag, 230 x 305/25 | 100 | 1 | 140 | Ratiolab | 7000310 | http://ratiolab.com/en/
7001000 | ratiolab® Waste Disposal Bags, PP, standard, 200 x 300 x 0.05 mm | 100 | 1 | 6 | Ratiolab | 7001000 | http://ratiolab.com/en/
7001005 | ratiolab® Waste Disposal Bags, PP, high transparency, 200 x 300 x 0.05 mm | 100 | 1 | 6 | Ratiolab | 7001005 | http://ratiolab.com/en/
7001100 | ratiolab® Waste Disposal Bags, PP, standard, 300 x 500 x 0.05 mm | 500 | 1 | 105 | Ratiolab | 7001100 | http://ratiolab.com/en/
7001105 | ratiolab® Waste Disposal Bags, PP, high transparency, 300 x 500 x 0.05 mm | 500 | 1 | 107 | Ratiolab | 7001105 | http://ratiolab.com/en/
7001150 | ratiolab® Waste Disposal Bags, PP, standard, 400 x 780 x 0.05 mm | 500 | 1 | 121 | Ratiolab | 7001150 | http://ratiolab.com/en/
7001155 | ratiolab® Waste Disposal Bags, PP, high transparency, 400 x 780 x 0.05 mm | 500 | 1 | 123 | Ratiolab | 7001155 | http://ratiolab.com/en/
7001200 | ratiolab® Waste Disposal Bags, PP, standard, 600 x 800 x 0.05 mm | 500 | 1 | 145 | Ratiolab | 7001200 | http://ratiolab.com/en/
7001205 | ratiolab® Waste Disposal Bags, PP, high transparency, 600 x 800 x 0.05 mm | 500 | 1 | 147 | Ratiolab | 7001205 | http://ratiolab.com/en/
7001210 | ratiolab® Waste Disposal Bags, PP, standard, 600 x 800 x 0.05 mm | 100 | 1 | 30 | Ratiolab | 7001210 | http://ratiolab.com/en/
7001212 | ratiolab® Waste Disposal Bags, PP, standard, 600 x 800 x 0.1 mm | 125 | 1 | 105 | Ratiolab | 7001212 | http://ratiolab.com/en/
7001300 | ratiolab® Waste Disposal Bags, PP, standard, 700 x 1100 x 0.05 mm | 350 | 1 | 141 | Ratiolab | 7001300 | http://ratiolab.com/en/
7001305 | ratiolab® Waste Disposal Bags, PP, high transparency, 700 x 1100 x 0.05 mm | 350 | 1 | 141 | Ratiolab | 7001305 | http://ratiolab.com/en/
7001310 | ratiolab® Waste Disposal Bags, PP, standard, 700 x 1100 x 0.05 mm | 75 | 1 | 36 | Ratiolab | 7001310 | http://ratiolab.com/en/
7001311 | ratiolab® Waste Disposal Bags, PP, standard, 700 x 1100 x 0.1 mm | 75 | 1 | 91 | Ratiolab | 7001311 | http://ratiolab.com/en/
7001400 | bench-top stand for waste disposal bags 200 x 300 mm, High 25 cm | 1 | 1 | 8 | Ratiolab | 7001400 | http://ratiolab.com/en/
7001401 | 1 table stand 25 cm + 100 waste disposal bags, standard, 200 x 300 x 0.05 mm | 1 | 1 | 13 | Ratiolab | 7001401 | http://ratiolab.com/en/
7001405 | 1 table stand 25 cm + 100 waste disposal bags, high transparency, | 1 | 1 | 14 | Ratiolab | 7001405 | http://ratiolab.com/en/
7001410 | 1 table stand 25 cm + 100 waste disposal bags, red, 210 x 290 x 0.02 mm | 1 | 1 | 17 | Ratiolab | 7001410 | http://ratiolab.com/en/
7001415 | 1 table stand 35 cm + 100 waste disposal bags, standard, 300 x 500 x 0.05 mm | 1 | 1 | 25 | Ratiolab | 7001415 | http://ratiolab.com/en/
7001420 | 1 table stand 35 cm + 100 waste disposal bags, high transparency, | 1 | 1 | 25 | Ratiolab | 7001420 | http://ratiolab.com/en/
7001430 | bench-top stand for waste disposal bags 300 x 500 mm, High 35 cm | 1 | 1 | 14 | Ratiolab | 7001430 | http://ratiolab.com/en/
7002100 | ratiolab® Waste Disposal Bags, PP, BIOHAZARD, with indicator field, | 500 | 1 | 128 | Ratiolab | 7002100 | http://ratiolab.com/en/
7002105 | ratiolab® Waste Disposal Bags, PP, BIOHAZARD, with indicator field, | 100 | 1 | 27 | Ratiolab | 7002105 | http://ratiolab.com/en/
7002110 | ratiolab® Waste Disposal Bags, PE, BIOHAZARD, with indicator field, red, | 1000 | 1 | 96 | Ratiolab | 7002110 | http://ratiolab.com/en/
7002111 | ratiolab® Waste Disposal Bags, PP, BIOHAZARD blue, high transparency, | 200 | 1 | 140 | Ratiolab | 7002111 | http://ratiolab.com/en/
7002112 | ratiolab® Waste Disposal Bags, PP, BIOHAZARD blue, high transparency, | 200 | 1 | 140 | Ratiolab | 7002112 | http://ratiolab.com/en/
7002113 | ratiolab® Waste Disposal Bags, PP, BIOHAZARD blau, high transparency, | 200 | 1 | 140 | Ratiolab | 7002113 | http://ratiolab.com/en/
7002150 | ratiolab® Waste Disposal Bags, PP, BIOHAZARD, with indicator field, | 500 | 1 | 170 | Ratiolab | 7002150 | http://ratiolab.com/en/
7002155 | ratiolab® Waste Disposal Bags, PP, BIOHAZARD, with indicator field, | 100 | 1 | 36 | Ratiolab | 7002155 | http://ratiolab.com/en/
7002200 | ratiolab® Waste Disposal Bags, PP, BIOHAZARD, with indicator field, | 500 | 1 | 195 | Ratiolab | 7002200 | http://ratiolab.com/en/
7002205 | ratiolab® Waste Disposal Bags, PP, BIOHAZARD, with indicator field, | 100 | 1 | 41 | Ratiolab | 7002205 | http://ratiolab.com/en/
7002300 | ratiolab® Waste Disposal Bags, PP, BIOHAZARD, with indicator field, | 350 | 1 | 206 | Ratiolab | 7002300 | http://ratiolab.com/en/
7002305 | ratiolab® Waste Disposal Bags, PP, BIOHAZARD, with indicator field, | 75 | 1 | 46 | Ratiolab | 7002305 | http://ratiolab.com/en/
7003100 | ratiolab® Waste Disposal Bags, HD-PE, BIOHAZARD, with indicator field, yellow, | 500 | 1 | 114 | Ratiolab | 7003100 | http://ratiolab.com/en/
7003110 | ratiolab® Waste Disposal Bags, HD-PE, BIOHAZARD, with indicator field, yellow, | 500 | 1 | 154 | Ratiolab | 7003110 | http://ratiolab.com/en/
7003120 | ratiolab® Waste Disposal Bags, HD-PE, BIOHAZARD, with indicator field, yellow, | 500 | 1 | 207 | Ratiolab | 7003120 | http://ratiolab.com/en/
7003130 | ratiolab® Waste Disposal Bags, HD-PE, BIOHAZARD, with indicator field, yellow, | 350 | 1 | 196 | Ratiolab | 7003130 | http://ratiolab.com/en/
7003200 | ratiolab® Waste Disposal Bags, PP, BIOHAZARD, with indicator field, red, | 500 | 1 | 137 | Ratiolab | 7003200 | http://ratiolab.com/en/
7003210 | ratiolab® Waste Disposal Bags, PP, BIOHAZARD, with indicator field, red, | 500 | 1 | 175 | Ratiolab | 7003210 | http://ratiolab.com/en/
7003220 | ratiolab® Waste Disposal Bags, PP, BIOHAZARD, with indicator field, red, | 500 | 1 | 210 | Ratiolab | 7003220 | http://ratiolab.com/en/
7003230 | ratiolab® Waste Disposal Bags, PP, BIOHAZARD, with indicator field, red, | 350 | 1 | 238 | Ratiolab | 7003230 | http://ratiolab.com/en/
7020100 | Inoculating Loops, PS, 1 µl, sterilized | 2000 | 1 | 66 | Ratiolab | 7020100 | http://ratiolab.com/en/
7020200 | Inoculating Loops, PS, 10 µl, sterilized | 2000 | 1 | 66 | Ratiolab | 7020200 | http://ratiolab.com/en/
7100007 | Micro Centrifuge with two rotors, for 8 x 0.5/1.5/2.0 ml tubes and for 2 x | 1 | 1 | 275 | Ratiolab | 7100007 | http://ratiolab.com/en/
8010161 | ratiolab® Multibox®plus, PC, empty, for pipet tips up to 1200 µl | 1 | 1 | 6 | Ratiolab | 8010161 | http://ratiolab.com/en/
8030160 | ratiolab® Multibox®ultra, PP, empty, low, for pipet tips up to 300 µl | 1 | 1 | 5 | Ratiolab | 8030160 | http://ratiolab.com/en/
8030170 | ratiolab® Multibox®ultra, PP, empty, high, for pipet tips up to 1200 µl | 1 | 1 | 5 | Ratiolab | 8030170 | http://ratiolab.com/en/
8101012 | 96-Deep-well-plates 1.2 ml, U-bottom, PP, low profile | 50 | 1 | 103 | Ratiolab | 8101012 | http://ratiolab.com/en/
8101101 | 96-Well-cover mats, TPE | 100 | 1 | 193 | Ratiolab | 8101101 | http://ratiolab.com/en/
8200001 | ratiolab® Micro-Tubes, individual, 1.2 ml, round | 5000 | 1 | 144 | Ratiolab | 8200001 | http://ratiolab.com/en/
8200002 | ratiolab® Micro-Tube-Strips of 8 tubes, 1.2 ml, round | 600 | 1 | 148 | Ratiolab | 8200002 | http://ratiolab.com/en/
8200003 | ratiolab® Micro-Racks, loaded, non-coded, 1.2 ml, round | 4800 | 1 | 321 | Ratiolab | 8200003 | http://ratiolab.com/en/
8200004 | ratiolab® Micro-Racks, loaded, coded, 1.2 ml, round | 4800 | 1 | 356 | Ratiolab | 8200004 | http://ratiolab.com/en/
8200005 | ratiolab® Refill with 96 Micro-Tubes, non-coded, 1.2 ml, round | 4800 | 1 | 172 | Ratiolab | 8200005 | http://ratiolab.com/en/
8200006 | ratiolab® Refill with 96 Micro-Tubes, coded, 1.2 ml, round | 4800 | 1 | 205 | Ratiolab | 8200006 | http://ratiolab.com/en/
8200007 | ratiolab® Micro-Racks, empty, 1.2 ml | 50 | 1 | 148 | Ratiolab | 8200007 | http://ratiolab.com/en/
8200008 | 1.2 ml 8-Well-Cover stripes, TPE | 1000 | 1 | 131 | Ratiolab | 8200008 | http://ratiolab.com/en/
8200009 | 1.2 ml 96-Well-Cover mat, TPE | 100 | 1 | 179 | Ratiolab | 8200009 | http://ratiolab.com/en/
8200010 | 2.2 ml 96-Well-Cover mat, EVA for 96-square well plates | 100 | 1 | 353 | Ratiolab | 8200010 | http://ratiolab.com/en/
8200021 | ratiolab® Micro-Tubes, individual, 0.65 ml, round | 5000 | 1 | 144 | Ratiolab | 8200021 | http://ratiolab.com/en/
8200022 | ratiolab® Micro-Tube-Strips of 8 tubes, 0.65 ml, round | 600 | 1 | 148 | Ratiolab | 8200022 | http://ratiolab.com/en/
8200023 | ratiolab® Micro-Racks, loaded, non-coded, 0.65 ml, round | 4800 | 1 | 321 | Ratiolab | 8200023 | http://ratiolab.com/en/
8200024 | ratiolab® Micro-Racks, loaded, coded, 0.65 ml, round | 4800 | 1 | 356 | Ratiolab | 8200024 | http://ratiolab.com/en/
8200025 | ratiolab® Refill with 96 Micro-Tubes, non-coded, 0.65 ml, round | 4800 | 1 | 172 | Ratiolab | 8200025 | http://ratiolab.com/en/
8200026 | ratiolab® Refill with 96 Micro-Tubes, coded, 0.65 ml, round | 4800 | 1 | 205 | Ratiolab | 8200026 | http://ratiolab.com/en/
8200027 | ratiolab® Micro-Racks, empty, 0.65 ml | 50 | 1 | 148 | Ratiolab | 8200027 | http://ratiolab.com/en/
8610001 | PCR Tubes, single, 0.2 ml, domed cap | 1000 | 1 | 37 | Ratiolab | 8610001 | http://ratiolab.com/en/
8610002 | PCR Strips of 8 tubes, 8 x 0.2 ml, without cap, for separate cap strips | 126 | 1 | 79 | Ratiolab | 8610002 | http://ratiolab.com/en/
8610003 | PCR 8-cap-strips, domed cap | 126 | 1 | 21 | Ratiolab | 8610003 | http://ratiolab.com/en/
8610006 | PCR Tubes, single, 0.2 ml, flat cap | 1000 | 1 | 38 | Ratiolab | 8610006 | http://ratiolab.com/en/
8610007 | PCR Tubes, single, 0.5 ml, flat cap | 1000 | 1 | 27 | Ratiolab | 8610007 | http://ratiolab.com/en/
8610011 | 96-Well PCR plates, 96 x 0.2 ml, with rim, high form | 100 | 1 | 335 | Ratiolab | 8610011 | http://ratiolab.com/en/
8610014 | 96-Well PCR plates, 96 x 0.2 ml, without rim, low form | 100 | 1 | 278 | Ratiolab | 8610014 | http://ratiolab.com/en/
8610015 | PCR 8-cap-strips, 0.2 ml, flat cap | 126 | 1 | 23 | Ratiolab | 8610015 | http://ratiolab.com/en/
8610039 | PCR strips of 8 tubes, 8 x 0.2 ml, domed cap, attached individual | 126 | 1 | 118 | Ratiolab | 8610039 | http://ratiolab.com/en/
8610040 | PCR strips of 8 tubes, 8 x 0.2 ml, flat cap, attached individual | 126 | 1 | 118 | Ratiolab | 8610040 | http://ratiolab.com/en/
9022000 | Thermocult Incubator | 1 | 1 | 240 | Ratiolab | 9022000 | http://ratiolab.com/en/
9022001 | Shelf for Thermocult Incubator | 1 | 1 | 38 | Ratiolab | 9022001 | http://ratiolab.com/en/
9022028 | Slamed 5-Channel Coagulometer CC-4000 | 1 | 1 | 2520 | Ratiolab | 9022028 | http://ratiolab.com/en/
9022030 | Slamed Test cuvets for Coagulometer, Slamed Cat. No. 13.40. | 1000 | 1 | 77 | Ratiolab | 9022030 | http://ratiolab.com/en/
9050000 | Petri dishes 90 x 15 mm, with vents | 500 | 1 | 40 | Ratiolab | 9050000 | http://ratiolab.com/en/
9050004 | Petri dishes 147 x 18 mm, with vents | 220 | 1 | 85 | Ratiolab | 9050004 | http://ratiolab.com/en/
9050005 | Petri dishes 65 x 14 mm, with triple vents, with compartments | 500 | 1 | 73 | Ratiolab | 9050005 | http://ratiolab.com/en/
9050006 | Petri dishes 60 x 14 mm, with vents | 500 | 1 | 32 | Ratiolab | 9050006 | http://ratiolab.com/en/
9050100 | Petri dishes 90 x 15 mm, with vents, sterilized | 500 | 1 | 51 | Ratiolab | 9050100 | http://ratiolab.com/en/
9050104 | Petri dishes 147 x 18 mm, with vents, sterilized | 220 | 1 | 96 | Ratiolab | 9050104 | http://ratiolab.com/en/
9050105 | Petri dishes 65 x 14 mm, with triple vents, with compartments, sterilized | 500 | 1 | 79 | Ratiolab | 9050105 | http://ratiolab.com/en/
9050106 | Petri dishes 60 x 14 mm, with vents, sterilized | 500 | 1 | 41 | Ratiolab | 9050106 | http://ratiolab.com/en/
9420016 | Pipetting reservoirs, PS, 6 ml, for 8-channel-pipets | 100 | 1 | 56 | Ratiolab | 9420016 | http://ratiolab.com/en/
9420017 | Pipetting reservoirs, PS, 100 ml, for multi-channel-pipets | 100 | 1 | 78 | Ratiolab | 9420017 | http://ratiolab.com/en/
9420018 | Pipetting reservoirs, PS, 50 ml, for multi-channel-pipets | 100 | 1 | 65 | Ratiolab | 9420018 | http://ratiolab.com/en/
9420024 | Pipettor stand for ratiopetta® | 1 | 1 | 37 | Ratiolab | 9420024 | http://ratiolab.com/en/
9420025 | Slamed pipet stand for 6 pipets, Slamed Cat.No. 5.2. | 1 | 1 | 83 | Ratiolab | 9420025 | http://ratiolab.com/en/
9420026 | Slamed pipet stand for 4 pipets, Slamed Cat.No. 5.5. | 1 | 1 | 31 | Ratiolab | 9420026 | http://ratiolab.com/en/
9420027 | Slamed pipet stand for multichannel pipets, Slamed Cat.No. 5.3. | 1 | 1 | 16 | Ratiolab | 9420027 | http://ratiolab.com/en/
9425516 | Pipetting reservoirs, PS, 6 ml, sterilized, for 8-channel-pipets | 100 | 1 | 78 | Ratiolab | 9425516 | http://ratiolab.com/en/
9425517 | Pipetting reservoirs, PS, 100 ml, sterilized, for multi-channel-pipets | 100 | 1 | 99 | Ratiolab | 9425517 | http://ratiolab.com/en/
9425518 | Pipetting reservoirs, PS, 50 ml, sterilized, for multi-channel-pipets | 100 | 1 | 82 | Ratiolab | 9425518 | http://ratiolab.com/en/
|  | VISO | be PVM | 57240
|  |  | PVM 21% | 12020.4
|  |  | su PVM | 69260.4