## Sheet1
TECHNINĖ SPECIFIKACIJA IR PASIŪLYMO FORMA
| PIRKIMO PAVADINIMAS: | Reagentų ir smulkios laboratorinės įrangos bei priemonių pirkimas
| PIRKIMO DALIS (neskirstoma) | 36
| TIEKĖJO PAVADINIMAS: | UAB "Sentios" OF-A10356
| BENDRIEJI REIKALAVIMAI: | Būtina siūlyti visas prekes ir pateikti kiekvienos prekės įkainį. Jeigu tiekėjas prie kurios nors prekės neįrašo kainos, laikoma, kad jis ją siūlo už 0,00 Eur. Jeigu tiekėjas dėl kitokių priežasčių išbraukia iš sąrašo prekės pavadinimą - tiekėjo pasiūlymas tai daliai atmetamas
SUBTIEKĖJAS
Prekės kodas kataloge/ Product Code by Catalog | Reikalaujami techniniai/parametraiProduct Descripton | Pakuotė/Package | Kiekis/ Quantity | Kaina kiekiui (4 stulpelis), Eur be PVM/ Price for Quantity (column 4) without VAT | Gamintojo pavadinimas/ Manufacturer (Producer) | Gamintojo suteiktas prekės kodas /Manufacturer's (Producer's) product Code | Nuoroda į išsamų prekės aprašymą arba gamintojo svetainę /Link to detailed product specification or manufacturer's website
1020230 | Ear Tips, grey, 2.5 mm | 1000 | 1 | 53.7 | Ratiolab | 1020230 | www.ratiolab.vom
1020231 | Ear Tips, grey, 4.0 mm | 1000 | 1 | 53.7 | Ratiolab | 1020231 | www.ratiolab.vom
1020240 | Ear Funnels, black, 2.5 mm | 1000 | 1 | 58.8 | Ratiolab | 1020240 | www.ratiolab.vom
1020241 | Ear Funnels, black, 4.0 mm | 1000 | 1 | 58.8 | Ratiolab | 1020241 | www.ratiolab.vom
1020242 | Ear Funnels, black, 4.0 mm | 1000 | 1 | 63.8 | Ratiolab | 1020242 | www.ratiolab.vom
1020243 | Ear Funnels, black, 2.5 mm | 1000 | 1 | 63.8 | Ratiolab | 1020243 | www.ratiolab.vom
1020250 | Ear Tips, grey, 2.5 mm | 1000 | 1 | 75.7 | Ratiolab | 1020250 | www.ratiolab.vom
1020251 | Ear Tips, grey, 4.0 mm | 1000 | 1 | 75.7 | Ratiolab | 1020251 | www.ratiolab.vom
1020260 | Ear Tips, grey, 2.5 mm | 1000 | 1 | 59 | Ratiolab | 1020260 | www.ratiolab.vom
1020261 | Ear Tips, grey, 4.0 mm | 1000 | 1 | 59 | Ratiolab | 1020261 | www.ratiolab.vom
1020330 | Ear Tips, black, 2.5 mm | 1000 | 1 | 53.7 | Ratiolab | 1020330 | www.ratiolab.vom
1020331 | Ear Tips, black, 4.0 mm | 1000 | 1 | 53.7 | Ratiolab | 1020331 | www.ratiolab.vom
1020340 | Ear Tips, black, 2.5 mm | 1000 | 1 | 75.7 | Ratiolab | 1020340 | www.ratiolab.vom
1020341 | Ear Tips, black, 4.0 mm | 1000 | 1 | 75.7 | Ratiolab | 1020341 | www.ratiolab.vom
1020350 | Ear Tips, black, 2.5 mm | 1000 | 1 | 59 | Ratiolab | 1020350 | www.ratiolab.vom
1020351 | Ear Tips, black, 4.0 mm | 1000 | 1 | 59 | Ratiolab | 1020351 | www.ratiolab.vom
1020540 | Ear Funnels, black, 2.5 mm | 1000 | 1 | 80.7 | Ratiolab | 1020540 | www.ratiolab.vom
1020541 | Ear Funnels, black, 4.0 mm | 1000 | 1 | 80.7 | Ratiolab | 1020541 | www.ratiolab.vom
1770010 | ratiolab® aeroject® ultra tips 10 µl xl, sterilized | 960 | 1 | 93 | Ratiolab | 1770010 | www.ratiolab.vom
1770020 | ratiolab® aeroject® ultra tips 20 µl,sterilized | 960 | 1 | 93 | Ratiolab | 1770020 | www.ratiolab.vom
1770100 | ratiolab® aeroject® ultra tips 100 µl,sterilized | 960 | 1 | 93 | Ratiolab | 1770100 | www.ratiolab.vom
1770200 | ratiolab® aeroject® ultra tips 200 µl,sterilized | 960 | 1 | 93 | Ratiolab | 1770200 | www.ratiolab.vom
1771000 | ratiolab® aeroject® ultra tips 1000 µl, sterilized | 600 | 1 | 66.5 | Ratiolab | 1771000 | www.ratiolab.vom
1771000XL | ratiolab® aeroject® ultra tips 1000 µl xl, sterilized | 960 | 1 | 95.5 | Ratiolab | 1771000XL | www.ratiolab.vom
2100500 | ratiolab® Pipet Tips crystal 0.1-10 µl xl | 1000 | 1 | 27.1 | Ratiolab | 2100500 | www.ratiolab.vom
2100553 | Pipet Tips "Wide Bore" 1-200 µl | 1000 | 1 | 82.6 | Ratiolab | 2100553 | www.ratiolab.vom
2100555 | Pipet Tips "Wide Bore" 100-1000 µl | 1000 | 1 | 82.6 | Ratiolab | 2100555 | www.ratiolab.vom
2100600 | ratiolab® Pipet Tips yellow -E- 1-200 µl | 1000 | 1 | 10.5 | Ratiolab | 2100600 | www.ratiolab.vom
2100610 | ratiolab® Pipet Tips blue -E- 100-1200 µl | 1000 | 1 | 10.9 | Ratiolab | 2100610 | www.ratiolab.vom
2113602 | ratiolab® Pipet Tips yellow -E- 1-200 µl, in Multirack | 960 | 1 | 45.5 | Ratiolab | 2113602 | www.ratiolab.vom
2113612 | ratiolab® Pipet Tips blue -E- 100-1200 µl, in Multirack | 600 | 1 | 38.2 | Ratiolab | 2113612 | www.ratiolab.vom
2130602 | ratiolab® Pipet Tips yellow -E- 1-200 µl, in MultiTray® | 960 | 1 | 36.8 | Ratiolab | 2130602 | www.ratiolab.vom
2130612 | ratiolab® Pipet Tips blue -E- 100-1200 µl, in MultiTray® | 960 | 1 | 41.2 | Ratiolab | 2130612 | www.ratiolab.vom
2153602 | ratiolab® Pipet Tips yellow -E- 1-200 µl, in Multirack, sterilized | 960 | 1 | 50.4 | Ratiolab | 2153602 | www.ratiolab.vom
2153612 | ratiolab® Pipet Tips blue -E- 100-1200 µl, in Multirack, sterilized | 600 | 1 | 45 | Ratiolab | 2153612 | www.ratiolab.vom
2400600 | ratiolab® Pipet Tips colorless -E- 1-200 µl | 1000 | 1 | 11.7 | Ratiolab | 2400600 | www.ratiolab.vom
2400610 | ratiolab® Pipet Tips colorless -E- 100-1200 µl | 1000 | 1 | 12.3 | Ratiolab | 2400610 | www.ratiolab.vom
2400620 | ratiolab® Pipet Tips Finntip 1000-5000 µl, in collapsible box | 75 | 1 | 11.4 | Ratiolab | 2400620 | www.ratiolab.vom
2400622 | ratiolab® Pipet Tips Finntip 1000-5000 µl | 1000 | 1 | 121.9 | Ratiolab | 2400622 | www.ratiolab.vom
2400623 | ratiolab® Pipet Tips Finntip 1000-5000 µl | 3000 | 1 | 336.4 | Ratiolab | 2400623 | www.ratiolab.vom
2400624 | ratiolab® Pipet Tips Finntip 1000-5000 µl | 500 | 1 | 64.6 | Ratiolab | 2400624 | www.ratiolab.vom
2400630 | ratiolab® Pipet Tips Macro 1000-5000 µl | 250 | 1 | 19.2 | Ratiolab | 2400630 | www.ratiolab.vom
2400640 | ratiolab® Pipet Tips Finntip 2000-10000 µl | 100 | 1 | 13.9 | Ratiolab | 2400640 | www.ratiolab.vom
2400642 | ratiolab® Pipet Tips colorless 1000-10000 µl | 100 | 1 | 22.3 | Ratiolab | 2400642 | www.ratiolab.vom
2400650 | ratiolab® Pipet Tips Macro II 1000-5000 µl | 300 | 1 | 25.3 | Ratiolab | 2400650 | www.ratiolab.vom
2400653 | ratiolab® Pipet Tips Macro III 1000-5000 µl | 300 | 1 | 39.4 | Ratiolab | 2400653 | www.ratiolab.vom
2410620 | ratiolab® Pipet Tips Finntip 1000-5000 µl, in rack | 50 | 1 | 24.3 | Ratiolab | 2410620 | www.ratiolab.vom
2410630 | ratiolab® Pipet Tips Macro 1000-5000 µl, in rack | 50 | 1 | 24.3 | Ratiolab | 2410630 | www.ratiolab.vom
2410640 | ratiolab® Pipet Tips Finntip 2000-10000 µl, in rack | 25 | 1 | 24.3 | Ratiolab | 2410640 | www.ratiolab.vom
2410642 | ratiolab® Pipet Tips colorless 1000-10000 µl, in rack | 25 | 1 | 24.3 | Ratiolab | 2410642 | www.ratiolab.vom
2410650 | ratiolab® Pipet Tips Macro II 1000-5000 µl, in rack | 50 | 1 | 24.3 | Ratiolab | 2410650 | www.ratiolab.vom
2410653 | ratiolab® Pipet Tips Macro III 1000-5000 µl, in rack, | 50 | 1 | 32 | Ratiolab | 2410653 | www.ratiolab.vom
2413602 | ratiolab® Pipet Tips colorless -E- 1-200 µl, in Multirack | 960 | 1 | 44.6 | Ratiolab | 2413602 | www.ratiolab.vom
2413612 | ratiolab® Pipet Tips colorless -E- 100-1200 µl, in Multirack | 600 | 1 | 38.9 | Ratiolab | 2413612 | www.ratiolab.vom
2430602 | ratiolab® Pipet Tips colorless -E- 1-200 µl, in MultiTray® | 960 | 1 | 40.1 | Ratiolab | 2430602 | www.ratiolab.vom
2430612 | ratiolab® Pipet Tips colorless -E- 100-1200 µl, in MultiTray® | 960 | 1 | 42.4 | Ratiolab | 2430612 | www.ratiolab.vom
2453602 | ratiolab® Pipet Tips colorless -E- 1-200 µl, in Multirack, sterilized | 960 | 1 | 45 | Ratiolab | 2453602 | www.ratiolab.vom
2453612 | ratiolab® Pipet Tips colorless -E- 100-1200 µl, in Multirack, sterilized | 600 | 1 | 43.2 | Ratiolab | 2453612 | www.ratiolab.vom
2453620 | ratiolab® Pipet Tips Finntip 1000-5000 µl, in Multirack, sterilized | 50 | 1 | 27.8 | Ratiolab | 2453620 | www.ratiolab.vom
2453630 | ratiolab® Pipet Tips Macro 1000-5000 µl, in Multirack, sterilized | 50 | 1 | 27.8 | Ratiolab | 2453630 | www.ratiolab.vom
2453640 | ratiolab® Pipet Tips Finntip 2000-10000 µl, in Multirack, sterilized | 25 | 1 | 27.8 | Ratiolab | 2453640 | www.ratiolab.vom
2453642 | ratiolab® Pipet Tips colorless 1000-10000 µl, sterilized, in rack | 25 | 1 | 27.8 | Ratiolab | 2453642 | www.ratiolab.vom
2453650 | ratiolab® Pipet Tips Macro II 1000-5000 µl, in Multirack, sterilized | 50 | 1 | 27.8 | Ratiolab | 2453650 | www.ratiolab.vom
2453653 | ratiolab® Pipet Tips Macro III 1000-5000 µl, in Multirack, sterilized | 50 | 1 | 34.3 | Ratiolab | 2453653 | www.ratiolab.vom
2500110 | ratiolab® Pipet Tips Oxford 1-200 µl | 1000 | 1 | 18.7 | Ratiolab | 2500110 | www.ratiolab.vom
2500130 | ratiolab® Pipet Tips Dr. Lange 100-1000 µl | 1000 | 1 | 54.2 | Ratiolab | 2500130 | www.ratiolab.vom
2500140 | ratiolab® Pipet Tips MLA 1-200 µl | 1000 | 1 | 17.7 | Ratiolab | 2500140 | www.ratiolab.vom
2500150 | ratiolab® Pipet Tips MLA 100-1000 µl | 1000 | 1 | 35.7 | Ratiolab | 2500150 | www.ratiolab.vom
2500160 | ratiolab® Pipet Tips yellow -universal- 1-250 µl | 1000 | 1 | 12.1 | Ratiolab | 2500160 | www.ratiolab.vom
2500163 | ratiolab® Pipet Tips colorless -universal- 1-250 µl | 1000 | 1 | 12.4 | Ratiolab | 2500163 | www.ratiolab.vom
2500170 | ratiolab® Pipet Tips crystal -E- 0.5-20 µl | 1000 | 1 | 22 | Ratiolab | 2500170 | www.ratiolab.vom
2500180 | ratiolab® Pipet Tips -ES- 500-2500 µl | 250 | 1 | 17.7 | Ratiolab | 2500180 | www.ratiolab.vom
2500190 | ratiolab® Pipet Tips crystal -G- 0.1-10 µl | 1000 | 1 | 22 | Ratiolab | 2500190 | www.ratiolab.vom
2513162 | ratiolab® Pipet Tips yellow -universal- 1-250 µl, in Multirack | 960 | 1 | 44.6 | Ratiolab | 2513162 | www.ratiolab.vom
2513163 | ratiolab® Pipet Tips colorless -universal- 1-250 µl, in Multirack | 960 | 1 | 44.6 | Ratiolab | 2513163 | www.ratiolab.vom
2513172 | ratiolab® Pipet Tips crystal -E- 0.5-20 µl, in Multirack | 960 | 1 | 51.1 | Ratiolab | 2513172 | www.ratiolab.vom
2513192 | ratiolab® Pipet Tips crystal -G- 0.1-10 µl, in Multirack | 960 | 1 | 51.1 | Ratiolab | 2513192 | www.ratiolab.vom
2513502 | ratiolab® Pipet Tips crystal 0.1-10 µl xl, in Multirack | 960 | 1 | 57.3 | Ratiolab | 2513502 | www.ratiolab.vom
2530162 | ratiolab® Pipet Tips yellow -universal- 1-250 µl, in MultiTray® | 960 | 1 | 37.5 | Ratiolab | 2530162 | www.ratiolab.vom
2530163 | ratiolab® Pipet Tips colorless -universal- 1-250 µl, in MultiTray® | 960 | 1 | 37.5 | Ratiolab | 2530163 | www.ratiolab.vom
2530172 | ratiolab® Pipet Tips crystal -E- 0.5-20 µl, in MultiTray® | 960 | 1 | 42.4 | Ratiolab | 2530172 | www.ratiolab.vom
2530173 | ratiolab® Pipet Tips crystal 0.1-10 µl xl, in MultiTray® | 960 | 1 | 49.2 | Ratiolab | 2530173 | www.ratiolab.vom
2530192 | ratiolab® Pipet Tips crystal -G- 0.1-10 µl, in MultiTray® | 960 | 1 | 42.4 | Ratiolab | 2530192 | www.ratiolab.vom
2553162 | ratiolab® Pipet Tips yellow -universal- 1-250 µl, in Multirack, | 960 | 1 | 52.6 | Ratiolab | 2553162 | www.ratiolab.vom
2553163 | ratiolab® Pipet Tips colorless -universal- 1-250 µl, in Multirack, | 960 | 1 | 52.6 | Ratiolab | 2553163 | www.ratiolab.vom
2553172 | ratiolab® Pipet Tips crystal -E- 0.5-20 µl, in Multirack, sterilized | 960 | 1 | 56.5 | Ratiolab | 2553172 | www.ratiolab.vom
2553192 | ratiolab® Pipet Tips crystal -G- 0.1-10 µl, in Multirack, sterilized | 960 | 1 | 56.5 | Ratiolab | 2553192 | www.ratiolab.vom
2553502 | ratiolab® Pipet Tips crystal 0.1-10 µl xl, in Multirack, sterilized | 960 | 1 | 61 | Ratiolab | 2553502 | www.ratiolab.vom
2600111 | Pasteur-plast pipets 3.0 ml Macro, 158 mm, graduated, non-sterilized | 500 | 1 | 20.4 | Ratiolab | 2600111 | www.ratiolab.vom
2600119 | Pasteur-plast pipets 1.0 ml, 140 mm, graduated, non-sterilized | 500 | 1 | 27.5 | Ratiolab | 2600119 | www.ratiolab.vom
2600120 | Pasteur-plast pipets 1.5 ml, 228 mm, graduated, non-sterilized | 400 | 1 | 23.2 | Ratiolab | 2600120 | www.ratiolab.vom
2600125 | Pasteur-plast pipets 0.5 ml Mini, 85 mm, graduated, non-sterilized | 1000 | 1 | 54.2 | Ratiolab | 2600125 | www.ratiolab.vom
2600131 | Pasteur-plast pipets 2.5 ml, 152 mm, graduated, non-sterilized | 500 | 1 | 37.3 | Ratiolab | 2600131 | www.ratiolab.vom
2600135 | Pasteur-plast pipets 2.0 ml, 152 mm, graduated, non-sterilized | 500 | 1 | 42.9 | Ratiolab | 2600135 | www.ratiolab.vom
2600145 | Pasteur-plast pipets 0.2 ml, 130 mm, non-sterilized | 500 | 1 | 54.6 | Ratiolab | 2600145 | www.ratiolab.vom
2600151 | Pasteur-plast pipets 3.0 ml Micro, 152 mm, non-sterilized | 500 | 1 | 21.4 | Ratiolab | 2600151 | www.ratiolab.vom
2600155 | Pasteur-plast pipets 1.0 ml Capillary, 104 mm, non-sterilized | 400 | 1 | 58.5 | Ratiolab | 2600155 | www.ratiolab.vom
2600160 | Pasteur-plast pipets 1.2 ml, 63 mm non-sterilized | 500 | 1 | 50.6 | Ratiolab | 2600160 | www.ratiolab.vom
2600165 | Pasteur-plast pipets 4.0 ml, 86 mm non-sterilized | 500 | 1 | 34.6 | Ratiolab | 2600165 | www.ratiolab.vom
2600171 | Pasteur-plast pipets 1.0 ml, 153 mm, graduated, non-sterilized | 500 | 1 | 21.4 | Ratiolab | 2600171 | www.ratiolab.vom
2600181 | Pasteur-plast pipets 1.0 ml Capillary, 150 mm, graduated, non-sterilized | 500 | 1 | 48 | Ratiolab | 2600181 | www.ratiolab.vom
2600190 | Pasteur-plast pipets 10.0 ml, 169 mm, non-sterilized | 200 | 1 | 23.7 | Ratiolab | 2600190 | www.ratiolab.vom
2600195 | Pasteur-plast pipets 10.0 ml, 301 mm, non-sterilized | 100 | 1 | 44.7 | Ratiolab | 2600195 | www.ratiolab.vom
2600206 | Pasteur-plast pipets 6.0 ml Macro, 148 mm, non-sterilized | 400 | 1 | 35.4 | Ratiolab | 2600206 | www.ratiolab.vom
2600216 | Pasteur-plast pipets 4.0 ml, 147 mm, non-sterilized | 500 | 1 | 22.1 | Ratiolab | 2600216 | www.ratiolab.vom
2600220 | Pasteur-plast pipets 1.3 ml, 140 mm, for urine-analyses, non-sterilized | 500 | 1 | 38.5 | Ratiolab | 2600220 | www.ratiolab.vom
2600230 | Pasteur-plast pipets 0.8 ml Mini, 112 mm, graduated, non-sterilized | 1000 | 1 | 56 | Ratiolab | 2600230 | www.ratiolab.vom
2600240 | Pasteur-plast pipets 1.0 ml Micro Tip, 149 mm, non-sterilized | 500 | 1 | 49.7 | Ratiolab | 2600240 | www.ratiolab.vom
2600250 | Pasteur-plast pipets 3.0 ml, 160 mm, graduated, non-sterilized | 500 | 1 | 22.4 | Ratiolab | 2600250 | www.ratiolab.vom
2600260 | Pasteur-plast pipets 0.1 ml, 82 mm, with recirculation, non-sterilized | 1000 | 1 | 94.3 | Ratiolab | 2600260 | www.ratiolab.vom
2655111 | Pasteur-plast pipets 3.0 ml Macro, 158 mm, graduated, sterilized, single wr | 500 | 1 | 58.8 | Ratiolab | 2655111 | www.ratiolab.vom
2655120 | Pasteur-plast pipets 1.5 ml, 228 mm, graduated, sterilized, single wrapped | 250 | 1 | 107.9 | Ratiolab | 2655120 | www.ratiolab.vom
2655131 | Pasteur-plast pipets 2.5 ml, 152 mm, graduated, sterilized, single wrapped | 500 | 1 | 59.3 | Ratiolab | 2655131 | www.ratiolab.vom
2655135 | Pasteur-plast pipets 2.0 ml, 152 mm, graduated, sterilized, single wrapped | 500 | 1 | 84.5 | Ratiolab | 2655135 | www.ratiolab.vom
2655151 | Pasteur-plast pipets 3.0 ml Micro, 152 mm, sterilized, single wrapped | 500 | 1 | 54.6 | Ratiolab | 2655151 | www.ratiolab.vom
2655171 | Pasteur-plast pipets 1.0 ml, 153 mm, graduated, sterilized, single wrapped | 500 | 1 | 56.7 | Ratiolab | 2655171 | www.ratiolab.vom
2655181 | Pasteur-plast pipets 1.0 ml Capillary, 150 mm, graduated, sterilized, single wr | 500 | 1 | 71.1 | Ratiolab | 2655181 | www.ratiolab.vom
2655206 | Pasteur-plast pipets 6.0 ml Macro, 148 mm, sterilized, single wrapped | 400 | 1 | 56.2 | Ratiolab | 2655206 | www.ratiolab.vom
2655230 | Pasteur-plast pipets 0.8 ml Mini, 112 mm, graduated, sterilized, single wr | 500 | 1 | 63.9 | Ratiolab | 2655230 | www.ratiolab.vom
2655240 | Pasteur-plast pipets 1.0 ml Micro Tip, 149 mm, sterilized, single wrapped | 500 | 1 | 77.1 | Ratiolab | 2655240 | www.ratiolab.vom
2656111 | Pasteur-plast pipets 3.0 ml Macro, 158 mm, graduated, sterilized | 500 | 1 | 56.2 | Ratiolab | 2656111 | www.ratiolab.vom
2656135 | Pasteur-plast pipets 2.0 ml, 152 mm, graduated, sterilized | 500 | 1 | 78.4 | Ratiolab | 2656135 | www.ratiolab.vom
2656171 | Pasteur-plast pipets 1.0 ml, 153 mm, graduated, sterilized | 500 | 1 | 54.6 | Ratiolab | 2656171 | www.ratiolab.vom
2711110 | ratiolab® Q-VETTES macro 4.0 ml, PS | 1000 | 1 | 83.4 | Ratiolab | 2711110 | www.ratiolab.vom
2712120 | ratiolab® Q-VETTES semi-micro 1.6 ml, PS | 1000 | 1 | 84.3 | Ratiolab | 2712120 | www.ratiolab.vom
2722110 | ratiolab® CUVETTES macro 4.0 ml, UV | 100 | 1 | 29 | Ratiolab | 2722110 | www.ratiolab.vom
2722120 | ratiolab® CUVETTES semi-mirco 1.6 ml, UV | 100 | 1 | 32.4 | Ratiolab | 2722120 | www.ratiolab.vom
2722130 | CUVETTES micro 70-850 µl, UV, center height 8.5 mm | 100 | 1 | 32.9 | Ratiolab | 2722130 | www.ratiolab.vom
2722131 | CUVETTES micro 70-550 µl, UV, center height 15 mm | 100 | 1 | 32.9 | Ratiolab | 2722131 | www.ratiolab.vom
2725110 | ratiolab® macro cuvets 4.0 ml, solvent resistant | 100 | 1 | 29 | Ratiolab | 2725110 | www.ratiolab.vom
2725120 | ratiolab® semi-micro cuvets 1.6 ml, solvent resistant | 100 | 1 | 32.4 | Ratiolab | 2725120 | www.ratiolab.vom
2810100 | ratiolab® semi-micro cuvets 1.6 ml, PMMA | 1000 | 1 | 95.5 | Ratiolab | 2810100 | www.ratiolab.vom
2811110 | ratiolab® macro cuvets 4.0 ml, PMMA | 1000 | 1 | 95.5 | Ratiolab | 2811110 | www.ratiolab.vom
2812010 | Stoppers for UV-Cuvets micro, PE, blue | 100 | 1 | 24.2 | Ratiolab | 2812010 | www.ratiolab.vom
2812011 | Stoppers for all ratiolab® Cuvets, PP | 1000 | 1 | 39.3 | Ratiolab | 2812011 | www.ratiolab.vom
2812012 | 12-cavity multicell cuvets, PMMA, suitable for Arena Analyzer | 1000 | 1 | 1075.3 | Ratiolab | 2812012 | www.ratiolab.vom
2900101 | ratiolab® Dispenser-Tips 0.5 ml | 100 | 1 | 52.7 | Ratiolab | 2900101 | www.ratiolab.vom
2900102 | ratiolab® Dispenser-Tips 1.25 ml | 100 | 1 | 52.7 | Ratiolab | 2900102 | www.ratiolab.vom
2900103 | ratiolab® Dispenser-Tips 2.5 ml | 100 | 1 | 52.7 | Ratiolab | 2900103 | www.ratiolab.vom
2900104 | ratiolab® Dispenser-Tips 5.0 ml | 100 | 1 | 52.7 | Ratiolab | 2900104 | www.ratiolab.vom
2900105 | ratiolab® Dispenser-Tips 12.5 ml | 100 | 1 | 52.7 | Ratiolab | 2900105 | www.ratiolab.vom
2900106 | ratiolab® Dispenser-Tips 50 ml | 25 | 1 | 20.7 | Ratiolab | 2900106 | www.ratiolab.vom
2900107 | Adapter for ratiolab® Dispenser-Tips 25 and 50 ml | 10 | 1 | 38 | Ratiolab | 2900107 | www.ratiolab.vom
2900109 | ratiolab® Dispenser-Tips 25 ml | 50 | 1 | 38.5 | Ratiolab | 2900109 | www.ratiolab.vom
2910101 | ratiolab® Dispenser-Tips 0.5 ml, sterilized | 100 | 1 | 100.1 | Ratiolab | 2910101 | www.ratiolab.vom
2910102 | ratiolab® Dispenser-Tips 1.25 ml, sterilized | 100 | 1 | 97.8 | Ratiolab | 2910102 | www.ratiolab.vom
2910103 | ratiolab® Dispenser-Tips 2.5 ml, sterilized | 100 | 1 | 100.1 | Ratiolab | 2910103 | www.ratiolab.vom
2910104 | ratiolab® Dispenser-Tips 5.0 ml, sterilized | 100 | 1 | 100.1 | Ratiolab | 2910104 | www.ratiolab.vom
2910105 | ratiolab® Dispenser-Tips 12.5 ml, sterilized | 100 | 1 | 97.8 | Ratiolab | 2910105 | www.ratiolab.vom
2910106 | ratiolab® Dispenser-Tips 50 ml, sterilized | 25 | 1 | 38 | Ratiolab | 2910106 | www.ratiolab.vom
2910107 | Adapter for ratiolab® Dispenser-Tips 25 and 50 ml, sterilized | 5 | 1 | 36.8 | Ratiolab | 2910107 | www.ratiolab.vom
2910109 | ratiolab® Dispenser-Tips 25 ml, sterilized | 25 | 1 | 32.9 | Ratiolab | 2910109 | www.ratiolab.vom
2970001 | Slamed Bottle-Top Dispenser D1 (0.25-2.5 ml), Slamed Cat.No. 8.1. | 1 | 1 | 201.4 | Ratiolab | 2970001 | www.ratiolab.vom
2970002 | Slamed Bottle-Top Dispenser D2 (0.5-5 ml), Slamed Cat.No. 8.2. | 1 | 1 | 219.2 | Ratiolab | 2970002 | www.ratiolab.vom
2970003 | Slamed Bottle-Top Dispenser D3 (1-10 ml), Slamed Cat.No. 8.3. | 1 | 1 | 236.9 | Ratiolab | 2970003 | www.ratiolab.vom
2970004 | Slamed Bottle-Top Dispenser D4 (2.5-25 ml), Slamed Cat.No. 8.4. | 1 | 1 | 254.7 | Ratiolab | 2970004 | www.ratiolab.vom
2970005 | Slamed Bottle-Top Dispenser D5 (5-50 ml), Slamed Cat.No. 8.5. | 1 | 1 | 308 | Ratiolab | 2970005 | www.ratiolab.vom
2970006 | Slamed Bottle-Top Dispenser D6 (10-100 ml), Slamed Cat.No. 8.6. | 1 | 1 | 405.1 | Ratiolab | 2970006 | www.ratiolab.vom
2970014 | Slamed Dispenser Digital Burette DB 0-50 ml, Slamed Cat.No. 9.1. | 1 | 1 | 829.2 | Ratiolab | 2970014 | www.ratiolab.vom
2980200 | ratiolab® dispetta dispenser | 1 | 1 | 242.9 | Ratiolab | 2980200 | www.ratiolab.vom
3014030 | Coagulometer tubes, PS, 12 x 55 mm, round bottom | 1000 | 1 | 18.3 | Ratiolab | 3014030 | www.ratiolab.vom
3101011 | Serological pipets 1.0 ml, sterilized | 1000 | 1 | 141.7 | Ratiolab | 3101011 | www.ratiolab.vom
3102011 | Serological pipets 2.0 ml, sterilized | 1000 | 1 | 143.8 | Ratiolab | 3102011 | www.ratiolab.vom
3105011 | Serological pipets 5.0 ml, sterilized | 200 | 1 | 54.2 | Ratiolab | 3105011 | www.ratiolab.vom
3110011 | Serological pipets 10 ml, sterilized | 200 | 1 | 51.8 | Ratiolab | 3110011 | www.ratiolab.vom
3125011 | Serological pipets 25 ml, sterilized | 200 | 1 | 132.5 | Ratiolab | 3125011 | www.ratiolab.vom
3150011 | Serological pipets 50 ml, sterilized | 100 | 1 | 143.8 | Ratiolab | 3150011 | www.ratiolab.vom
3170100 | Stainless steel stand for 4 ratiolab® pipet box, 265 x 250 x 120 mm | 1 | 1 | 96 | Ratiolab | 3170100 | www.ratiolab.vom
3170200 | Pipet box, square section, aluminium, length 160 - 200 mm | 1 | 1 | 36.8 | Ratiolab | 3170200 | www.ratiolab.vom
3170305 | Pipet box, square section, aluminium, length 235 - 305 mm | 1 | 1 | 42.8 | Ratiolab | 3170305 | www.ratiolab.vom
3170385 | Pipet box, square section, aluminium, length 315 - 385 mm | 1 | 1 | 46.5 | Ratiolab | 3170385 | www.ratiolab.vom
3170485 | Pipet box, square section, aluminium, length 315 - 485 mm | 1 | 1 | 49 | Ratiolab | 3170485 | www.ratiolab.vom
3200300 | ratiolab® Accupetta, electronic pipet aid | 1 | 1 | 193.2 | Ratiolab | 3200300 | www.ratiolab.vom
3200301 | Spare silicone pipet adapter | 1 | 1 | 17.6 | Ratiolab | 3200301 | www.ratiolab.vom
3200302 | Spare filter hydrophobic, 0.2 µm | 5 | 1 | 36.2 | Ratiolab | 3200302 | www.ratiolab.vom
3200303 | Spare filter hydrophobic, 0.45 µm | 5 | 1 | 36.2 | Ratiolab | 3200303 | www.ratiolab.vom
3200306 | Battery for Accupetta | 2 | 1 | 46 | Ratiolab | 3200306 | www.ratiolab.vom
3200309 | Battery charger for Accupetta | 1 | 1 | 59.2 | Ratiolab | 3200309 | www.ratiolab.vom
3200311 | Adapter for battery charger | 1 | 1 | 23 | Ratiolab | 3200311 | www.ratiolab.vom
3200312 | Wall mounting for Accupetta | 1 | 1 | 10.9 | Ratiolab | 3200312 | www.ratiolab.vom
3300001 | Centrifuge Tubes 50 ml, conical, non-sterilized | 300 | 1 | 69.9 | Ratiolab | 3300001 | www.ratiolab.vom
3300002 | Centrifuge Tubes 50 ml, conical, sterilized | 300 | 1 | 81.2 | Ratiolab | 3300002 | www.ratiolab.vom
3300003 | Centrifuge Tubes 50 ml, self-standing, non-sterilized | 250 | 1 | 64.5 | Ratiolab | 3300003 | www.ratiolab.vom
3300004 | Centrifuge Tubes 50 ml, self-standing, sterilized | 250 | 1 | 75.2 | Ratiolab | 3300004 | www.ratiolab.vom
3300005 | Centrifuge Tubes 15 ml, conical, non-sterilized | 750 | 1 | 146.3 | Ratiolab | 3300005 | www.ratiolab.vom
3300006 | Centrifuge Tubes 15 ml, conical, sterilized | 750 | 1 | 173.5 | Ratiolab | 3300006 | www.ratiolab.vom
3514030 | Test Tubes, PS, 12 x 75 mm | 1000 | 1 | 22 | Ratiolab | 3514030 | www.ratiolab.vom
3514031 | Test Tubes, PP, 12 x 75 mm | 1000 | 1 | 23.3 | Ratiolab | 3514031 | www.ratiolab.vom
3514032 | Test Tubes, PS, 13 x 75 mm | 1000 | 1 | 23.8 | Ratiolab | 3514032 | www.ratiolab.vom
3514033 | Test Tubes, PP, 13 x 75 mm | 1000 | 1 | 23.8 | Ratiolab | 3514033 | www.ratiolab.vom
3514040 | RIA-tubes, PS, 11 x 70 mm, round bottom | 1000 | 1 | 24.6 | Ratiolab | 3514040 | www.ratiolab.vom
3514900 | Stoppers for test tubes, Ø 11-12 mm, natural | 1000 | 1 | 16 | Ratiolab | 3514900 | www.ratiolab.vom
351490B | Stoppers for test tubes, Ø 11-12 mm, blue | 1000 | 1 | 16 | Ratiolab | 351490B | www.ratiolab.vom
351490G | Stoppers for test tubes, Ø 11-12 mm, green | 1000 | 1 | 16 | Ratiolab | 351490G | www.ratiolab.vom
351490R | Stoppers for test tubes, Ø 11-12 mm, red | 1000 | 1 | 16 | Ratiolab | 351490R | www.ratiolab.vom
351490Y | Stoppers for test tubes, Ø 11-12 mm, yellow | 1000 | 1 | 16 | Ratiolab | 351490Y | www.ratiolab.vom
3520000 | Test Tubes, PS, 18 x 105 mm, conical bottom | 1500 | 1 | 109.3 | Ratiolab | 3520000 | www.ratiolab.vom
3622000 | Test Tubes, PS, 18 x 105 mm, round bottom | 1500 | 1 | 123.1 | Ratiolab | 3622000 | www.ratiolab.vom
3712005 | Rack for Microcentrifuge Tubes 1.5-2.0 ml, PP, 5 x 16 positions, blue | 5 | 1 | 24.3 | Ratiolab | 3712005 | www.ratiolab.vom
3712006 | Rack for Microcentrifuge Tubes 1.5-2.0 ml, PP, 5 x 16 positions, green | 5 | 1 | 24.3 | Ratiolab | 3712006 | www.ratiolab.vom
3712007 | Rack for Microcentrifuge Tubes 1.5-2.0 ml, PP, 5 x 16 positions, orange | 5 | 1 | 24.3 | Ratiolab | 3712007 | www.ratiolab.vom
3712008 | Rack for Microcentrifuge Tubes 1.5-2.0 ml, PP, 5 x 16 positions, pink | 5 | 1 | 24.3 | Ratiolab | 3712008 | www.ratiolab.vom
3712009 | Rack for Microcentrifuge Tubes 1.5-2.0 ml, PP, 5 x 16 positions, yellow | 5 | 1 | 24.3 | Ratiolab | 3712009 | www.ratiolab.vom
3712010 | Rack for Microcentrifuge tubes 1.5-2.0 ml, PP, 5 x 16 positions, Mix-Pack of 5 c | 5 | 1 | 24.3 | Ratiolab | 3712010 | www.ratiolab.vom
3712101 | Multistand Rack for tubes Ø 10-17 mm, 5 x 5 positions, white | 1 | 1 | 17 | Ratiolab | 3712101 | www.ratiolab.vom
3712301 | Multistand Plus for sample tubes, till Ø 18 mm, PP, 5 x 10 positions, red | 1 | 1 | 20.7 | Ratiolab | 3712301 | www.ratiolab.vom
3712302 | Multistand Plus for sample tubes, till Ø 18 mm, PP, 5 x 10 positions, whit | 1 | 1 | 20.7 | Ratiolab | 3712302 | www.ratiolab.vom
3714010 | Test Tubes, PS, 16 x 100 mm, round bottom | 1000 | 1 | 42.1 | Ratiolab | 3714010 | www.ratiolab.vom
3814010 | Test Tubes, PP, 16 x 100 mm, round bottom | 1000 | 1 | 30.9 | Ratiolab | 3814010 | www.ratiolab.vom
3814020 | Centrifuge Tubes with stoppers 12 ml, round bottom, non-sterilized | 100 | 1 | 69.9 | Ratiolab | 3814020 | www.ratiolab.vom
3914900 | Stoppers 16-17 mm, natural | 1000 | 1 | 16 | Ratiolab | 3914900 | www.ratiolab.vom
391490B | Stoppers 16-17 mm, blue | 1000 | 1 | 16 | Ratiolab | 391490B | www.ratiolab.vom
391490G | Stoppers 16-17 mm, green | 1000 | 1 | 16 | Ratiolab | 391490G | www.ratiolab.vom
391490R | Stoppers 16-17 mm, red | 1000 | 1 | 16 | Ratiolab | 391490R | www.ratiolab.vom
391490Y | Stoppers 16-17 mm, yellow | 1000 | 1 | 16 | Ratiolab | 391490Y | www.ratiolab.vom
4770001 | Slamed Micropipette Adjustable L2 (0.1-2µl) | 1 | 1 | 208.5 | Ratiolab | 4770001 | www.ratiolab.vom
4770002 | Slamed Micropipette Adjustable L10 (0.5-10 µl) | 1 | 1 | 208.5 | Ratiolab | 4770002 | www.ratiolab.vom
4770003 | Slamed Micropipette Adjustable L20 (2-20 µl) | 1 | 1 | 196.7 | Ratiolab | 4770003 | www.ratiolab.vom
4770004 | Slamed Micropipette Adjustable L50 (5-50 µl) | 1 | 1 | 196.7 | Ratiolab | 4770004 | www.ratiolab.vom
4770005 | Slamed Micropipette Adjustable L100 (10-100 µl) | 1 | 1 | 196.7 | Ratiolab | 4770005 | www.ratiolab.vom
4770006 | Slamed Micropipette Adjustable L200 (20-200 µl) | 1 | 1 | 196.7 | Ratiolab | 4770006 | www.ratiolab.vom
4770007 | Slamed Micropipette Adjustable L250 (50-250 µl) | 1 | 1 | 196.7 | Ratiolab | 4770007 | www.ratiolab.vom
4770008 | Slamed Micropipette Adjustable L1000 (100-1000 µl) | 1 | 1 | 196.7 | Ratiolab | 4770008 | www.ratiolab.vom
4770009 | Slamed Micropipette Adjustable L5000 (1000-5000 µl) | 1 | 1 | 229.8 | Ratiolab | 4770009 | www.ratiolab.vom
4770010 | Slamed Micropipette Adjustable L10000 (1000-10000 µl) | 1 | 1 | 229.8 | Ratiolab | 4770010 | www.ratiolab.vom
4770011 | Slamed Micropipette Adjustable OLV2 (0.1-2 µl) | 1 | 1 | 190.7 | Ratiolab | 4770011 | www.ratiolab.vom
4770012 | Slamed Micropipette Adjustable OLV10 (0.5-10 µl) | 1 | 1 | 190.7 | Ratiolab | 4770012 | www.ratiolab.vom
4770013 | Slamed Micropipette Adjustable OLV20 (2-20 µl) | 1 | 1 | 178.8 | Ratiolab | 4770013 | www.ratiolab.vom
4770014 | Slamed Micropipette Adjustable OLV50 (5-50 µl) | 1 | 1 | 178.8 | Ratiolab | 4770014 | www.ratiolab.vom
4770015 | Slamed Micropipette Adjustable OLV100 (10-100 µl) | 1 | 1 | 178.8 | Ratiolab | 4770015 | www.ratiolab.vom
4770016 | Slamed Micropipette Adjustable OLV200 (20-200 µl) | 1 | 1 | 178.8 | Ratiolab | 4770016 | www.ratiolab.vom
4770017 | Slamed Micropipette Adjustable OLV250 (50-250 µl) | 1 | 1 | 178.8 | Ratiolab | 4770017 | www.ratiolab.vom
4770018 | Slamed Micropipette Adjustable OLV1000 (100-1000 µl) | 1 | 1 | 178.8 | Ratiolab | 4770018 | www.ratiolab.vom
4770019 | Slamed Micropipette Adjustable OLV5000 (1000-5000 µl) | 1 | 1 | 217.9 | Ratiolab | 4770019 | www.ratiolab.vom
4770020 | Slamed Micropipette Adjustable OLV10000 (1000-10000 µl) | 1 | 1 | 217.9 | Ratiolab | 4770020 | www.ratiolab.vom
4770031 | Slamed Micropipette Fixed Volume CP2 (2 µl) | 1 | 1 | 97.2 | Ratiolab | 4770031 | www.ratiolab.vom
4770032 | Slamed Micropipette Fixed Volume CP5 (5 µl) | 1 | 1 | 97.2 | Ratiolab | 4770032 | www.ratiolab.vom
4770033 | Slamed Micropipette Fixed Volume CP7 (7 µl) | 1 | 1 | 97.2 | Ratiolab | 4770033 | www.ratiolab.vom
4770034 | Slamed Micropipette Fixed Volume CP10 (10 µl) | 1 | 1 | 97.2 | Ratiolab | 4770034 | www.ratiolab.vom
4770035 | Slamed Micropipette Fixed Volume CP15 (15 µl) | 1 | 1 | 97.2 | Ratiolab | 4770035 | www.ratiolab.vom
4770036 | Slamed Micropipette Fixed Volume CP20 (20 µl) | 1 | 1 | 97.2 | Ratiolab | 4770036 | www.ratiolab.vom
4770037 | Slamed Micropipette Fixed Volume CP25 (25 µl) | 1 | 1 | 97.2 | Ratiolab | 4770037 | www.ratiolab.vom
4770038 | Slamed Micropipette Fixed Volume CP30 (30 µl) | 1 | 1 | 97.2 | Ratiolab | 4770038 | www.ratiolab.vom
4770039 | Slamed Micropipette Fixed Volume CP40 (40 µl) | 1 | 1 | 97.2 | Ratiolab | 4770039 | www.ratiolab.vom
4770040 | Slamed Micropipette Fixed Volume CP44 (44 µl) | 1 | 1 | 97.2 | Ratiolab | 4770040 | www.ratiolab.vom
4770041 | Slamed Micropipette Fixed Volume CP50 (50 µl) | 1 | 1 | 97.2 | Ratiolab | 4770041 | www.ratiolab.vom
4770042 | Slamed Micropipette Fixed Volume CP60 (60 µl) | 1 | 1 | 97.2 | Ratiolab | 4770042 | www.ratiolab.vom
4770043 | Slamed Micropipette Fixed Volume CP70 (70 µl) | 1 | 1 | 97.2 | Ratiolab | 4770043 | www.ratiolab.vom
4770044 | Slamed Micropipette Fixed Volume CP75 (75 µl) | 1 | 1 | 97.2 | Ratiolab | 4770044 | www.ratiolab.vom
4770045 | Slamed Micropipette Fixed Volume CP80 (80 µl) | 1 | 1 | 97.2 | Ratiolab | 4770045 | www.ratiolab.vom
4770046 | Slamed Micropipette Fixed Volume CP90 (90 µl) | 1 | 1 | 97.2 | Ratiolab | 4770046 | www.ratiolab.vom
4770047 | Slamed Micropipette Fixed Volume CP100 (100 µl) | 1 | 1 | 97.2 | Ratiolab | 4770047 | www.ratiolab.vom
4770048 | Slamed Micropipette Fixed Volume CP120 (120 µl) | 1 | 1 | 97.2 | Ratiolab | 4770048 | www.ratiolab.vom
4770049 | Slamed Micropipette Fixed Volume CP150 (150 µl) | 1 | 1 | 97.2 | Ratiolab | 4770049 | www.ratiolab.vom
4770050 | Slamed Micropipette Fixed Volume CP200 (200 µl) | 1 | 1 | 97.2 | Ratiolab | 4770050 | www.ratiolab.vom
4770051 | Slamed Micropipette Fixed Volume CP200A (200 µl) | 1 | 1 | 97.2 | Ratiolab | 4770051 | www.ratiolab.vom
4770052 | Slamed Micropipette Fixed Volume CP220 (220 µl) | 1 | 1 | 97.2 | Ratiolab | 4770052 | www.ratiolab.vom
4770053 | Slamed Micropipette Fixed Volume CP250 (250 µl) | 1 | 1 | 97.2 | Ratiolab | 4770053 | www.ratiolab.vom
4770054 | Slamed Micropipette Fixed Volume CP300 (300 µl) | 1 | 1 | 97.2 | Ratiolab | 4770054 | www.ratiolab.vom
4770055 | Slamed Micropipette Fixed Volume CP400 (400 µl) | 1 | 1 | 97.2 | Ratiolab | 4770055 | www.ratiolab.vom
4770056 | Slamed Micropipette Fixed Volume CP450 (450 µl) | 1 | 1 | 97.2 | Ratiolab | 4770056 | www.ratiolab.vom
4770057 | Slamed Micropipette Fixed Volume CP500 (500 µl) | 1 | 1 | 97.2 | Ratiolab | 4770057 | www.ratiolab.vom
4770058 | Slamed Micropipette Fixed Volume CP600 (600 µl) | 1 | 1 | 97.2 | Ratiolab | 4770058 | www.ratiolab.vom
4770059 | Slamed Micropipette Fixed Volume CP700 (700 µl) | 1 | 1 | 97.2 | Ratiolab | 4770059 | www.ratiolab.vom
4770060 | Slamed Micropipette Fixed Volume CP750 (750 µl) | 1 | 1 | 97.2 | Ratiolab | 4770060 | www.ratiolab.vom
4770061 | Slamed Micropipette Fixed Volume CP800 (800 µl) | 1 | 1 | 97.2 | Ratiolab | 4770061 | www.ratiolab.vom
4770062 | Slamed Micropipette Fixed Volume CP900 (900 µl) | 1 | 1 | 97.2 | Ratiolab | 4770062 | www.ratiolab.vom
4770063 | Slamed Micropipette Fixed Volume CP1000 (1000 µl) | 1 | 1 | 97.2 | Ratiolab | 4770063 | www.ratiolab.vom
4770064 | Slamed 8-channel-pipet ME10 (1-10 µl) | 1 | 1 | 362.5 | Ratiolab | 4770064 | www.ratiolab.vom
4770065 | Slamed 8-channel-pipet ME50 (5-50 µl) | 1 | 1 | 362.5 | Ratiolab | 4770065 | www.ratiolab.vom
4770066 | Slamed 8-channel-pipet ME200 (20-200 µl) | 1 | 1 | 362.5 | Ratiolab | 4770066 | www.ratiolab.vom
4770067 | Slamed 8-channel-pipet ME300 (50-300 µl) | 1 | 1 | 362.5 | Ratiolab | 4770067 | www.ratiolab.vom
4770068 | Slamed 12-channel-pipet MT10 (1-10 µl) | 1 | 1 | 467.9 | Ratiolab | 4770068 | www.ratiolab.vom
4770069 | Slamed 12-channel-pipet MT50 (5-50 µl) | 1 | 1 | 467.9 | Ratiolab | 4770069 | www.ratiolab.vom
4770070 | Slamed 12-channel-pipet MT200 (20-200 µl) | 1 | 1 | 467.9 | Ratiolab | 4770070 | www.ratiolab.vom
4770071 | Slamed 12-channel-pipet MT300 (50-300 µl) | 1 | 1 | 467.9 | Ratiolab | 4770071 | www.ratiolab.vom
4780010 | ratiopetta® Single-channel Precision Pipet 0.5-10 µl, autoclavable | 1 | 1 | 164.7 | Ratiolab | 4780010 | www.ratiolab.vom
4780012 | ratiopetta® 12-channel Precision Pipet 0.5-10 µl, autoclavable | 1 | 1 | 460.8 | Ratiolab | 4780012 | www.ratiolab.vom
4780018 | ratiopetta® 8-channel Precision Pipet 0.5-10 µl, autoclavable | 1 | 1 | 413.4 | Ratiolab | 4780018 | www.ratiolab.vom
4780020 | ratiopetta® Single-channel Precision Pipet 2.0-20 µl, autoclavable | 1 | 1 | 164.7 | Ratiolab | 4780020 | www.ratiolab.vom
4780025 | ratiopetta® Single-channel Precision Pipet 0.1-2.5 µl, autoclavable | 1 | 1 | 164.7 | Ratiolab | 4780025 | www.ratiolab.vom
4780058 | ratiopetta® 8-channel Precision Pipet 5.0-50 µl, autoclavable | 1 | 1 | 413.4 | Ratiolab | 4780058 | www.ratiolab.vom
4780100 | ratiopetta® Single-channel Precision Pipet 10-100 µl, autoclavable | 1 | 1 | 164.7 | Ratiolab | 4780100 | www.ratiolab.vom
4780200 | ratiopetta® Single-channel Precision Pipet 20-200 µl, autoclavable | 1 | 1 | 164.7 | Ratiolab | 4780200 | www.ratiolab.vom
4780308 | ratiopetta® 8-channel Precision Pipet 50-300 µl, autoclavable | 1 | 1 | 413.4 | Ratiolab | 4780308 | www.ratiolab.vom
4781000 | ratiopetta® Single-channel Precision Pipet 100-1000 µl, autoclavable | 1 | 1 | 164.7 | Ratiolab | 4781000 | www.ratiolab.vom
4785000 | ratiopetta® Single-channel Precision Pipet 1000-5000 µl, autoclavable | 1 | 1 | 164.7 | Ratiolab | 4785000 | www.ratiolab.vom
4790052 | ratiopetta® 12-channel Precision Pipet 5.0-50 µl, autoclavable | 1 | 1 | 460.8 | Ratiolab | 4790052 | www.ratiolab.vom
4790302 | ratiopetta® 12-channel Precision Pipet 50-300 µl, autoclavable | 1 | 1 | 460.8 | Ratiolab | 4790302 | www.ratiolab.vom
5110001 | Color Coding Cap Inserts for Cryo Tubes, white | 1000 | 1 | 23.2 | Ratiolab | 5110001 | www.ratiolab.vom
5110002 | Color Coding Cap Inserts for Cryo Tubes, red | 1000 | 1 | 23.2 | Ratiolab | 5110002 | www.ratiolab.vom
5110003 | Color Coding Cap Inserts for Cryo Tubes, blue | 1000 | 1 | 23.2 | Ratiolab | 5110003 | www.ratiolab.vom
5110004 | Color Coding Cap Inserts for Cryo Tubes, green | 1000 | 1 | 23.2 | Ratiolab | 5110004 | www.ratiolab.vom
5110005 | Color Coding Cap Inserts for Cryo Tubes, yellow | 1000 | 1 | 23.2 | Ratiolab | 5110005 | www.ratiolab.vom
5110013 | Cryo Tubes with Internal Thread, 1.2 ml, self-standing, sterilized | 1000 | 1 | 241.5 | Ratiolab | 5110013 | www.ratiolab.vom
5110024 | Cryo Tubes with Internal Thread, 2 ml, self-standing, sterilized | 1000 | 1 | 241.5 | Ratiolab | 5110024 | www.ratiolab.vom
5110025 | Cryo Tubes with Internal Thread, 2 ml, round bottom, sterilized | 1000 | 1 | 241.5 | Ratiolab | 5110025 | www.ratiolab.vom
5110041 | Cryo Tubes with Internal Thread, 4 ml, self-standing, sterilized | 1000 | 1 | 253.7 | Ratiolab | 5110041 | www.ratiolab.vom
5110042 | Cryo Tubes with Internal Thread, 4 ml, round bottom, sterilized | 1000 | 1 | 253.7 | Ratiolab | 5110042 | www.ratiolab.vom
5110051 | Cryo Tubes with Internal Thread, 5 ml, self-standing, sterilized | 1000 | 1 | 325.8 | Ratiolab | 5110051 | www.ratiolab.vom
5110052 | Cryo Tubes with Internal Thread, 5 ml, round bottom, sterilized | 1000 | 1 | 325.8 | Ratiolab | 5110052 | www.ratiolab.vom
5110112 | Cryo Tubes with External Thread, 1.2 ml, self-standing, sterilized | 1000 | 1 | 217.1 | Ratiolab | 5110112 | www.ratiolab.vom
5110120 | Cryo Tubes with External Thread, 2.0 ml, round bottom, sterilized | 1000 | 1 | 217.1 | Ratiolab | 5110120 | www.ratiolab.vom
5110122 | Cryo Tubes with External Thread, 2.0 ml, self-standing, sterilized | 1000 | 1 | 217.1 | Ratiolab | 5110122 | www.ratiolab.vom
5110130 | Cryo Tubes with External Thread, 3.0 ml, self-standing, sterilized | 1000 | 1 | 241.5 | Ratiolab | 5110130 | www.ratiolab.vom
5110140 | Cryo Tubes with External Thread, 4.0 ml, self-standing, sterilized | 1000 | 1 | 265.9 | Ratiolab | 5110140 | www.ratiolab.vom
5110150 | Cryo Tubes with External Thread, 5.0 ml, self-standing, sterilized | 1000 | 1 | 302.6 | Ratiolab | 5110150 | www.ratiolab.vom
5120002 | Rainbow Cryo labels, 5 different colours | 50 | 1 | 46.2 | Ratiolab | 5120002 | www.ratiolab.vom
5120010 | ratiolab® Cryo Boxes, PP, natural, grid 9 x 9, 133 x 133 x 52 mm | 5 | 1 | 21.3 | Ratiolab | 5120010 | www.ratiolab.vom
5120011 | ratiolab® Cryo Boxes, PP, yellow, grid 9 x 9, 133 x 133 x 52 mm | 5 | 1 | 21.3 | Ratiolab | 5120011 | www.ratiolab.vom
5120012 | ratiolab® Cryo Boxes, PP, red, grid 9 x 9, 133 x 133 x 52 mm | 5 | 1 | 21.3 | Ratiolab | 5120012 | www.ratiolab.vom
5120013 | ratiolab® Cryo Boxes, PP, green, grid 9 x 9, 133 x 133 x 52 mm | 5 | 1 | 21.3 | Ratiolab | 5120013 | www.ratiolab.vom
5120014 | ratiolab® Cryo Boxes, PP, blue, grid 9 x 9, 133 x 133 x 52 mm | 5 | 1 | 21.3 | Ratiolab | 5120014 | www.ratiolab.vom
5120015 | ratiolab® Cryo Boxes, PP, black, grid 9 x 9, 133 x 133 x 52 mm | 5 | 1 | 21.3 | Ratiolab | 5120015 | www.ratiolab.vom
5120020 | ratiolab® Cryo Boxes, PP, natural, grid 9 x 9, 133 x 133 x 75 mm | 5 | 1 | 23.7 | Ratiolab | 5120020 | www.ratiolab.vom
5120021 | ratiolab® Cryo Boxes, PP, yellow, grid 9 x 9, 133 x 133 x 75 mm | 5 | 1 | 23.7 | Ratiolab | 5120021 | www.ratiolab.vom
5120022 | ratiolab® Cryo Boxes, PP, red, grid 9 x 9, 133 x 133 x 75 mm | 5 | 1 | 23.7 | Ratiolab | 5120022 | www.ratiolab.vom
5120023 | ratiolab® Cryo Boxes, PP, green, grid 9 x 9, 133 x 133 x 75 mm | 5 | 1 | 23.7 | Ratiolab | 5120023 | www.ratiolab.vom
5120024 | ratiolab® Cryo Boxes, PP, blue, grid 9 x 9, 133 x 133 x 75 mm | 5 | 1 | 23.7 | Ratiolab | 5120024 | www.ratiolab.vom
5120025 | ratiolab® Cryo Boxes, PP, black, grid 9 x 9, 133 x 133 x 75 mm | 5 | 1 | 23.7 | Ratiolab | 5120025 | www.ratiolab.vom
5120120 | ratiolab® Grid Inserts for Cryo Boxes, cardboard, 5 x 5, 136 x 136 x 30 mm | 10 | 1 | 18.6 | Ratiolab | 5120120 | www.ratiolab.vom
5120121 | ratiolab® Grid Inserts for Cryo Boxes, cardboard, 5 x 5, 136 x 136 x 25 mm | 10 | 1 | 18.7 | Ratiolab | 5120121 | www.ratiolab.vom
5120122 | ratiolab® Grid Inserts for Cryo Boxes, cardboard, 5 x 5, 136 x 136 x 40 mm | 10 | 1 | 18.6 | Ratiolab | 5120122 | www.ratiolab.vom
5120123 | ratiolab® Grid Inserts for Cryo Boxes, cardboard, 5 x 5, 136 x 136 x 65 mm | 10 | 1 | 17.8 | Ratiolab | 5120123 | www.ratiolab.vom
5120124 | ratiolab® Grid Inserts for Cryo Boxes, cardboard, 5 x 5, 133 x 133 x 25 mm | 10 | 1 | 18.6 | Ratiolab | 5120124 | www.ratiolab.vom
5120125 | ratiolab® Grid Inserts for Cryo Boxes, cardboard, 5 x 5, 133 x 133 x 30 mm | 10 | 1 | 17.8 | Ratiolab | 5120125 | www.ratiolab.vom
5120126 | ratiolab® Grid Inserts for Cryo Boxes, cardboard, 5 x 5, 133 x 133 x 40 mm | 10 | 1 | 18.6 | Ratiolab | 5120126 | www.ratiolab.vom
5120127 | ratiolab® Grid Inserts for Cryo Boxes, cardboard, 5 x 5, 133 x 133 x 65 mm | 10 | 1 | 24.2 | Ratiolab | 5120127 | www.ratiolab.vom
5120128 | ratiolab® 1/2-format Grid Inserts for Cryo Boxes, cardboard, 5 x 10, | 10 | 1 | 15.2 | Ratiolab | 5120128 | www.ratiolab.vom
5120130 | ratiolab® Grid Inserts for Cryo Boxes, cardboard, 6 x 6, 136 x 136 x 30 mm | 10 | 1 | 18.5 | Ratiolab | 5120130 | www.ratiolab.vom
5120131 | ratiolab® Grid Inserts for Cryo Boxes, cardboard, 6 x 6, 136 x 136 x 25 mm | 10 | 1 | 19.1 | Ratiolab | 5120131 | www.ratiolab.vom
5120132 | ratiolab® Grid Inserts for Cryo Boxes, cardboard, 6 x 6, 136 x 136 x 40 mm | 10 | 1 | 18.5 | Ratiolab | 5120132 | www.ratiolab.vom
5120133 | ratiolab® Grid Inserts for Cryo Boxes, cardboard, 6 x 6, 136 x 136 x 65 mm | 10 | 1 | 20.6 | Ratiolab | 5120133 | www.ratiolab.vom
5120134 | ratiolab® Grid Inserts for Cryo Boxes, cardboard, 6 x 6, 133 x 133 x 25 mm | 10 | 1 | 18.5 | Ratiolab | 5120134 | www.ratiolab.vom
5120135 | ratiolab® Grid Inserts for Cryo Boxes, cardboard, 6 x 6, 133 x 133 x 30 mm | 10 | 1 | 20.6 | Ratiolab | 5120135 | www.ratiolab.vom
5120136 | ratiolab® Grid Inserts for Cryo Boxes, cardboard, 6 x 6, 133 x 133 x 40 mm | 10 | 1 | 19.1 | Ratiolab | 5120136 | www.ratiolab.vom
5120137 | ratiolab® Grid Inserts for Cryo Boxes, cardboard, 6 x 6, 133 x 133 x 65 mm | 10 | 1 | 24.2 | Ratiolab | 5120137 | www.ratiolab.vom
5120140 | ratiolab® Grid Inserts for Cryo Boxes, cardboard, 7 x 7, 136 x 136 x 30 mm | 10 | 1 | 14.5 | Ratiolab | 5120140 | www.ratiolab.vom
5120141 | ratiolab® Grid Inserts for Cryo Boxes, cardboard, 7 x 7, 136 x 136 x 65 mm | 10 | 1 | 20.6 | Ratiolab | 5120141 | www.ratiolab.vom
5120142 | ratiolab® Grid Inserts for Cryo Boxes, cardboard, 7 x 7, 136 x 136 x 40 mm | 10 | 1 | 18.5 | Ratiolab | 5120142 | www.ratiolab.vom
5120143 | ratiolab® Grid Inserts for Cryo Boxes, cardboard, 7 x 7, 136 x 136 x 25 mm | 10 | 1 | 17.3 | Ratiolab | 5120143 | www.ratiolab.vom
5120144 | ratiolab® Grid Inserts for Cryo Boxes, cardboard, 7 x 7, 133 x 133 x 25 mm | 10 | 1 | 18.5 | Ratiolab | 5120144 | www.ratiolab.vom
5120145 | ratiolab® Grid Inserts for Cryo Boxes, cardboard, 7 x 7, 133 x 133 x 30 mm | 10 | 1 | 15.4 | Ratiolab | 5120145 | www.ratiolab.vom
5120146 | ratiolab® Grid Inserts for Cryo Boxes, cardboard, 7 x 7, 133 x 133 x 40 mm | 10 | 1 | 18.6 | Ratiolab | 5120146 | www.ratiolab.vom
5120147 | ratiolab® Grid Inserts for Cryo Boxes, cardboard, 7 x 7, 133 x 133 x 65 mm | 10 | 1 | 24.2 | Ratiolab | 5120147 | www.ratiolab.vom
5120150 | ratiolab® Grid Inserts for Cryo Boxes, cardboard, 8 x 8, 136 x 136 x 30 mm | 10 | 1 | 15.4 | Ratiolab | 5120150 | www.ratiolab.vom
5120151 | ratiolab® Grid Inserts for Cryo Boxes, cardboard, 8 x 8, 136 x 136 x 40 mm | 10 | 1 | 18.5 | Ratiolab | 5120151 | www.ratiolab.vom
5120152 | ratiolab® Grid Inserts for Cryo Boxes, cardboard, 8 x 8, 136 x 136 x 25 mm | 10 | 1 | 17.3 | Ratiolab | 5120152 | www.ratiolab.vom
5120153 | ratiolab® Grid Inserts for Cryo Boxes, cardboard, 8 x 8, 136 x 136 x 65 mm | 10 | 1 | 20.6 | Ratiolab | 5120153 | www.ratiolab.vom
5120154 | ratiolab® Grid Inserts for Cryo Boxes, cardboard, 8 x 8, 133 x 133 x 25 mm | 10 | 1 | 18.5 | Ratiolab | 5120154 | www.ratiolab.vom
5120155 | ratiolab® Grid Inserts for Cryo Boxes, cardboard, 8 x 8, 133 x 133 x 30 mm | 10 | 1 | 15.4 | Ratiolab | 5120155 | www.ratiolab.vom
5120156 | ratiolab® Grid Inserts for Cryo Boxes, cardboard, 8 x 8, 133 x 133 x 40 mm | 10 | 1 | 18.5 | Ratiolab | 5120156 | www.ratiolab.vom
5120157 | ratiolab® Grid Inserts for Cryo Boxes, cardboard, 8 x 8, 133 x 133 x 65 mm | 10 | 1 | 22.5 | Ratiolab | 5120157 | www.ratiolab.vom
5120160 | ratiolab® Grid Inserts for Cryo Boxes, cardboard, 9 x 9, 136 x 136 x 30 mm | 10 | 1 | 15.4 | Ratiolab | 5120160 | www.ratiolab.vom
5120161 | ratiolab® Grid Inserts for Cryo Boxes, cardboard, 9 x 9, 136 x 136 x 40 mm | 10 | 1 | 18.5 | Ratiolab | 5120161 | www.ratiolab.vom
5120162 | ratiolab® Grid Inserts for Cryo Boxes, cardboard, 9 x 9, 136 x 136 x 65 mm | 10 | 1 | 20.6 | Ratiolab | 5120162 | www.ratiolab.vom
5120163 | ratiolab® Grid Inserts for Cryo Boxes, cardboard, 9 x 9, 136 x 136 x 25 mm | 10 | 1 | 17.3 | Ratiolab | 5120163 | www.ratiolab.vom
5120165 | ratiolab® Grid Inserts for Cryo Boxes, cardboard, 9 x 9, 133 x 133 x 25 mm | 10 | 1 | 18.5 | Ratiolab | 5120165 | www.ratiolab.vom
5120166 | ratiolab® Grid Inserts for Cryo Boxes, cardboard, 9 x 9, 133 x 133 x 30 mm | 10 | 1 | 15.4 | Ratiolab | 5120166 | www.ratiolab.vom
5120167 | ratiolab® Grid Inserts for Cryo Boxes, cardboard, 9 x 9, 133 x 133 x 40 mm | 10 | 1 | 18.5 | Ratiolab | 5120167 | www.ratiolab.vom
5120168 | ratiolab® Grid Inserts for Cryo Boxes, cardboard, 9 x 9, 133 x 133 x 65 mm | 10 | 1 | 22.5 | Ratiolab | 5120168 | www.ratiolab.vom
5120170 | ratiolab® Grid Inserts for Cryo Boxes, cardboard, 10 x 10, 136 x 136 x 30 mm | 10 | 1 | 13.2 | Ratiolab | 5120170 | www.ratiolab.vom
5120171 | ratiolab® Grid Inserts for Cryo Boxes, cardboard, 10 x 10, 136 x 136 x 65 mm | 10 | 1 | 20.6 | Ratiolab | 5120171 | www.ratiolab.vom
5120172 | ratiolab® Grid Inserts for Cryo Boxes, cardboard, 10 x 10, 136 x 136 x 40 mm | 10 | 1 | 18.5 | Ratiolab | 5120172 | www.ratiolab.vom
5120173 | ratiolab® Grid Inserts for Cryo Boxes, cardboard, 10 x 10, 136 x 136 x 25 mm | 10 | 1 | 17.3 | Ratiolab | 5120173 | www.ratiolab.vom
5120174 | ratiolab® Grid Inserts for Cryo Boxes, cardboard, 10 x 10, 133 x 133 x 30 mm | 10 | 1 | 15.4 | Ratiolab | 5120174 | www.ratiolab.vom
5120175 | ratiolab® Grid Inserts for Cryo Boxes, cardboard, 10 x 10, 133 x 133 x 25 mm | 10 | 1 | 18.5 | Ratiolab | 5120175 | www.ratiolab.vom
5120176 | ratiolab® Grid Inserts for Cryo Boxes, cardboard, 10 x 10, 133 x 133 x 40 mm | 10 | 1 | 18.5 | Ratiolab | 5120176 | www.ratiolab.vom
5120177 | ratiolab® Grid Inserts for Cryo Boxes, cardboard, 10 x 10, 133 x 133 x 65 mm | 10 | 1 | 22.5 | Ratiolab | 5120177 | www.ratiolab.vom
5120180 | ratiolab® Grid Inserts for Cryo Boxes, cardboard, 12 x 12, 136 x 136 x 30 mm | 10 | 1 | 18.5 | Ratiolab | 5120180 | www.ratiolab.vom
5120181 | ratiolab® Grid Inserts for Cryo Boxes, cardboard, 12 x 12, 136 x 136 x 40 mm | 10 | 1 | 18.5 | Ratiolab | 5120181 | www.ratiolab.vom
5120182 | ratiolab® Grid Inserts for Cryo Boxes, cardboard, 12 x 12, 136 x 136 x 25 mm | 10 | 1 | 18.5 | Ratiolab | 5120182 | www.ratiolab.vom
5120183 | ratiolab® Grid Inserts for Cryo Boxes, cardboard, 12 x 12, 136 x 136 x 65 mm | 10 | 1 | 20.6 | Ratiolab | 5120183 | www.ratiolab.vom
5120184 | ratiolab® Grid Inserts for Cryo Boxes, cardboard, 12 x 12, 133 x 133 x 30 mm | 10 | 1 | 20.6 | Ratiolab | 5120184 | www.ratiolab.vom
5120185 | ratiolab® Grid Inserts for Cryo Boxes, cardboard, 12 x 12, 133 x 133 x 25 mm | 10 | 1 | 22 | Ratiolab | 5120185 | www.ratiolab.vom
5120186 | ratiolab® Grid Inserts for Cryo Boxes, cardboard, 12 x 12, 133 x 133 x 40 mm | 10 | 1 | 22 | Ratiolab | 5120186 | www.ratiolab.vom
5120187 | ratiolab® Grid Inserts for Cryo Boxes, cardboard, 12 x 12, 133 x 133 x 65 mm | 10 | 1 | 22.5 | Ratiolab | 5120187 | www.ratiolab.vom
5120190 | ratiolab® Grid Inserts for Cryo Boxes, cardboard, 13 x 13, 136 x 136 x 25 mm | 10 | 1 | 29.2 | Ratiolab | 5120190 | www.ratiolab.vom
5120191 | ratiolab® Grid Inserts for Cryo Boxes, cardboard, 13 x 13, 136 x 136 x 40 mm | 10 | 1 | 29.2 | Ratiolab | 5120191 | www.ratiolab.vom
5120192 | ratiolab® Grid Inserts for Cryo Boxes, cardboard, 13 x 13, 136 x 136 x 65 mm | 10 | 1 | 29.2 | Ratiolab | 5120192 | www.ratiolab.vom
5120193 | ratiolab® Grid Inserts for Cryo Boxes, cardboard, 13 x 13, 136 x 136 x 30 mm | 10 | 1 | 29.2 | Ratiolab | 5120193 | www.ratiolab.vom
5120194 | ratiolab® Grid Inserts for Cryo Boxes, cardboard, 13 x 13, 133 x 133 x 25 mm | 10 | 1 | 29.2 | Ratiolab | 5120194 | www.ratiolab.vom
5120195 | ratiolab® Grid Inserts for Cryo Boxes, cardboard, 13 x 13, 133 x 133 x 30 mm | 10 | 1 | 29.2 | Ratiolab | 5120195 | www.ratiolab.vom
5120196 | ratiolab® Grid Inserts for Cryo Boxes, cardboard, 13 x 13, 133 x 133 x 40 mm | 10 | 1 | 29.2 | Ratiolab | 5120196 | www.ratiolab.vom
5120197 | ratiolab® Grid Inserts for Cryo Boxes, cardboard, 13 x 13, 133 x 133 x 65 mm | 10 | 1 | 29.2 | Ratiolab | 5120197 | www.ratiolab.vom
5120200 | ratiolab® Grid Inserts for Cryo Boxes, cardboard, 14 x 14, 136 x 136 x 65 mm | 10 | 1 | 29.2 | Ratiolab | 5120200 | www.ratiolab.vom
5120201 | ratiolab® Grid Inserts for Cryo Boxes, cardboard, 14 x 14, 136 x 136 x 40 mm | 10 | 1 | 29.2 | Ratiolab | 5120201 | www.ratiolab.vom
5120202 | ratiolab® Grid Inserts for Cryo Boxes, cardboard, 14 x 14, 136 x 136 x 25 mm | 10 | 1 | 29.2 | Ratiolab | 5120202 | www.ratiolab.vom
5120203 | ratiolab® Grid Inserts for Cryo Boxes, cardboard, 14 x 14, 136 x 136 x 30 mm | 10 | 1 | 29.2 | Ratiolab | 5120203 | www.ratiolab.vom
5120204 | ratiolab® Grid Inserts for Cryo Boxes, cardboard, 14 x 14, 133 x 133 x 25 mm | 10 | 1 | 29.2 | Ratiolab | 5120204 | www.ratiolab.vom
5120205 | ratiolab® Grid Inserts for Cryo Boxes, cardboard, 14 x 14, 133 x 133 x 30 mm | 10 | 1 | 29.2 | Ratiolab | 5120205 | www.ratiolab.vom
5120206 | ratiolab® Grid Inserts for Cryo Boxes, cardboard, 14 x 14, 133 x 133 x 40 mm | 10 | 1 | 29.2 | Ratiolab | 5120206 | www.ratiolab.vom
5120207 | ratiolab® Grid Inserts for Cryo Boxes, cardboard, 14 x 14, 133 x 133 x 65 mm | 10 | 1 | 29.2 | Ratiolab | 5120207 | www.ratiolab.vom
5120210 | ratiolab® Grid Inserts for Cryo Boxes, cardboard, 4 x 4, 136 x 136 x 25 mm | 10 | 1 | 29.2 | Ratiolab | 5120210 | www.ratiolab.vom
5120211 | ratiolab® Grid Inserts for Cryo Boxes, cardboard, 4 x 4, 136 x 136 x 30 mm | 10 | 1 | 29.2 | Ratiolab | 5120211 | www.ratiolab.vom
5120212 | ratiolab® Grid Inserts for Cryo Boxes, cardboard, 4 x 4, 136 x 136 x 40 mm | 10 | 1 | 29.2 | Ratiolab | 5120212 | www.ratiolab.vom
5120213 | ratiolab® Grid Inserts for Cryo Boxes, cardboard, 4 x 4, 136 x 136 x 65 mm | 10 | 1 | 29.2 | Ratiolab | 5120213 | www.ratiolab.vom
5120214 | ratiolab® Grid Inserts for Cryo Boxes, cardboard, 4 x 4, 133 x 133 x 25 mm | 10 | 1 | 29.2 | Ratiolab | 5120214 | www.ratiolab.vom
5120215 | ratiolab® Grid Inserts for Cryo Boxes, cardboard, 4 x 4, 133 x 133 x 30 mm | 10 | 1 | 29.2 | Ratiolab | 5120215 | www.ratiolab.vom
5120216 | ratiolab® Grid Inserts for Cryo Boxes, cardboard, 4 x 4, 133 x 133 x 40 mm | 10 | 1 | 29.2 | Ratiolab | 5120216 | www.ratiolab.vom
5120217 | ratiolab® Grid Inserts for Cryo Boxes, cardboard, 4 x 4, 133 x 133 x 65 mm | 10 | 1 | 29.2 | Ratiolab | 5120217 | www.ratiolab.vom
5120218 | ratiolab® 1/2-format Grid Inserts for Cryo Boxes, cardboard, 8 x 4, | 10 | 1 | 16 | Ratiolab | 5120218 | www.ratiolab.vom
5120219 | ratiolab® Grid Inserts for Cryo Boxes, cardboard, 8 x 4, 128 x 63 x 30 mm | 10 | 1 | 16 | Ratiolab | 5120219 | www.ratiolab.vom
5120221 | ratiolab® Grid Inserts for Cryo Boxes, cardboard, 16 x 16, 136 x 136 x 25 mm | 10 | 1 | 37 | Ratiolab | 5120221 | www.ratiolab.vom
5120222 | ratiolab® Grid Inserts for Cryo Boxes, cardboard, 16 x 16, 136 x 136 x 30 mm | 10 | 1 | 37 | Ratiolab | 5120222 | www.ratiolab.vom
5120223 | ratiolab® Grid Inserts for Cryo Boxes, cardboard, 16 x 16, 136 x 136 x 40 mm | 10 | 1 | 37 | Ratiolab | 5120223 | www.ratiolab.vom
5120224 | ratiolab® Grid Inserts for Cryo Boxes, cardboard, 16 x 16, 136 x 136 x 65 mm | 10 | 1 | 37 | Ratiolab | 5120224 | www.ratiolab.vom
5120225 | ratiolab® Grid Inserts for Cryo Boxes, cardboard, 16 x 16, 133 x 133 x 25 mm | 10 | 1 | 37 | Ratiolab | 5120225 | www.ratiolab.vom
5120226 | ratiolab® Grid Inserts for Cryo Boxes, cardboard, 16 x 16, 133 x 133 x 30 mm | 10 | 1 | 37 | Ratiolab | 5120226 | www.ratiolab.vom
5120227 | ratiolab® Grid Inserts for Cryo Boxes, cardboard, 16 x 16, 133 x 133 x 40 mm | 10 | 1 | 37 | Ratiolab | 5120227 | www.ratiolab.vom
5120228 | ratiolab® Grid Inserts for Cryo Boxes, cardboard, 16 x 16, 133 x 133 x 65 mm | 10 | 1 | 37 | Ratiolab | 5120228 | www.ratiolab.vom
5131001 | ratiolab® Cryo Boxes, cardboard, standard, white, 133 x 133 x 100 mm | 10 | 1 | 57.7 | Ratiolab | 5131001 | www.ratiolab.vom
5131002 | ratiolab® Cryo Boxes, cardboard, standard, blue, 133 x 133 x 100 mm | 10 | 1 | 67.2 | Ratiolab | 5131002 | www.ratiolab.vom
5131003 | ratiolab® Cryo Boxes, cardboard, standard, red, 133 x 133 x 100 mm | 10 | 1 | 67.2 | Ratiolab | 5131003 | www.ratiolab.vom
5131004 | ratiolab® Cryo Boxes, cardboard, standard, green, 133 x 133 x 100 mm | 10 | 1 | 67.2 | Ratiolab | 5131004 | www.ratiolab.vom
5131005 | ratiolab® Cryo Boxes, cardboard, standard, yellow, 133 x 133 x 100 mm | 10 | 1 | 67.2 | Ratiolab | 5131005 | www.ratiolab.vom
5131131 | ratiolab® Cryo Boxes, cardboard, standard, white, 133 x 133 x 130 mm | 10 | 1 | 89.7 | Ratiolab | 5131131 | www.ratiolab.vom
5131132 | ratiolab® Cryo Boxes, cardboard, standard, blue, 133 x 133 x 130 mm | 10 | 1 | 102.7 | Ratiolab | 5131132 | www.ratiolab.vom
5131133 | ratiolab® Cryo Boxes, cardboard, standard, red, 133 x 133 x 130 mm | 10 | 1 | 102.7 | Ratiolab | 5131133 | www.ratiolab.vom
5131134 | ratiolab® Cryo Boxes, cardboard, standard, green, 133 x 133 x 130 mm | 10 | 1 | 102.7 | Ratiolab | 5131134 | www.ratiolab.vom
5131135 | ratiolab® Cryo Boxes, cardboard, standard, yellow, 133 x 133 x 130 mm | 10 | 1 | 102.7 | Ratiolab | 5131135 | www.ratiolab.vom
5131321 | ratiolab® Cryo Boxes, cardboard, standard, white, 133 x 133 x 32 mm | 10 | 1 | 31.1 | Ratiolab | 5131321 | www.ratiolab.vom
5131322 | ratiolab® Cryo Boxes, cardboard, standard, blue, 133 x 133 x 32 mm | 10 | 1 | 47.5 | Ratiolab | 5131322 | www.ratiolab.vom
5131323 | ratiolab® Cryo Boxes, cardboard, standard, red, 133 x 133 x 32 mm | 10 | 1 | 47.5 | Ratiolab | 5131323 | www.ratiolab.vom
5131324 | ratiolab® Cryo Boxes, cardboard, standard, green, 133 x 133 x 32 mm | 10 | 1 | 47.5 | Ratiolab | 5131324 | www.ratiolab.vom
5131325 | ratiolab® Cryo Boxes, cardboard, standard, yellow, 133 x 133 x 32 mm | 10 | 1 | 47.5 | Ratiolab | 5131325 | www.ratiolab.vom
5131501 | ratiolab® Cryo Boxes, cardboard, standard, white, 133 x 133 x 50 mm | 10 | 1 | 19.9 | Ratiolab | 5131501 | www.ratiolab.vom
5131502 | ratiolab® Cryo Boxes, cardboard, standard, blue, 133 x 133 x 50 mm | 10 | 1 | 32.5 | Ratiolab | 5131502 | www.ratiolab.vom
5131503 | ratiolab® Cryo Boxes, cardboard, standard, red, 133 x 133 x 50 mm | 10 | 1 | 32.5 | Ratiolab | 5131503 | www.ratiolab.vom
5131504 | ratiolab® Cryo Boxes, cardboard, standard, green, 133 x 133 x 50 mm | 10 | 1 | 32.5 | Ratiolab | 5131504 | www.ratiolab.vom
5131505 | ratiolab® Cryo Boxes, cardboard, standard, yellow, 133 x 133 x 50 mm | 10 | 1 | 32.5 | Ratiolab | 5131505 | www.ratiolab.vom
5131506 | ratiolab® 1/2-format Cryo Boxes, cardboard, standard, white, 130 x 62 x 50 mm | 10 | 1 | 25.6 | Ratiolab | 5131506 | www.ratiolab.vom
5131751 | ratiolab® Cryo Boxes, cardboard, standard, white, 133 x 133 x 75 mm | 10 | 1 | 27.8 | Ratiolab | 5131751 | www.ratiolab.vom
5131752 | ratiolab® Cryo Boxes, cardboard, standard, blue, 133 x 133 x 75 mm | 10 | 1 | 37.4 | Ratiolab | 5131752 | www.ratiolab.vom
5131753 | ratiolab® Cryo Boxes, cardboard, standard, red, 133 x 133 x 75 mm | 10 | 1 | 37.4 | Ratiolab | 5131753 | www.ratiolab.vom
5131754 | ratiolab® Cryo Boxes, cardboard, standard, green, 133 x 133 x 75 mm | 10 | 1 | 37.4 | Ratiolab | 5131754 | www.ratiolab.vom
5131755 | ratiolab® Cryo Boxes, cardboard, standard, yellow, 133 x 133 x 75 mm | 10 | 1 | 37.4 | Ratiolab | 5131755 | www.ratiolab.vom
5132001 | ratiolab® Cryo Boxes, cardboard, plastic coated, white, 133 x 133 x 100 m | 10 | 1 | 72.8 | Ratiolab | 5132001 | www.ratiolab.vom
5132002 | ratiolab® Cryo Boxes, cardboard, plastic coated, blue, 133 x 133 x 100 mm | 10 | 1 | 88.3 | Ratiolab | 5132002 | www.ratiolab.vom
5132003 | ratiolab® Cryo Boxes, cardboard, plastic coated, red, 133 x 133 x 100 mm | 10 | 1 | 88.3 | Ratiolab | 5132003 | www.ratiolab.vom
5132004 | ratiolab® Cryo Boxes, cardboard, plastic coated, green, 133 x 133 x 100 m | 10 | 1 | 88.3 | Ratiolab | 5132004 | www.ratiolab.vom
5132005 | ratiolab® Cryo Boxes, cardboard, plastic coated, yellow, 133 x 133 x 100 | 10 | 1 | 88.3 | Ratiolab | 5132005 | www.ratiolab.vom
5132131 | ratiolab® Cryo Boxes, cardboard, plastic coated, white, 133 x 133 x 130 m | 10 | 1 | 102.7 | Ratiolab | 5132131 | www.ratiolab.vom
5132132 | ratiolab® Cryo Boxes, cardboard, plastic coated, blue, 133 x 133 x 130 mm | 10 | 1 | 116 | Ratiolab | 5132132 | www.ratiolab.vom
5132133 | ratiolab® Cryo Boxes, cardboard, plastic coated, red, 133 x 133 x 130 mm | 10 | 1 | 116 | Ratiolab | 5132133 | www.ratiolab.vom
5132134 | ratiolab® Cryo Boxes, cardboard, plastic coated, green, 133 x 133 x 130 m | 10 | 1 | 116 | Ratiolab | 5132134 | www.ratiolab.vom
5132135 | ratiolab® Cryo Boxes, cardboard, plastic coated, yellow, 133 x 133 x 130 | 10 | 1 | 116 | Ratiolab | 5132135 | www.ratiolab.vom
5132321 | ratiolab® Cryo Boxes, cardboard, plastic coated, white, 133 x 133 x 32 mm | 10 | 1 | 53 | Ratiolab | 5132321 | www.ratiolab.vom
5132322 | ratiolab® Cryo Boxes, cardboard, plastic coated, blue, 133 x 133 x 32 mm | 10 | 1 | 58.3 | Ratiolab | 5132322 | www.ratiolab.vom
5132323 | ratiolab® Cryo Boxes, cardboard, plastic coated, red, 133 x 133 x 32 mm | 10 | 1 | 58.3 | Ratiolab | 5132323 | www.ratiolab.vom
5132324 | ratiolab® Cryo Boxes, cardboard, plastic coated, green, 133 x 133 x 32 mm | 10 | 1 | 58.3 | Ratiolab | 5132324 | www.ratiolab.vom
5132325 | ratiolab® Cryo Boxes, cardboard, plastic coated, yellow, 133 x 133 x 32 m | 10 | 1 | 58.3 | Ratiolab | 5132325 | www.ratiolab.vom
5132501 | ratiolab® Cryo Boxes, cardboard, plastic coated, white, 133 x 133 x 50 mm | 10 | 1 | 31.7 | Ratiolab | 5132501 | www.ratiolab.vom
5132502 | ratiolab® Cryo Boxes, cardboard, plastic coated, blue, 133 x 133 x 50 mm | 10 | 1 | 49.6 | Ratiolab | 5132502 | www.ratiolab.vom
5132503 | ratiolab® Cryo Boxes, cardboard, plastic coated, red, 133 x 133 x 50 mm | 10 | 1 | 49.6 | Ratiolab | 5132503 | www.ratiolab.vom
5132504 | ratiolab® Cryo Boxes, cardboard, plastic coated, green, 133 x 133 x 50 mm | 10 | 1 | 49.6 | Ratiolab | 5132504 | www.ratiolab.vom
5132505 | ratiolab® Cryo Boxes, cardboard, plastic coated, yellow, 133 x 133 x 50 m | 10 | 1 | 49.6 | Ratiolab | 5132505 | www.ratiolab.vom
5132751 | ratiolab® Cryo Boxes, cardboard, plastic coated, white, 133 x 133 x 75 mm | 10 | 1 | 37 | Ratiolab | 5132751 | www.ratiolab.vom
5132752 | ratiolab® Cryo Boxes, cardboard, plastic coated, blue, 133 x 133 x 75 mm | 10 | 1 | 55 | Ratiolab | 5132752 | www.ratiolab.vom
5132753 | ratiolab® Cryo Boxes, cardboard, plastic coated, red, 133 x 133 x 75 mm | 10 | 1 | 55 | Ratiolab | 5132753 | www.ratiolab.vom
5132754 | ratiolab® Cryo Boxes, cardboard, plastic coated, green, 133 x 133 x 75 mm | 10 | 1 | 55 | Ratiolab | 5132754 | www.ratiolab.vom
5132755 | ratiolab® Cryo Boxes, cardboard, plastic coated, yellow, 133 x 133 x 75 m | 10 | 1 | 55 | Ratiolab | 5132755 | www.ratiolab.vom
5141001 | ratiolab® Cryo Boxes, cardboard, standard, white, 136 x 136 x 100 mm | 10 | 1 | 54.3 | Ratiolab | 5141001 | www.ratiolab.vom
5141002 | ratiolab® Cryo Boxes, cardboard, standard, blue, 136 x 136 x 100 mm | 10 | 1 | 64.1 | Ratiolab | 5141002 | www.ratiolab.vom
5141003 | ratiolab® Cryo Boxes, cardboard, standard, red, 136 x 136 x 100 mm | 10 | 1 | 64.1 | Ratiolab | 5141003 | www.ratiolab.vom
5141004 | ratiolab® Cryo Boxes, cardboard, standard, green, 136 x 136 x 100 mm | 10 | 1 | 64.1 | Ratiolab | 5141004 | www.ratiolab.vom
5141005 | ratiolab® Cryo Boxes, cardboard, standard, yellow, 136 x 136 x 100 mm | 10 | 1 | 64.1 | Ratiolab | 5141005 | www.ratiolab.vom
5141131 | ratiolab® Cryo Boxes, cardboard, standard, white, 136 x 136 x 130 mm | 10 | 1 | 57.7 | Ratiolab | 5141131 | www.ratiolab.vom
5141132 | ratiolab® Cryo Boxes, cardboard, standard, blue, 136 x 136 x 130 mm | 10 | 1 | 57.7 | Ratiolab | 5141132 | www.ratiolab.vom
5141133 | ratiolab® Cryo Boxes, cardboard, standard, red, 136 x 136 x 130 mm | 10 | 1 | 57.7 | Ratiolab | 5141133 | www.ratiolab.vom
5141134 | ratiolab® Cryo Boxes, cardboard, standard, green, 136 x 136 x 130 mm | 10 | 1 | 57.7 | Ratiolab | 5141134 | www.ratiolab.vom
5141135 | ratiolab® Cryo Boxes, cardboard, standard, yellow, 136 x 136 x 130 mm | 10 | 1 | 57.7 | Ratiolab | 5141135 | www.ratiolab.vom
5141321 | ratiolab® Cryo Boxes, cardboard, standard, white, 136 x 136 x 32 mm | 10 | 1 | 26.6 | Ratiolab | 5141321 | www.ratiolab.vom
5141322 | ratiolab® Cryo Boxes, cardboard, standard, blue, 136 x 136 x 32 mm | 10 | 1 | 48.4 | Ratiolab | 5141322 | www.ratiolab.vom
5141323 | ratiolab® Cryo Boxes, cardboard, standard, red, 136 x 136 x 32 mm | 10 | 1 | 48.4 | Ratiolab | 5141323 | www.ratiolab.vom
5141324 | ratiolab® Cryo Boxes, cardboard, standard, green, 136 x 136 x 32 mm | 10 | 1 | 48.4 | Ratiolab | 5141324 | www.ratiolab.vom
5141325 | ratiolab® Cryo Boxes, cardboard, standard, yellow, 136 x 136 x 32 mm | 10 | 1 | 48.4 | Ratiolab | 5141325 | www.ratiolab.vom
5141501 | ratiolab® Cryo Boxes, cardboard, standard, white, 136 x 136 x 50 mm | 10 | 1 | 19.9 | Ratiolab | 5141501 | www.ratiolab.vom
5141502 | ratiolab® Cryo Boxes, cardboard, standard, blau, 136 x 136 x 50 mm | 10 | 1 | 30.5 | Ratiolab | 5141502 | www.ratiolab.vom
5141503 | ratiolab® Cryo Boxes, cardboard, standard, red, 136 x 136 x 50 mm | 10 | 1 | 30.5 | Ratiolab | 5141503 | www.ratiolab.vom
5141504 | ratiolab® Cryo Boxes, cardboard, standard, green, 136 x 136 x 50 mm | 10 | 1 | 30.5 | Ratiolab | 5141504 | www.ratiolab.vom
5141505 | ratiolab® Cryo Boxes, cardboard, standard, yellow, 136 x 136 x 50 mm | 10 | 1 | 30.5 | Ratiolab | 5141505 | www.ratiolab.vom
5141751 | ratiolab® Cryo Boxes, cardboard, standard, white, 136 x 136 x 75 mm | 10 | 1 | 27.9 | Ratiolab | 5141751 | www.ratiolab.vom
5141752 | ratiolab® Cryo Boxes, cardboard, standard, blue, 136 x 136 x 75 mm | 10 | 1 | 38.5 | Ratiolab | 5141752 | www.ratiolab.vom
5141753 | ratiolab® Cryo Boxes, cardboard, standard, red, 136 x 136 x 75 mm | 10 | 1 | 38.5 | Ratiolab | 5141753 | www.ratiolab.vom
5141754 | ratiolab® Cryo Boxes, cardboard, standard, green, 136 x 136 x 75 mm | 10 | 1 | 38.5 | Ratiolab | 5141754 | www.ratiolab.vom
5141755 | ratiolab® Cryo Boxes, cardboard, standard, yellow, 136 x 136 x 75 mm | 10 | 1 | 38.5 | Ratiolab | 5141755 | www.ratiolab.vom
5142001 | ratiolab® Cryo Boxes, cardboard, plastic coated, white, 136 x 136 x 100 m | 10 | 1 | 57.7 | Ratiolab | 5142001 | www.ratiolab.vom
5142002 | ratiolab® Cryo Boxes, cardboard, plastic coated, blue, 136 x 136 x 100 mm | 10 | 1 | 77.3 | Ratiolab | 5142002 | www.ratiolab.vom
5142003 | ratiolab® Cryo Boxes, cardboard, plastic coated, red, 136 x 136 x 100 mm | 10 | 1 | 77.3 | Ratiolab | 5142003 | www.ratiolab.vom
5142004 | ratiolab® Cryo Boxes, cardboard, plastic coated, green, 136 x 136 x 100 m | 10 | 1 | 77.3 | Ratiolab | 5142004 | www.ratiolab.vom
5142005 | ratiolab® Cryo Boxes, cardboard, plastic coated, yellow, 136 x 136 x 100 | 10 | 1 | 77.3 | Ratiolab | 5142005 | www.ratiolab.vom
5142131 | ratiolab® Cryo Boxes, cardboard, plastic coated, white, 136 x 136 x 130 m | 10 | 1 | 63.1 | Ratiolab | 5142131 | www.ratiolab.vom
5142132 | ratiolab® Cryo Boxes, cardboard, plastic coated, blue, 136 x 136 x 130 mm | 10 | 1 | 63.1 | Ratiolab | 5142132 | www.ratiolab.vom
5142133 | ratiolab® Cryo Boxes, cardboard, plastic coated, red, 136 x 136 x 130 mm | 10 | 1 | 63.1 | Ratiolab | 5142133 | www.ratiolab.vom
5142134 | ratiolab® Cryo Boxes, cardboard, plastic coated, green, 136 x 136 x 130 m | 10 | 1 | 63.1 | Ratiolab | 5142134 | www.ratiolab.vom
5142135 | ratiolab® Cryo Boxes, cardboard, plastic coated, yellow, 136 x 136 x 130 | 10 | 1 | 63.1 | Ratiolab | 5142135 | www.ratiolab.vom
5142321 | ratiolab® Cryo Boxes, cardboard, plastic coated, white, 136 x 136 x 32 mm | 10 | 1 | 45.1 | Ratiolab | 5142321 | www.ratiolab.vom
5142322 | ratiolab® Cryo Boxes, cardboard, plastic coated, blue, 136 x 136 x 32 mm | 10 | 1 | 55.5 | Ratiolab | 5142322 | www.ratiolab.vom
5142323 | ratiolab® Cryo Boxes, cardboard, plastic coated, red, 136 x 136 x 32 mm | 10 | 1 | 55.5 | Ratiolab | 5142323 | www.ratiolab.vom
5142324 | ratiolab® Cryo Boxes, cardboard, plastic coated, green, 136 x 136 x 32 mm | 10 | 1 | 55.5 | Ratiolab | 5142324 | www.ratiolab.vom
5142325 | ratiolab® Cryo Boxes, cardboard, plastic coated, yellow, 136 x 136 x 32 m | 10 | 1 | 55.5 | Ratiolab | 5142325 | www.ratiolab.vom
5142501 | ratiolab® Cryo Boxes, cardboard, plastic coated, white, 136 x 136 x 50 mm | 10 | 1 | 29.1 | Ratiolab | 5142501 | www.ratiolab.vom
5142502 | ratiolab® Cryo Boxes, cardboard, plastic coated, blue, 136 x 136 x 50 mm | 10 | 1 | 48.3 | Ratiolab | 5142502 | www.ratiolab.vom
5142503 | ratiolab® Cryo Boxes, cardboard, plastic coated, red, 136 x 136 x 50 mm | 10 | 1 | 48.3 | Ratiolab | 5142503 | www.ratiolab.vom
5142504 | ratiolab® Cryo Boxes, cardboard, plastic coated, green, 136 x 136 x 50 mm | 10 | 1 | 48.3 | Ratiolab | 5142504 | www.ratiolab.vom
5142505 | ratiolab® Cryo Boxes, cardboard, plastic coated, yellow, 136 x 136 x 50 m | 10 | 1 | 48.3 | Ratiolab | 5142505 | www.ratiolab.vom
5142751 | ratiolab® Cryo Boxes, cardboard, plastic coated, white, 136 x 136 x 75 mm | 10 | 1 | 37 | Ratiolab | 5142751 | www.ratiolab.vom
5142752 | ratiolab® Cryo Boxes, cardboard, plastic coated, blue, 136 x 136 x 75 mm | 10 | 1 | 54.3 | Ratiolab | 5142752 | www.ratiolab.vom
5142753 | ratiolab® Cryo Boxes, cardboard, plastic coated, red, 136 x 136 x 75 mm | 10 | 1 | 54.3 | Ratiolab | 5142753 | www.ratiolab.vom
5142754 | ratiolab® Cryo Boxes, cardboard, plastic coated, green, 136 x 136 x 75 mm | 10 | 1 | 54.3 | Ratiolab | 5142754 | www.ratiolab.vom
5142755 | ratiolab® Cryo Boxes, cardboard, plastic coated, yellow, 136 x 136 x 75 m | 10 | 1 | 54.3 | Ratiolab | 5142755 | www.ratiolab.vom
5142756 | ratiolab® Cryo Boxes, cardboard, plastic coated, white, 136 x 136 x 75 mm | 10 | 1 | 58.4 | Ratiolab | 5142756 | www.ratiolab.vom
5144130 | ratiolab® Cryo Boxes, cardboard, plastic coated, white, 148 x 148 x 130 m | 5 | 1 | 55.2 | Ratiolab | 5144130 | www.ratiolab.vom
5144131 | ratiolab® Cryo Boxes, cardboard, plastic coated, white, 148 x 148 x 130 m | 5 | 1 | 58.7 | Ratiolab | 5144131 | www.ratiolab.vom
5150001 | Cryo Boxes, PC, grid 9 x 9, blue, 132 x 132 x 52 mm | 5 | 1 | 48 | Ratiolab | 5150001 | www.ratiolab.vom
5150002 | Cryo Boxes, PC, grid 9 x 9, green, 132 x 132 x 52 mm | 5 | 1 | 48 | Ratiolab | 5150002 | www.ratiolab.vom
5150003 | Cryo Boxes, PC, grid 9 x 9, red, 132 x 132 x 52 mm | 5 | 1 | 48 | Ratiolab | 5150003 | www.ratiolab.vom
5150004 | Cryo Boxes, PC, grid 9 x 9, yellow, 132 x 132 x 52 mm | 5 | 1 | 48 | Ratiolab | 5150004 | www.ratiolab.vom
5150011 | Cryo Boxes, PC, grid 10 x 10, blue, 132 x 132 x 52 mm | 5 | 1 | 48.5 | Ratiolab | 5150011 | www.ratiolab.vom
5150012 | Cryo Boxes, PC, grid 10 x 10, green, 132 x 132 x 52 mm | 5 | 1 | 48.5 | Ratiolab | 5150012 | www.ratiolab.vom
5150013 | Cryo Boxes, PC, grid 10 x 10, red, 132 x 132 x 52 mm | 5 | 1 | 48.5 | Ratiolab | 5150013 | www.ratiolab.vom
5150014 | Cryo Boxes, PC, grid 10 x 10, yellow, 132 x 132 x 52 mm | 5 | 1 | 48.5 | Ratiolab | 5150014 | www.ratiolab.vom
5150015 | Cryo Boxes, PC, grid 10 x 10, white, 132 x 132 x 52 mm | 5 | 1 | 48.5 | Ratiolab | 5150015 | www.ratiolab.vom
5150021 | Cryo Boxes, PC, grid 9 x 9, blue, 132 x 132 x 94 mm | 4 | 1 | 51.1 | Ratiolab | 5150021 | www.ratiolab.vom
5150022 | Cryo Boxes, PC, grid 9 x 9, green, 132 x 132 x 94 mm | 4 | 1 | 51.1 | Ratiolab | 5150022 | www.ratiolab.vom
5150023 | Cryo Boxes, PC, grid 9 x 9, red, 132 x 132 x 94 mm | 4 | 1 | 51.1 | Ratiolab | 5150023 | www.ratiolab.vom
5150024 | Cryo Boxes, PC, grid 9 x 9, yellow, 132 x 132 x 94 mm | 4 | 1 | 51.1 | Ratiolab | 5150024 | www.ratiolab.vom
5150031 | Cryo Boxes, 1/4-Format, PC, grid 5 x 5, blue, 76 x 76 x 52 mm | 8 | 1 | 59.7 | Ratiolab | 5150031 | www.ratiolab.vom
5150032 | Cryo Boxes, 1/4-Format, PC, grid 5 x 5, green, 76 x 76 x 52 mm | 8 | 1 | 59.7 | Ratiolab | 5150032 | www.ratiolab.vom
5150033 | Cryo Boxes, 1/4-Format, PC, grid 5 x 5, red, 76 x 76 x 52 mm | 8 | 1 | 59.7 | Ratiolab | 5150033 | www.ratiolab.vom
5150034 | Cryo Boxes, 1/4-Format, PC, grid 5 x 5, yellow, 76 x 76 x 52 mm | 8 | 1 | 59.7 | Ratiolab | 5150034 | www.ratiolab.vom
5160028 | ratiolab® 1/2-format Cryo Boxes, cardboard, 134 x 67 x 50 mm | 10 | 1 | 27.8 | Ratiolab | 5160028 | www.ratiolab.vom
5160029 | ratiolab® 1/2-format Grid Inserts for Cryo Boxes, cardboard, 5x10, | 10 | 1 | 15.1 | Ratiolab | 5160029 | www.ratiolab.vom
5160035 | ratiolab® 1/4-format Cryo Boxes, cardboard, standard, white, 75 x 75 x 50 mm | 10 | 1 | 32.7 | Ratiolab | 5160035 | www.ratiolab.vom
5160036 | ratiolab® 1/4-format Grid Inserts for Cryo Boxes, cardboard, 5 x 5, 68 x 68 x 30 | 10 | 1 | 15.1 | Ratiolab | 5160036 | www.ratiolab.vom
5162028 | ratiolab® 1/2-format Cryo Boxes, cardboard, plastic coated, white, 134 x 67 x 50 | 10 | 1 | 41.1 | Ratiolab | 5162028 | www.ratiolab.vom
5162751 | ratiolab® 1/2-format Cryo Boxes, cardboard, plastic coated, white, 134 x 67 x 75 | 10 | 1 | 41.6 | Ratiolab | 5162751 | www.ratiolab.vom
5220010 | ratiolab® Cryo Boxes, PP, without grid, natural, 133 x 133 x 52 mm | 5 | 1 | 17.9 | Ratiolab | 5220010 | www.ratiolab.vom
5220011 | ratiolab® Cryo Boxes, PP, without grid, yellow, 133 x 133 x 52 mm | 5 | 1 | 17.9 | Ratiolab | 5220011 | www.ratiolab.vom
5220012 | ratiolab® Cryo Boxes, PP, without grid, red, 133 x 133 x 52 mm | 5 | 1 | 17.9 | Ratiolab | 5220012 | www.ratiolab.vom
5220013 | ratiolab® Cryo Boxes, PP, without grid, green, 133 x 133 x 52 mm | 5 | 1 | 17.9 | Ratiolab | 5220013 | www.ratiolab.vom
5220014 | ratiolab® Cryo Boxes, PP, without grid, blue, 133 x 133 x 52 mm | 5 | 1 | 17.9 | Ratiolab | 5220014 | www.ratiolab.vom
5220015 | ratiolab® Cryo Boxes, PP, without grid, black, 133 x 133 x 52 mm | 5 | 1 | 17.9 | Ratiolab | 5220015 | www.ratiolab.vom
5220020 | ratiolab® Cryo Boxes, PP, without grid, natural, 133 x 133 x 75 mm | 5 | 1 | 19.3 | Ratiolab | 5220020 | www.ratiolab.vom
5220021 | ratiolab® Cryo Boxes, PP, without grid, yellow, 133 x 133 x 75 mm | 5 | 1 | 19.3 | Ratiolab | 5220021 | www.ratiolab.vom
5220022 | ratiolab® Cryo Boxes, PP, without grid, red, 133 x 133 x 75 mm | 5 | 1 | 19.3 | Ratiolab | 5220022 | www.ratiolab.vom
5220023 | ratiolab® Cryo Boxes, PP, without grid, green, 133 x 133 x 75 mm | 5 | 1 | 19.3 | Ratiolab | 5220023 | www.ratiolab.vom
5220024 | ratiolab® Cryo Boxes, PP, without grid, blue, 133 x 133 x 75 mm | 5 | 1 | 19.3 | Ratiolab | 5220024 | www.ratiolab.vom
5220025 | ratiolab® Cryo Boxes, PP, without grid, black, 133 x 133 x 75 mm | 5 | 1 | 19.3 | Ratiolab | 5220025 | www.ratiolab.vom
5220100 | ratiolab® grid, PP, 6 x 6, 133 x 133 x 30 mm | 5 | 1 | 11.4 | Ratiolab | 5220100 | www.ratiolab.vom
5220101 | ratiolab® grid, PP, 7 x 7, 133 x 133 x 30 mm | 5 | 1 | 12.5 | Ratiolab | 5220101 | www.ratiolab.vom
5220102 | ratiolab® grid, PP, 8 x 8, 133 x 133 x 30 mm | 5 | 1 | 13.1 | Ratiolab | 5220102 | www.ratiolab.vom
5220103 | ratiolab® grid, PP, 9 x 9, 133 x 133 x 30 mm | 5 | 1 | 13.7 | Ratiolab | 5220103 | www.ratiolab.vom
5220104 | ratiolab® grid, PP, 10 x 10, 133 x 133 x 30 mm | 5 | 1 | 16.2 | Ratiolab | 5220104 | www.ratiolab.vom
5300100 | Work Stations for 40 Cryo Tubes, PP, blue | 5 | 1 | 38.8 | Ratiolab | 5300100 | www.ratiolab.vom
5300200 | Work Stations for 40 Cryo Tubes, PP, red | 5 | 1 | 38.8 | Ratiolab | 5300200 | www.ratiolab.vom
5300400 | Work Stations for 40 Cryo Tubes, PP, green | 5 | 1 | 38.8 | Ratiolab | 5300400 | www.ratiolab.vom
5320010 | ratiolab® Cryo Boxes, PP, grid 9 x 9, natural, 133 x 133 x 50/75 mm, combi-lid, | 5 | 1 | 27.6 | Ratiolab | 5320010 | www.ratiolab.vom
5320011 | ratiolab® Cryo Boxes, PP, grid 9 x 9, yellow, 133 x 133 x 50/75 mm, combi-lid, | 5 | 1 | 27.6 | Ratiolab | 5320011 | www.ratiolab.vom
5320012 | ratiolab® Cryo Boxes, PP, grid 9 x 9, red, 133 x 133 x 50/75 mm, combi-lid, | 5 | 1 | 27.6 | Ratiolab | 5320012 | www.ratiolab.vom
5320013 | ratiolab® Cryo Boxes, PP, grid 9 x 9, green, 133 x 133 x 50/75 mm, combi-lid, | 5 | 1 | 27.6 | Ratiolab | 5320013 | www.ratiolab.vom
5320014 | ratiolab® Cryo Boxes, PP, grid 9 x 9, blue, 133 x 133 x 50/75 mm, combi-lid, | 5 | 1 | 27.6 | Ratiolab | 5320014 | www.ratiolab.vom
5320015 | ratiolab® Cryo Boxes, PP, grid 9 x 9, black, 133 x 133 x 50/75 mm, combi-lid, | 5 | 1 | 27.6 | Ratiolab | 5320015 | www.ratiolab.vom
5320016 | ratiolab® Cryo Boxes, PP, grid 9 x 9, mixed, 133 x 133 x 50/75 mm, combi-lid, | 5 | 1 | 27.6 | Ratiolab | 5320016 | www.ratiolab.vom
5320110 | ratiolab® Cryo Boxes, PP, grid 10 x 10, natural, 133 x 133 x 50/75 mm, combi-lid | 5 | 1 | 27.6 | Ratiolab | 5320110 | www.ratiolab.vom
5320111 | ratiolab® Cryo Boxes, PP, grid 10 x 10, yellow, 133 x 133 x 50/75 mm, combi-lid, | 5 | 1 | 27.6 | Ratiolab | 5320111 | www.ratiolab.vom
5320112 | ratiolab® Cryo Boxes, PP, grid 10 x 10, red, 133 x 133 x 50/75 mm, combi-lid, | 5 | 1 | 27.6 | Ratiolab | 5320112 | www.ratiolab.vom
5320113 | ratiolab® Cryo Boxes, PP, grid 10 x 10, green, 133 x 133 x 50/75 mm, combi-lid, | 5 | 1 | 27.6 | Ratiolab | 5320113 | www.ratiolab.vom
5320114 | ratiolab® Cryo Boxes, PP, grid 10 x 10, blue, 133 x 133 x 50/75 mm, combi-lid, | 5 | 1 | 27.6 | Ratiolab | 5320114 | www.ratiolab.vom
5320115 | ratiolab® Cryo Boxes, PP, grid 10 x 10, black, 133 x 133 x 50/75 mm, combi-lid, | 5 | 1 | 27.6 | Ratiolab | 5320115 | www.ratiolab.vom
5320116 | ratiolab® Cryo Boxes, PP, grid 10 x 10, mixed, 133 x 133 x 50/75 mm, combi-lid, | 5 | 1 | 27.6 | Ratiolab | 5320116 | www.ratiolab.vom
5320210 | ratiolab® Cryo Boxes, PP, grid 8 x 8, natural, 133 x 133 x 50/75 mm, combi-lid, | 5 | 1 | 27.6 | Ratiolab | 5320210 | www.ratiolab.vom
5320211 | ratiolab® Cryo Boxes, PP, grid 8x 8, yellow, 133 x 133 x 50/75 mm, combi-lid, | 5 | 1 | 27.6 | Ratiolab | 5320211 | www.ratiolab.vom
5320212 | ratiolab® Cryo Boxes, PP, grid 8 x 8, red, 133 x 133 x 50/75 mm, combi-lid, | 5 | 1 | 27.6 | Ratiolab | 5320212 | www.ratiolab.vom
5320213 | ratiolab® Cryo Boxes, PP, grid 8 x 8, green, 133 x 133 x 50/75 mm, combi-lid, | 5 | 1 | 27.6 | Ratiolab | 5320213 | www.ratiolab.vom
5320214 | ratiolab® Cryo Boxes, PP, grid 8 x 8, blue, 133 x 133 x 50/75 mm, combi-lid, | 5 | 1 | 27.6 | Ratiolab | 5320214 | www.ratiolab.vom
5320215 | ratiolab® Cryo Boxes, PP, grid 8 x 8, black, 133 x 133 x 50/75 mm, combi-lid, | 5 | 1 | 27.6 | Ratiolab | 5320215 | www.ratiolab.vom
5320216 | ratiolab® Cryo Boxes, PP, grid 8 x 8, mixed, 133 x 133 x 50/75 mm, combi-lid, | 5 | 1 | 27.6 | Ratiolab | 5320216 | www.ratiolab.vom
5320310 | ratiolab® Cryo Boxes, PP, grid 7 x 7, natural, 133 x 133 x 50/75 mm, combi-lid, | 5 | 1 | 27.6 | Ratiolab | 5320310 | www.ratiolab.vom
5320311 | ratiolab® Cryo Boxes, PP, grid 7x 7, yellow, 133 x 133 x 50/75 mm, combi-lid, | 5 | 1 | 27.6 | Ratiolab | 5320311 | www.ratiolab.vom
5320312 | ratiolab® Cryo Boxes, PP, grid 7 x 7, red, 133 x 133 x 50/75 mm, combi-lid, | 5 | 1 | 27.6 | Ratiolab | 5320312 | www.ratiolab.vom
5320313 | ratiolab® Cryo Boxes, PP, grid 7 x 7, green, 133 x 133 x 50/75 mm, combi-lid, | 5 | 1 | 27.6 | Ratiolab | 5320313 | www.ratiolab.vom
5320314 | ratiolab® Cryo Boxes, PP, grid 7 x 7, blue, 133 x 133 x 50/75 mm, combi-lid, | 5 | 1 | 27.6 | Ratiolab | 5320314 | www.ratiolab.vom
5320315 | ratiolab® Cryo Boxes, PP, grid 7 x 7, black, 133 x 133 x 50/75 mm, combi-lid, | 5 | 1 | 27.6 | Ratiolab | 5320315 | www.ratiolab.vom
5320316 | ratiolab® Cryo Boxes, PP, grid 7 x 7, mixed, 133 x 133 x 50/75 mm, combi-lid, | 5 | 1 | 27.6 | Ratiolab | 5320316 | www.ratiolab.vom
5320410 | ratiolab® Cryo Boxes, PP, grid 6 x 6, natural, 133 x 133 x 50/75 mm, combi-lid, | 5 | 1 | 27.6 | Ratiolab | 5320410 | www.ratiolab.vom
5320411 | ratiolab® Cryo Boxes, PP, grid 6 x 6, yellow, 133 x 133 x 50/75 mm, combi-lid, | 5 | 1 | 27.6 | Ratiolab | 5320411 | www.ratiolab.vom
5320412 | ratiolab® Cryo Boxes, PP, grid 6 x 6, red, 133 x 133 x 50/75 mm, combi-lid, | 5 | 1 | 27.6 | Ratiolab | 5320412 | www.ratiolab.vom
5320413 | ratiolab® Cryo Boxes, PP, grid 6 x 6, green, 133 x 133 x 50/75 mm, combi-lid, | 5 | 1 | 27.6 | Ratiolab | 5320413 | www.ratiolab.vom
5320414 | ratiolab® Cryo Boxes, PP, grid 6 x 6, blue, 133 x 133 x 50/75 mm, combi-lid, | 5 | 1 | 27.6 | Ratiolab | 5320414 | www.ratiolab.vom
5320415 | ratiolab® Cryo Boxes, PP, grid 6 x 6, black, 133 x 133 x 50/75 mm, combi-lid, | 5 | 1 | 27.6 | Ratiolab | 5320415 | www.ratiolab.vom
5320416 | ratiolab® Cryo Boxes, PP, grid 6 x 6, mixed, 133 x 133 x 50/75 mm, combi-lid, | 5 | 1 | 27.6 | Ratiolab | 5320416 | www.ratiolab.vom
5400000 | Vertical Rack 1 x 10, for box 50 mm, D/W/H 140 x 140 x 550 mm | 1 | 1 | 85.1 | Ratiolab | 5400000 | www.ratiolab.vom
5400001 | Vertical Rack 1 x 13, for box 50 mm, D/W/H 140 x 140 x 713 mm | 1 | 1 | 98.9 | Ratiolab | 5400001 | www.ratiolab.vom
5400002 | Horizontal Rack 4 x 6, for box 50 mm, D/W/H 566 x 140 x 328 mm | 1 | 1 | 166.8 | Ratiolab | 5400002 | www.ratiolab.vom
5400003 | Horizontal Rack 4 x 5, for box 50 mm, D/W/H 566 x 140 x 274 mm | 1 | 1 | 149.5 | Ratiolab | 5400003 | www.ratiolab.vom
5400004 | Horizontal Rack 4 x 4, for box 50 mm, D/W/H 566 x 140 x 219 mm | 1 | 1 | 130 | Ratiolab | 5400004 | www.ratiolab.vom
5400005 | Horizontal Rack 4 x 4, for box 75 mm, D/W/H 566 x 140 x 319 mm | 1 | 1 | 143.8 | Ratiolab | 5400005 | www.ratiolab.vom
5400006 | Horizontal Rack 4 x 3, for box 75 mm, D/W/H 566 x 140 x 240 mm | 1 | 1 | 124.2 | Ratiolab | 5400006 | www.ratiolab.vom
5400007 | Horizontal Rack 3 x 3, for box 50 mm, D/W/H 424 x 140 x 165 mm | 1 | 1 | 117.3 | Ratiolab | 5400007 | www.ratiolab.vom
5400008 | Horizontal Rack 4 x 7, for box 50 mm, D/W/H 566 x 140 x 391 mm | 1 | 1 | 182.9 | Ratiolab | 5400008 | www.ratiolab.vom
5400009 | Horizontal Rack 3 x 4, for box 50 mm, D/W/H 424 x 140 x 219 mm | 1 | 1 | 120.8 | Ratiolab | 5400009 | www.ratiolab.vom
5400010 | Horizontal Rack 4 x 2, for box 100 mm, D/W/H 566 x 140 x 219 mm | 1 | 1 | 132.3 | Ratiolab | 5400010 | www.ratiolab.vom
5400011 | Horizontal Rack 4 x 2, for box 75 mm, D/W/H 566 x 140 x 164 mm | 1 | 1 | 126.5 | Ratiolab | 5400011 | www.ratiolab.vom
5400012 | Horizontal Rack 4 x 2, for box 130 mm, D/W/H 566 x 140 x 275 mm | 1 | 1 | 132.3 | Ratiolab | 5400012 | www.ratiolab.vom
5400013 | Horizontal Rack 5 x 4, for box 50 mm, D/W/H 705 x 140 x 219 mm | 1 | 1 | 149.5 | Ratiolab | 5400013 | www.ratiolab.vom
5400014 | Horizontal Rack 5 x 5, for box 50 mm, D/W/H 705 x 140 x 274 mm | 1 | 1 | 170.2 | Ratiolab | 5400014 | www.ratiolab.vom
5400015 | Horizontal Rack 5 x 6, for box 50 mm, D/W/H 705 x 140 x 328 mm | 1 | 1 | 182.9 | Ratiolab | 5400015 | www.ratiolab.vom
5400016 | Horizontal Rack 5 x 2, for box 75 mm, D/W/H 705 x 140 x 161 mm | 1 | 1 | 138 | Ratiolab | 5400016 | www.ratiolab.vom
5400017 | Horizontal Rack 5 x 3, for box 75 mm, D/W/H 705 x 140 x 240 mm | 1 | 1 | 143.8 | Ratiolab | 5400017 | www.ratiolab.vom
5400018 | Horizontal Rack 5 x 4, for box 75 mm, D/W/H 705 x 140 x 319 mm | 1 | 1 | 155.3 | Ratiolab | 5400018 | www.ratiolab.vom
5400019 | Drawer Rack 4 x 3, for box 75 mm, D/W/H 570 x 141 x 250 mm | 1 | 1 | 171.4 | Ratiolab | 5400019 | www.ratiolab.vom
5400020 | Horizontal Rack 5 x 2, for box 100 mm, D/W/H 705 x 140 x 212 mm | 1 | 1 | 150.7 | Ratiolab | 5400020 | www.ratiolab.vom
5400021 | Vertical Rack 1 x 5, for box 50 mm, D/W/H 140 x 140 x 277 mm | 1 | 1 | 78.2 | Ratiolab | 5400021 | www.ratiolab.vom
5400022 | Horizontal Rack 3 x 5, for box 50 mm, D/W/H 424 x 140 x 274 mm | 1 | 1 | 133.4 | Ratiolab | 5400022 | www.ratiolab.vom
5400023 | Vertical Rack 1 x 11, for box 50 mm, D/W/H 140 x 140 x 604 mm | 1 | 1 | 85.1 | Ratiolab | 5400023 | www.ratiolab.vom
5400024 | Vertical Rack 1 x 18, for box 32 mm, D/W/H 140 x 140 x 662 mm | 1 | 1 | 142.6 | Ratiolab | 5400024 | www.ratiolab.vom
5400025 | Vertical Rack 1 x 12, for box 50 mm, D/W/H 140 x 140 x 659 mm | 1 | 1 | 87.4 | Ratiolab | 5400025 | www.ratiolab.vom
5400026 | Vertical Rack 1 x 9, for box 50 mm, D/W/H 140 x 140 x 495 mm | 1 | 1 | 97.8 | Ratiolab | 5400026 | www.ratiolab.vom
5400027 | Vertical Rack 1 x 8, for box 50 mm, D/W/H 140 x 140 x 441 mm | 1 | 1 | 96.6 | Ratiolab | 5400027 | www.ratiolab.vom
5400028 | Vertical Rack 1 x 6, for box 75 mm, D/W/H 140 x 140 x 482 mm | 1 | 1 | 89.7 | Ratiolab | 5400028 | www.ratiolab.vom
5400029 | Vertical Rack 1 x 7, for box 75 mm, D/W/H 140 x 140 x 561 mm | 1 | 1 | 84 | Ratiolab | 5400029 | www.ratiolab.vom
5400030 | Vertical Rack 1 x 8, for box 75 mm, D/W/H 140 x 140 x 641 mm | 1 | 1 | 90.9 | Ratiolab | 5400030 | www.ratiolab.vom
5400031 | Vertical Rack 1 x 9, for box 75 mm, D/W/H 140 x 140 x 720 mm | 1 | 1 | 94.3 | Ratiolab | 5400031 | www.ratiolab.vom
5400032 | Vertical Rack 1 x 11, for box 32 mm, D/W/H 140 x 140 x 406 mm | 1 | 1 | 118.5 | Ratiolab | 5400032 | www.ratiolab.vom
5400033 | Vertical Rack 1 x 12, for box 32 mm, D/W/H 140 x 140 x 443 mm | 1 | 1 | 121.9 | Ratiolab | 5400033 | www.ratiolab.vom
5400034 | Vertical Rack 1 x 13, for box 32 mm, D/W/H 140 x 140 x 479 mm | 1 | 1 | 125.4 | Ratiolab | 5400034 | www.ratiolab.vom
5400035 | Vertical Rack 1 x 14, for box 32 mm, D/W/H 140 x 140 x 516 mm | 1 | 1 | 128.8 | Ratiolab | 5400035 | www.ratiolab.vom
5400036 | Vertical Rack 1 x 15, for box 32 mm, D/W/H 140 x 140 x 552 mm | 1 | 1 | 132.3 | Ratiolab | 5400036 | www.ratiolab.vom
5400037 | Vertical Rack 1 x 16, for box 32 mm, D/W/H 140 x 140 x 589 mm | 1 | 1 | 135.7 | Ratiolab | 5400037 | www.ratiolab.vom
5400038 | Vertical Rack 1 x 17, for box 32 mm, D/W/H 140 x 140 x 625 mm | 1 | 1 | 139.2 | Ratiolab | 5400038 | www.ratiolab.vom
5400040 | Horizontal Rack 4 x 3, for box 100 mm, D/W/H 566 x 140 x 314 mm | 1 | 1 | 140.3 | Ratiolab | 5400040 | www.ratiolab.vom
5400041 | Vertical Rack 1 x 4, for box 50 mm, D/W/H 140 x 140 x 222 mm | 1 | 1 | 80.5 | Ratiolab | 5400041 | www.ratiolab.vom
5400042 | Vertical Rack 1 x 7, for box 50 mm, D/W/H 140 x 140 x 385 mm | 1 | 1 | 82.8 | Ratiolab | 5400042 | www.ratiolab.vom
5400043 | Drawer Rack 4 x 2, for box 50 mm, D/W/H 570 x 144 x 112 mm | 1 | 1 | 159.9 | Ratiolab | 5400043 | www.ratiolab.vom
5400044 | Drawer Rack 4 x 3, for box 50 mm, D/W/H 570 x 144 x 168 mm | 1 | 1 | 166.8 | Ratiolab | 5400044 | www.ratiolab.vom
5400045 | Drawer Rack 4 x 5, for box 50 mm, D/W/H 570 x 144 x 280 mm | 1 | 1 | 176 | Ratiolab | 5400045 | www.ratiolab.vom
5400046 | Drawer Rack 4 x 4, for box 50 mm, D/W/H 570 x 144 x 224 mm | 1 | 1 | 170.2 | Ratiolab | 5400046 | www.ratiolab.vom
5400047 | Drawer Rack 4 x 6, for box 50 mm, D/W/H 570 x 144 x 336 mm | 1 | 1 | 181.7 | Ratiolab | 5400047 | www.ratiolab.vom
5400048 | Drawer Rack 5 x 5, for box 50 mm, D/W/H 709 x 144 x 280 mm | 1 | 1 | 195.5 | Ratiolab | 5400048 | www.ratiolab.vom
5400049 | Drawer Rack 4 x 7, for box 50 mm, D/W/H 570 x 144 x 392 mm | 1 | 1 | 187.5 | Ratiolab | 5400049 | www.ratiolab.vom
5400050 | Drawer Rack 5 x 4, for box 50 mm, D/W/H 709 x 144 x 224 mm | 1 | 1 | 181.7 | Ratiolab | 5400050 | www.ratiolab.vom
5400051 | Drawer Rack 5 x 6, for box 50 mm, D/W/H 709 x 144 x 336 mm | 1 | 1 | 204.7 | Ratiolab | 5400051 | www.ratiolab.vom
5400052 | Drawer Rack 5 x 3, for box 75 mm, D/W/H 709 x 144 x 241 mm | 1 | 1 | 178.3 | Ratiolab | 5400052 | www.ratiolab.vom
5400053 | Drawer Rack 5 x 4, for box 75 mm, D/W/H 709 x 144 x 321 mm | 1 | 1 | 187.5 | Ratiolab | 5400053 | www.ratiolab.vom
5400066 | Drawer Rack 4 x 4, for box 75 mm, D/W/H 556 x 141 x 335 mm | 1 | 1 | 177.1 | Ratiolab | 5400066 | www.ratiolab.vom
5515010 | Cell Counter Vials 1 with lid, for Coulter®und Hycel®Cell Counter-syste | 1000 | 1 | 92.7 | Ratiolab | 5515010 | www.ratiolab.vom
5515040 | Cell Counter Vials 1 with lid, for Coulter®und Hycel®Cell Counter-syste | 1000 | 1 | 53.9 | Ratiolab | 5515040 | www.ratiolab.vom
5515041 | Cell Counter Vials 1 without lid, for Coulter®und Hycel®Cell Counter-syste | 1000 | 1 | 48.3 | Ratiolab | 5515041 | www.ratiolab.vom
551504D | Lids for Cell Counter Vials 1, PE | 1000 | 1 | 27.8 | Ratiolab | 551504D | www.ratiolab.vom
5515051 | Cell Counter Vials 2 without stoppers, cylindrical, for Al® und Linson® | 1000 | 1 | 100.2 | Ratiolab | 5515051 | www.ratiolab.vom
5515060 | Cell Counter Vials 3 with lid, 13 ml | 2000 | 1 | 166.6 | Ratiolab | 5515060 | www.ratiolab.vom
5515061 | Cell Counter Vials 3 without lid, 13 ml | 2000 | 1 | 134.3 | Ratiolab | 5515061 | www.ratiolab.vom
551506D | Lids for Cell Counter Vials 3, PE | 1000 | 1 | 36.8 | Ratiolab | 551506D | www.ratiolab.vom
5615000 | Microcentrifuge Tubes, PP, 1.5 ml, with cap, natural | 1000 | 1 | 11.2 | Ratiolab | 5615000 | www.ratiolab.vom
5615001 | Microcentrifuge Tubes, PP, 1.5 ml, with cap, yellow | 1000 | 1 | 12.5 | Ratiolab | 5615001 | www.ratiolab.vom
5615002 | Microcentrifuge Tubes, PP, 1.5 ml, with cap, green | 1000 | 1 | 12.5 | Ratiolab | 5615002 | www.ratiolab.vom
5615003 | Microcentrifuge Tubes, PP, 1.5 ml, with cap, red | 1000 | 1 | 12.5 | Ratiolab | 5615003 | www.ratiolab.vom
5615004 | Microcentrifuge Tubes, PP, 1.5 ml, with cap, blue | 1000 | 1 | 12.5 | Ratiolab | 5615004 | www.ratiolab.vom
5615005 | Microcentrifuge Tubes, PP, 1.5 ml, with cap, natural, DNase/RNase, pyrogen free | 1000 | 1 | 33.8 | Ratiolab | 5615005 | www.ratiolab.vom
5615008 | Safety-Cap Microcentrifuge Tubes, PP, 1.5 ml, natural, RNase-/DNase-/DNA-/endoto | 1000 | 1 | 41.1 | Ratiolab | 5615008 | www.ratiolab.vom
5615009 | Safety-Cap Microcentrifuge Tubes, PP, 1.5 ml, natural, RNase-/DNase-/DNA-/endoto | 100 | 1 | 52.8 | Ratiolab | 5615009 | www.ratiolab.vom
5615020 | Microcentrifuge Tubes, PP, 1.5 ml, without cap, natural | 1000 | 1 | 12.4 | Ratiolab | 5615020 | www.ratiolab.vom
5615030 | Microcentrifuge Tubes, PP, 0.5 ml, with cap, natural | 1000 | 1 | 15.5 | Ratiolab | 5615030 | www.ratiolab.vom
5615038 | Safety-Cap Microcentrifuge Tubes, PP, 0.5 ml, natural, RNase-/DNase-/DNA-/endoto | 1000 | 1 | 41.1 | Ratiolab | 5615038 | www.ratiolab.vom
5615039 | Safety-Cap Microcentrifuge Tubes, PP, 0.5 ml, natural, RNase-/DNase-/DNA-/endoto | 50 | 1 | 37.5 | Ratiolab | 5615039 | www.ratiolab.vom
5615101 | Microcentrifuge Tubes, PP, 2.0 ml, with cap, natural | 1000 | 1 | 15 | Ratiolab | 5615101 | www.ratiolab.vom
5615106 | Microcentrifuge Tubes, PP, 2.0 ml, with cap, natural, RNase-/DNase-/pyrogen-free | 1000 | 1 | 35.1 | Ratiolab | 5615106 | www.ratiolab.vom
5615108 | Safety-Cap Microcentrifuge Tubes, PP, 2.0 ml, natural, RNase-/DNase-/DNA-/endoto | 1000 | 1 | 43.4 | Ratiolab | 5615108 | www.ratiolab.vom
5615109 | Safety-Cap Microcentrifuge Tubes, PP, 2.0 ml, natural, RNase-/DNase-/DNA-/endoto | 100 | 1 | 61 | Ratiolab | 5615109 | www.ratiolab.vom
5615158 | Safety-Cap Microcentrifuge Tubes, PP, 5.0 ml, natural, RNase-/DNase-/DNA-/pyroge | 100 | 1 | 21 | Ratiolab | 5615158 | www.ratiolab.vom
5615159 | Safety-Cap Microcentrifuge Tubes, PP, 5.0 ml, natural, RNase-/DNase-/DNA-/endoto | 50 | 1 | 70.4 | Ratiolab | 5615159 | www.ratiolab.vom
5615400 | Microcentrifuge Tubes, PE, 0.4 ml, with cap, natural | 1000 | 1 | 19.9 | Ratiolab | 5615400 | www.ratiolab.vom
5616021 | Microcentrifuge Tubes, PP, 0.5 ml, self standing, screw cap, O-Ring, sterilized | 1000 | 1 | 109.1 | Ratiolab | 5616021 | www.ratiolab.vom
5616022 | Microcentrifuge Tubes, PP, 1.5 ml, self standing, screw cap, O-Ring, steril | 1000 | 1 | 110.3 | Ratiolab | 5616022 | www.ratiolab.vom
5616023 | Microcentrifuge Tubes, PP, 0.5 ml, conical, screw cap, O-Ring, sterilized | 1000 | 1 | 109.1 | Ratiolab | 5616023 | www.ratiolab.vom
5616025 | Microcentrifuge Tubes, PP, 2.0 ml, conical, screw cap, O-Ring, sterilized | 1000 | 1 | 111.4 | Ratiolab | 5616025 | www.ratiolab.vom
5616026 | Microcentrifuge Tubes, PP, 2.0 ml, self-standing, screw cap, O-Ring, steril | 1000 | 1 | 111.4 | Ratiolab | 5616026 | www.ratiolab.vom
5616027 | Microcentrifuge Tubes, PP, 1.5 ml, conical, screw cap, O-Ring, sterilized | 1000 | 1 | 110.3 | Ratiolab | 5616027 | www.ratiolab.vom
5700110 | analysis beakers Technicon T1, PS, 2.0 ml | 1000 | 1 | 16.6 | Ratiolab | 5700110 | www.ratiolab.vom
5700120 | analysis beakers Technicon T2, PS, 3.5 ml | 1000 | 1 | 24.2 | Ratiolab | 5700120 | www.ratiolab.vom
5700200 | analysis beakers Genseac G1, PS, 0.5 ml | 1000 | 1 | 20.9 | Ratiolab | 5700200 | www.ratiolab.vom
5700401 | analysis beakers Hitachi H1, PS, 3.0 ml | 1000 | 1 | 20.7 | Ratiolab | 5700401 | www.ratiolab.vom
5810100 | Scintillation bottles with cap, 20 ml | 1000 | 1 | 103.8 | Ratiolab | 5810100 | www.ratiolab.vom
581010D | caps for scintillation bottles | 1000 | 1 | 35.2 | Ratiolab | 581010D | www.ratiolab.vom
5810110 | Insert tubes for scintillation bottles, 4.5 ml | 2000 | 1 | 149.5 | Ratiolab | 5810110 | www.ratiolab.vom
5921160 | self-adhesive film covers for beakers | 500 | 1 | 25.2 | Ratiolab | 5921160 | www.ratiolab.vom
5921170 | ratiolab® multi-purpose beakers with cover, PS, 100 ml | 1000 | 1 | 117.2 | Ratiolab | 5921170 | www.ratiolab.vom
5921171 | ratiolab® multi-purpose beakers without cover, PS, 100 ml | 1000 | 1 | 88.2 | Ratiolab | 5921171 | www.ratiolab.vom
5921173 | Multipurpose beakers, PP, 30 ml, screw-cap | 1000 | 1 | 98.1 | Ratiolab | 5921173 | www.ratiolab.vom
5921174 | Multipurpose beakers, PP, 30 ml, screw-cap, sterilized | 500 | 1 | 61 | Ratiolab | 5921174 | www.ratiolab.vom
5921175 | Multipurpose beakers, PP, 60 ml, screw-cap | 600 | 1 | 60.3 | Ratiolab | 5921175 | www.ratiolab.vom
5921176 | Multipurpose beakers, PP, 60 ml, screw-cap, sterilized | 500 | 1 | 65.8 | Ratiolab | 5921176 | www.ratiolab.vom
5921177 | Multipurpose beakers, PP, 30 ml, screw-cap | 700 | 1 | 69.2 | Ratiolab | 5921177 | www.ratiolab.vom
5921178 | Multipurpose beakers, PP, 30 ml, screw-cap, sterilized | 500 | 1 | 61 | Ratiolab | 5921178 | www.ratiolab.vom
5921182 | Multipurpose beakers, PP, 120 ml, screw cap | 500 | 1 | 55.1 | Ratiolab | 5921182 | www.ratiolab.vom
5921183 | Multipurpose beakers, PP, 120 ml, screw cap, sterilized | 250 | 1 | 68 | Ratiolab | 5921183 | www.ratiolab.vom
5921184 | Multipurpose beakers, PP, 200 ml, screw-cap, sterilized | 150 | 1 | 68 | Ratiolab | 5921184 | www.ratiolab.vom
5921185 | Multipurpose beakers, PP, 200 ml, screw-cap | 200 | 1 | 84.9 | Ratiolab | 5921185 | www.ratiolab.vom
5921188 | Multipurpose beakers, PS, 200 ml, screw-cap, sterilized, | 150 | 1 | 69.5 | Ratiolab | 5921188 | www.ratiolab.vom
5921190 | ratiolab® beaker dispenser for Multipurpose beakers | 1 | 1 | 160.2 | Ratiolab | 5921190 | www.ratiolab.vom
5921200 | ratiolab® beaker tray for Multipurpose beakers | 1 | 1 | 94.6 | Ratiolab | 5921200 | www.ratiolab.vom
5922250 | Multipurpose bottle 2.5 l with self-adhesive labels | 60 | 1 | 149.6 | Ratiolab | 5922250 | www.ratiolab.vom
5924050 | Wide-neck bottle, square bottom, HDPE, 50 ml, natural, screw-cap, blue, PP | 100 | 1 | 150 | Ratiolab | 5924050 | www.ratiolab.vom
5924250 | Wide-neck bottle, square bottom, HDPE, 250 ml, natural, screw-cap, blue, PP | 100 | 1 | 220.2 | Ratiolab | 5924250 | www.ratiolab.vom
5924500 | Wide-neck bottle, square bottom, HDPE, 500 ml, natural, screw-cap, blue, PP | 50 | 1 | 155 | Ratiolab | 5924500 | www.ratiolab.vom
5926035 | Multipurpose container, PP, 35 ml, white, with screw-cap | 350 | 1 | 165.8 | Ratiolab | 5926035 | www.ratiolab.vom
5926060 | Multipurpose container, PP, 60 ml, white, with screw-cap | 350 | 1 | 208.7 | Ratiolab | 5926060 | www.ratiolab.vom
5926125 | Multipurpose container, PP, 125 ml, white, with screw-cap | 350 | 1 | 331.7 | Ratiolab | 5926125 | www.ratiolab.vom
5926375 | Multipurpose container, PP, 375 ml, white, with screw-cap | 120 | 1 | 322.6 | Ratiolab | 5926375 | www.ratiolab.vom
5926500 | Multipurpose container, PP, 500 ml, white, with screw-cap | 160 | 1 | 490.6 | Ratiolab | 5926500 | www.ratiolab.vom
5926998 | Multipurpose container, PP, 1000 ml, white, with screw-cap | 80 | 1 | 332.9 | Ratiolab | 5926998 | www.ratiolab.vom
5926999 | Multipurpose container, PP, 1250 ml, white, with screw-cap | 70 | 1 | 335.9 | Ratiolab | 5926999 | www.ratiolab.vom
6018060 | Spot test plates, PS, white | 100 | 1 | 36.2 | Ratiolab | 6018060 | www.ratiolab.vom
6018111 | 96-Well micro test plates, U-bottom, PS | 100 | 1 | 54.1 | Ratiolab | 6018111 | www.ratiolab.vom
6018113 | 96-Well micro test plates, U-bottom, PS, sterilized | 100 | 1 | 93.4 | Ratiolab | 6018113 | www.ratiolab.vom
6018121 | 96-Well micro test plates, U-bottom, PP | 100 | 1 | 54.1 | Ratiolab | 6018121 | www.ratiolab.vom
6018123 | 96-Well micro test plates, U-bottom, PP, sterilized | 100 | 1 | 93.4 | Ratiolab | 6018123 | www.ratiolab.vom
6018211 | 96-Well micro test plates, F-bottom, PS | 100 | 1 | 54.1 | Ratiolab | 6018211 | www.ratiolab.vom
6018213 | 96-Well micro test plates, F-bottom, PS, sterilized | 100 | 1 | 93.4 | Ratiolab | 6018213 | www.ratiolab.vom
6018221 | 96-Well micro test plates, F-bottom, PP | 100 | 1 | 54.1 | Ratiolab | 6018221 | www.ratiolab.vom
6018223 | 96-Well micro test plates, F-bottom, PP, sterilized | 100 | 1 | 93.4 | Ratiolab | 6018223 | www.ratiolab.vom
6018311 | 96-Well micro test plates, V-bottom, PS | 100 | 1 | 54.1 | Ratiolab | 6018311 | www.ratiolab.vom
6018313 | 96-Well micro test plates, V-bottom, PS, sterilized | 100 | 1 | 93.4 | Ratiolab | 6018313 | www.ratiolab.vom
6018321 | 96-Well micro test plates, V-bottom, PP | 100 | 1 | 54.1 | Ratiolab | 6018321 | www.ratiolab.vom
6018323 | 96-Well micro test plates, V-bottom, PP, sterilized | 100 | 1 | 93.4 | Ratiolab | 6018323 | www.ratiolab.vom
6018401 | Lids for micro test plates, PS, sterilized | 100 | 1 | 61.6 | Ratiolab | 6018401 | www.ratiolab.vom
6018402 | Lids for micro test plates, PS | 100 | 1 | 41.6 | Ratiolab | 6018402 | www.ratiolab.vom
6018421 | Lids for micro test plates, PP, sterilized | 100 | 1 | 49.6 | Ratiolab | 6018421 | www.ratiolab.vom
6018422 | Lids for micro test plates, PP | 100 | 1 | 49.6 | Ratiolab | 6018422 | www.ratiolab.vom
6018610 | Soft-PVC peeling cover film | 100 | 1 | 32.4 | Ratiolab | 6018610 | www.ratiolab.vom
6018611 | Aluminum universal cover film | 100 | 1 | 61 | Ratiolab | 6018611 | www.ratiolab.vom
6018612 | Polypropylen peeling cover film | 100 | 1 | 38.6 | Ratiolab | 6018612 | www.ratiolab.vom
6018614 | Polyvinylchlorid (PVC) peeling cover film with two retaining and tearing slice | 100 | 1 | 35 | Ratiolab | 6018614 | www.ratiolab.vom
6018618 | Gas permeable peeling film | 50 | 1 | 62.9 | Ratiolab | 6018618 | www.ratiolab.vom
6018619 | Piercing-foil with cavity circle 96-Well, alphanumeric printed, prepierced | 100 | 1 | 120.9 | Ratiolab | 6018619 | www.ratiolab.vom
6018620 | Polypropylene peeling cover film with two retaining and tearing slice | 100 | 1 | 40.8 | Ratiolab | 6018620 | www.ratiolab.vom
6018710 | 96-Well micro test plates, U-bottom, PP, black | 100 | 1 | 235.6 | Ratiolab | 6018710 | www.ratiolab.vom
6018711 | 96-Well micro test plates, U-bottom, PS, black | 100 | 1 | 235.6 | Ratiolab | 6018711 | www.ratiolab.vom
6018712 | 96-Well micro test plates, U-bottom, PP, white | 100 | 1 | 235.6 | Ratiolab | 6018712 | www.ratiolab.vom
6018713 | 96-Well micro test plates, U-bottom, PS, white | 100 | 1 | 235.6 | Ratiolab | 6018713 | www.ratiolab.vom
6018717 | 96-Well micro test plates, F-bottom, PP, black | 100 | 1 | 235.6 | Ratiolab | 6018717 | www.ratiolab.vom
6018718 | 96-Well micro test plates, F-bottom, PS, black | 100 | 1 | 235.6 | Ratiolab | 6018718 | www.ratiolab.vom
6018719 | 96-Well micro test plates, F-bottom, PP, white | 100 | 1 | 235.6 | Ratiolab | 6018719 | www.ratiolab.vom
6018720 | 96-Well micro test plates, F-bottom, PS, white | 100 | 1 | 235.6 | Ratiolab | 6018720 | www.ratiolab.vom
6018810 | 96-Well micro test plates, U-bottom, 400 µl, PP, white, non-sterile | 100 | 1 | 264.5 | Ratiolab | 6018810 | www.ratiolab.vom
6018812 | 96-Well micro test plates, U-bottom, 400 µl, PP, transparent, non-sterile | 100 | 1 | 126.5 | Ratiolab | 6018812 | www.ratiolab.vom
6018813 | 96-Well micro test plates, U-bottom, 400 µl, PP, transparent, sterilized | 100 | 1 | 186.3 | Ratiolab | 6018813 | www.ratiolab.vom
6018820 | 96-Well micro test plates, U-bottom, 400 µl, PS, white, non-sterile | 100 | 1 | 264.5 | Ratiolab | 6018820 | www.ratiolab.vom
6018822 | 96-Well micro test plates, U-bottom, 400 µl, PS, transparent, non-sterile | 100 | 1 | 126.5 | Ratiolab | 6018822 | www.ratiolab.vom
6018823 | 96-Well micro test plates, U-bottom, 400 µl, PS, transparent, sterilized | 100 | 1 | 186.3 | Ratiolab | 6018823 | www.ratiolab.vom
6020121 | 96-Deep-Well-Plates 1.2 ml, U-bottom, PP | 32 | 1 | 181.4 | Ratiolab | 6020121 | www.ratiolab.vom
6020221 | 96-Deep-Well-Plates 2.2 ml, V-bottom, PP | 50 | 1 | 212.8 | Ratiolab | 6020221 | www.ratiolab.vom
6114100 | PCR-Rack, PP, white | 10 | 1 | 15 | Ratiolab | 6114100 | www.ratiolab.vom
6114101 | PCR-Rack, PP, yellow | 10 | 1 | 15 | Ratiolab | 6114101 | www.ratiolab.vom
6114102 | PCR-Rack, PP, blue | 10 | 1 | 15 | Ratiolab | 6114102 | www.ratiolab.vom
6114103 | PCR-Rack, PP, green | 10 | 1 | 15 | Ratiolab | 6114103 | www.ratiolab.vom
6114104 | PCR-Rack, PP, red | 10 | 1 | 15 | Ratiolab | 6114104 | www.ratiolab.vom
6114105 | 96-Well PCR racks, Mix-Pack of 2 x 5 colours, 2 of each: blue, green, yellow, red, | 10 | 1 | 15 | Ratiolab | 6114105 | www.ratiolab.vom
6114110 | Lids for PCR rack, 14 mm high, PP | 10 | 1 | 18.4 | Ratiolab | 6114110 | www.ratiolab.vom
6114111 | Lids for PCR rack, 28 mm high, SAN | 10 | 1 | 20.6 | Ratiolab | 6114111 | www.ratiolab.vom
6114200 | Floating Cryo Rack for 10 PCR tubes | 10 | 1 | 12.3 | Ratiolab | 6114200 | www.ratiolab.vom
6114201 | Floating Cryo Rack for 4 PCR strips of 8 tubes | 10 | 1 | 22.3 | Ratiolab | 6114201 | www.ratiolab.vom
7000250 | ratiolab® Cleanibag, 1.5 l, 200 x 300 mm | 1000 | 1 | 98.7 | Ratiolab | 7000250 | www.ratiolab.vom
7000260 | ratiolab® Cleanibag, 6.5 l, 300 x 300 mm | 1000 | 1 | 113 | Ratiolab | 7000260 | www.ratiolab.vom
7000270 | ratiolab® Cleanibag, 8 l, 300 x 450 mm | 1000 | 1 | 138.3 | Ratiolab | 7000270 | www.ratiolab.vom
7000300 | ratiolab® transport bag Biohazard, fast-zip closure & document bag, 155 x 250/21 | 100 | 1 | 15.9 | Ratiolab | 7000300 | www.ratiolab.vom
7000310 | ratiolab® transport bag Biohazard, fast-zip closure & document bag, 230 x 305/25 | 100 | 1 | 28.2 | Ratiolab | 7000310 | www.ratiolab.vom
7001000 | ratiolab® Waste Disposal Bags, PP, standard, 200 x 300 x 0.05 mm | 100 | 1 | 9.1 | Ratiolab | 7001000 | www.ratiolab.vom
7001005 | ratiolab® Waste Disposal Bags, PP, high transparency, 200 x 300 x 0.05 mm | 100 | 1 | 9.7 | Ratiolab | 7001005 | www.ratiolab.vom
7001100 | ratiolab® Waste Disposal Bags, PP, standard, 300 x 500 x 0.05 mm | 500 | 1 | 171.9 | Ratiolab | 7001100 | www.ratiolab.vom
7001105 | ratiolab® Waste Disposal Bags, PP, high transparency, 300 x 500 x 0.05 mm | 500 | 1 | 175.6 | Ratiolab | 7001105 | www.ratiolab.vom
7001150 | ratiolab® Waste Disposal Bags, PP, standard, 400 x 780 x 0.05 mm | 500 | 1 | 197.8 | Ratiolab | 7001150 | www.ratiolab.vom
7001155 | ratiolab® Waste Disposal Bags, PP, high transparency, 400 x 780 x 0.05 mm | 500 | 1 | 201.9 | Ratiolab | 7001155 | www.ratiolab.vom
7001200 | ratiolab® Waste Disposal Bags, PP, standard, 600 x 800 x 0.05 mm | 500 | 1 | 238.1 | Ratiolab | 7001200 | www.ratiolab.vom
7001205 | ratiolab® Waste Disposal Bags, PP, high transparency, 600 x 800 x 0.05 mm | 500 | 1 | 240.5 | Ratiolab | 7001205 | www.ratiolab.vom
7001210 | ratiolab® Waste Disposal Bags, PP, standard, 600 x 800 x 0.05 mm | 100 | 1 | 49.2 | Ratiolab | 7001210 | www.ratiolab.vom
7001212 | ratiolab® Waste Disposal Bags, PP, standard, 600 x 800 x 0.1 mm | 125 | 1 | 171.9 | Ratiolab | 7001212 | www.ratiolab.vom
7001300 | ratiolab® Waste Disposal Bags, PP, standard, 700 x 1100 x 0.05 mm | 350 | 1 | 230.9 | Ratiolab | 7001300 | www.ratiolab.vom
7001305 | ratiolab® Waste Disposal Bags, PP, high transparency, 700 x 1100 x 0.05 mm | 350 | 1 | 230.9 | Ratiolab | 7001305 | www.ratiolab.vom
7001310 | ratiolab® Waste Disposal Bags, PP, standard, 700 x 1100 x 0.05 mm | 75 | 1 | 58.1 | Ratiolab | 7001310 | www.ratiolab.vom
7001311 | ratiolab® Waste Disposal Bags, PP, standard, 700 x 1100 x 0.1 mm | 75 | 1 | 147.9 | Ratiolab | 7001311 | www.ratiolab.vom
7001400 | bench-top stand for waste disposal bags 200 x 300 mm, High 25 cm | 1 | 1 | 11.8 | Ratiolab | 7001400 | www.ratiolab.vom
7001401 | 1 table stand 25 cm + 100 waste disposal bags, standard, 200 x 300 x 0.05 mm | 1 | 1 | 20.6 | Ratiolab | 7001401 | www.ratiolab.vom
7001405 | 1 table stand 25 cm + 100 waste disposal bags, high transparency, | 1 | 1 | 21.4 | Ratiolab | 7001405 | www.ratiolab.vom
7001410 | 1 table stand 25 cm + 100 waste disposal bags, red, 210 x 290 x 0.02 mm | 1 | 1 | 27.6 | Ratiolab | 7001410 | www.ratiolab.vom
7001415 | 1 table stand 35 cm + 100 waste disposal bags, standard, 300 x 500 x 0.05 mm | 1 | 1 | 39.7 | Ratiolab | 7001415 | www.ratiolab.vom
7001420 | 1 table stand 35 cm + 100 waste disposal bags, high transparency, | 1 | 1 | 40.8 | Ratiolab | 7001420 | www.ratiolab.vom
7001430 | bench-top stand for waste disposal bags 300 x 500 mm, High 35 cm | 1 | 1 | 22.1 | Ratiolab | 7001430 | www.ratiolab.vom
7002100 | ratiolab® Waste Disposal Bags, PP, BIOHAZARD, with indicator field, | 500 | 1 | 209 | Ratiolab | 7002100 | www.ratiolab.vom
7002105 | ratiolab® Waste Disposal Bags, PP, BIOHAZARD, with indicator field, | 100 | 1 | 44.2 | Ratiolab | 7002105 | www.ratiolab.vom
7002110 | ratiolab® Waste Disposal Bags, PE, BIOHAZARD, with indicator field, red, | 1000 | 1 | 157.6 | Ratiolab | 7002110 | www.ratiolab.vom
7002111 | ratiolab® Waste Disposal Bags, PP, BIOHAZARD blue, high transparency, | 200 | 1 | 61 | Ratiolab | 7002111 | www.ratiolab.vom
7002112 | ratiolab® Waste Disposal Bags, PP, BIOHAZARD blue, high transparency, | 200 | 1 | 79.4 | Ratiolab | 7002112 | www.ratiolab.vom
7002113 | ratiolab® Waste Disposal Bags, PP, BIOHAZARD blau, high transparency, | 200 | 1 | 97.8 | Ratiolab | 7002113 | www.ratiolab.vom
7002150 | ratiolab® Waste Disposal Bags, PP, BIOHAZARD, with indicator field, | 500 | 1 | 277.8 | Ratiolab | 7002150 | www.ratiolab.vom
7002155 | ratiolab® Waste Disposal Bags, PP, BIOHAZARD, with indicator field, | 100 | 1 | 57.8 | Ratiolab | 7002155 | www.ratiolab.vom
7002200 | ratiolab® Waste Disposal Bags, PP, BIOHAZARD, with indicator field, | 500 | 1 | 319.8 | Ratiolab | 7002200 | www.ratiolab.vom
7002205 | ratiolab® Waste Disposal Bags, PP, BIOHAZARD, with indicator field, | 100 | 1 | 66.4 | Ratiolab | 7002205 | www.ratiolab.vom
7002300 | ratiolab® Waste Disposal Bags, PP, BIOHAZARD, with indicator field, | 350 | 1 | 337.3 | Ratiolab | 7002300 | www.ratiolab.vom
7002305 | ratiolab® Waste Disposal Bags, PP, BIOHAZARD, with indicator field, | 75 | 1 | 74.6 | Ratiolab | 7002305 | www.ratiolab.vom
7003100 | ratiolab® Waste Disposal Bags, HD-PE, BIOHAZARD, with indicator field, yellow, | 500 | 1 | 186.8 | Ratiolab | 7003100 | www.ratiolab.vom
7003110 | ratiolab® Waste Disposal Bags, HD-PE, BIOHAZARD, with indicator field, yellow, | 500 | 1 | 253 | Ratiolab | 7003110 | www.ratiolab.vom
7003120 | ratiolab® Waste Disposal Bags, HD-PE, BIOHAZARD, with indicator field, yellow, | 500 | 1 | 338.6 | Ratiolab | 7003120 | www.ratiolab.vom
7003130 | ratiolab® Waste Disposal Bags, HD-PE, BIOHAZARD, with indicator field, yellow, | 350 | 1 | 322 | Ratiolab | 7003130 | www.ratiolab.vom
7003200 | ratiolab® Waste Disposal Bags, PP, BIOHAZARD, with indicator field, red, | 500 | 1 | 224.3 | Ratiolab | 7003200 | www.ratiolab.vom
7003210 | ratiolab® Waste Disposal Bags, PP, BIOHAZARD, with indicator field, red, | 500 | 1 | 286 | Ratiolab | 7003210 | www.ratiolab.vom
7003220 | ratiolab® Waste Disposal Bags, PP, BIOHAZARD, with indicator field, red, | 500 | 1 | 344.3 | Ratiolab | 7003220 | www.ratiolab.vom
7003230 | ratiolab® Waste Disposal Bags, PP, BIOHAZARD, with indicator field, red, | 350 | 1 | 389.9 | Ratiolab | 7003230 | www.ratiolab.vom
7020100 | Inoculating Loops, PS, 1 µl, sterilized | 2000 | 1 | 82.9 | Ratiolab | 7020100 | www.ratiolab.vom
7020200 | Inoculating Loops, PS, 10 µl, sterilized | 2000 | 1 | 82.9 | Ratiolab | 7020200 | www.ratiolab.vom
7100007 | Micro Centrifuge with two rotors, for 8 x 0.5/1.5/2.0 ml tubes and for 2 x | 1 | 1 | 331.7 | Ratiolab | 7100007 | www.ratiolab.vom
8010161 | ratiolab® Multibox®plus, PC, empty, for pipet tips up to 1200 µl | 1 | 1 | 10 | Ratiolab | 8010161 | www.ratiolab.vom
8030160 | ratiolab® Multibox®ultra, PP, empty, low, for pipet tips up to 300 µl | 1 | 1 | 8.1 | Ratiolab | 8030160 | www.ratiolab.vom
8030170 | ratiolab® Multibox®ultra, PP, empty, high, for pipet tips up to 1200 µl | 1 | 1 | 8.1 | Ratiolab | 8030170 | www.ratiolab.vom
8101012 | 96-Deep-well-plates 1.2 ml, U-bottom, PP, low profile | 50 | 1 | 143.2 | Ratiolab | 8101012 | www.ratiolab.vom
8101101 | 96-Well-cover mats, TPE | 100 | 1 | 268.9 | Ratiolab | 8101101 | www.ratiolab.vom
8200001 | ratiolab® Micro-Tubes, individual, 1.2 ml, round | 5000 | 1 | 200.3 | Ratiolab | 8200001 | www.ratiolab.vom
8200002 | ratiolab® Micro-Tube-Strips of 8 tubes, 1.2 ml, round | 600 | 1 | 206.5 | Ratiolab | 8200002 | www.ratiolab.vom
8200003 | ratiolab® Micro-Racks, loaded, non-coded, 1.2 ml, round | 4800 | 1 | 447.9 | Ratiolab | 8200003 | www.ratiolab.vom
8200004 | ratiolab® Micro-Racks, loaded, coded, 1.2 ml, round | 4800 | 1 | 496.6 | Ratiolab | 8200004 | www.ratiolab.vom
8200005 | ratiolab® Refill with 96 Micro-Tubes, non-coded, 1.2 ml, round | 4800 | 1 | 239 | Ratiolab | 8200005 | www.ratiolab.vom
8200006 | ratiolab® Refill with 96 Micro-Tubes, coded, 1.2 ml, round | 4800 | 1 | 286.2 | Ratiolab | 8200006 | www.ratiolab.vom
8200007 | ratiolab® Micro-Racks, empty, 1.2 ml | 50 | 1 | 206.5 | Ratiolab | 8200007 | www.ratiolab.vom
8200008 | 1.2 ml 8-Well-Cover stripes, TPE | 1000 | 1 | 181.7 | Ratiolab | 8200008 | www.ratiolab.vom
8200009 | 1.2 ml 96-Well-Cover mat, TPE | 100 | 1 | 248.9 | Ratiolab | 8200009 | www.ratiolab.vom
8200010 | 2.2 ml 96-Well-Cover mat, EVA for 96-square well plates | 100 | 1 | 492.9 | Ratiolab | 8200010 | www.ratiolab.vom
8200021 | ratiolab® Micro-Tubes, individual, 0.65 ml, round | 5000 | 1 | 200.3 | Ratiolab | 8200021 | www.ratiolab.vom
8200022 | ratiolab® Micro-Tube-Strips of 8 tubes, 0.65 ml, round | 600 | 1 | 206.5 | Ratiolab | 8200022 | www.ratiolab.vom
8200023 | ratiolab® Micro-Racks, loaded, non-coded, 0.65 ml, round | 4800 | 1 | 447.9 | Ratiolab | 8200023 | www.ratiolab.vom
8200024 | ratiolab® Micro-Racks, loaded, coded, 0.65 ml, round | 4800 | 1 | 496.6 | Ratiolab | 8200024 | www.ratiolab.vom
8200025 | ratiolab® Refill with 96 Micro-Tubes, non-coded, 0.65 ml, round | 4800 | 1 | 239 | Ratiolab | 8200025 | www.ratiolab.vom
8200026 | ratiolab® Refill with 96 Micro-Tubes, coded, 0.65 ml, round | 4800 | 1 | 286.2 | Ratiolab | 8200026 | www.ratiolab.vom
8200027 | ratiolab® Micro-Racks, empty, 0.65 ml | 50 | 1 | 206.5 | Ratiolab | 8200027 | www.ratiolab.vom
8610001 | PCR Tubes, single, 0.2 ml, domed cap | 1000 | 1 | 43.8 | Ratiolab | 8610001 | www.ratiolab.vom
8610002 | PCR Strips of 8 tubes, 8 x 0.2 ml, without cap, for separate cap strips | 126 | 1 | 93.6 | Ratiolab | 8610002 | www.ratiolab.vom
8610003 | PCR 8-cap-strips, domed cap | 126 | 1 | 24.6 | Ratiolab | 8610003 | www.ratiolab.vom
8610006 | PCR Tubes, single, 0.2 ml, flat cap | 1000 | 1 | 44.6 | Ratiolab | 8610006 | www.ratiolab.vom
8610007 | PCR Tubes, single, 0.5 ml, flat cap | 1000 | 1 | 31.9 | Ratiolab | 8610007 | www.ratiolab.vom
8610011 | 96-Well PCR plates, 96 x 0.2 ml, with rim, high form | 100 | 1 | 400.4 | Ratiolab | 8610011 | www.ratiolab.vom
8610014 | 96-Well PCR plates, 96 x 0.2 ml, without rim, low form | 100 | 1 | 332.5 | Ratiolab | 8610014 | www.ratiolab.vom
8610015 | PCR 8-cap-strips, 0.2 ml, flat cap | 126 | 1 | 27.3 | Ratiolab | 8610015 | www.ratiolab.vom
8610039 | PCR strips of 8 tubes, 8 x 0.2 ml, domed cap, attached individual | 126 | 1 | 140.3 | Ratiolab | 8610039 | www.ratiolab.vom
8610040 | PCR strips of 8 tubes, 8 x 0.2 ml, flat cap, attached individual | 126 | 1 | 140.3 | Ratiolab | 8610040 | www.ratiolab.vom
9022000 | Thermocult Incubator | 1 | 1 | 289.1 | Ratiolab | 9022000 | www.ratiolab.vom
9022001 | Shelf for Thermocult Incubator | 1 | 1 | 44.9 | Ratiolab | 9022001 | www.ratiolab.vom
9022028 | Slamed 5-Channel Coagulometer CC-4000 | 1 | 1 | 3316.6 | Ratiolab | 9022028 | www.ratiolab.vom
9022030 | Slamed Test cuvets for Coagulometer, Slamed Cat. No. 13.40. | 1000 | 1 | 92.3 | Ratiolab | 9022030 | www.ratiolab.vom
9050000 | Petri dishes 90 x 15 mm, with vents | 500 | 1 | 50.4 | Ratiolab | 9050000 | www.ratiolab.vom
9050004 | Petri dishes 147 x 18 mm, with vents | 220 | 1 | 107.4 | Ratiolab | 9050004 | www.ratiolab.vom
9050005 | Petri dishes 65 x 14 mm, with triple vents, with compartments | 500 | 1 | 92.1 | Ratiolab | 9050005 | www.ratiolab.vom
9050006 | Petri dishes 60 x 14 mm, with vents | 500 | 1 | 39.9 | Ratiolab | 9050006 | www.ratiolab.vom
9050100 | Petri dishes 90 x 15 mm, with vents, sterilized | 500 | 1 | 64.3 | Ratiolab | 9050100 | www.ratiolab.vom
9050104 | Petri dishes 147 x 18 mm, with vents, sterilized | 220 | 1 | 120.4 | Ratiolab | 9050104 | www.ratiolab.vom
9050105 | Petri dishes 65 x 14 mm, with triple vents, with compartments, sterilized | 500 | 1 | 99.8 | Ratiolab | 9050105 | www.ratiolab.vom
9050106 | Petri dishes 60 x 14 mm, with vents, sterilized | 500 | 1 | 50.6 | Ratiolab | 9050106 | www.ratiolab.vom
9420016 | Pipetting reservoirs, PS, 6 ml, for 8-channel-pipets | 100 | 1 | 76.2 | Ratiolab | 9420016 | www.ratiolab.vom
9420017 | Pipetting reservoirs, PS, 100 ml, for multi-channel-pipets | 100 | 1 | 105.6 | Ratiolab | 9420017 | www.ratiolab.vom
9420018 | Pipetting reservoirs, PS, 50 ml, for multi-channel-pipets | 100 | 1 | 88 | Ratiolab | 9420018 | www.ratiolab.vom
9420024 | Pipettor stand for ratiopetta® | 1 | 1 | 43.8 | Ratiolab | 9420024 | www.ratiolab.vom
9420025 | Slamed pipet stand for 6 pipets, Slamed Cat.No. 5.2. | 1 | 1 | 99.5 | Ratiolab | 9420025 | www.ratiolab.vom
9420026 | Slamed pipet stand for 4 pipets, Slamed Cat.No. 5.5. | 1 | 1 | 36.7 | Ratiolab | 9420026 | www.ratiolab.vom
9420027 | Slamed pipet stand for multichannel pipets, Slamed Cat.No. 5.3. | 1 | 1 | 19 | Ratiolab | 9420027 | www.ratiolab.vom
9425516 | Pipetting reservoirs, PS, 6 ml, sterilized, for 8-channel-pipets | 100 | 1 | 105.6 | Ratiolab | 9425516 | www.ratiolab.vom
9425517 | Pipetting reservoirs, PS, 100 ml, sterilized, for multi-channel-pipets | 100 | 1 | 134.9 | Ratiolab | 9425517 | www.ratiolab.vom
9425518 | Pipetting reservoirs, PS, 50 ml, sterilized, for multi-channel-pipets | 100 | 1 | 111.4 | Ratiolab | 9425518 | www.ratiolab.vom
|  | VISO | be PVM | 81027.5
|  |  | PVM % | 17015.78
|  |  | su PVM | 98043.28