## Lapas1
TECHNINĖ SPECIFIKACIJA IR PASIŪLYMO FORMA
| PIRKIMO PAVADINIMAS: | Reagentų ir smulkios laboratorinės įrangos bei priemonių pirkimas
| PIRKIMO DALIS (neskirstoma) | 33
| TIEKĖJO PAVADINIMAS: | UAB InBio
| BENDRIEJI REIKALAVIMAI: | Būtina siūlyti visas prekes ir pateikti kiekvienos prekės įkainį. Jeigu tiekėjas prie kurios nors prekės neįrašo kainos, laikoma, kad jis ją siūlo už 0,00 Eur. Jeigu tiekėjas dėl kitokių priežasčių išbraukia iš sąrašo prekės pavadinimą - tiekėjo pasiūlymas tai daliai atmetamas
SUBTIEKĖJAS
Prekės kodas kataloge/ Product Code by Catalog | Reikalaujami techniniai/parametraiProduct Descripton | Pakuotė/Package | Kiekis/ Quantity | Kaina kiekiui (4 stulpelis), Eur be PVM/ Price for Quantity (column 4) without VAT | Gamintojo pavadinimas/ Manufacturer (Producer) | Gamintojo suteiktas prekės kodas /Manufacturer's (Producer's) product Code | Nuoroda į išsamų prekės aprašymą arba gamintojo svetainę /Link to detailed product specification or manufacturer's website
10012 | HYPERSTACK VESSEL - 12 | 4 | 1 | 3047.694 | Corning | 10012 | https://www.corning.com/worldwide/en.html
10013 | HYPERSTACK VESSEL - 12 LAYER, NT,S,1/4 | 4 | 1 | 3191.019 | Corning | 10013 | https://www.corning.com/worldwide/en.html
10036 | HYPERSTACK VESSEL - 36 | 2 | 1 | 3226.977 | Corning | 10036 | https://www.corning.com/worldwide/en.html
10037 | HYPERSTACK VESSEL - 36 LAYER,NT,S,1/2 | 2 | 1 | 3132.987 | Corning | 10037 | https://www.corning.com/worldwide/en.html
10042 | GLASS BOTTLE, 850CM2 TUBING SET,0.2UM FILTER,MPC QUICK CONNECT,1/2 | 2 | 1 | 182.195 | Corning | 10042 | https://www.corning.com/worldwide/en.html
11902 | CELLSTACK,FILLING ACCESSORY,3/8 IN C-FLEX,FEMALE MPC,S,1/4 | 4 | 1 | 265.187 | Corning | 11902 | https://www.corning.com/worldwide/en.html
3528 | DISPOSABLE SIDE-ARM ASSEMBLY,MPC,500ML,1/4 IDX 3/8 OD,45MM,S,1/2 | 2 | 1 | 368.264 | Corning | 3528 | https://www.corning.com/worldwide/en.html
3545 | DISPOSABLE SIDE-ARM ASSEMBLY,MPC,1L,1/4IDX 3/8 OD,45MM,S,IND,1/2 | 2 | 1 | 368.264 | Corning | 3545 | https://www.corning.com/worldwide/en.html
3546 | DISPOSABLE SPINNER FLASK,1L,W/MPC ACCESSORY,S,IND,1/6 | 6 | 1 | 2212.392 | Corning | 3546 | https://www.corning.com/worldwide/en.html
3558 | DISPOSABLE SIDE-ARM ASSEMBLY,MPC,3L,1/4IDX 3/8 OD,45MM,S,IND,1/2 | 2 | 1 | 382.512 | Corning | 3558 | https://www.corning.com/worldwide/en.html
3559 | DISPOSABLE SPINNER FLASK,3L,W/MPC ACCESORY,S,IND,1/4 | 4 | 1 | 2221.908 | Corning | 3559 | https://www.corning.com/worldwide/en.html
3562 | DISPOSABLE SIDE-ARM ASSEMBLY,1L,45MM,S,IND,1/2 | 2 | 1 | 368.264 | Corning | 3562 | https://www.corning.com/worldwide/en.html
3564 | DISPOSABLE SIDE-ARM ASSEMBLY,3L,45MM,S,IND,1/2 | 2 | 1 | 368.264 | Corning | 3564 | https://www.corning.com/worldwide/en.html
3565 | DISPOSABLE SPINNER FLASK,SA ACCESSORY,45MM,2 PORT,500ML,S,IND,1/2 | 2 | 1 | 368.264 | Corning | 3565 | https://www.corning.com/worldwide/en.html
3569 | DISPOSABLE SPINNER FLASK,1L,W/ASEPTIC ACCESSORY,S,IND,1/6 | 6 | 1 | 2212.392 | Corning | 3569 | https://www.corning.com/worldwide/en.html
3579 | DISPOSABLE SPINNER FLASK,3L,W/ASEPTIC ACCESSORY,S,IND,1/4 | 4 | 1 | 2221.908 | Corning | 3579 | https://www.corning.com/worldwide/en.html
11405 | CORNING® ERLENMEYER FLASK, 125ML, PLAIN, WITH ASEPTIC CONNECTOR, MLL, 1/8",ID C-FLEX,STERILE | 6 | 1 | 706.056 | Corning | 11405 | https://www.corning.com/worldwide/en.html
11410 | CORNING® ERLENMEYER FLASK, 250ML, PLAIN, WITH ASEPTIC CONNECTOR, MLL, 1/8",ID C-FLEX 36", STERILE | 4 | 1 | 473.044 | Corning | 11410 | https://www.corning.com/worldwide/en.html
11415 | CORNING® ERLENMEYER FLASK, 250ML, PLAIN, WITH ASEPTIC CONNECTOR, MLL, 1/8",ID C-FLEX, STERILE | 4 | 1 | 476.684 | Corning | 11415 | https://www.corning.com/worldwide/en.html
11425 | CORNING® ERLENMEYER FLASK, 500ML, PLAIN, WITH ASEPTIC CONNECTOR, MLL, 1/8",ID C-FLEX, STERILE | 2 | 1 | 335.452 | Corning | 11425 | https://www.corning.com/worldwide/en.html
11440 | FLASK,PLAIN ERLENMEYER,1000ML,FILTER,C-FLEX,MLL,S,IND,1/4 | 4 | 1 | 388.232 | Corning | 11440 | https://www.corning.com/worldwide/en.html
11460 | CORNING® ERLENMEYER FLASK, 2L, PLAIN, WITH ASEPTIC CONNECTOR, MLL, 1/4",ID C-FLEX 20" , STERILE | 2 | 1 | 392.34 | Corning | 11460 | https://www.corning.com/worldwide/en.html
11465 | CORNING® ERLENMEYER FLASK, 2L, PLAIN, WITH ASEPTIC CONNECTOR, MLL, 1/4",ID C-FLEX, STERILE | 2 | 1 | 394.264 | Corning | 11465 | https://www.corning.com/worldwide/en.html
11495 | CORNING® ERLENMEYER FLASK, 3L, PLAIN, WITH ASEPTIC CONNECTOR, MLL, 1/4",ID C-FLEX, STERILE | 2 | 1 | 423.644 | Corning | 11495 | https://www.corning.com/worldwide/en.html
11500 | 5L ERLENMEYER TRANSFER CAP, STERILE, MPC, IND, 1/4 | 4 | 1 | 530.712 | Corning | 11500 | https://www.corning.com/worldwide/en.html
11501 | 5L ERLENMEYER FLASK, PLAIN BOTTOM, PREASSEMBLED WITH TRANSFER CAP, MPC, STERILE, IND, 1/2 | 2 | 1 | 594.256 | Corning | 11501 | https://www.corning.com/worldwide/en.html
11502 | 5L ERLENMEYER FLASK, BAFFLED BOTTOM, PREASSEMBLED WITH TRANSFER CAP, MPC, STERILE, IND, 1/3 | 2 | 1 | 611.572 | Corning | 11502 | https://www.corning.com/worldwide/en.html
431444 | CAP,1L ERLENMEYER ACCESS,LUER END,1/8"DOUBLE BAGGED,IND,S,1/5 | 5 | 1 | 458.796 | Corning | 431444 | https://www.corning.com/worldwide/en.html
431445 | CAP,1L ERLENMEYER ACCESS,MPCQUICK CONNECT,1/4",DOUBLE BAGGED,S,IND,1/5 | 5 | 1 | 508.196 | Corning | 431445 | https://www.corning.com/worldwide/en.html
431446 | CAP,2L ERLENMEYER ACCESS,LUER END,1/8"DOUBLE BAGGED,IND,S,1/6 | 6 | 1 | 635.232 | Corning | 431446 | https://www.corning.com/worldwide/en.html
431447 | CAP,2L ERLENMEYER ACCESS,MPCQUICK CONNECT,1/4",DOUBLE BAGGED,IND,1/6 | 6 | 1 | 669.084 | Corning | 431447 | https://www.corning.com/worldwide/en.html
431448 | CAP,3L ERLENMEYER ACCESS,LUER END,1/8"DOUBLE BAGGED,IND,S,1/4 | 4 | 1 | 479.96 | Corning | 431448 | https://www.corning.com/worldwide/en.html
431449 | CAP,3L ERLENMEYER ACCESS,MPCQUICK CONNECT,1/4",DOUBLE BAGGED,S,IND,1/4 | 4 | 1 | 519.428 | Corning | 431449 | https://www.corning.com/worldwide/en.html
431510 | FLASK,ERLENMEYER,1L,PLAIN,W/ASEPTIC CONN,MLL,1/8' ID TUBING,S,IND,1/4 | 4 | 1 | 578.916 | Corning | 431510 | https://www.corning.com/worldwide/en.html
431512 | FLASK,ERLENMEYER,2L,PLAIN,W/ASEPTIC CONN,MLL,1/8' ID TUBING,S,IND,1/3 | 3 | 1 | 588.432 | Corning | 431512 | https://www.corning.com/worldwide/en.html
431514 | FLASK,ERLENMEYER,3L,PLAIN,W/ASEPTIC CONN,MLL,1/8' ID TUBING,S,IND,1/2 | 2 | 1 | 545.324 | Corning | 431514 | https://www.corning.com/worldwide/en.html
431516 | FLASK,ERLENMEYER,1L,PLAIN,W/ASEPTIC CONN,MPC,1/4' ID TUBINGS,IND,1/4 | 4 | 1 | 527.904 | Corning | 431516 | https://www.corning.com/worldwide/en.html
431518 | FLASK,ERLENMEYER,2L,PLAIN,W/ASEPTIC CONN,MPC,1/4' ID TUBING,S,IND,1/3 | 3 | 1 | 529.672 | Corning | 431518 | https://www.corning.com/worldwide/en.html
431520 | FLASK,ERLENMEYER,3L,PLAIN,W/ASEPTIC CONN,MPC,1/4' ID TUBING,S,IND,1/2 | 2 | 1 | 563.94 | Corning | 431520 | https://www.corning.com/worldwide/en.html
4628 | DISPOSABLE ASEPTIC TRANSFER CAP, MICROCARRIERS, 500G,MPC,STERILE,1/PK,1/CS | 1 | 1 | 183.157 | Corning | 4628 | https://www.corning.com/worldwide/en.html
4629 | DISPOSABLE ASEPTIC TRANSFER CAP, MICROCARRIERS, 500G,MPC,STERILE,1/PK,1/CS | 1 | 1 | 196.287 | Corning | 4629 | https://www.corning.com/worldwide/en.html
10043 | DISPOSABLE ASCEPTIC TRANSFER CAP,ROLLER BOTTLE,MPC QUICK CONNECT,0.2UM FILTER,S,IND,1/2 | 2 | 1 | 651.833 | Corning | 10043 | https://www.corning.com/worldwide/en.html
4626 | DISPOSABLE ASEPTIC TRANSFER CAP, MICROCARRIERS, 500G,MPC,STERILE,1/PK,1/CS | 1 | 1 | 184.977 | Corning | 4626 | https://www.corning.com/worldwide/en.html
4627 | DISPOSABLE ASEPTIC TRANSFER CAP, MICROCARRIERS, 500G,MPC,STERILE,1/PK,1/CS | 1 | 1 | 198.159 | Corning | 4627 | https://www.corning.com/worldwide/en.html
11650 | STORAGE BOTTLE 150ML,POLYSTYRENE, DIP TUBE, 0.2µM MLL/FLL FILTER,MPC,STERILE,IND,1/8 | 8 | 1 | 1511.562 | Corning | 11650 | https://www.corning.com/worldwide/en.html
11651 | STORAGE BOTTLE 150ML,POLYSTYRENE, DIP TUBE, WITH 0.2µM PTFE FILTER, MPC, STERILE,IND,1/8 | 8 | 1 | 1395.862 | Corning | 11651 | https://www.corning.com/worldwide/en.html
11655 | STORAGE BOTTLE 250ML,POLYSTYRENE, DIP TUBE, 0.2µM MLL/FLL FILTER,MLL,STERILE,IND,1/6 | 6 | 1 | 1130.337 | Corning | 11655 | https://www.corning.com/worldwide/en.html
11656 | STORAGE BOTTLE 250ML,POLYSTYRENE, DIP TUBE, WITH 0.2µM PTFE FILTER, MPC, STERILE, IND,1/6 | 6 | 1 | 1055.353 | Corning | 11656 | https://www.corning.com/worldwide/en.html
11665 | STORAGE BOTTLE,500ML,PS,1/8" ID,0.2UM LUER FLTR,MLL,S,IND,1/4 | 4 | 1 | 617.201 | Corning | 11665 | https://www.corning.com/worldwide/en.html
11666 | STORAGE BOTTLE 500ML,POLYSTYRENE, DIP TUBE, WITH 0.2µM PTFE FILTER, MPC, STERILE, IND,1/4 | 4 | 1 | 680.888 | Corning | 11666 | https://www.corning.com/worldwide/en.html
11680 | STORAGE BOTTLE 1L, PS, 1/8" ID C-FLEX, 0,2 µM FILTER, MLL/FLL,STERILE | 4 | 1 | 734.448 | Corning | 11680 | https://www.corning.com/worldwide/en.html
11681 | STORAGE BOTTLE 1L,POLYSTYRENE, DIP TUBE, WITH 0.2µM PTFE FILTER, MPC, STERILE, IND,1/4 | 4 | 1 | 680.888 | Corning | 11681 | https://www.corning.com/worldwide/en.html
11705 | TUBE,CENTRIFUGE,50ML,W/DIPTUBE ACCESSORY,S,IND,1/2 | 2 | 1 | 174.889 | Corning | 11705 | https://www.corning.com/worldwide/en.html
11706 | TUBE,CENTRIFUGE,50ML,W/ACCESSORY,S,IND,1/2 | 2 | 1 | 168.415 | Corning | 11706 | https://www.corning.com/worldwide/en.html
11750 | TUBE,CENTRIFUGE,500ML,W/ACCESSORY,S,IND,1/2 | 2 | 1 | 226.694 | Corning | 11750 | https://www.corning.com/worldwide/en.html
11000 | DUAL BENCHTOP MANUAL MANIPULATOR | 1 | 1 | 23012.652 | Corning | 11000 | https://www.corning.com/worldwide/en.html
432000 | COOLCELL, PURPLE | 1 | 1 | 132.782 | Corning | 432000 | https://www.corning.com/worldwide/en.html
432001 | COOLCELL® LX, PURPLE CELL FREEZING CONTAINER, FOR 12 X 1ML OR 2ML CRYOGENIC VIALS | 1 | 1 | 166.478 | Corning | 432001 | https://www.corning.com/worldwide/en.html
432002 | COOLCELL® LX,. GREEN CELL FREEZING CONTAINER, FOR 12 X 1ML OR 2ML CRYOGENIC VIALS | 1 | 1 | 166.478 | Corning | 432002 | https://www.corning.com/worldwide/en.html
432003 | COOLCELL® LX, ORANGE CELL FREEZING CONTAINER, FOR 12 X 1ML OR 2ML CRYOGENIC VIALS | 1 | 1 | 166.478 | Corning | 432003 | https://www.corning.com/worldwide/en.html
432004 | COOLCELL® LX, PINK CELL FREEZING CONTAINER, FOR 12 X 1ML OR 2ML CRYOGENIC VIALS | 1 | 1 | 166.478 | Corning | 432004 | https://www.corning.com/worldwide/en.html
432005 | COOLCELL® 5ML LX, PURPLE CELL FREEZING CONTAINER, FOR 12 X 3.5ML TO 5ML CRYOGENIC VIALS, PURPLE | 1 | 1 | 223.236 | Corning | 432005 | https://www.corning.com/worldwide/en.html
432006 | COOLCELL® FTS30, PURPLE FREEZING CONTAINER, FOR 30 X 1ML OR 2ML CRYOGENIC VIALS | 1 | 1 | 455.13 | Corning | 432006 | https://www.corning.com/worldwide/en.html
432007 | COOLCELL® FTS30 FREEZING CONTAINER, FOR 30 X 1ML OR 2ML CRYOGENIC VIALS | 1 | 1 | 455.13 | Corning | 432007 | https://www.corning.com/worldwide/en.html
432008 | COOLCELL® FTS30, GREEN FREEZING CONTAINER, FOR 30 X 1ML OR 2ML CRYOGENIC VIALS | 1 | 1 | 455.13 | Corning | 432008 | https://www.corning.com/worldwide/en.html
432009 | COOLCELL® FTS30, PINK FREEZING CONTAINER, FOR 30 X 1ML OR 2ML CRYOGENIC VIALS | 1 | 1 | 455.13 | Corning | 432009 | https://www.corning.com/worldwide/en.html
432010 | COOLCELL®SV2 FREEZING CONTAINER, FOR 12 X 2ML SERUM VIALS | 1 | 1 | 318.487 | Corning | 432010 | https://www.corning.com/worldwide/en.html
432011 | COOLCELL® SV10 FREEZING CONTAINER, FOR 6 X 10ML SERUM VIALS | 1 | 1 | 318.487 | Corning | 432011 | https://www.corning.com/worldwide/en.html
432012 | COOLCELL SV2 STEMCELL CRYOPRESERVATION SYSTEM INCLUDES THE XT STARTER BENCHTOP COOLER, COOLRACK SV2 AND COOLCELL SV2 CELL FREEZING CONTAINER FOR 12 INJECTABLE VIALS | 1 | 1 | 824.265 | Corning | 432012 | https://www.corning.com/worldwide/en.html
432013 | COOLCELL SV10 STEMCELL CRYOPRESERVATION SYSTEM INCLUDES THE XT STARTER BENCHTOP COOLER, COOLRACK SV10 AND COOLCELL SV10 CELL FREEZING CONTAINER FOR 6 INJECTABLE VIALS | 1 | 1 | 824.265 | Corning | 432013 | https://www.corning.com/worldwide/en.html
432076 | FILLER VIALS FOR COOLCELL FREEZING CONTAINER TO USE WHEN FREEZING LESS THAN A FULL BATCH OF VIALS, 2ML SIZE, FITS COOLCELL, COOLCELL LX AND COOLCELL FTS30 CONTAINERS | 6 | 1 | 24.102 | Corning | 432076 | https://www.corning.com/worldwide/en.html
432077 | FILLER VIALS FOR COOLCELL FREEZING CONTAINER TO USE WHEN FREEZING LESS THAN A FULL BATCH OF VIALS, 5ML SIZE, FITS COOLCELL 5ML LX CONTAINER | 6 | 1 | 24.102 | Corning | 432077 | https://www.corning.com/worldwide/en.html
432078 | REMOVABLE CRYOGENIC VIAL MODULE FOR COOLCELL FTS30 | 10 | 1 | 99.099 | Corning | 432078 | https://www.corning.com/worldwide/en.html
432138 | COOLCELL® LX-4 PACK, 4 COLOURS, CELL FREEZING CONTAINER, FOR 12 X 1ML OR 2ML CRYOGENIC VIALS | 4 | 1 | 564.785 | Corning | 432138 | https://www.corning.com/worldwide/en.html
432014 | XT STARTER COMPLETE, LOW PROFILE, OPEN PLATFORM ICE-FREE COOLER | 1 | 1 | 197.249 | Corning | 432014 | https://www.corning.com/worldwide/en.html
432015 | XT STARTER HOLDER ONLY OPEN PLATFORM ICE FREE COOLER | 1 | 1 | 61.555 | Corning | 432015 | https://www.corning.com/worldwide/en.html
432016 | XT STARTER PCR96 KIT, CONTAINS XT STARTER OPEN PLATFORM ICE-FREE BENCHTOP COOLER AND COOLRACK PCR MODULE | 1 | 1 | 489.06 | Corning | 432016 | https://www.corning.com/worldwide/en.html
432017 | XT STARTER M-PCR KIT, CONTAINS XT STARTER OPEN PLATFORM ICE-FREE BENCHTOP COOLER AND COOLRACK M-PCR MODULE | 1 | 1 | 481.468 | Corning | 432017 | https://www.corning.com/worldwide/en.html
432018 | COOLBOX 30 SYSTEM, PURPLE, INCLUDING ONE COOLING CARTRIDGE. TO USE WITH ANY 30 PLACE COOLRACK TUBE MODULE. | 1 | 1 | 215.566 | Corning | 432018 | https://www.corning.com/worldwide/en.html
432019 | COOLBOX M30 SYSTEM. INCLUDES COOLBOX 30 IN PURPLE, ONE COOLING CARTRIDGE AND COOLRACK M30 TUBE MODULE. ICE-FREE COOLING OR FREEZING FOR UP TO 30 X 1.5 ML OR 2.0 ML MICROFUGE TUBES | 1 | 1 | 460.551 | Corning | 432019 | https://www.corning.com/worldwide/en.html
432020 | COOLBOX CFT30 SYSTEM. INCLUDES COOLBOX 30 IN PURPLE, ONE COOLING CARTRIDGE AND COOLRACK CFT30 TUBE MODULE. ICE-FREE COOLING OR FREEZING FOR UP TO 30 CRYOGENIC VIALS, WITH "GRIPPING" WELLS FOR ONE-HAND VIAL OPENING/CLOSING | 1 | 1 | 512.759 | Corning | 432020 | https://www.corning.com/worldwide/en.html
432021 | COOLBOX XT, PURPLE ALL-DAY COOLING AND FREEZING WORKSTATION, SINGLE CAPACITY | 1 | 1 | 507.091 | Corning | 432021 | https://www.corning.com/worldwide/en.html
432022 | COOLBOX XT, GREEN ALL-DAY COOLING AND FREEZING WORKSTATION, SINGLE CAPACITY | 1 | 1 | 507.091 | Corning | 432022 | https://www.corning.com/worldwide/en.html
432023 | COOLBOX XT, ORANGE ALL-DAY COOLING AND FREEZING WORKSTATION, SINGLE CAPACITY | 1 | 1 | 507.091 | Corning | 432023 | https://www.corning.com/worldwide/en.html
432024 | COOLBOX XT, PINK ALL-DAY COOLING AND FREEZING WORKSTATION, SINGLE CAPACITY | 1 | 1 | 507.091 | Corning | 432024 | https://www.corning.com/worldwide/en.html
432025 | COOLBOX 2XT, PURPLE ALL-DAY COOLING AND FREEZING WORKSTATION, DOUBLE CAPACITY | 1 | 1 | 781.313 | Corning | 432025 | https://www.corning.com/worldwide/en.html
432026 | COOLBOX 2XT, GREEN ALL-DAY COOLING AND FREEZING WORKSTATION, DOUBLE CAPACITY | 1 | 1 | 781.313 | Corning | 432026 | https://www.corning.com/worldwide/en.html
432027 | COOLBOX 2XT, ORANGE ALL-DAY COOLING AND FREEZING WORKSTATION, DOUBLE CAPACITY | 1 | 1 | 781.313 | Corning | 432027 | https://www.corning.com/worldwide/en.html
432028 | COOLBOX 2XT, PINK ALL-DAY COOLING AND FREEZING WORKSTATION, DOUBLE CAPACITY | 1 | 1 | 781.313 | Corning | 432028 | https://www.corning.com/worldwide/en.html
432029 | COOLBOX XT CRYOTUBE 24 WORKSTATION WITH COOLRACK XT CF24 FOR 24 CRYOTUBES | 1 | 1 | 740.649 | Corning | 432029 | https://www.corning.com/worldwide/en.html
432030 | COOLBOX XT MICROTUBE 24 WORKSTATION WITH COOLRACK XT M24 FOR 24 1.5 OR 2.0ML MICROCENTRIFUGE TUBES | 1 | 1 | 719.784 | Corning | 432030 | https://www.corning.com/worldwide/en.html
432031 | COOLBOX XT PCR96 WORKSTATION WITH COOLRACK XT PCR TO HOLD ONE 96-WELL PCR PLATE, STRIP-WELLS OR TUBES. | 1 | 1 | 768.209 | Corning | 432031 | https://www.corning.com/worldwide/en.html
432032 | COOLBOX XT PCR96 WORKSTATION WITH COOLRACK XT M-PCR FOR 6 ROWS OF PCR STRIP-WELLS AND UP TO 12 MICROFUGE TUBES. | 1 | 1 | 761.514 | Corning | 432032 | https://www.corning.com/worldwide/en.html
432033 | COOLBOX 2XT PCR WORKSTATION WITH COOLRACK XT M24 AND COOLRACK PCR96 | 1 | 1 | 1249.651 | Corning | 432033 | https://www.corning.com/worldwide/en.html
432034 | COOLRACK M6, GRAY HOLDS 6 X 1.5 OR 2ML MICROFUGE TUBES | 1 | 1 | 62.543 | Corning | 432034 | https://www.corning.com/worldwide/en.html
432035 | COOLRACK M6, GREEN. HOLDS 6 X 1.5 OR 2ML MICROFUGE TUBES | 1 | 1 | 62.543 | Corning | 432035 | https://www.corning.com/worldwide/en.html
432036 | COOLRACK M6, ORANGE, HOLDS 6 X 1.5 OR 2ML MICROFUGE TUBES | 1 | 1 | 62.543 | Corning | 432036 | https://www.corning.com/worldwide/en.html
432037 | COOLRACK M15, GRAY, HOLDS 15 X 1.5 OR 2ML MICROFUGE TUBES | 1 | 1 | 151.06 | Corning | 432037 | https://www.corning.com/worldwide/en.html
432038 | COOLRACK M15, GREEN, HOLDS 15 X 1.5 OR 2ML MICROFUGE TUBES | 1 | 1 | 151.06 | Corning | 432038 | https://www.corning.com/worldwide/en.html
432039 | COOLRACK M15, ORANGE HOLDS 15 X 1.5 OR 2ML MICROFUGE TUBES | 1 | 1 | 151.06 | Corning | 432039 | https://www.corning.com/worldwide/en.html
432040 | COOLRACK XT M24, HOLDS 24 X 1.5 OR 2ML MICROFUGE TUBES, | 1 | 1 | 264.641 | Corning | 432040 | https://www.corning.com/worldwide/en.html
432041 | COOLRACK M30, GRAY, HOLDS 30 X 1.5 OR 2ML MICROFUGE TUBES | 1 | 1 | 266.565 | Corning | 432041 | https://www.corning.com/worldwide/en.html
432042 | COOLRACK M30, GREEN, HOLDS 30 X 1.5 OR 2ML MICROFUGE TUBES | 1 | 1 | 266.565 | Corning | 432042 | https://www.corning.com/worldwide/en.html
432043 | COOLRACK M30, ORANGE HOLDS 30 X 1.5 OR 2ML MICROFUGE TUBES | 1 | 1 | 266.565 | Corning | 432043 | https://www.corning.com/worldwide/en.html
432044 | COOLRACK M90, GRAY, HOLDS 90 X 1.5 OR 2ML MICROFUGE TUBES | 1 | 1 | 401.219 | Corning | 432044 | https://www.corning.com/worldwide/en.html
432045 | COOLRACK M96, GRAY, HOLDS 96 X 1.5 OR 2ML MICROFUGE TUBES WITH A-H AND 1-12 ROW AND COLUMN INDEXING | 1 | 1 | 532.09 | Corning | 432045 | https://www.corning.com/worldwide/en.html
432046 | COOLRACK 500UL M30-PF, GRAY, HOLDS 30 X 500UL MICROFUGE TUBES, TAPERED WELLS FOR CONICAL TUBES | 1 | 1 | 313.69 | Corning | 432046 | https://www.corning.com/worldwide/en.html
432047 | COOLRACK M15-PF, GRAY, HOLDS 15 X 1.5ML MICROFUGE TUBES, TAPERED WELLS FOR CONICAL TUBES | 1 | 1 | 207.87 | Corning | 432047 | https://www.corning.com/worldwide/en.html
432048 | COOLRACK M30-PF, GRAY, HOLDS 30 X 1.5ML MICROFUGE TUBES, TAPERED WELLS FOR CONICAL TUBES | 1 | 1 | 313.69 | Corning | 432048 | https://www.corning.com/worldwide/en.html
432049 | COOLRACK CF15, HOLDS 15 CRYOVIAL OR FACS TUBES | 1 | 1 | 151.06 | Corning | 432049 | https://www.corning.com/worldwide/en.html
432050 | COOLRACK XT CFT24, HOLDS 24 CRYOVIAL OR FACS TUBES, WITH "GRIPPING" WELLS FOR ONE-HAND VIAL OPENING/CLOSING | 1 | 1 | 285.779 | Corning | 432050 | https://www.corning.com/worldwide/en.html
432051 | COOLRACK CF45, HOLDS 45 CRYOVIAL OR FACS TUBES | 1 | 1 | 282.867 | Corning | 432051 | https://www.corning.com/worldwide/en.html
432052 | COOLRACK CFT30, HOLDS 30 CRYOVIAL OR FACS TUBES, WITH "GRIPPING" WELLS FOR ONE-HAND VIAL OPENING/CLOSING | 1 | 1 | 313.69 | Corning | 432052 | https://www.corning.com/worldwide/en.html
432053 | COOLRACK XT PCR96 FOR 12 STRIP WELLS | 1 | 1 | 316.602 | Corning | 432053 | https://www.corning.com/worldwide/en.html
432054 | COOLRACK XT-M-PCR, HOLDS 12 X 1.5 OR 2ML MICROFUGE TUBES AND 6 STRIP WELLS | 1 | 1 | 308.893 | Corning | 432054 | https://www.corning.com/worldwide/en.html
432055 | COOLRACK XT PCR384 FOR 384-WELL PLATE | 1 | 1 | 350.246 | Corning | 432055 | https://www.corning.com/worldwide/en.html
432056 | COOLRACK 96X0.5ML, FOR 96 X 0.5ML 2D TUBES | 1 | 1 | 390.65 | Corning | 432056 | https://www.corning.com/worldwide/en.html
432057 | COOLRACK 96X1ML, FOR 96 X 1.4ML 2D TUBES | 1 | 1 | 356.031 | Corning | 432057 | https://www.corning.com/worldwide/en.html
432058 | COOLRACK SV2 HOLDS 12 X 5 ML INJECTABLE AMPULES | 1 | 1 | 327.171 | Corning | 432058 | https://www.corning.com/worldwide/en.html
432059 | COOLRACK SV10 HOLDS 12 X 10 ML INJECTABLE AMPULES | 1 | 1 | 327.171 | Corning | 432059 | https://www.corning.com/worldwide/en.html
432060 | COOLRACK XT 5ML HOLDS 12 X 5ML CENTRIFUGE TUBES | 1 | 1 | 266.565 | Corning | 432060 | https://www.corning.com/worldwide/en.html
432061 | COOLRACK 15ML, HOLDS 9 X 15ML CONICAL CENTRIFUGE TUBE | 1 | 1 | 278.07 | Corning | 432061 | https://www.corning.com/worldwide/en.html
432062 | COOLRACK 50ML, HOLDS 4 X 50ML CONICAL CENTRIFUGE TUBE | 1 | 1 | 278.07 | Corning | 432062 | https://www.corning.com/worldwide/en.html
432063 | COOLRACK 250ML, HOLDS 1 X 250ML CONICAL CENTRIFUGE TUBE | 1 | 1 | 316.602 | Corning | 432063 | https://www.corning.com/worldwide/en.html
432064 | COOLRACK 250ML, HOLD 1 X 250ML EASY GRIP STORAGE BOTTLE | 1 | 1 | 316.602 | Corning | 432064 | https://www.corning.com/worldwide/en.html
432065 | COOLRACK VS13, HOLDS 9X13X75MM BLOOD TUBES | 1 | 1 | 290.576 | Corning | 432065 | https://www.corning.com/worldwide/en.html
432066 | COOLRACK V16, HOLDS 9X16X100MM BLOOD TUBES | 1 | 1 | 290.576 | Corning | 432066 | https://www.corning.com/worldwide/en.html
432067 | COOLRACK V13, HOLDS 9X13X100MM BLOOD TUBES | 1 | 1 | 290.576 | Corning | 432067 | https://www.corning.com/worldwide/en.html
432068 | COOLRACK L, LIGHTWEIGHT INSULATED MODULE FOR 12 X 15ML CENTRIFUGE TUBES | 1 | 1 | 273.221 | Corning | 432068 | https://www.corning.com/worldwide/en.html
432069 | COOLRACK LV, LIGHTWEIGHT, INSULATED MODULE FOR 12 X 13MM OR 16MM DIAMETER TUBES | 1 | 1 | 273.221 | Corning | 432069 | https://www.corning.com/worldwide/en.html
432070 | COOLSINK XT96F, FLAT BOTTOM PLATE MODULE | 1 | 1 | 280.995 | Corning | 432070 | https://www.corning.com/worldwide/en.html
432071 | COOLSINK XT 96U, 96 WELL U-BOTTOM PLATE MODULE | 1 | 1 | 314.626 | Corning | 432071 | https://www.corning.com/worldwide/en.html
432072 | COOLSINK LX55, 55ML REAGENT RESERVOIR MODULE | 1 | 1 | 258.856 | Corning | 432072 | https://www.corning.com/worldwide/en.html
432073 | THERMALTRAY SLP LOW PROFILE FOR LIQUID NITROGEN | 1 | 1 | 302.133 | Corning | 432073 | https://www.corning.com/worldwide/en.html
432074 | THERMALTRAY LP, MEDIUM-PROFILE FOR ICE | 1 | 1 | 314.626 | Corning | 432074 | https://www.corning.com/worldwide/en.html
432075 | THERMALTRAY HP, HIGH-PROFILE FOR WATER BATH | 1 | 1 | 336.804 | Corning | 432075 | https://www.corning.com/worldwide/en.html
432079 | 0 TO -20˚C COOLING CARTRIDGE, GREEN 3 PER PACK FOR USE IN COOLBOX 30 | 3 | 1 | 133.926 | Corning | 432079 | https://www.corning.com/worldwide/en.html
432080 | 0.5 TO 4˚C COOLING CARTRIDGE, BLUE 3 PER PACK FOR USE IN COOLBOX 30 | 3 | 1 | 131.04 | Corning | 432080 | https://www.corning.com/worldwide/en.html
432081 | XT COOLING CORE FOR COOLBOX XT WORKSTATIONS, FOR 0.5˚ TO 4˚C | 1 | 1 | 166.478 | Corning | 432081 | https://www.corning.com/worldwide/en.html
432082 | XT FREEZING CORE FOR COOLBOX XT WORKSTATIONS, FORBELOW 0˚C | 1 | 1 | 228.085 | Corning | 432082 | https://www.corning.com/worldwide/en.html
432083 | EXTENSION COLLAR FOR COOLBOX XT, PURPLE | 1 | 1 | 86.593 | Corning | 432083 | https://www.corning.com/worldwide/en.html
432084 | EXTENSION COLLAR FOR COOLBOX XT, GREEN | 1 | 1 | 86.593 | Corning | 432084 | https://www.corning.com/worldwide/en.html
432085 | EXTENSION COLLAR FOR COOLBOX XT, ORANGE | 1 | 1 | 86.593 | Corning | 432085 | https://www.corning.com/worldwide/en.html
432086 | EXTENSION COLLAR FOR COOLBOX XT, PINK | 1 | 1 | 86.593 | Corning | 432086 | https://www.corning.com/worldwide/en.html
432087 | EXTENSION COLLAR FOR COOLBOX 2XT, PURPLE | 1 | 1 | 107.783 | Corning | 432087 | https://www.corning.com/worldwide/en.html
432088 | EXTENSION COLLAR FOR COOLBOX 2XT, GREEN | 1 | 1 | 107.783 | Corning | 432088 | https://www.corning.com/worldwide/en.html
432089 | EXTENSION COLLAR FOR COOLBOX 2XT, ORANGE | 1 | 1 | 107.783 | Corning | 432089 | https://www.corning.com/worldwide/en.html
432090 | EXTENSION COLLAR FOR COOLBOX 2XT, PINK | 1 | 1 | 107.783 | Corning | 432090 | https://www.corning.com/worldwide/en.html
432091 | 1 TO 8˚C ADHESIVE STRIP LCD TEMPERATURE DISPLAY | 4 | 1 | 46.189 | Corning | 432091 | https://www.corning.com/worldwide/en.html
432092 | ELASTIC SLEEVES FOR COOLRACK MODULES | 4 | 1 | 24.102 | Corning | 432092 | https://www.corning.com/worldwide/en.html
432093 | ICE PAN, RECTANGULAR, MAXI 9L GREEN | 1 | 1 | 135.694 | Corning | 432093 | https://www.corning.com/worldwide/en.html
432094 | ICE PAN, RECTANGULAR, MAXI 9L BLUE | 1 | 1 | 135.694 | Corning | 432094 | https://www.corning.com/worldwide/en.html
432095 | ICE PAN, RECTANGULAR, MAXI 9L RED | 1 | 1 | 135.694 | Corning | 432095 | https://www.corning.com/worldwide/en.html
432096 | ICE PAN, RECTANGULAR, MAXI 9L ORANGE | 1 | 1 | 135.694 | Corning | 432096 | https://www.corning.com/worldwide/en.html
432097 | ICE PAN, RECTANGULAR, MAXI 9L LIME GREEN | 1 | 1 | 135.694 | Corning | 432097 | https://www.corning.com/worldwide/en.html
432098 | ICE PAN, RECTANGULAR, MAXI 9L PINK | 1 | 1 | 135.694 | Corning | 432098 | https://www.corning.com/worldwide/en.html
432099 | ICE PAN, RECTANGULAR, MAXI 9L PURPLE | 1 | 1 | 135.694 | Corning | 432099 | https://www.corning.com/worldwide/en.html
432100 | ICE PAN, RECTANGULAR WITH LID, MAXI 9L BLUE | 1 | 1 | 158.769 | Corning | 432100 | https://www.corning.com/worldwide/en.html
432101 | ICE PAN, RECTANGULAR WITH LID, MAXI 9L LIME GREEN | 1 | 1 | 158.769 | Corning | 432101 | https://www.corning.com/worldwide/en.html
432102 | ICE PAN, RECTANGULAR WITH LID, MAXI 9L PURPLE | 1 | 1 | 158.769 | Corning | 432102 | https://www.corning.com/worldwide/en.html
432103 | ICE PAN, RECTANGULAR, MIDI, 4L, GREEN | 1 | 1 | 101.023 | Corning | 432103 | https://www.corning.com/worldwide/en.html
432104 | ICE PAN, RECTANGULAR, MIDI, 4L, BLUE | 1 | 1 | 101.023 | Corning | 432104 | https://www.corning.com/worldwide/en.html
432105 | ICE PAN, RECTANGULAR, MIDI, 4L, RED | 1 | 1 | 101.023 | Corning | 432105 | https://www.corning.com/worldwide/en.html
432106 | ICE PAN, RECTANGULAR, MIDI, 4L, ORANGE | 1 | 1 | 101.023 | Corning | 432106 | https://www.corning.com/worldwide/en.html
432107 | ICE PAN, RECTANGULAR, MIDI, 4L, LIME GREEN | 1 | 1 | 101.023 | Corning | 432107 | https://www.corning.com/worldwide/en.html
432108 | ICE PAN, RECTANGULAR, MIDI, 4L, PINK | 1 | 1 | 101.023 | Corning | 432108 | https://www.corning.com/worldwide/en.html
432109 | ICE PAN, RECTANGULAR, MIDI, 4L, PURPLE | 1 | 1 | 101.023 | Corning | 432109 | https://www.corning.com/worldwide/en.html
432110 | ICE PAN, RECTANGULAR WITH LID, MIDI, 4L, BLUE | 1 | 1 | 116.441 | Corning | 432110 | https://www.corning.com/worldwide/en.html
432111 | ICE PAN, RECTANGULAR WITH LID, MIDI, 4L, ORANGE | 1 | 1 | 116.441 | Corning | 432111 | https://www.corning.com/worldwide/en.html
432112 | ICE PAN, RECTANGULAR WITH LID, MIDI, 4L, LIME GREEN | 1 | 1 | 116.441 | Corning | 432112 | https://www.corning.com/worldwide/en.html
432113 | ICE PAN, RECTANGULAR WITH LID, MIDI, 4L, PINK | 1 | 1 | 116.441 | Corning | 432113 | https://www.corning.com/worldwide/en.html
432114 | ICE PAN, RECTANGULAR WITH LID, MIDI, 4L, PURPLE | 1 | 1 | 116.441 | Corning | 432114 | https://www.corning.com/worldwide/en.html
432115 | ICE PAN, MINI, 1L GREEN | 1 | 1 | 63.479 | Corning | 432115 | https://www.corning.com/worldwide/en.html
432116 | ICE PAN, MINI, 1L BLUE | 1 | 1 | 63.479 | Corning | 432116 | https://www.corning.com/worldwide/en.html
432117 | ICE PAN, MINI, 1L RED | 1 | 1 | 63.479 | Corning | 432117 | https://www.corning.com/worldwide/en.html
432118 | ICE PAN, MINI, 1L ORANGE | 1 | 1 | 63.479 | Corning | 432118 | https://www.corning.com/worldwide/en.html
432119 | ICE PAN, MINI, 1L LIME GREEN | 1 | 1 | 63.479 | Corning | 432119 | https://www.corning.com/worldwide/en.html
432120 | ICE PAN, MINI, 1L PINK | 1 | 1 | 63.479 | Corning | 432120 | https://www.corning.com/worldwide/en.html
432121 | ICE PAN, MINI, 1L PURPLE | 1 | 1 | 63.479 | Corning | 432121 | https://www.corning.com/worldwide/en.html
432122 | ICE BUCKET WITH LID, ROUND, 4L, GREEN | 1 | 1 | 86.593 | Corning | 432122 | https://www.corning.com/worldwide/en.html
432123 | ICE BUCKET WITH LID, ROUND, 4L, BLUE | 1 | 1 | 86.593 | Corning | 432123 | https://www.corning.com/worldwide/en.html
432124 | ICE BUCKET WITH LID, ROUND, 4L, RED | 1 | 1 | 86.593 | Corning | 432124 | https://www.corning.com/worldwide/en.html
432125 | ICE BUCKET WITH LID, ROUND, 4L, ORANGE | 1 | 1 | 86.593 | Corning | 432125 | https://www.corning.com/worldwide/en.html
432126 | ICE BUCKET WITH LID, ROUND, 4L, LIME GREEN | 1 | 1 | 86.593 | Corning | 432126 | https://www.corning.com/worldwide/en.html
432127 | ICE BUCKET WITH LID, ROUND, 4L, PINK | 1 | 1 | 86.593 | Corning | 432127 | https://www.corning.com/worldwide/en.html
432128 | ICE BUCKET WITH LID, ROUND, 4L, PURPLE | 1 | 1 | 86.593 | Corning | 432128 | https://www.corning.com/worldwide/en.html
432129 | ICE BUCKET WITH LID, ROUND, 2.5L, BLUE | 1 | 1 | 77.012 | Corning | 432129 | https://www.corning.com/worldwide/en.html
432130 | ICE BUCKET WITH LID, ROUND, 2.5L, GREEN | 1 | 1 | 77.012 | Corning | 432130 | https://www.corning.com/worldwide/en.html
432131 | ICE BUCKET WITH LID, ROUND, 2.5L, RED | 1 | 1 | 77.012 | Corning | 432131 | https://www.corning.com/worldwide/en.html
432132 | ICE BUCKET WITH LID, ROUND, 2.5L, ORANGE | 1 | 1 | 77.012 | Corning | 432132 | https://www.corning.com/worldwide/en.html
432133 | ICE BUCKET WITH LID, ROUND, 2.5L, LIME GREEN | 1 | 1 | 77.012 | Corning | 432133 | https://www.corning.com/worldwide/en.html
432134 | ICE BUCKET WITH LID, ROUND, 2.5L, PINK | 1 | 1 | 77.012 | Corning | 432134 | https://www.corning.com/worldwide/en.html
432135 | ICE BUCKET WITH LID, ROUND, 2.5L, PURPLE | 1 | 1 | 77.012 | Corning | 432135 | https://www.corning.com/worldwide/en.html
432136 | CRYOGENIC VIAL GRIPPERS, PACK OF 5, ASSORTED COLORS | 5 | 1 | 46.189 | Corning | 432136 | https://www.corning.com/worldwide/en.html
4975 | PIPETTE,1ML,ASPIRATION,S,BK,50/1000 | 1000 | 1 | 186.043 | Corning | 4975 | https://www.corning.com/worldwide/en.html
7370 | PIPETTE,1ML,PW,PS,TRIPLE BAGGED,S,IND,100/1000 | 1000 | 1 | 198.406 | Corning | 7370 | https://www.corning.com/worldwide/en.html
7371 | PIPETTE,2ML,PW,PS,TRIPLE BAGGED,S,IND,100/1000 | 1000 | 1 | 204.217 | Corning | 7371 | https://www.corning.com/worldwide/en.html
7372 | PIPETTE,5ML,PW,PS,TRIPLE BAGGED,S,IND,50/200 | 200 | 1 | 61.945 | Corning | 7372 | https://www.corning.com/worldwide/en.html
7373 | PIPETTE,10ML,PW,PS,TRIPLE BAGGED,S,IND,50/200 | 200 | 1 | 63.089 | Corning | 7373 | https://www.corning.com/worldwide/en.html
7374 | PIPETTE,25ML,PW,PS,TRIPLE BAGGED,S,IND,50/200 | 200 | 1 | 126.126 | Corning | 7374 | https://www.corning.com/worldwide/en.html
7375 | PIPETTE,50ML,PW,PS,TRIPLE BAGGED,S,IND,25/100 | 100 | 1 | 137.8 | Corning | 7375 | https://www.corning.com/worldwide/en.html
7432 | PIPETTE,100ML,WIDE TIP,PW,PS,S,IND,10BAG,100/CS | 100 | 1 | 475.657 | Corning | 7432 | https://www.corning.com/worldwide/en.html
9016 | PIPETTE,ASPIRATING, 2ML,PS,PLAIN,PAPER/PLASTIC WRAP,S,BK,50/500 | 500 | 1 | 183.599 | Corning | 9016 | https://www.corning.com/worldwide/en.html
9099 | PIPETTE,ASP,13.7,PS,S,IND,1/200 | 200 | 1 | 92.898 | Corning | 9099 | https://www.corning.com/worldwide/en.html
9186 | PIPETTE,ASP,2ML,PS,S,IND,1/1000 | 1000 | 1 | 367.354 | Corning | 9186 | https://www.corning.com/worldwide/en.html
4801 | TIP,0.1-2.0UL MICROVOLUME FILTER,S,RK,96/960 | 960 | 1 | 97.578 | Corning | 4801 | https://www.corning.com/worldwide/en.html
4807 | TIPS,ISOTIP,FILTER,0.2-10UL,S,RK,96/960 | 960 | 1 | 97.578 | Corning | 4807 | https://www.corning.com/worldwide/en.html
4808 | TIPS,ISOTIP FILTER,0.5-10UL,S,RK,96/960 | 960 | 1 | 142.74 | Corning | 4808 | https://www.corning.com/worldwide/en.html
4809 | TIPS,ISOTIP FILTER,100-1000UL,S,RK,100/1K | 1000 | 1 | 97.578 | Corning | 4809 | https://www.corning.com/worldwide/en.html
4810 | TIPS,ISOTIP,FILTER,1-200UL,S,RK,96/960 | 960 | 1 | 113.022 | Corning | 4810 | https://www.corning.com/worldwide/en.html
4821 | TIPS,ISOTIP FILTER,1-30UL,S,RK,96/960 | 960 | 1 | 95.16 | Corning | 4821 | https://www.corning.com/worldwide/en.html
4823 | TIPS,ISOTIP FILTER,1-200UL,S,RK,96/960 | 960 | 1 | 95.16 | Corning | 4823 | https://www.corning.com/worldwide/en.html
3268 | CELLSTACK CHAMBER,1 STACK,POLYSTRYENE,STERILE,1/8 | 8 | 1 | 308.152 | Corning | 3268 | https://www.corning.com/worldwide/en.html
3269 | CELLSTACK CHAMBER,2 STACK,POLYSTYRENE,STERILE,1/5 | 5 | 1 | 341.744 | Corning | 3269 | https://www.corning.com/worldwide/en.html
3270 | CELLSTACK CHAMBER,10 STACK,POLYSTYRENE,STERILE,1/2 | 2 | 1 | 341.068 | Corning | 3270 | https://www.corning.com/worldwide/en.html
3271 | CELLSTACK CHAMBER,10 STACK,POLYSTYRENE,STERILE,1/6 | 6 | 1 | 973.336 | Corning | 3271 | https://www.corning.com/worldwide/en.html
3281 | CAP,33MM CELLSTACK FILLING ACCESS,50MM FILTER,.2UM,S,1/5 | 5 | 1 | 387.088 | Corning | 3281 | https://www.corning.com/worldwide/en.html
3282 | CAP,33MM CELLLSTACK FILLING ACCESS,LEUR END,W/CAP,S,1/5 | 5 | 1 | 210.08 | Corning | 3282 | https://www.corning.com/worldwide/en.html
3283 | CAP,33MM CELLSTACK FILLING ACCESS,BARBED FITTING,S,1/5 | 5 | 1 | 243.828 | Corning | 3283 | https://www.corning.com/worldwide/en.html
3284 | CELLSTACK,FILLING ACCESSORY,VENTED,.25 ID TUBING,37MM FILTER,S,IND,1/4 | 4 | 1 | 362.908 | Corning | 3284 | https://www.corning.com/worldwide/en.html
3303 | CELLSTACK,1 STACK,ULA COATED,PS,ST,1/8 | 8 | 1 | 1505.933 | Corning | 3303 | https://www.corning.com/worldwide/en.html
3313 | CELLSTACKCHAMBER,5-STACK,PS,S,IND,1/8 | 8 | 1 | 1395.069 | Corning | 3313 | https://www.corning.com/worldwide/en.html
3319 | CELLSTACK CHAMBER,5-STACK,PS,S,1/2 | 2 | 1 | 369.655 | Corning | 3319 | https://www.corning.com/worldwide/en.html
3324 | CAP,CELLSTACK UNIVERSAL OVER-CAP,1 SOLID/2 TYVEK,S,BK,5/100 | 100 | 1 | 511.771 | Corning | 3324 | https://www.corning.com/worldwide/en.html
3328 | CELLSTACK,FILLING ACC,33MM CAP,MPC FEMALE QK CON,W/DUSTCVR,1/4"ID,S,IND,1/4 | 4 | 1 | 256.438 | Corning | 3328 | https://www.corning.com/worldwide/en.html
3329 | CELLSTACK,FILLING ACC,33MM CAP,MPC FEMALE QK CON,W/DUSTCVR,3/8"ID,S,IND,1/4 | 4 | 1 | 268.645 | Corning | 3329 | https://www.corning.com/worldwide/en.html
3331 | CELLSTACK,STACKING DEVICE,ORANGE,ABS,NS,IND,1/5 | 5 | 1 | 201.786 | Corning | 3331 | https://www.corning.com/worldwide/en.html
3333 | CELLSTACK,FILLING ACCESSORY,MPCQUICK CONNECT,S,IND,1/4 | 4 | 1 | 276.185 | Corning | 3333 | https://www.corning.com/worldwide/en.html
3334 | CELLSTACK,FILLING ACC,33MM CAP,MPC MALE QK CON,W/DUSTCVR,1/4"ID,S,IND,1/4 | 4 | 1 | 256.438 | Corning | 3334 | https://www.corning.com/worldwide/en.html
3339 | CELLSTACK,FILLING ACC,33MM CAP,MPC MALE QK CON,W/DUSTCVR,3/8"ID,S,IND,1/4 | 4 | 1 | 237.757 | Corning | 3339 | https://www.corning.com/worldwide/en.html
3732 | CAP,CELLSTACK, UNIVERSAL, MOLDED,33MM,S,IND,1/4 | 4 | 1 | 38.025 | Corning | 3732 | https://www.corning.com/worldwide/en.html
3968 | CAP,CELLSTACK,33MM VENT,0.2MICRON,ORANGE,S,IND,1/6 | 6 | 1 | 41.769 | Corning | 3968 | https://www.corning.com/worldwide/en.html
3969 | CAP,CELLSTACK,33MM,SOLID,BLACK,S,IND,1/6 | 6 | 1 | 19.877 | Corning | 3969 | https://www.corning.com/worldwide/en.html
7073 | CELLSTACK,10-CHAMBER,LOW PARTICLE,PS,S,IND,1/6 | 6 | 1 | 1206.608 | Corning | 7073 | https://www.corning.com/worldwide/en.html
7077 | CELLSTACK,CAP,BULD,MPC,COUPLING BODY/SEALING PLUG,1/4",S,IND,1/200 | 200 | 1 | 12764.7 | Corning | 7077 | https://www.corning.com/worldwide/en.html
9903 | CELLSTACK CHAMBER,10 STACK,UNIVERSAL CAP,SOLID CAP,S,IND,1/4 | 4 | 1 | 1044.316 | Corning | 9903 | https://www.corning.com/worldwide/en.html
9954 | CELLSTACK CHAMBER,1-STACK,W/SOLID CAPS,S,IND,1/5 | 5 | 1 | 288.496 | Corning | 9954 | https://www.corning.com/worldwide/en.html
9988 | CELLSTACK CHAMBER,10-STACK,W/UNIVERSAL CAPS,S,IND,1/6 | 6 | 1 | 450.164 | Corning | 9988 | https://www.corning.com/worldwide/en.html
4010 | PIPETTE,1ML,PS,S,BK,50BAG/1000 | 1000 | 1 | 156.845 | Corning | 4010 | https://www.corning.com/worldwide/en.html
4011 | PIPETTE,1ML,PW,PS,S,IND,100BAG/1000 | 1000 | 1 | 149.747 | Corning | 4011 | https://www.corning.com/worldwide/en.html
4012 | PIPETTE,1ML,PW,PS,S,IND,100BAG/200 | 200 | 1 | 39.676 | Corning | 4012 | https://www.corning.com/worldwide/en.html
4020 | PIPETTE,2ML,PS,S,BK,50BAG/1000 | 1000 | 1 | 154.128 | Corning | 4020 | https://www.corning.com/worldwide/en.html
4021 | PIPETTE,2ML,PW,PS,S,IND,100BAG/1000 | 1000 | 1 | 154.128 | Corning | 4021 | https://www.corning.com/worldwide/en.html
4050 | PIPETTE,5ML,PS,S,BK,50BAG/500 | 500 | 1 | 135.668 | Corning | 4050 | https://www.corning.com/worldwide/en.html
4051 | PIPETTE,5ML,PW,PS,S,IND,50BAG/200 | 200 | 1 | 46.774 | Corning | 4051 | https://www.corning.com/worldwide/en.html
4100 | PIPETTE,10ML,PS,S,BK,50BAG/500 | 500 | 1 | 142.727 | Corning | 4100 | https://www.corning.com/worldwide/en.html
4101 | PIPETTE,10ML,PW,PS,S,IND,50BAG/200 | 200 | 1 | 47.645 | Corning | 4101 | https://www.corning.com/worldwide/en.html
4250 | PIPETTE,25ML,PS,S,BK,25BAG/200 | 200 | 1 | 103.948 | Corning | 4250 | https://www.corning.com/worldwide/en.html
4251 | PIPETTE,25ML,PW,PS,S,IND,50BAG/200 | 200 | 1 | 95.186 | Corning | 4251 | https://www.corning.com/worldwide/en.html
4484 | PIPETTE,100ML,PW,PS,S,IND,10BAG/100 | 100 | 1 | 448.669 | Corning | 4484 | https://www.corning.com/worldwide/en.html
4491 | PIPETTE,100ML,PPW,PS,S,IND,10BAG/100 | 100 | 1 | 448.669 | Corning | 4491 | https://www.corning.com/worldwide/en.html
4492 | PIPETTE,10ML,PW,PS,S,IND,50BAG/200 | 200 | 1 | 78.403 | Corning | 4492 | https://www.corning.com/worldwide/en.html
4500 | PIPETTE,50ML,PS,S,BK,25BAG/100 | 100 | 1 | 102.206 | Corning | 4500 | https://www.corning.com/worldwide/en.html
4501 | PIPETTE,50ML,PW,PS,S,IND,25BAG/100 | 100 | 1 | 103.948 | Corning | 4501 | https://www.corning.com/worldwide/en.html
3286 | E-CUBE KIT | 1 | 1 | 3585.582 | Corning | 3286 | https://www.corning.com/worldwide/en.html
2481 | MICROPLATE, 96 WELL STRIPWELL™, 8 WELL STRIPS, POLYSTYRENE, LOW VOLUME, CLEAR, FLAT BOTTOM, HIGH BINDING, NO LID, NONSTERILE, BULK | 100 | 1 | 723.32 | Corning | 2481 | https://www.corning.com/worldwide/en.html
2482 | MICROPLATE, 96 WELL STRIPWELL™, 8 WELL STRIPS, POLYSTYRENE, LOW VOLUME, BLACK, FLAT BOTTOM, MEDIUM BINDING, NO LID, NONSTERILE, BULK | 100 | 1 | 738.192 | Corning | 2482 | https://www.corning.com/worldwide/en.html
2483 | MICROPLATE, 96 WELL STRIPWELL™, 8 WELL STRIPS, POLYSTYRENE, LOW VOLUME, BLACK, FLAT BOTTOM, HIGH BINDING, NO LID, NONSTERILE, BULK | 100 | 1 | 754.468 | Corning | 2483 | https://www.corning.com/worldwide/en.html
2484 | MICROPLATE, 96 WELL STRIPWELL™, 8 WELL STRIPS, POLYSTYRENE, LOW VOLUME, WHITE, FLAT BOTTOM, MEDIUM BINDING, NO LID, NONSTERILE, BULK | 100 | 1 | 770.796 | Corning | 2484 | https://www.corning.com/worldwide/en.html
2485 | MICROPLATE, 96 WELL STRIPWELL™, 8 WELL STRIPS, POLYSTYRENE, LOW VOLUME, WHITE, FLAT BOTTOM, HIGH BINDING, NO LID, NONSTERILE, BULK | 100 | 1 | 787.176 | Corning | 2485 | https://www.corning.com/worldwide/en.html
2497 | MICROPLATE, 96 WELL STRIPWELL™, 8 WELL STRIPS, POLYSTYRENE, WHITE, FLAT BOTTOM, DNA-BIND®, NO LID, NONSTERILE, INDIVIDUALLY PACKAGED | 50 | 1 | 909.636 | Corning | 2497 | https://www.corning.com/worldwide/en.html
2506 | MICROPLATE, 96 WELL STRIPWELL™, 8 WELL STRIPS, POLYSTYRENE, CLEAR, FLAT BOTTOM, DNA-BIND®, NO LID, NONSTERILE, INDIVIDUALLY PACKAGED | 50 | 1 | 705.172 | Corning | 2506 | https://www.corning.com/worldwide/en.html
2508 | MICROPLATE, 96 WELL STRIPWELL™, 8 WELL STRIPS, POLYSTYRENE, CLEAR, FLAT BOTTOM, CARBO-BIND™, NO LID, NONSTERILE, INDIVIDUALLY PACKAGED | 50 | 1 | 685.464 | Corning | 2508 | https://www.corning.com/worldwide/en.html
2510 | MICROPLATE, 96 WELL STRIPWELL™, 8 WELL STRIPS, POLYSTYRENE, CLEAR, FLAT BOTTOM, SULFHYDRYL-BIND™, NO LID, NONSTERILE, INDIVIDUALLY PACKAGED | 50 | 1 | 708.812 | Corning | 2510 | https://www.corning.com/worldwide/en.html
2580 | MICROPLATE, 96 WELL STRIPWELL™, 8 WELL STRIPS, POLYSTYRENE, CLEAR, FLAT BOTTOM, HIGH BINDING, NO FRAME OR LID, NONSTERILE, BULK | 800 | 1 | 413.816 | Corning | 2580 | https://www.corning.com/worldwide/en.html
2592 | MICROPLATE, 96 WELL STRIPWELL™, 8 WELL STRIPS, POLYSTYRENE, CLEAR, FLAT BOTTOM, HIGH BINDING, NO LID, NONSTERILE, BULK | 100 | 1 | 524.94 | Corning | 2592 | https://www.corning.com/worldwide/en.html
2593 | MICROPLATE, 96 WELL STRIPWELL™, 8 WELL STRIPS, POLYSTYRENE, CLEAR, FLAT BOTTOM, MEDIUM BINDING, NO LID, NONSTERILE, BULK | 100 | 1 | 524.94 | Corning | 2593 | https://www.corning.com/worldwide/en.html
3913 | MICROPLATE, 96 WELL STRIPWELL™, 8 WELL STRIPS, POLYSTYRENE, WHITE, FLAT BOTTOM, MEDIUM BINDING, NO LID, NONSTERILE, BULK | 100 | 1 | 662.116 | Corning | 3913 | https://www.corning.com/worldwide/en.html
3914 | MICROPLATE, 96 WELL STRIPWELL™, 8 WELL STRIPS, POLYSTYRENE, BLACK, FLAT BOTTOM, MEDIUM BINDING, NO LID, NONSTERILE, BULK | 100 | 1 | 662.116 | Corning | 3914 | https://www.corning.com/worldwide/en.html
3923 | MICROPLATE, 96 WELL STRIPWELL™, 8 WELL STRIPS, POLYSTYRENE, WHITE, FLAT BOTTOM, HIGH BINDING, NO LID, NONSTERILE, BULK | 100 | 1 | 661.908 | Corning | 3923 | https://www.corning.com/worldwide/en.html
3924 | MICROPLATE, 96 WELL STRIPWELL™, 8 WELL STRIPS, POLYSTYRENE, BLACK, FLAT BOTTOM, HIGH BINDING, NO LID, NONSTERILE, BULK | 100 | 1 | 661.908 | Corning | 3924 | https://www.corning.com/worldwide/en.html
9102 | MICROPLATE, 96 WELL STRIPWELL™, 8 WELL STRIPS, POLYSTYRENE, CLEAR, FLAT BOTTOM, TC-TREATED, WITH LID, STERILE, INDIVIDUALLY PACKAGED | 50 | 1 | 607.36 | Corning | 9102 | https://www.corning.com/worldwide/en.html
9459 | MICROPLATE, 96 WELL STRIPWELL™, 8 WELL STRIPS, POLYSTYRENE, CLEAR, FLAT BOTTOM, HIGH BINDING, NO LID, RED HOT STAMP FOIL, NONSTERILE, BULK | 100 | 1 | 958.932 | Corning | 9459 | https://www.corning.com/worldwide/en.html
9464 | MICROPLATE, 96 WELL STRIPWELL™, 8 WELL STRIPS, POLYSTYRENE, CLEAR, FLAT BOTTOM, HIGH BINDING, NO LID, BLACK HOT STAMP FOIL, NONSTERILE, BULK | 100 | 1 | 958.932 | Corning | 9464 | https://www.corning.com/worldwide/en.html
9466 | MICROPLATE, 96 WELL STRIPWELL™, 8 WELL STRIPS, POLYSTYRENE, CLEAR, FLAT BOTTOM, HIGH BINDING, NO LID, DARK BLUE HOT STAMP FOIL, NONSTERILE, BULK | 100 | 1 | 958.932 | Corning | 9466 | https://www.corning.com/worldwide/en.html
9467 | MICROPLATE, 96 WELL STRIPWELL™, 8 WELL STRIPS, POLYSTYRENE, CLEAR, FLAT BOTTOM, HIGH BINDING, NO LID, GRAY HOT STAMP FOIL, NONSTERILE, BULK | 100 | 1 | 958.932 | Corning | 9467 | https://www.corning.com/worldwide/en.html
9468 | MICROPLATE, 96 WELL STRIPWELL™, 8 WELL STRIPS, POLYSTYRENE, CLEAR, FLAT BOTTOM, HIGH BINDING, NO LID, PINK HOT STAMP FOIL, NONSTERILE, BULK | 100 | 1 | 958.932 | Corning | 9468 | https://www.corning.com/worldwide/en.html
9546 | MICROPLATE, 96 WELL STRIPWELL™, 8 WELL STRIPS, POLYSTYRENE, LIGHT GREEN, FLAT BOTTOM, MEDIUM BINDING, NO LID, NONSTERILE, BULK | 100 | 1 | 958.932 | Corning | 9546 | https://www.corning.com/worldwide/en.html
9548 | MICROPLATE, 96 WELL STRIPWELL™, 8 WELL STRIPS, POLYSTYRENE, LIGHT BLUE, FLAT BOTTOM, MEDIUM BINDING, NO LID, NONSTERILE, BULK | 100 | 1 | 958.932 | Corning | 9548 | https://www.corning.com/worldwide/en.html
42592 | MICROPLATE, 96 WELL STRIPWELL™, 8 WELL STRIPS, POLYSTYRENE, CLEAR, FLAT BOTTOM, HIGH BINDING, NO LID, NONSTERILE, BULK | 100 | 1 | 524.94 | Corning | 42592 | https://www.corning.com/worldwide/en.html
43923 | MICROPLATE, 96 WELL STRIPWELL™, 8 WELL STRIPS, POLYSTYRENE, WHITE, FLAT BOTTOM, HIGH BINDING, NO LID, NONSTERILE, BULK | 100 | 1 | 661.908 | Corning | 43923 | https://www.corning.com/worldwide/en.html
93923 | MICROPLATE, 96 WELL STRIPWELL™, 8 WELL STRIPS, POLYSTYRENE, WHITE, FLAT BOTTOM, HIGH BINDING, NO LID, NONSTERILE, BULK | 100 | 1 | 654.888 | Corning | 93923 | https://www.corning.com/worldwide/en.html
94611 | MICROPLATE, 96 WELL STRIPWELL™, 8 WELL STRIPS, POLYSTYRENE, CLEAR, FLAT BOTTOM, HIGH BINDING, NO LID, YELLOW HOT STAMP FOIL, NONSTERILE, BULK | 100 | 1 | 940.16 | Corning | 94611 | https://www.corning.com/worldwide/en.html
94621 | MICROPLATE, 96 WELL STRIPWELL™, 8 WELL STRIPS, POLYSTYRENE, CLEAR, FLAT BOTTOM, HIGH BINDING, NO LID, DARK GREEN HOT STAMP FOIL, NONSTERILE, BULK | 100 | 1 | 940.16 | Corning | 94621 | https://www.corning.com/worldwide/en.html
3056 | FLASK,25CM,ANG,VENT,PS,S,BK,10/200 | 200 | 1 | 252.408 | Corning | 3056 | https://www.corning.com/worldwide/en.html
3151 | FLASK,162CM,STR,VENT,PS,S,BK,5/25 | 25 | 1 | 89.193 | Corning | 3151 | https://www.corning.com/worldwide/en.html
3055 | FLASK,25CM,ANG,PHEN,PS,S,BK,20/500 | 500 | 1 | 482.508 | Corning | 3055 | https://www.corning.com/worldwide/en.html
3275 | FLASK,75CM,STR,PHEN,PS,S,BK,5/100 | 100 | 1 | 203.073 | Corning | 3275 | https://www.corning.com/worldwide/en.html
3506 | PLT,6WL,FB,TCT,W/LID,S,BK,5/100 | 100 | 1 | 215.436 | Corning | 3506 | https://www.corning.com/worldwide/en.html
3512 | PLT,12WL,FB,TCT,W/LID,S,BK,5/100 | 100 | 1 | 245.154 | Corning | 3512 | https://www.corning.com/worldwide/en.html
3513 | PLT,12WL,FB,TCT,W/LID,S,IND,1/50 | 50 | 1 | 142.506 | Corning | 3513 | https://www.corning.com/worldwide/en.html
3516 | PLT,6WL,FB,TCT,W/LID,S,IND,1/50 | 50 | 1 | 109.005 | Corning | 3516 | https://www.corning.com/worldwide/en.html
3524 | PLT,24WL,FB,TCT,W/LID,S,IND,1/100 | 100 | 1 | 227.877 | Corning | 3524 | https://www.corning.com/worldwide/en.html
3526 | PLT,24WL,FB,TCT,W/LID,S,IND,1/50 | 50 | 1 | 113.997 | Corning | 3526 | https://www.corning.com/worldwide/en.html
3527 | PLT,24WIL,FB,TCT,W/LID,S,BK,5/100 | 100 | 1 | 222.846 | Corning | 3527 | https://www.corning.com/worldwide/en.html
3548 | PLT,48WL,FB,TCT,W/LID,S,IND,1/100 | 100 | 1 | 313.872 | Corning | 3548 | https://www.corning.com/worldwide/en.html
3736 | PLATE,6WL,NON TREATED,PS,W/LID,S,BK,5/100 | 100 | 1 | 191.685 | Corning | 3736 | https://www.corning.com/worldwide/en.html
3737 | PLATE,12WL,NON TREATED,PS,W/LID,S,BK,5/100 | 100 | 1 | 216.567 | Corning | 3737 | https://www.corning.com/worldwide/en.html
3738 | PLATE,24WL,NON TREATED,PS,W/LID,S,BK,5/100 | 100 | 1 | 197.028 | Corning | 3738 | https://www.corning.com/worldwide/en.html
2595 | MICROPLATE, 96 WELL, POLYVINYL CHLORIDE, CLEAR, FLAT BOTTOM, NOT TREATED, NO LID, NONSTERILE, BULK | 100 | 1 | 158.184 | Corning | 2595 | https://www.corning.com/worldwide/en.html
2797 | MICROPLATE, 96 WELL, POLYVINYL CHLORIDE, CLEAR, ROUND BOTTOM, NOT TREATED, NO LID, NONSTERILE, BULK | 100 | 1 | 158.184 | Corning | 2797 | https://www.corning.com/worldwide/en.html
2897 | MICROPLATE, 96 WELL, POLYVINYL CHLORIDE, CLEAR, V-BOTTOM, NOT TREATED, NO LID, NONSTERILE, BULK | 100 | 1 | 172.224 | Corning | 2897 | https://www.corning.com/worldwide/en.html
3355 | MICROPLATE, 96 WELL, POLYPROPYLENE, WHITE, ROUND BOTTOM, NOT TREATED, NO LID, NONSTERILE, BULK | 100 | 1 | 260.247 | Corning | 3355 | https://www.corning.com/worldwide/en.html
3356 | MICROPLATE, 96 WELL, POLYPROPYLENE, BLACK, ROUND BOTTOM, NOT TREATED, NO LID, NONSTERILE, BULK | 100 | 1 | 342.303 | Corning | 3356 | https://www.corning.com/worldwide/en.html
3358 | MICROPLATE, 96 WELL, POLYSTYRENE, CLEAR, ROUND BOTTOM, TC-TREATED, WITH LID, STERILE, BULK | 100 | 1 | 216.762 | Corning | 3358 | https://www.corning.com/worldwide/en.html
3360 | MICROPLATE, 96 WELL, POLYSTYRENE, CLEAR, ROUND BOTTOM, TC-TREATED, NO LID, STERILE, BULK | 100 | 1 | 191.958 | Corning | 3360 | https://www.corning.com/worldwide/en.html
3362 | MICROPLATE, 96 WELL, POLYSTYRENE, WHITE, FLAT BOTTOM, TC-TREATED, NO LID, STERILE, BULK | 100 | 1 | 388.83 | Corning | 3362 | https://www.corning.com/worldwide/en.html
3367 | MICROPLATE, 96 WELL, POLYSTYRENE, CLEAR, ROUND BOTTOM, NOT TREATED, NO LID, STERILE, INDIVIDUALLY PACKAGED | 50 | 1 | 121.368 | Corning | 3367 | https://www.corning.com/worldwide/en.html
3370 | MICROPLATE, 96 WELL, POLYSTYRENE, CLEAR, FLAT BOTTOM, NOT TREATED, WITH LID, STERILE, BULK | 100 | 1 | 193.206 | Corning | 3370 | https://www.corning.com/worldwide/en.html
3598 | MICROPLATE, 96 WELL, POLYSTYRENE, CLEAR, FLAT BOTTOM, TC-TREATED, WITH LID, STERILE, BULK | 100 | 1 | 234.039 | Corning | 3598 | https://www.corning.com/worldwide/en.html
3601 | MICROPLATE, 96 WELL, POLYSTYRENE, BLACK/CLEAR FLAT BOTTOM, HIGH BINDING, NO LID, NONSTERILE, BULK | 100 | 1 | 644.007 | Corning | 3601 | https://www.corning.com/worldwide/en.html
3603 | MICROPLATE, 96 WELL, POLYSTYRENE, BLACK/CLEAR FLAT BOTTOM, TC-TREATED, WITH LID, STERILE, INDIVIDUALLY PACKAGED | 48 | 1 | 341.016 | Corning | 3603 | https://www.corning.com/worldwide/en.html
3610 | MICROPLATE, 96 WELL, POLYSTYRENE, WHITE/CLEAR FLAT BOTTOM, TC-TREATED, WITH LID, STERILE, INDIVIDUALLY PACKAGED | 48 | 1 | 386.256 | Corning | 3610 | https://www.corning.com/worldwide/en.html
3628 | MICROPLATE, 96 WELL, POLYSTYRENE, CLEAR, FLAT BOTTOM, TC-TREATED, WITH LID, STERILE, BULK | 100 | 1 | 204.36 | Corning | 3628 | https://www.corning.com/worldwide/en.html
3631 | MICROPLATE, 96 WELL, POLYSTYRENE, BLACK/CLEAR FLAT BOTTOM, NOT TREATED, NO LID, NONSTERILE, BULK | 100 | 1 | 661.908 | Corning | 3631 | https://www.corning.com/worldwide/en.html
3632 | MICROPLATE, 96 WELL, POLYSTYRENE, WHITE/CLEAR FLAT BOTTOM, NOT TREATED, NO LID, NONSTERILE, BULK | 100 | 1 | 703.989 | Corning | 3632 | https://www.corning.com/worldwide/en.html
3788 | MICROPLATE, 96 WELL, POLYSTYRENE, CLEAR, ROUND BOTTOM, NOT TREATED, WITH LID, STERILE, BULK | 100 | 1 | 216.84 | Corning | 3788 | https://www.corning.com/worldwide/en.html
3792 | MICROPLATE, 96 WELL, POLYSTYRENE, BLACK, ROUND BOTTOM, NOT TREATED, NO LID, NONSTERILE, BULK | 100 | 1 | 361.569 | Corning | 3792 | https://www.corning.com/worldwide/en.html
3795 | MICROPLATE, 96 WELL, POLYSTYRENE, CLEAR, ROUND BOTTOM, NOT TREATED, NO LID, STERILE, BULK | 100 | 1 | 163.449 | Corning | 3795 | https://www.corning.com/worldwide/en.html
3798 | MICROPLATE, SPECIAL PROCESS, 96 WELL, POLYSTYRENE, CLEAR, ROUND BOTTOM, NOT TREATED, NO LID, NONSTERILE, BULK | 100 | 1 | 180.765 | Corning | 3798 | https://www.corning.com/worldwide/en.html
3896 | MICROPLATE, 96 WELL, POLYSTYRENE, CLEAR, V-BOTTOM, NOT TREATED, NO LID, STERILE, INDIVIDUALLY PACKAGED | 48 | 1 | 160.719 | Corning | 3896 | https://www.corning.com/worldwide/en.html
3897 | MICROPLATE, 96 WELL, POLYSTYRENE, CLEAR, V-BOTTOM, NOT TREATED, NO LID, NONSTERILE, BULK | 100 | 1 | 197.73 | Corning | 3897 | https://www.corning.com/worldwide/en.html
3898 | MICROPLATE, SPECIAL PROCESS, 96 WELL, POLYSTYRENE, CLEAR, V-BOTTOM, NOT TREATED, NO LID, NONSTERILE, BULK | 100 | 1 | 242.307 | Corning | 3898 | https://www.corning.com/worldwide/en.html
3903 | MICROPLATE, 96 WELL, POLYSTYRENE, WHITE/CLEAR FLAT BOTTOM, TC-TREATED, WITH LID, STERILE, BULK | 100 | 1 | 791.817 | Corning | 3903 | https://www.corning.com/worldwide/en.html
3904 | MICROPLATE, 96 WELL, POLYSTYRENE, BLACK/CLEAR FLAT BOTTOM, TC-TREATED, WITH LID, STERILE, BULK | 100 | 1 | 686.985 | Corning | 3904 | https://www.corning.com/worldwide/en.html
3912 | MICROPLATE, 96 WELL, POLYSTYRENE, WHITE, FLAT BOTTOM, NOT TREATED, NO LID, NONSTERILE, BULK | 100 | 1 | 292.11 | Corning | 3912 | https://www.corning.com/worldwide/en.html
3915 | MICROPLATE, 96 WELL, POLYSTYRENE, BLACK, FLAT BOTTOM, NOT TREATED, NO LID, NONSTERILE, BULK | 100 | 1 | 350.727 | Corning | 3915 | https://www.corning.com/worldwide/en.html
3916 | MICROPLATE, 96 WELL, POLYSTYRENE, BLACK, FLAT BOTTOM, TC-TREATED, WITH LID, STERILE, BULK | 100 | 1 | 411.918 | Corning | 3916 | https://www.corning.com/worldwide/en.html
3917 | MICROPLATE, 96 WELL, POLYSTYRENE, WHITE, FLAT BOTTOM, TC-TREATED, WITH LID, STERILE, BULK | 100 | 1 | 447.564 | Corning | 3917 | https://www.corning.com/worldwide/en.html
3922 | MICROPLATE, 96 WELL, POLYSTYRENE, WHITE, FLAT BOTTOM, HIGH BINDING, NO LID, NONSTERILE, BULK | 100 | 1 | 325.26 | Corning | 3922 | https://www.corning.com/worldwide/en.html
3925 | MICROPLATE, 96 WELL, POLYSTYRENE, BLACK, FLAT BOTTOM, HIGH BINDING, NO LID, NONSTERILE, BULK | 100 | 1 | 325.26 | Corning | 3925 | https://www.corning.com/worldwide/en.html
9017 | MICROPLATE, 96 WELL, POLYSTYRENE, CLEAR, FLAT BOTTOM, MEDIUM BINDING, NO LID, NONSTERILE, BULK | 100 | 1 | 165.984 | Corning | 9017 | https://www.corning.com/worldwide/en.html
9710 | MICROPLATE, 96 WELL, POLYSTYRENE, CLEAR, FLAT BOTTOM, TC-TREATED, NO LID, STERILE, BULK (MADE TO ORDER) | 100 | 1 | 198.315 | Corning | 9710 | https://www.corning.com/worldwide/en.html
3789A | MICROPLATE, 96 WELL, POLYSTYRENE, WHITE, ROUND BOTTOM, NOT TREATED, NO LID, NONSTERILE, BULK | 100 | 1 | 393.822 | Corning | 3789A | https://www.corning.com/worldwide/en.html
3724 | MICROPLATE, 1536 WELL, POLYSTYRENE, 12.5 µL, BLACK, FLAT BOTTOM, NOT TREATED, NO LID, NONSTERILE, BULK | 50 | 1 | 733.473 | Corning | 3724 | https://www.corning.com/worldwide/en.html
3725 | MICROPLATE, 1536 WELL, POLYSTYRENE, 12.5 µL, WHITE, FLAT BOTTOM, NOT TREATED, NO LID, NONSTERILE, BULK | 50 | 1 | 733.473 | Corning | 3725 | https://www.corning.com/worldwide/en.html
3726 | MICROPLATE, 1536 WELL, POLYSTYRENE, 12.5 µL, BLACK, FLAT BOTTOM, TC-TREATED, WITH LID, STERILE, BULK | 50 | 1 | 864.045 | Corning | 3726 | https://www.corning.com/worldwide/en.html
3727 | PLT,1536WL,WHT,FB,TCT,W/LID,S,BK,10/50 | 50 | 1 | 864.045 | Corning | 3727 | https://www.corning.com/worldwide/en.html
3728 | MICROPLATE, 1536 WELL, POLYSTYRENE, 12.5 µL, BLACK, FLAT BOTTOM, NON BINDING SURFACE, NO LID, NONSTERILE, BULK | 50 | 1 | 901.29 | Corning | 3728 | https://www.corning.com/worldwide/en.html
3729 | MICROPLATE, 1536 WELL, POLYSTYRENE, 12.5 µL, WHITE, FLAT BOTTOM, NON BINDING SURFACE, NO LID, NONSTERILE, BULK | 50 | 1 | 1218.321 | Corning | 3729 | https://www.corning.com/worldwide/en.html
3831 | MICROPLATE, 1536 WELL, POLYSTYRENE, 12.5 µL, BLACK/CLEAR FLAT BOTTOM, LOW BASE, NOT TREATED, NO LID, NONSTERILE, BULK | 50 | 1 | 1217.892 | Corning | 3831 | https://www.corning.com/worldwide/en.html
3832 | MICROPLATE, 1536 WELL, POLYSTYRENE, 12.5 µL, BLACK/CLEAR FLAT BOTTOM, LOW BASE, CORNING® CELLBIND® SURFACE, WITH LID, STERILE, BULK | 50 | 1 | 1786.161 | Corning | 3832 | https://www.corning.com/worldwide/en.html
3833 | PLT,1536WL,CELLBIND,HIGH WEB,BCB,LOW BASE,WO/LID,NS,BK,20/100 | 100 | 1 | 1786.161 | Corning | 3833 | https://www.corning.com/worldwide/en.html
3835 | PLT,1536WL,BCB,LOW BASE,HIGH WEB,NT,WO/LID,NS,BK,20/100 | 100 | 1 | 1217.892 | Corning | 3835 | https://www.corning.com/worldwide/en.html
3836 | PLT,1536WL,BCB,LOW BASE,HIGH WEB,TCT,WO/LID,S,BK,20/100 | 100 | 1 | 1420.848 | Corning | 3836 | https://www.corning.com/worldwide/en.html
3838 | MICROPLATE, 1536 WELL, POLYSTYRENE, 12.5 µL, BLACK/CLEAR FLAT BOTTOM, LOW BASE, TC-TREATED, WITH LID, STERILE, BULK | 50 | 1 | 1420.848 | Corning | 3838 | https://www.corning.com/worldwide/en.html
3891 | MICROPLATE, 1536 WELL, POLYSTYRENE, 12.5 µL, BLACK/CLEAR FLAT BOTTOM, NOT TREATED, NO LID, NONSTERILE, BULK | 50 | 1 | 1280.526 | Corning | 3891 | https://www.corning.com/worldwide/en.html
3893 | MICROPLATE, 1536 WELL, POLYSTYRENE, 12.5 µL, BLACK/CLEAR FLAT BOTTOM, TC-TREATED, WITH LID, STERILE, BULK | 50 | 1 | 1408.563 | Corning | 3893 | https://www.corning.com/worldwide/en.html
3895 | MICROPLATE, 1536 WELL, POLYSTYRENE, 12.5 µL, BLACK/CLEAR FLAT BOTTOM, NON BINDING SURFACE, NO LID, NONSTERILE, BULK | 50 | 1 | 1212.822 | Corning | 3895 | https://www.corning.com/worldwide/en.html
3936 | MICROPLATE, 1536 WELL, POLYSTYRENE, 10 µL, BLACK, ROUND BOTTOM, NOT TREATED, NO LID, NONSTERILE, BULK | 50 | 1 | 928.434 | Corning | 3936 | https://www.corning.com/worldwide/en.html
3937 | MICROPLATE, 1536 WELL, POLYSTYRENE, 10 µL, WHITE, ROUND BOTTOM, NOT TREATED, NO LID, NONSTERILE, BULK | 50 | 1 | 928.434 | Corning | 3937 | https://www.corning.com/worldwide/en.html
4527 | CORNING® SPHEROID MICROPLATE, 1536 WELL, BLACK WITH CLEAR ROUND BOTTOM, WITH LID, ULA, STERILE | 50 | 1 | 5068.791 | Corning | 4527 | https://www.corning.com/worldwide/en.html
7246 | PLT,1536WL,BLACK,,KALYPSYS,NT,NS,BK,10/50 | 50 | 1 | 611.169 | Corning | 7246 | https://www.corning.com/worldwide/en.html
7247 | PLT,1536WL,WHITE,,KALYPSYS,NT,NS,BK,10/50 | 50 | 1 | 611.169 | Corning | 7247 | https://www.corning.com/worldwide/en.html
7248 | PLT,1536WL,BLK,KALYPSYS,TCT,WO/LID,S,BK,10/50 | 50 | 1 | 631.683 | Corning | 7248 | https://www.corning.com/worldwide/en.html
7249 | PLT,1536WL,WHT,KALYPSYS,TCT,WO/LID,S,BK,10/50 | 50 | 1 | 631.683 | Corning | 7249 | https://www.corning.com/worldwide/en.html
3838BC | MICROPLATE, 1536 WELL, POLYSTYRENE, 12.5 µL, BLACK/CLEAR FLAT BOTTOM, LOW BASE, TC-TREATED, WITH LID, STERILE, WITH GENERIC BAR CODE, BULK | 50 | 1 | 1432.587 | Corning | 3838BC | https://www.corning.com/worldwide/en.html
2507 | MICROPLATE, 96 WELL, POLYSTYRENE, CLEAR, FLAT BOTTOM, CARBO-BIND™, NO LID, NONSTERILE, INDIVIDUALLY PACKAGED | 50 | 1 | 428.259 | Corning | 2507 | https://www.corning.com/worldwide/en.html
2509 | MICROPLATE, 96 WELL, POLYSTYRENE, CLEAR, FLAT BOTTOM, SULFHYDRYL-BIND™, NO LID, NONSTERILE, INDIVIDUALLY PACKAGED | 50 | 1 | 432.315 | Corning | 2509 | https://www.corning.com/worldwide/en.html
3401 | TW,12MM,0.4UM,TCT,PC,S,12PL/48 | 48 | 1 | 361.92 | Corning | 3401 | https://www.corning.com/worldwide/en.html
3402 | TW,12MM,3.0UM,TCT,PC,S,12PL/48 | 48 | 1 | 361.92 | Corning | 3402 | https://www.corning.com/worldwide/en.html
3412 | TW,24MM,0.4UM,TCT,PC,S,6PL/24 | 24 | 1 | 210.6 | Corning | 3412 | https://www.corning.com/worldwide/en.html
3413 | TW,6.5MM,0.4UM,TCT,PC,S,12PL/48 | 48 | 1 | 351.52 | Corning | 3413 | https://www.corning.com/worldwide/en.html
3414 | TW,24MM,3.0UM,TCT,PC,S,6PL/24 | 24 | 1 | 210.6 | Corning | 3414 | https://www.corning.com/worldwide/en.html
3415 | TW,6.5MM,3.0UM,TCT,PC,S,12PL/48 | 48 | 1 | 351.52 | Corning | 3415 | https://www.corning.com/worldwide/en.html
3419 | TW,75MM,0.4UM,TCT,PC,S,1/12 | 12 | 1 | 580.372 | Corning | 3419 | https://www.corning.com/worldwide/en.html
3420 | TW,75MM,3.0UM,TCT,PC,S,1/12 | 12 | 1 | 580.372 | Corning | 3420 | https://www.corning.com/worldwide/en.html
3421 | TW,6.5MM,5.0UM,TCT,PC,S,12PL/48 | 48 | 1 | 361.4 | Corning | 3421 | https://www.corning.com/worldwide/en.html
3422 | TW,6.5MM,8.0UM,TCT,PC,S,12PL/48 | 48 | 1 | 361.4 | Corning | 3422 | https://www.corning.com/worldwide/en.html
3428 | TW,24MM,8.0UM,TCT,PC,S,6PL/24 | 24 | 1 | 202.176 | Corning | 3428 | https://www.corning.com/worldwide/en.html
3450 | TW CLR,24MM,0.4UM,TCT,PE,S,6PL/24 | 24 | 1 | 193.804 | Corning | 3450 | https://www.corning.com/worldwide/en.html
3452 | TW CLR,24MM,3.0UM,TCT,PE,S,6PL/24 | 24 | 1 | 193.804 | Corning | 3452 | https://www.corning.com/worldwide/en.html
3460 | TRANSWELL,CLR,12MM,0.4UM,TCT,PE,S,12PL/48 | 48 | 1 | 335.14 | Corning | 3460 | https://www.corning.com/worldwide/en.html
3462 | TW CLR,12MM.3.0UM,TCT,PE,S,12PL//48 | 48 | 1 | 335.14 | Corning | 3462 | https://www.corning.com/worldwide/en.html
3464 | TRANSWELL®,6.5MM Ø, PET MEMBRANE 8.0µM, TCT | 48 | 1 | 361.868 | Corning | 3464 | https://www.corning.com/worldwide/en.html
3467 | TW CLR,6.5MM,0.4UM,TCT,PE,S,PE,24PL/96 | 96 | 1 | 680.42 | Corning | 3467 | https://www.corning.com/worldwide/en.html
3470 | TW CLR,6.5MM,0.4UM,TCT,PE,S,PE,12PL/48 | 48 | 1 | 335.14 | Corning | 3470 | https://www.corning.com/worldwide/en.html
3472 | TW CLR,6.5MM,3.0UM,TCT,PE,S,12PL/48 | 48 | 1 | 335.14 | Corning | 3472 | https://www.corning.com/worldwide/en.html
3491 | TW COL,24MM,0.4UM,PTFE,S,IND,1/24 | 24 | 1 | 446.212 | Corning | 3491 | https://www.corning.com/worldwide/en.html
3492 | TW COL,24MM,3.0UM,PTFE,S,IND,1/24 | 24 | 1 | 446.212 | Corning | 3492 | https://www.corning.com/worldwide/en.html
3493 | TW COL,12MM,0.4UM,PTFE,S,IND,1/24 | 24 | 1 | 382.668 | Corning | 3493 | https://www.corning.com/worldwide/en.html
3494 | TW COL,12MM,3.0UM,PTFE,S,IND,1/24 | 24 | 1 | 378.976 | Corning | 3494 | https://www.corning.com/worldwide/en.html
3495 | TW COL,6.5MM,0.4UM,PTFE,S,IND,1/24 | 24 | 1 | 371.54 | Corning | 3495 | https://www.corning.com/worldwide/en.html
3496 | TW COL,6.5MM,3.0UM,PTFE,S,IND,1/24 | 24 | 1 | 367.848 | Corning | 3496 | https://www.corning.com/worldwide/en.html
4401 | CLUSTER TUBE SYSTEM, 96 WELL, INDIVIDUAL, POLYPROPYLENE, 1.2 ML, NOT TREATED, NO CAPS, NONSTERILE, BULK | 960 | 1 | 75.894 | Corning | 4401 | https://www.corning.com/worldwide/en.html
4408 | CLUSTER TUBE SYSTEM, 96 WELL, 8-TUBE STRIP, POLYPROPYLENE, 1.2 ML, NOT TREATED, NO CAPS, NONSTERILE, BULK | 120 | 1 | 96.291 | Corning | 4408 | https://www.corning.com/worldwide/en.html
4410 | CLUSTER TUBE SYSTEM, 96 WELL, INDIVIDUAL, POLYPROPYLENE, 1.2 ML, NOT TREATED, NO CAPS, RACKED, NONSTERILE, BULK | 960 | 1 | 154.908 | Corning | 4410 | https://www.corning.com/worldwide/en.html
4411 | CLUSTER TUBE SYSTEM, 96 WELL, INDIVIDUAL, POLYPROPYLENE, 1.2 ML, NOT TREATED, NO CAPS, RACKED, STERILE, BULK | 960 | 1 | 161.226 | Corning | 4411 | https://www.corning.com/worldwide/en.html
4412 | CLUSTER TUBE SYSTEM, 96 WELL, 8-TUBE STRIP, POLYPROPYLENE, 1.2 ML, NOT TREATED, NO CAPS, RACKED, NONSTERILE, BULK | 120 | 1 | 151.008 | Corning | 4412 | https://www.corning.com/worldwide/en.html
4413 | CLUSTER TUBE SYSTEM, 96 WELL, 8-TUBE STRIP, POLYPROPYLENE, 1.2 ML, NOT TREATED, NO CAPS, RACKED, STERILE, BULK | 120 | 1 | 159.276 | Corning | 4413 | https://www.corning.com/worldwide/en.html
4418 | CLUSTER TUBE SYSTEM, 96 WELL, 8-CAP STRIP, POLYETHYLENE, STERILE, BULK | 120 | 1 | 53.547 | Corning | 4418 | https://www.corning.com/worldwide/en.html
3206 | COSTAR® 0.65ML LOW BINDING SNAP CAP MICROCENTRIFUGE TUBE, POLYPROPYLENE, NONSTERILE | 500 | 1 | 31.317 | Corning | 3206 | https://www.corning.com/worldwide/en.html
3207 | COSTAR® 1.7ML LOW BINDING SNAP CAP MICROCENTRIFUGE TUBE, POLYPROPYLENE, NONSTERILE | 250 | 1 | 26.286 | Corning | 3207 | https://www.corning.com/worldwide/en.html
3208 | TUBE,MICENT,.65ML,NAT,SC,NS,BK,,500/1000 | 1000 | 1 | 71.019 | Corning | 3208 | https://www.corning.com/worldwide/en.html
3209 | TUBE,MICENT,.65ML,RBW,SC,NS,BK,200/1000 | 1000 | 1 | 71.019 | Corning | 3209 | https://www.corning.com/worldwide/en.html
3213 | TUBE,MICENT,2.0ML,NAT,SC,NS,BK,500/1000 | 1000 | 1 | 60.138 | Corning | 3213 | https://www.corning.com/worldwide/en.html
3620 | TUBE,MICENT,1.7ML,NAT,SC,NS,BK,500/500 | 500 | 1 | 28.47 | Corning | 3620 | https://www.corning.com/worldwide/en.html
3621 | TUBE,MICENT,1.7ML,NAT,SC,NS,BK,500/5000 | 5000 | 1 | 238.953 | Corning | 3621 | https://www.corning.com/worldwide/en.html
3622 | TUBE,MICENT,1.7ML,RBW,SC,NS,BK,100/500 | 500 | 1 | 27.573 | Corning | 3622 | https://www.corning.com/worldwide/en.html
3477 | NETWELL,15MM,74UM,PS,S,12PL/48 | 48 | 1 | 410.02 | Corning | 3477 | https://www.corning.com/worldwide/en.html
3478 | NETWELL,15MM,500UM,PS,S,12PL/48 | 48 | 1 | 410.02 | Corning | 3478 | https://www.corning.com/worldwide/en.html
3479 | NETWELL,24MM,74UM,PS,S,6PL/48 | 48 | 1 | 382.46 | Corning | 3479 | https://www.corning.com/worldwide/en.html
3480 | NETWELL,24MM,500UM,PS,S,6PL/48 | 48 | 1 | 382.46 | Corning | 3480 | https://www.corning.com/worldwide/en.html
3517 | NETWELL REAGENT TRAY,BLK,IND,1/200 | 200 | 1 | 227.812 | Corning | 3517 | https://www.corning.com/worldwide/en.html
3519 | NETWELL REAGENT TRAY,WHT,IND,1/200 | 200 | 1 | 227.812 | Corning | 3519 | https://www.corning.com/worldwide/en.html
3520 | NETWELL CARRIER KIT,15MM,IND,1/8 | 8 | 1 | 149.344 | Corning | 3520 | https://www.corning.com/worldwide/en.html
3521 | NETWELL CARRIER KIT,24MM,IND,1/8 | 8 | 1 | 145.132 | Corning | 3521 | https://www.corning.com/worldwide/en.html
3407 | SNAPWELL,0.4UM,TCT,PC,S,6PL//24 | 24 | 1 | 203.84 | Corning | 3407 | https://www.corning.com/worldwide/en.html
3801 | SNAPWELL,0.4UM,TCT,CLR POLYESTER,S,6PL/24 | 24 | 1 | 331.084 | Corning | 3801 | https://www.corning.com/worldwide/en.html
6509 | PCR 'P' PLT,96WL,PC,WO/LID,NS,IND,1/25 | 25 | 1 | 112.515 | Corning | 6509 | https://www.corning.com/worldwide/en.html
6511 | PCR 'M' PLT,96WL,PC,WO/LID,NS,IND,1/25 | 25 | 1 | 112.515 | Corning | 6511 | https://www.corning.com/worldwide/en.html
6520 | PCR LID FOR MODELS,C,M,H,PC,IND,1/25 | 25 | 1 | 89.778 | Corning | 6520 | https://www.corning.com/worldwide/en.html
4815 | TIPS GEL-G,10UL,FT,NS,RK,200/400 | 400 | 1 | 121.368 | Corning | 4815 | https://www.corning.com/worldwide/en.html
4826 | TIPS MICRO-G,0.1-10UL,NS,RK,96/960 | 960 | 1 | 62.244 | Corning | 4826 | https://www.corning.com/worldwide/en.html
4830 | TIPS MICRO-E,0.5-10UL,S,RK,96/960 | 960 | 1 | 69.381 | Corning | 4830 | https://www.corning.com/worldwide/en.html
4834 | TIPS MICRO-E,0.5-10UL,NS,RK,96/960 | 960 | 1 | 64.584 | Corning | 4834 | https://www.corning.com/worldwide/en.html
4840 | TIPS MICRO-G,0.1-10UL,NS,BAG,1K/10K | 10000 | 1 | 326.118 | Corning | 4840 | https://www.corning.com/worldwide/en.html
4853 | TIPS GEL,200UL,RD,NS,RK,200/400 | 400 | 1 | 62.79 | Corning | 4853 | https://www.corning.com/worldwide/en.html
4854 | TIPS GEL,200UL,FT,NS,RK,200/400 | 400 | 1 | 113.529 | Corning | 4854 | https://www.corning.com/worldwide/en.html
4884 | TIPS GEL,200UL,FT,NS,RK,200/400 | 400 | 1 | 142.155 | Corning | 4884 | https://www.corning.com/worldwide/en.html
4894 | TIPS MICRO-G,0.1-10UL,S,RK,96/960 | 960 | 1 | 76.947 | Corning | 4894 | https://www.corning.com/worldwide/en.html
4901 | TIPS MICRO-E,0.5-10UL,NS,BAG,1K/10K | 10000 | 1 | 291.564 | Corning | 4901 | https://www.corning.com/worldwide/en.html
3374 | TRANSWELL,96WL,HTS,8.0UM,TCT,NT,S,BK,1/2 | 2 | 1 | 171.6 | Corning | 3374 | https://www.corning.com/worldwide/en.html
3378 | TRANSWELL,HTS,24WL,0.4UM,PET MEMBRANE,PERMEABLE SUPPORT,S,12/12 | 12 | 1 | 1313.052 | Corning | 3378 | https://www.corning.com/worldwide/en.html
3379 | TW,24WL,HTS,0.4UM, PET,PERMEABLE SUPPORT,TCT,S,BK,2/2 | 2 | 1 | 237.536 | Corning | 3379 | https://www.corning.com/worldwide/en.html
3380 | TW,96WL,HTS,PET MEMBRANE,W/LID,RESERVOIR,RECVR,S,IND,1/1 | 1 | 1 | 326.924 | Corning | 3380 | https://www.corning.com/worldwide/en.html
3381 | TW,HTS,96WL,PC MEMBRANE,W/LID,RESERVOIR,RECVR,S,IND,1/1 | 1 | 1 | 326.924 | Corning | 3381 | https://www.corning.com/worldwide/en.html
3382 | TW,96WL,HTS,RECEIVER MICROPLATE,TCT,W/LID,S,10/10 | 10 | 1 | 149.916 | Corning | 3382 | https://www.corning.com/worldwide/en.html
3383 | TW,96WL,HTS,FEEDER RESERVIOR W/LID,S,BK,10/10 | 10 | 1 | 72.02 | Corning | 3383 | https://www.corning.com/worldwide/en.html
3384 | TRANSWELL,96WL,HTS,8.0UM,PET,TCT,NT,S,BK,4/8 | 8 | 1 | 653.848 | Corning | 3384 | https://www.corning.com/worldwide/en.html
3385 | TRANSWELL,96WL,HTS,W/3.0 MEMBRANE,S,IND,1/2 | 2 | 1 | 161.148 | Corning | 3385 | https://www.corning.com/worldwide/en.html
3386 | TRANSWELL,96WL,HTS,W/3.0 MEMBRANE,S,BK,4/8 | 8 | 1 | 644.384 | Corning | 3386 | https://www.corning.com/worldwide/en.html
3387 | TRANSWELL,96WL, HTS,W/5.0UM MEMBRANE,S,BK,4/8 | 8 | 1 | 644.384 | Corning | 3387 | https://www.corning.com/worldwide/en.html
3388 | TRANSWELL,96WL,HTS,W/5.0 MEMBRANE,S,BK,1/2 | 2 | 1 | 161.148 | Corning | 3388 | https://www.corning.com/worldwide/en.html
3391 | TW,HTS,96WL,W/PC MEMBRANE,2 LIDS,RESERVOIR,RECVR,S,IND,1/5 | 5 | 1 | 1552.668 | Corning | 3391 | https://www.corning.com/worldwide/en.html
3392 | TW,HTS,96WL,W/PET MEMBRANE,2 LIDS,RESERVOIR,RECVR,NS,IND,1/5 | 5 | 1 | 1552.668 | Corning | 3392 | https://www.corning.com/worldwide/en.html
3395 | TW,HTS,CULTURE RESERVOIR,NT,S,BK,12PL/48 | 48 | 1 | 286.208 | Corning | 3395 | https://www.corning.com/worldwide/en.html
3396 | TW,HTS,6.5MM,0.4UM,S,IND,1/2 | 2 | 1 | 398.996 | Corning | 3396 | https://www.corning.com/worldwide/en.html
3397 | TW,HTS,6.5MM,0.4UM,S,BK,12/12 | 12 | 1 | 2080.728 | Corning | 3397 | https://www.corning.com/worldwide/en.html
3398 | TW,HTS,6.5MM,3.0UM,S,IND,1/2 | 2 | 1 | 398.996 | Corning | 3398 | https://www.corning.com/worldwide/en.html
3399 | TW,HTS,6.55MM,3.0UM,S,BK,12/12 | 12 | 1 | 2080.728 | Corning | 3399 | https://www.corning.com/worldwide/en.html
3583 | TRANSWELL,96WL,BLACK,HTS RECEIVER,TCT,NT,S,BK,10/10 | 10 | 1 | 138.164 | Corning | 3583 | https://www.corning.com/worldwide/en.html
3783 | TRANSWELL,96WL,WHITE,HTS RECEIVER,TCT,S,BK,10/10 | 10 | 1 | 138.164 | Corning | 3783 | https://www.corning.com/worldwide/en.html
4395 | HTS TRANSWELL,TISSUE CULTURE TREATED RESERVOIR,S,BK,12/48 | 48 | 1 | 314.808 | Corning | 4395 | https://www.corning.com/worldwide/en.html
7369 | TW,HTS,96WL, PET MEMBRANE 0,4µM, WITH LID, WITH BARCODE, IND, 5/5 | 5 | 1 | 1102.4 | Corning | 7369 | https://www.corning.com/worldwide/en.html
4713 | TIPS,CORNING BRAND PIPET,1000UL,NON-GRAD,BLUE,HINGED RACK,NS,100/1000 | 1000 | 1 | 69.069 | Corning | 4713 | https://www.corning.com/worldwide/en.html
4803 | TIPS,200UL,NAT,PP,NS,STK RK,480/4800 | 4800 | 1 | 209.508 | Corning | 4803 | https://www.corning.com/worldwide/en.html
4804 | TIPS,200UL,NAT,PP,S,STK RK,480/4800 | 4800 | 1 | 225.615 | Corning | 4804 | https://www.corning.com/worldwide/en.html
4806 | TIPS,200UL,NAT,PP,NS,STK RK,480/960 | 960 | 1 | 51.948 | Corning | 4806 | https://www.corning.com/worldwide/en.html
4844 | TIP,200UL,UNIVERSAL,NAT,NS,BAG,1K/10K | 10000 | 1 | 211.38 | Corning | 4844 | https://www.corning.com/worldwide/en.html
4845 | TIP,200UL,UNIVERSAL,YEL,NS,BAG,1K/10K | 10000 | 1 | 211.38 | Corning | 4845 | https://www.corning.com/worldwide/en.html
4846 | TIP,100-1000UL,UNIVERSAL,BLU,NS,BAG,1K/10K | 10000 | 1 | 259.194 | Corning | 4846 | https://www.corning.com/worldwide/en.html
4860 | TIPS,200UL,YEL,PP,S,RK,96/960 | 960 | 1 | 55.614 | Corning | 4860 | https://www.corning.com/worldwide/en.html
4862 | TIPS,200UL,NAT,PP,NS,BAG,1K/1K | 1000 | 1 | 25.038 | Corning | 4862 | https://www.corning.com/worldwide/en.html
4863 | TIPS,200UL,NAT,PP,NS,RK,96/960 | 960 | 1 | 47.853 | Corning | 4863 | https://www.corning.com/worldwide/en.html
4864 | TIPS,200UL,NAT,PP,S,RK,96/960 | 960 | 1 | 53.82 | Corning | 4864 | https://www.corning.com/worldwide/en.html
4865 | TIPS,200UL,YEL,PP,NS,RK,96/960 | 960 | 1 | 47.853 | Corning | 4865 | https://www.corning.com/worldwide/en.html
4866 | TIPS,200UL,YEL,PP,NS,BAG,1K/1K | 1000 | 1 | 25.038 | Corning | 4866 | https://www.corning.com/worldwide/en.html
4867 | TIPS,1000UL,BLU,PP,NS,RK,100/1K | 1000 | 1 | 51.363 | Corning | 4867 | https://www.corning.com/worldwide/en.html
4868 | TIPS,1000UL,BLU,PP,NS,BAG,1K/1K | 1000 | 1 | 26.325 | Corning | 4868 | https://www.corning.com/worldwide/en.html
9032 | TIPS,1000UL,BLU,PP,S,RK,100/1K | 1000 | 1 | 70.551 | Corning | 9032 | https://www.corning.com/worldwide/en.html
4870 | REAGENT RESERV, 50ML,WHITE,PS,S,BK,5/200 | 200 | 1 | 178.074 | Corning | 4870 | https://www.corning.com/worldwide/en.html
4871 | REAGENT RESERV,50ML,WHITE,PS,S,IND,1/100 | 100 | 1 | 208.728 | Corning | 4871 | https://www.corning.com/worldwide/en.html
4872 | REAGENT RESERV,100ML,WHT,PS,S,BK,5/200 | 200 | 1 | 215.046 | Corning | 4872 | https://www.corning.com/worldwide/en.html
4873 | REAGENT RESERV,100ML,WHT,PS,S,IND,1/100 | 100 | 1 | 245.544 | Corning | 4873 | https://www.corning.com/worldwide/en.html
2015 | VIAL CAP INSERT,WHT,NS,BK,50/500 | 500 | 1 | 29.562 | Corning | 2015 | https://www.corning.com/worldwide/en.html
2016 | VIAL CAP INSERT,BLU,NS,BK,50/500 | 500 | 1 | 29.562 | Corning | 2016 | https://www.corning.com/worldwide/en.html
2017 | VIAL CAP INSERT,RED,NS,BK,50/500 | 500 | 1 | 29.562 | Corning | 2017 | https://www.corning.com/worldwide/en.html
2018 | VIAL CAP INSERT,GRN,NS,BK,50/500 | 500 | 1 | 29.562 | Corning | 2018 | https://www.corning.com/worldwide/en.html
2019 | VIAL CAP INSERT,YEL,NS,BK,50/500 | 500 | 1 | 29.562 | Corning | 2019 | https://www.corning.com/worldwide/en.html
4110 | TIPS,10UL,NATURAL GRADUATED EXTENDED LENGTH,S,BK,1000/10000 | 10000 | 1 | 166.842 | Corning | 4110 | https://www.corning.com/worldwide/en.html
4111 | TIPS,200UL,NATURAL GRADUATED STANDARDIZATION,S,BK,1000/10000 | 10000 | 1 | 166.842 | Corning | 4111 | https://www.corning.com/worldwide/en.html
4112 | TIPS,200UL,YELLOW GRADUATED STANDARDIZATION,S,BK,1000/10000 | 10000 | 1 | 166.842 | Corning | 4112 | https://www.corning.com/worldwide/en.html
4114 | TIPS,1000XT ,NATURAL GRADUATED EXTENDED LENGTH,S,BK,768/7680 | 7680 | 1 | 192.153 | Corning | 4114 | https://www.corning.com/worldwide/en.html
4115 | TIPS,10UL,NAT GRAD EXTENDED LENGTH IN HINGED RACKS,NS,BK,960/3840 | 3840 | 1 | 174.252 | Corning | 4115 | https://www.corning.com/worldwide/en.html
4116 | TIPS,200UL,NAT GRAD STANDARDIZATION IN HINGED RACKS,NS,BK,960/3840 | 3840 | 1 | 174.252 | Corning | 4116 | https://www.corning.com/worldwide/en.html
4117 | TIPS,200UL,YEL GRAD STANDARDIZATION IN HINGED RACKS,NS | 3840 | 1 | 174.252 | Corning | 4117 | https://www.corning.com/worldwide/en.html
4118 | TIPS,300UL,NAT GRADUATED IN HINGED RACKS,NS,BK,960/3840 | 3840 | 1 | 199.797 | Corning | 4118 | https://www.corning.com/worldwide/en.html
4119 | TIPS,1000XT ,NAT GRAD EXTENDED LENGTH IN HINGED RACK,NS,BK.768/3072 | 3072 | 1 | 199.797 | Corning | 4119 | https://www.corning.com/worldwide/en.html
4120 | TIPS,10UL,NAT GRAD EXTENDED LENGTH IN HINGED RACKS,S,BK,960/3840 | 3840 | 1 | 190.944 | Corning | 4120 | https://www.corning.com/worldwide/en.html
4121 | TIPS,200UL,NAT GRAD STANDARDIZATION IN HINGED RACKS,S,BK,960/3840 | 3840 | 1 | 190.944 | Corning | 4121 | https://www.corning.com/worldwide/en.html
4122 | TIPS,200UL,YEL GRAD STANDARDIZATION IN HINGED RACKS,S,BK,960/3840 | 3840 | 1 | 190.944 | Corning | 4122 | https://www.corning.com/worldwide/en.html
4123 | TIPS,300UL,NAT GRADUATED IN HINGED RACKS,S,BK,960/3840 | 3840 | 1 | 219.726 | Corning | 4123 | https://www.corning.com/worldwide/en.html
4124 | TIPS,1000XT ,NAT GRAD EXTENDED LENGTH IN HINGED RACK,S,BK,768/3072 | 3072 | 1 | 219.726 | Corning | 4124 | https://www.corning.com/worldwide/en.html
4125 | TIPS,10UL,NAT GRAD EXT LENGTH VACUUM FORMED UNITS 10 DECKS,960/3840 | 3840 | 1 | 125.463 | Corning | 4125 | https://www.corning.com/worldwide/en.html
4126 | TIPS,200UL,NAT GRAD STAND VACUUM FORMED UNITS 10 DECKS,960/3840 | 3840 | 1 | 125.463 | Corning | 4126 | https://www.corning.com/worldwide/en.html
4127 | TIPS,200UL,YEL GRADUAYED STAND VACUUM FORMED UNITS 10 DECKS,960/3840 | 3840 | 1 | 125.463 | Corning | 4127 | https://www.corning.com/worldwide/en.html
4128 | TIPS,300UL,NATURAL GRADUATED IN VACUUM FORMED UNITS 10 DECKS,960/3840 | 3840 | 1 | 125.463 | Corning | 4128 | https://www.corning.com/worldwide/en.html
4129 | TIPS,1000XT ,NAT GRAD EXT LENGTH VACUUM FORMED UNITS OF 8 DECKS,768/3072 | 3072 | 1 | 125.463 | Corning | 4129 | https://www.corning.com/worldwide/en.html
4130 | ONE RELOAD-10UL EXT LENGTH TIPS VACCUM FORMED 10 DECKS, 10 EMPTY RACKS,960/960 | 960 | 1 | 43.563 | Corning | 4130 | https://www.corning.com/worldwide/en.html
4131 | ONE RELOAD-200UL NAT STAND TIPS VACCUM FORMED 10 DECKS, 10 EMPTY RACKS,960/960 | 960 | 1 | 43.563 | Corning | 4131 | https://www.corning.com/worldwide/en.html
4132 | ONE RELOAD-200UL YEL STAND TIPS VACCUM FORMED 10 DECKS, 10 EMPTY RACKS,960/960 | 960 | 1 | 43.563 | Corning | 4132 | https://www.corning.com/worldwide/en.html
4133 | ONE RELOAD-300UL NAT TIPS VACCUM FORMED 10 DECKS, 10 RACKS,960/960 | 960 | 1 | 73.632 | Corning | 4133 | https://www.corning.com/worldwide/en.html
4134 | ONE RELOAD-1000XT NAT EXT LENGTH TIPS VACCUM FORMED 8 DECKS,768/768 | 768 | 1 | 46.215 | Corning | 4134 | https://www.corning.com/worldwide/en.html
4141 | TIPS,10UL EXT LENGTH NAT GRAD IN TIPSTATION PIPETTTING PLATFORM,960/4800 | 4800 | 1 | 219.999 | Corning | 4141 | https://www.corning.com/worldwide/en.html
4142 | TIPS,200UL NAT STANDARDIZATION IN TIPSTATION PIPETTTING PLATFORM,BK,960/4800 | 4800 | 1 | 219.999 | Corning | 4142 | https://www.corning.com/worldwide/en.html
4143 | TIPS,10UL EXT LENGTH NAT GRAD IN TIPSTATION PIPETTTING PLATFORM,STERILE 960/4800 | 4800 | 1 | 241.995 | Corning | 4143 | https://www.corning.com/worldwide/en.html
4144 | TIPS,200UL NAT STANDARDIZATION IN TIPSTATION PIPETTTING PLATFORM,STERILE,960/4800 | 4800 | 1 | 241.995 | Corning | 4144 | https://www.corning.com/worldwide/en.html
4145 | EMPTY RACKS 10UL, 200UL, 300UL,24/CS | 24 | 1 | 50.193 | Corning | 4145 | https://www.corning.com/worldwide/en.html
4146 | EMPTY RACKS MULTIGUARD 3, 1000XT,16/CS | 16 | 1 | 45.981 | Corning | 4146 | https://www.corning.com/worldwide/en.html
4147 | TIPS, 10UL EXT LENGTH NAT GRAD IN TIPSTATION PIPETTTING PLATFORM,BK,960/3840 | 3840 | 1 | 250.809 | Corning | 4147 | https://www.corning.com/worldwide/en.html
4148 | TIPS,200UL NAT GRAD LOW BIND STAND IN HINGED RACKS,NS,BK,960/3840 | 3840 | 1 | 250.809 | Corning | 4148 | https://www.corning.com/worldwide/en.html
4149 | TIPS,300UL NAT GRAD LOW BIND IN HINGED RACKS,NS,BK,960/3840 | 3840 | 1 | 250.809 | Corning | 4149 | https://www.corning.com/worldwide/en.html
4150 | TIPS,10UL EXT LENGTH NAT GRAD LOW BIND IN HINGED RACKS,S,BK,960/3840 | 3840 | 1 | 275.886 | Corning | 4150 | https://www.corning.com/worldwide/en.html
4151 | TIPS,200UL NAT GRAD LOW BIND STAND IN HINGED RACKS,S,BK,960/3840 | 3840 | 1 | 275.886 | Corning | 4151 | https://www.corning.com/worldwide/en.html
4152 | TIPS,300UL NAT GRAD LOW BIND IN HINGED RACKS,S,BK,960/3840 | 3840 | 1 | 275.886 | Corning | 4152 | https://www.corning.com/worldwide/en.html
4153 | TIPS,10UL,NAT GRAD EXT LENGTH LOW BIND VACUUM FORM UNITS OF 10 DECKS,BK,960/3840 | 3840 | 1 | 181.467 | Corning | 4153 | https://www.corning.com/worldwide/en.html
4154 | TIPS,200UL,NAT GRAD STAND LOW BIND VACUUM FORM UNITS OF 10 DECKS,BK,960/3840 | 3840 | 1 | 181.467 | Corning | 4154 | https://www.corning.com/worldwide/en.html
4155 | TIPS,300UL,NAT GRAD LOW BIND VACUUM FORM UNITS OF 10 DECKS,BK,960/3840 | 3840 | 1 | 181.467 | Corning | 4155 | https://www.corning.com/worldwide/en.html
4798 | PIPETTE TIPS,1-200UL,GENERIC,NAT,NS,BK,1000/30000 | 30000 | 1 | 418.197 | Corning | 4798 | https://www.corning.com/worldwide/en.html
4799 | PIPETTE TIPS,GENERIC,100-1000UL,BLUE,NS,1000/30000 | 30000 | 1 | 532.389 | Corning | 4799 | https://www.corning.com/worldwide/en.html
3570 | MICROPLATE, 384 WELL, POLYSTYRENE, WHITE, FLAT BOTTOM, SQUARE WELLS, LOW FLANGE, TC-TREATED, WITH LID, STERILE, BULK | 50 | 1 | 363.402 | Corning | 3570 | https://www.corning.com/worldwide/en.html
3571 | MICROPLATE, 384 WELL, POLYSTYRENE, BLACK, FLAT BOTTOM, SQUARE WELLS, LOW FLANGE, TC-TREATED, WITH LID, STERILE, BULK | 50 | 1 | 326.43 | Corning | 3571 | https://www.corning.com/worldwide/en.html
3572 | MICROPLATE, 384 WELL, POLYSTYRENE, WHITE, FLAT BOTTOM, SQUARE WELLS, LOW FLANGE, NOT TREATED, NO LID, NONSTERILE, BULK | 50 | 1 | 295.62 | Corning | 3572 | https://www.corning.com/worldwide/en.html
3573 | MICROPLATE, 384 WELL, POLYSTYRENE, BLACK, FLAT BOTTOM, SQUARE WELLS, LOW FLANGE, NOT TREATED, NO LID, NONSTERILE, BULK | 50 | 1 | 266.136 | Corning | 3573 | https://www.corning.com/worldwide/en.html
3576 | MICROPLATE, 384 WELL, POLYSTYRENE, WHITE, FLAT BOTTOM, SQUARE WELLS, LOW FLANGE, HIGH BINDING, NO LID, NONSTERILE, BULK | 50 | 1 | 380.055 | Corning | 3576 | https://www.corning.com/worldwide/en.html
3577 | MICROPLATE, 384 WELL, POLYSTYRENE, BLACK, FLAT BOTTOM, SQUARE WELLS, LOW FLANGE, HIGH BINDING, NO LID, NONSTERILE, BULK | 50 | 1 | 345.501 | Corning | 3577 | https://www.corning.com/worldwide/en.html
3658 | MICROPLATE, 384 WELL, POLYPROPYLENE, BLACK, ROUND BOTTOM, SQUARE WELLS, NOT TREATED, NO LID, NONSTERILE, BULK | 100 | 1 | 542.334 | Corning | 3658 | https://www.corning.com/worldwide/en.html
3680 | MICROPLATE, 384 WELL, POLYSTYRENE, CLEAR, FLAT BOTTOM, SQUARE WELLS, NOT TREATED, WITH LID, STERILE, BULK | 100 | 1 | 504.465 | Corning | 3680 | https://www.corning.com/worldwide/en.html
3700 | MICROPLATE, 384 WELL, POLYSTYRENE, CLEAR, FLAT BOTTOM, SQUARE WELLS, HIGH BINDING, NO LID, NONSTERILE, BULK | 100 | 1 | 521.469 | Corning | 3700 | https://www.corning.com/worldwide/en.html
3701 | MICROPLATE, 384 WELL, POLYSTYRENE, CLEAR, FLAT BOTTOM, SQUARE WELLS, TC-TREATED, WITH LID, STERILE, BULK | 100 | 1 | 552.825 | Corning | 3701 | https://www.corning.com/worldwide/en.html
3702 | MICROPLATE, 384 WELL, POLYSTYRENE, CLEAR, FLAT BOTTOM, SQUARE WELLS, NOT TREATED, NO LID, NONSTERILE, BULK | 100 | 1 | 477.438 | Corning | 3702 | https://www.corning.com/worldwide/en.html
3706 | MICROPLATE, 384 WELL, POLYSTYRENE, WHITE/CLEAR FLAT BOTTOM, SQUARE WELLS, NOT TREATED, NO LID, NONSTERILE, BULK | 100 | 1 | 1042.821 | Corning | 3706 | https://www.corning.com/worldwide/en.html
3707 | MICROPLATE, 384 WELL, POLYSTYRENE, WHITE/CLEAR FLAT BOTTOM, SQUARE WELLS, TC-TREATED, WITH LID, STERILE, BULK | 100 | 1 | 1187.355 | Corning | 3707 | https://www.corning.com/worldwide/en.html
3762 | PLATE,ASSAY,384WL,BCB,LOW FLANGE,NT,WO/LID,NS,25/100 | 100 | 1 | 994.11 | Corning | 3762 | https://www.corning.com/worldwide/en.html
3763 | MICROPLATE, 384 WELL, POLYSTYRENE, WHITE/CLEAR FLAT BOTTOM, SQUARE WELLS, NOT TREATED, NO LID, NONSTERILE, BULK | 100 | 1 | 1042.821 | Corning | 3763 | https://www.corning.com/worldwide/en.html
3764 | PLATE,ASSAY,384WL,BCB,LOW FLANGE,TCT,W/LID,S,BK,20/100 | 100 | 1 | 1073.436 | Corning | 3764 | https://www.corning.com/worldwide/en.html
3765 | MICROPLATE, 384 WELL, POLYSTYRENE, WHITE/CLEAR FLAT BOTTOM, SQUARE WELLS, TC-TREATED, WITH LID, STERILE, BULK | 100 | 1 | 1187.355 | Corning | 3765 | https://www.corning.com/worldwide/en.html
3985 | MICROPLATE, OPTICAL IMAGING, 384 WELL, POLYSTYRENE, BLACK/CLEAR FLAT BOTTOM, TC-TREATED, WITH LID, STERILE, BULK | 100 | 1 | 1287.858 | Corning | 3985 | https://www.corning.com/worldwide/en.html
4518 | CORNING® 384 WELL HIGH CONTENT IMAGING PLATE, W LID, BCB, TCT, COC, LOW BASE, STERILE | 20 | 1 | 352.365 | Corning | 4518 | https://www.corning.com/worldwide/en.html
4581 | CORNING® 384 WELL PLATE, COC, LOW VOLUME, BLACK/GLASS FLAT BOTTOM, ROUND WELLS, NON-COATED, WITH LID, STERILE, INDIVIDUALLY PACKAGED | 10 | 1 | 374.595 | Corning | 4581 | https://www.corning.com/worldwide/en.html
4588 | MICROPLATE, 384 WELL, POLYSTYRENE, BLACK CLEAR BOTTOM, FLAT BOTTOM, ULA COATED,W/LID, STERILE, BULK 20/100 | 100 | 1 | 2169.921 | Corning | 4588 | https://www.corning.com/worldwide/en.html
4681 | CORNING® 384 WELL HIGH CONTENT IMAGING PLATE, W LID, BCB, TCT, COC, STERILE | 20 | 1 | 352.365 | Corning | 4681 | https://www.corning.com/worldwide/en.html
3740 | TGOLD,PCR 8WL STRIP,RBW,PP,NS,BK,125/1250 | 1250 | 1 | 841.971 | Corning | 3740 | https://www.corning.com/worldwide/en.html
3741 | TGOLD,PCR 8WL STRIP,CLR,PP,NS,BK,125/1250 | 1250 | 1 | 841.971 | Corning | 3741 | https://www.corning.com/worldwide/en.html
3742 | TGOLD,PCR 8WL,CAP,RTPCR,CLR,PP,NS,BK,125/1250 | 1250 | 1 | 329.667 | Corning | 3742 | https://www.corning.com/worldwide/en.html
3743 | TGOLD,PCR,8WL,CAP,DT,CLR,PP,NS,BK,125/1250 | 1250 | 1 | 329.667 | Corning | 3743 | https://www.corning.com/worldwide/en.html
3744 | TGOLD,PCR TUBE,0.2ML,FT,RBW,PP,NS,BK,500/1000 | 1000 | 1 | 83.07 | Corning | 3744 | https://www.corning.com/worldwide/en.html
3745 | TGOLD,PCR TUBE 0.2ML,FT,CLR,PP,NS,BK,500/1000 | 1000 | 1 | 83.07 | Corning | 3745 | https://www.corning.com/worldwide/en.html
3746 | TGOLD,PCR TUBE,0.2ML,DT,RBW,PP,NS,BK,500/1000 | 1000 | 1 | 83.07 | Corning | 3746 | https://www.corning.com/worldwide/en.html
3747 | TGOLD,PCR TUBE,0.2ML,DT,CLR,PP,NS,BK,500/1000 | 1000 | 1 | 83.07 | Corning | 3747 | https://www.corning.com/worldwide/en.html
3748 | TGOLD,PCR,8WL CAP,DT,RBW,PP,NS,BK,125/1250 | 1250 | 1 | 329.667 | Corning | 3748 | https://www.corning.com/worldwide/en.html
3749 | TGOLD,PCR TUBE,0.5ML,FT,RBW,PP,NS,BK,500/1000 | 1000 | 1 | 64.038 | Corning | 3749 | https://www.corning.com/worldwide/en.html
3750 | TGOLD,PCR TUBE,0.5ML,FT,CLR,PP,NS,BK,500/1000 | 1000 | 1 | 64.038 | Corning | 3750 | https://www.corning.com/worldwide/en.html
6530 | PCR TUBE,0.5ML,FT,PP,NS,BK,250/1000 | 1000 | 1 | 59.592 | Corning | 6530 | https://www.corning.com/worldwide/en.html
6531 | PCR TUBE,0.2ML,DT,PP,NS,BK,96/960 | 960 | 1 | 120.276 | Corning | 6531 | https://www.corning.com/worldwide/en.html
6542 | PCR TUBE,8WL STRIP,NAT,PP,NS,BK,60/300 | 300 | 1 | 392.847 | Corning | 6542 | https://www.corning.com/worldwide/en.html
6547 | PCR TUBE,8WL STRIP,RBW,PP,NS,BK,60/300 | 300 | 1 | 392.847 | Corning | 6547 | https://www.corning.com/worldwide/en.html
6571 | PCR,TUBE,0.2ML,FT,PP,NS,BK,96/960 | 960 | 1 | 123.942 | Corning | 6571 | https://www.corning.com/worldwide/en.html
3361 | MICROPLATE, 96 WELL, POLYSTYRENE, CLEAR, FLAT BOTTOM, HIGH BINDING, WITH LID, STERILE, BULK | 100 | 1 | 229.125 | Corning | 3361 | https://www.corning.com/worldwide/en.html
3366 | MICROPLATE, 96 WELL, POLYSTYRENE, CLEAR, ROUND BOTTOM, HIGH BINDING, NO LID, NONSTERILE, BULK | 100 | 1 | 225.693 | Corning | 3366 | https://www.corning.com/worldwide/en.html
3368 | MICROPLATE, EASY-WASH™, 96 WELL, POLYSTYRENE, CLEAR, FLAT BOTTOM, MEDIUM BINDING, NO LID, NONSTERILE, BULK | 100 | 1 | 232.089 | Corning | 3368 | https://www.corning.com/worldwide/en.html
3369 | MICROPLATE, EASY-WASH™, 96 WELL, POLYSTYRENE, CLEAR, FLAT BOTTOM, HIGH BINDING, NO LID, NONSTERILE, BULK | 100 | 1 | 232.089 | Corning | 3369 | https://www.corning.com/worldwide/en.html
3590 | MICROPLATE, 96 WELL, POLYSTYRENE, CLEAR, FLAT BOTTOM, HIGH BINDING, NO LID, NONSTERILE, INDIVIDUALLY PACKAGED | 100 | 1 | 212.979 | Corning | 3590 | https://www.corning.com/worldwide/en.html
3591 | MICROPLATE, 96 WELL, POLYSTYRENE, CLEAR, FLAT BOTTOM, MEDIUM BINDING, NO LID, NONSTERILE, INDIVIDUALLY PACKAGED | 50 | 1 | 110.955 | Corning | 3591 | https://www.corning.com/worldwide/en.html
3797 | MICROPLATE, 96 WELL, POLYSTYRENE, CLEAR, ROUND BOTTOM, MEDIUM BINDING, NO LID, NONSTERILE, BULK | 100 | 1 | 165.984 | Corning | 3797 | https://www.corning.com/worldwide/en.html
9018 | MICROPLATE, 96 WELL, POLYSTYRENE, CLEAR, FLAT BOTTOM, HIGH BINDING, NO LID, NONSTERILE, BULK | 100 | 1 | 172.107 | Corning | 9018 | https://www.corning.com/worldwide/en.html
3628BC | MICROPLATE, 96 WELL, POLYSTYRENE, CLEAR, FLAT BOTTOM, TC-TREATED, WITH LID, WITH GENERIC BAR-CODE, STERILE, BULK | 100 | 1 | 220.311 | Corning | 3628BC | https://www.corning.com/worldwide/en.html
3897BC | MICROPLATE, 96 WELL, POLYSTYRENE, CLEAR, V-BOTTOM, NOT TREATED, NO LID, NONSTERILE, GENERIC BC | 100 | 1 | 278.226 | Corning | 3897BC | https://www.corning.com/worldwide/en.html
3904BC | MICROPLATE, 96 WELL, POLYSTYRENE, BLACK/CLEAR FLAT BOTTOM, TC-TREATED, WITH LID, STERILE, WITH GENERIC BAR CODE, BULK | 100 | 1 | 718.692 | Corning | 3904BC | https://www.corning.com/worldwide/en.html
4135 | TIPS, 10UL EXT LENGTH NAT GRAD LOW BIND BARRIER IN HINGED RACKS,960/3840 | 3840 | 1 | 345.891 | Corning | 4135 | https://www.corning.com/worldwide/en.html
4136 | TIPS, 20UL NAT GRAD LOW BIND BARRIER IN HINGED RACKS,S,BK,960/3840 | 3840 | 1 | 345.891 | Corning | 4136 | https://www.corning.com/worldwide/en.html
4137 | TIPS, 100UL NAT GRAD LOW BIND BARRIER IN HINGED RACKS,S,BK,960/3840 | 3840 | 1 | 345.891 | Corning | 4137 | https://www.corning.com/worldwide/en.html
4138 | TIPS, 200UL NAT GRAD LOW BIND BARRIER IN HINGED RACKS,S,BK,960/3840 | 3840 | 1 | 345.891 | Corning | 4138 | https://www.corning.com/worldwide/en.html
4139 | TIPS, 200UL NAT GRAD LOW BIND BARRIER IN HINGED RACKS,S,BK,768/3072 | 3072 | 1 | 345.891 | Corning | 4139 | https://www.corning.com/worldwide/en.html
4140 | TIPS,1000XT ,NAT GRAD EXT LENGTH BARRIER IN HINGED RACKS,S,BK,768/3072 | 3072 | 1 | 345.891 | Corning | 4140 | https://www.corning.com/worldwide/en.html
2572 | STRIP HOLDER, EGG-CRATE, 96 WELL, POLYSTYRENE, FOR 1 X 8 STRIPWELL™ STRIPS, NONSTERILE, BULK | 20 | 1 | 73.164 | Corning | 2572 | https://www.corning.com/worldwide/en.html
2578 | STRIP EJECTOR, 96 WELL, POLYSTYRENE, NONSTERILE, BULK | 5 | 1 | 62.868 | Corning | 2578 | https://www.corning.com/worldwide/en.html
3823 | CORNING® MULTICOATED MICROPLATE, 96-WELL, BLACK CLEAR-BOTTOM, NON-STERILE, WITH LID, BULK | 10 | 1 | 782.158 | Corning | 3823 | https://www.corning.com/worldwide/en.html
3841 | MICROPLATE, 96 WELL, POLYSTYRENE, CLEAR, FLAT BOTTOM, POLY-D-LYSINE, WITH LID, ASEPTICALLY MANUFACTURED, BULK | 100 | 1 | 1089.348 | Corning | 3841 | https://www.corning.com/worldwide/en.html
3842 | MICROPLATE, 96 WELL, POLYSTYRENE, BLACK/CLEAR FLAT BOTTOM, POLY-D-LYSINE, WITH LID, ASEPTICALLY MANUFACTURED, BULK | 100 | 1 | 1747.408 | Corning | 3842 | https://www.corning.com/worldwide/en.html
3843 | MICROPLATE, 96 WELL, POLYSTYRENE, WHITE/CLEAR FLAT BOTTOM, POLY-D-LYSINE, WITH LID, ASEPTICALLY MANUFACTURED, BULK | 100 | 1 | 1747.408 | Corning | 3843 | https://www.corning.com/worldwide/en.html
4582 | CORNING® BIOCOAT® 96 WELL PLATE, HALF AREA, BLACK/GLASS BOTTOM, COLLAGEN COATED, WITH LID, NONSTERILE | 10 | 1 | 456.417 | Corning | 4582 | https://www.corning.com/worldwide/en.html
4584 | CORNING® BIOCOAT® 96 WELL PLATE, HALF AREA, BLACK/GLASS BOTTOM, FIBRONECTIN COATED, WITH LID, NONSTERILE | 10 | 1 | 479.193 | Corning | 4584 | https://www.corning.com/worldwide/en.html
4586 | CORNING® BIOCOAT® 96 WELL PLATE, HALF AREA, BLACK/GLASS BOTTOM, POLY-D-LYSINE COATED, WITH LID, NONSTERILE | 10 | 1 | 456.417 | Corning | 4586 | https://www.corning.com/worldwide/en.html
7318A | MICROPLATE, 96 WELL, POLYSTYRENE, BLACK/CLEAR FLAT BOTTOM, LAMININ-COATED, WITH LID, STERILE, BULK | 50 | 1 | 1659.567 | Corning | 7318A | https://www.corning.com/worldwide/en.html
2505 | PLT,96WL,DNA,FB,CLR,WO/LID,NS,IND,1/50 | 50 | 1 | 548.496 | Corning | 2505 | https://www.corning.com/worldwide/en.html
2525 | DNA-BIND™ PLATE, 96 WELL, CLEAR, FLAT 1/10 | 10 | 1 | 119.301 | Corning | 2525 | https://www.corning.com/worldwide/en.html
3635 | PLT,96WL,UV,NT,NS,25/50 | 50 | 1 | 571.779 | Corning | 3635 | https://www.corning.com/worldwide/en.html
3679 | PLT,96WL,HALF AREA,UV,NT,RNASE/DNASE FREE,NS,BK,25/50 | 50 | 1 | 712.569 | Corning | 3679 | https://www.corning.com/worldwide/en.html
3544 | MICROPLATE, 384 WELL, POLYSTYRENE, LOW VOLUME, BLACK/CLEAR FLAT BOTTOM, ROUND WELLS, NON BINDING SURFACE, NO LID, NONSTERILE, BULK | 50 | 1 | 464.178 | Corning | 3544 | https://www.corning.com/worldwide/en.html
3574 | MICROPLATE, 384 WELL, POLYSTYRENE, WHITE, FLAT BOTTOM, SQUARE WELLS, LOW FLANGE, NON BINDING SURFACE, NO LID, NONSTERILE, BULK | 50 | 1 | 425.919 | Corning | 3574 | https://www.corning.com/worldwide/en.html
3575 | MICROPLATE, 384 WELL, POLYSTYRENE, BLACK, FLAT BOTTOM, SQUARE WELLS, LOW FLANGE, NON BINDING SURFACE, NO LID, NONSTERILE, BULK | 50 | 1 | 421.395 | Corning | 3575 | https://www.corning.com/worldwide/en.html
3640 | MICROPLATE, 384 WELL, POLYSTYRENE, CLEAR, FLAT BOTTOM, SQUARE WELLS, NON BINDING SURFACE, NO LID, NONSTERILE, BULK | 100 | 1 | 756.795 | Corning | 3640 | https://www.corning.com/worldwide/en.html
3766 | PLATE,ASSAY,384WL,BCB,LOW FLANGE,NON-BINDING,WO/LID,NS,25/100 | 100 | 1 | 1019.343 | Corning | 3766 | https://www.corning.com/worldwide/en.html
3767 | MICROPLATE, 384 WELL, POLYSTYRENE, WHITE/CLEAR FLAT BOTTOM, SQUARE WELLS, NON BINDING SURFACE, NO LID, NONSTERILE, BULK | 100 | 1 | 1056.666 | Corning | 3767 | https://www.corning.com/worldwide/en.html
4514 | CORNING® 384 WELL PLATE, LOW VOLUME, BLACK, NBS, U-BOTTOM, WITHOUT LID, NONSTERILE | 50 | 1 | 466.011 | Corning | 4514 | https://www.corning.com/worldwide/en.html
3642 | MICROPLATE, 96 WELL, POLYSTYRENE, HALF AREA, LOW VOLUME, WHITE, FLAT BOTTOM, NON BINDING SURFACE, NO LID, NONSTERILE, BULK | 100 | 1 | 735.579 | Corning | 3642 | https://www.corning.com/worldwide/en.html
3686 | MICROPLATE, 96 WELL, POLYSTYRENE, HALF AREA, LOW VOLUME, BLACK, FLAT BOTTOM, NON BINDING SURFACE, NO LID, NONSTERILE, BULK | 100 | 1 | 849.225 | Corning | 3686 | https://www.corning.com/worldwide/en.html
3688 | MICROPLATE, 96 WELL, POLYSTYRENE, HALF AREA, LOW VOLUME, WHITE, FLAT BOTTOM, TC-TREATED, WITH LID, STERILE, BULK | 100 | 1 | 597.792 | Corning | 3688 | https://www.corning.com/worldwide/en.html
3690 | MICROPLATE, 96 WELL, POLYSTYRENE, HALF AREA, LOW VOLUME, CLEAR, FLAT BOTTOM, HIGH BINDING, NO LID, NONSTERILE, BULK | 100 | 1 | 360.75 | Corning | 3690 | https://www.corning.com/worldwide/en.html
3693 | MICROPLATE, 96 WELL, POLYSTYRENE, HALF AREA, LOW VOLUME, WHITE, FLAT BOTTOM, NOT TREATED, NO LID, NONSTERILE, BULK | 100 | 1 | 407.784 | Corning | 3693 | https://www.corning.com/worldwide/en.html
3694 | MICROPLATE, 96 WELL, POLYSTYRENE, HALF AREA, LOW VOLUME, BLACK, FLAT BOTTOM, NOT TREATED, NO LID, NONSTERILE, BULK | 100 | 1 | 380.328 | Corning | 3694 | https://www.corning.com/worldwide/en.html
3695 | MICROPLATE, 96 WELL, POLYSTYRENE, HALF AREA, LOW VOLUME, CLEAR, FLAT BOTTOM, NOT TREATED, NO LID, NONSTERILE, BULK | 100 | 1 | 344.955 | Corning | 3695 | https://www.corning.com/worldwide/en.html
3697 | MICROPLATE, 96 WELL, POLYSTYRENE, HALF AREA, LOW VOLUME, CLEAR, FLAT BOTTOM, TC-TREATED, WITH LID, STERILE, BULK | 100 | 1 | 399.867 | Corning | 3697 | https://www.corning.com/worldwide/en.html
3721 | MICROPLATE, 96 WELL, POLYSTYRENE, HALF AREA, LOW VOLUME, BLACK/CLEAR FLAT BOTTOM, TC-TREATED, WITH LID, STERILE, BULK | 25 | 1 | 200.889 | Corning | 3721 | https://www.corning.com/worldwide/en.html
3875 | MICROPLATE, 96 WELL, POLYSTYRENE, HALF AREA, LOW VOLUME, BLACK, FLAT BOTTOM, TC-TREATED, WITH LID, STERILE, BULK | 100 | 1 | 466.713 | Corning | 3875 | https://www.corning.com/worldwide/en.html
3880 | MICROPLATE, 96 WELL, POLYSTYRENE, HALF AREA, LOW VOLUME, BLACK/CLEAR FLAT BOTTOM, NOT TREATED, NO LID, NONSTERILE, BULK | 100 | 1 | 826.449 | Corning | 3880 | https://www.corning.com/worldwide/en.html
3881 | MICROPLATE, 96 WELL, POLYSTYRENE, HALF AREA, LOW VOLUME, BLACK/CLEAR FLAT BOTTOM, NON BINDING SURFACE, NO LID, NONSTERILE, BULK | 100 | 1 | 882.102 | Corning | 3881 | https://www.corning.com/worldwide/en.html
3882 | MICROPLATE, 96 WELL, POLYSTYRENE, HALF AREA, LOW VOLUME, BLACK/CLEAR FLAT BOTTOM, TC-TREATED, WITH LID, STERILE, BULK | 100 | 1 | 819.585 | Corning | 3882 | https://www.corning.com/worldwide/en.html
3883 | MICROPLATE, 96 WELL, POLYSTYRENE, HALF AREA, LOW VOLUME, WHITE/CLEAR FLAT BOTTOM, NOT TREATED, NO LID, NONSTERILE, BULK | 100 | 1 | 826.449 | Corning | 3883 | https://www.corning.com/worldwide/en.html
3884 | MICROPLATE, 96 WELL, POLYSTYRENE, HALF AREA, LOW VOLUME, WHITE/CLEAR FLAT BOTTOM, NON BINDING SURFACE, NO LID, NONSTERILE, BULK | 100 | 1 | 882.102 | Corning | 3884 | https://www.corning.com/worldwide/en.html
3885 | MICROPLATE, 96 WELL, POLYSTYRENE, HALF AREA, LOW VOLUME, WHITE/CLEAR FLAT BOTTOM, TC-TREATED, WITH LID, STERILE, BULK | 100 | 1 | 819.585 | Corning | 3885 | https://www.corning.com/worldwide/en.html
3886 | MICROPLATE, 96 WELL, POLYSTYRENE, HALF AREA, LOW VOLUME, WHITE/CLEAR FLAT BOTTOM, TC-TREATED, NO LID, STERILE, BULK | 100 | 1 | 797.55 | Corning | 3886 | https://www.corning.com/worldwide/en.html
3992 | MICROPLATE, 96 WELL, POLYSTYRENE, HALF AREA, LOW VOLUME, WHITE, FLAT BOTTOM, NON BINDING SURFACE, NO LID, NONSTERILE, BULK | 25 | 1 | 221.403 | Corning | 3992 | https://www.corning.com/worldwide/en.html
3993 | MICROPLATE, 96 WELL, POLYSTYRENE, HALF AREA, LOW VOLUME, BLACK, FLAT BOTTOM, NON BINDING SURFACE, NO LID, NONSTERILE, BULK | 25 | 1 | 214.266 | Corning | 3993 | https://www.corning.com/worldwide/en.html
3994 | MICROPLATE, 96 WELL, POLYSTYRENE, HALF AREA, LOW VOLUME, WHITE/CLEAR FLAT BOTTOM, NON BINDING SURFACE, NO LID, NONSTERILE, BULK | 25 | 1 | 223.353 | Corning | 3994 | https://www.corning.com/worldwide/en.html
4517 | CORNING® 96 WELL HALF AREA HIGH CONTENT IMAGING PLATE, W LID, BCB, TCT, COC, LOW BASE, STERILE | 20 | 1 | 306.462 | Corning | 4517 | https://www.corning.com/worldwide/en.html
4680 | CORNING® 96 WELL HALF AREA HIGH CONTENT IMAGING PLATE, W LID, BCB, TCT, COC, STERILE | 16 | 1 | 245.31 | Corning | 4680 | https://www.corning.com/worldwide/en.html
3887A | MICROPLATE, 96 WELL, POLYSTYRENE, HALF AREA, LOW VOLUME, BLACK/CLEAR FLAT BOTTOM, TC-TREATED, NO LID, STERILE, BULK | 100 | 1 | 781.872 | Corning | 3887A | https://www.corning.com/worldwide/en.html
3614 | MICROPLATE, SPECIAL OPTICS, 96 WELL, POLYSTYRENE, BLACK/CLEAR FLAT BOTTOM, TC-TREATED, NO LID, STERILE, BULK | 100 | 1 | 978.549 | Corning | 3614 | https://www.corning.com/worldwide/en.html
3615 | MICROPLATE, SPECIAL OPTICS, 96 WELL, POLYSTYRENE, BLACK/CLEAR FLAT BOTTOM, NOT TREATED, NO LID, NONSTERILE, BULK | 100 | 1 | 924.534 | Corning | 3615 | https://www.corning.com/worldwide/en.html
4580 | CORNING® 96 WELL PLATE, COC, HALF AREA, LOW VOLUME, BLACK/GLASS FLAT BOTTOM, NON-COATED, WITH LID, STERILE, INDIVIDUALLY PACKAGED | 10 | 1 | 295.308 | Corning | 4580 | https://www.corning.com/worldwide/en.html
3600 | MICROPLATE, 96 WELL, POLYSTYRENE, WHITE, FLAT BOTTOM, NON BINDING SURFACE, NO LID, NONSTERILE, BULK | 100 | 1 | 833.547 | Corning | 3600 | https://www.corning.com/worldwide/en.html
3604 | MICROPLATE, 96 WELL, POLYSTYRENE, WHITE/CLEAR FLAT BOTTOM, NON BINDING SURFACE, NO LID, NONSTERILE, BULK | 100 | 1 | 1006.746 | Corning | 3604 | https://www.corning.com/worldwide/en.html
3605 | MICROPLATE, 96 WELL, POLYSTYRENE, WHITE, ROUND BOTTOM, NON BINDING SURFACE, NO LID, NONSTERILE, BULK | 100 | 1 | 681.876 | Corning | 3605 | https://www.corning.com/worldwide/en.html
3641 | MICROPLATE, 96 WELL, POLYSTYRENE, CLEAR, FLAT BOTTOM, NON BINDING SURFACE, NO LID, NONSTERILE, BULK | 100 | 1 | 491.01 | Corning | 3641 | https://www.corning.com/worldwide/en.html
3650 | MICROPLATE, 96 WELL, POLYSTYRENE, BLACK, FLAT BOTTOM, NON BINDING SURFACE, NO LID, NONSTERILE, BULK | 100 | 1 | 762.177 | Corning | 3650 | https://www.corning.com/worldwide/en.html
3651 | MICROPLATE, 96 WELL, POLYSTYRENE, BLACK/CLEAR FLAT BOTTOM, NON BINDING SURFACE, NO LID, NONSTERILE, BULK | 100 | 1 | 762.177 | Corning | 3651 | https://www.corning.com/worldwide/en.html
3990 | MICROPLATE, 96 WELL, POLYSTYRENE, WHITE, FLAT BOTTOM, NON BINDING SURFACE, NO LID, NONSTERILE, BULK | 25 | 1 | 210.717 | Corning | 3990 | https://www.corning.com/worldwide/en.html
3991 | MICROPLATE, 96 WELL, POLYSTYRENE, BLACK, FLAT BOTTOM, NON BINDING SURFACE, NO LID, NONSTERILE, BULK | 25 | 1 | 193.635 | Corning | 3991 | https://www.corning.com/worldwide/en.html
3995 | MICROPLATE, 96 WELL, POLYSTYRENE, WHITE/CLEAR FLAT BOTTOM, NON BINDING SURFACE, NO LID, NONSTERILE, BULK | 25 | 1 | 254.007 | Corning | 3995 | https://www.corning.com/worldwide/en.html
3343 | MICROPLATE, STORAGE, 96 WELL, POLYPROPYLENE, EXPANDED VOLUME, 450 ΜL, STANDARD HEIGHT, TRANSLUCENT, V-BOTTOM, NOT TREATED, NO LID, NONSTERILE, BULK | 50 | 1 | 206.154 | Corning | 3343 | https://www.corning.com/worldwide/en.html
3344 | MICROPLATE, STORAGE, 96 WELL, POLYPROPYLENE, EXPANDED VOLUME, 450 ΜL, STANDARD HEIGHT, TRANSLUCENT, V-BOTTOM, NOT TREATED, NO LID, STERILE, BULK | 50 | 1 | 235.599 | Corning | 3344 | https://www.corning.com/worldwide/en.html
3357 | MICROPLATE, 96 WELL, POLYPROPYLENE, CLEAR, V-BOTTOM, NOT TREATED, NO LID, STERILE, BULK | 100 | 1 | 255.021 | Corning | 3357 | https://www.corning.com/worldwide/en.html
3359 | MICROPLATE, 96 WELL, POLYPROPYLENE, CLEAR, ROUND BOTTOM, NOT TREATED, NO LID, STERILE, BULK | 100 | 1 | 251.277 | Corning | 3359 | https://www.corning.com/worldwide/en.html
3363 | MICROPLATE, 96 WELL, POLYPROPYLENE, CLEAR, V-BOTTOM, NOT TREATED, NO LID, NONSTERILE, BULK | 100 | 1 | 221.286 | Corning | 3363 | https://www.corning.com/worldwide/en.html
3364 | MICROPLATE, 96 WELL, POLYPROPYLENE, CLEAR, FLAT BOTTOM, NOT TREATED, NO LID, NONSTERILE, BULK | 100 | 1 | 221.286 | Corning | 3364 | https://www.corning.com/worldwide/en.html
3365 | MICROPLATE, 96 WELL, POLYPROPYLENE, CLEAR, ROUND BOTTOM, NOT TREATED, NO LID, NONSTERILE, BULK | 100 | 1 | 221.286 | Corning | 3365 | https://www.corning.com/worldwide/en.html
3879 | MICROPLATE, 96 WELL, POLYPROPYLENE, CLEAR, ROUND BOTTOM, CORNER NOTCH, NOT TREATED, WITH LOW EVAPORATION LID, STERILE, INDIVIDUALLY PACKAGED | 50 | 1 | 143.637 | Corning | 3879 | https://www.corning.com/worldwide/en.html
3656 | MICROPLATE, 384 WELL, POLYPROPYLENE, CLEAR, ROUND BOTTOM, SQUARE WELLS, NOT TREATED, NO LID, STERILE, BULK | 100 | 1 | 377.364 | Corning | 3656 | https://www.corning.com/worldwide/en.html
3657 | MICROPLATE, 384 WELL, POLYPROPYLENE, CLEAR, ROUND BOTTOM, SQUARE WELLS, NOT TREATED, NO LID, NONSTERILE, BULK | 100 | 1 | 359.619 | Corning | 3657 | https://www.corning.com/worldwide/en.html
3504 | FILTER PLT,96WL,W/0.2U,PVDF HYDROPHILIC,WHT,PS,NS,BK,10/50 | 50 | 1 | 1099.488 | Corning | 3504 | https://www.corning.com/worldwide/en.html
3505 | FILTER PLATE,96WL,0.2UM,PVDF HYDROPHILIC,WHT,PS,S,BK,10/50 | 50 | 1 | 1099.488 | Corning | 3505 | https://www.corning.com/worldwide/en.html
3508 | FILTER PLT,96WL,0.2UM,PVDF,CLEAR,PS,NS,BK,10/50 | 50 | 1 | 1099.488 | Corning | 3508 | https://www.corning.com/worldwide/en.html
3510 | FILTER PLT,96WL,GLASS FIBER THIN,WHT,PS, NS,BK,10/50 | 50 | 1 | 1078.272 | Corning | 3510 | https://www.corning.com/worldwide/en.html
3511 | FILTER PLT,96WL,GLASS FIBER THICK,WHT,PS,NS,BK,10/50 | 50 | 1 | 1162.902 | Corning | 3511 | https://www.corning.com/worldwide/en.html
3008 | CELL LIFTER,18CM,S,IND,1/100 | 100 | 1 | 191.061 | Corning | 3008 | https://www.corning.com/worldwide/en.html
3010 | CELL SCRAPER,SMALL,25CM,S,IND,1/100 | 100 | 1 | 207.948 | Corning | 3010 | https://www.corning.com/worldwide/en.html
3011 | CELL SCRAPER,LARGE,39CM,S,IND,1/100 | 100 | 1 | 269.529 | Corning | 3011 | https://www.corning.com/worldwide/en.html
3098 | LID, MICROPLATES, UNIVERSAL, POLYSTYRENE, NO CORNER NOTCH, STERILE, BULK | 100 | 1 | 183.534 | Corning | 3098 | https://www.corning.com/worldwide/en.html
3099 | LID, MICROPLATES, UNIVERSAL, POLYSTYRENE, CORNER NOTCH, STERILE, BULK | 50 | 1 | 93.873 | Corning | 3099 | https://www.corning.com/worldwide/en.html
3930 | LID, 96 WELL MICROPLATES, LOW EVAPORATION, POLYSTYRENE, CORNER NOTCH, STERILE, INDIVIDUALLY PACKAGED | 100 | 1 | 252.096 | Corning | 3930 | https://www.corning.com/worldwide/en.html
3931 | LID, 96 WELL MICROPLATES, LOW EVAPORATION, POLYSTYRENE, CORNER NOTCH, STERILE, BULK | 50 | 1 | 81.588 | Corning | 3931 | https://www.corning.com/worldwide/en.html
3935 | LID, MICROPLATES, UNIVERSAL, POLYSTYRENE, CORNER NOTCH, BLACK, STERILE, BULK | 50 | 1 | 81.588 | Corning | 3935 | https://www.corning.com/worldwide/en.html
8160 | SPINX FLTR,2ML,.22UM,CA,S,BK,24/96 | 96 | 1 | 205.023 | Corning | 8160 | https://www.corning.com/worldwide/en.html
8161 | SPINX FLTR,2ML,.22UM,CA,NS,BK,25BAG/100 | 100 | 1 | 123.513 | Corning | 8161 | https://www.corning.com/worldwide/en.html
8162 | SPINX FLTR,2ML,.45UM,CA,S,BK,24/96 | 96 | 1 | 205.023 | Corning | 8162 | https://www.corning.com/worldwide/en.html
8163 | SPINX FLTR,2ML,.45UM,CA,NS,BK,25BAG/100 | 100 | 1 | 127.725 | Corning | 8163 | https://www.corning.com/worldwide/en.html
8169 | SPINX FLTR,2ML,.22UM,NY,NS,BK,100BAG/200 | 200 | 1 | 275.145 | Corning | 8169 | https://www.corning.com/worldwide/en.html
8170 | SPINX FLTR,2ML,.45UM,NY,NS,BK,100BAG/200 | 200 | 1 | 275.145 | Corning | 8170 | https://www.corning.com/worldwide/en.html
8388 | BOTTLE,125ML,.45MM,PS,W/CAP,S,IND,1/24 | 24 | 1 | 67.353 | Corning | 8388 | https://www.corning.com/worldwide/en.html
8390 | BOTTLE,250ML,.45MM,PS,W/CAP,S,IND,1/12 | 12 | 1 | 60.177 | Corning | 8390 | https://www.corning.com/worldwide/en.html
8393 | BOTTLE,500ML,.45MM,PS,W/CAP,S,IND,1/12 | 12 | 1 | 53.079 | Corning | 8393 | https://www.corning.com/worldwide/en.html
8396 | BOTTLE,1000ML,.45MM,PS,W/CAP,S,IND,1/12 | 12 | 1 | 77.415 | Corning | 8396 | https://www.corning.com/worldwide/en.html
431430 | BOTTLE,150ML,SQUARE,POLYCARBONATE,S,BK,12/24 | 24 | 1 | 63.492 | Corning | 431430 | https://www.corning.com/worldwide/en.html
431431 | BOTTLE,250ML,SQUARE,POLYCARBONATE,S,BK,12/24 | 24 | 1 | 66.066 | Corning | 431431 | https://www.corning.com/worldwide/en.html
431432 | BOTTLE,500ML,SQUARE,POLYCARBONATE,S,BK,12/24 | 24 | 1 | 92.937 | Corning | 431432 | https://www.corning.com/worldwide/en.html
431433 | BOTTLE,1000ML,SQUARE,POLYCARBONATE,S,BK,12/24 | 24 | 1 | 130.611 | Corning | 431433 | https://www.corning.com/worldwide/en.html
431495 | CORNING 500 ML SQUARE POLYCARBONATE BOTTLE, 12/TRAY, 24/CASE, STERILE | 24 | 1 | 90.675 | Corning | 431495 | https://www.corning.com/worldwide/en.html
431530 | BOTTLE,125ML,PET,WIDE MOUTH,W/CAP,S,IND,1/24 | 24 | 1 | 87.204 | Corning | 431530 | https://www.corning.com/worldwide/en.html
431531 | BOTTLE,250ML, PET, WIDE MOUTH, W/CAP,S,IND,1/24 | 24 | 1 | 108.888 | Corning | 431531 | https://www.corning.com/worldwide/en.html
431532 | BOTTLE,500ML,PET, WIDE MOUTH, W/CAP,S,IND,1/24 | 24 | 1 | 166.92 | Corning | 431532 | https://www.corning.com/worldwide/en.html
431533 | BOTTLE,1000ML,PET, WIDE MOUTH, W/CAP,S,IND,1/24 | 24 | 1 | 215.475 | Corning | 431533 | https://www.corning.com/worldwide/en.html
3752 | TGOLD,PCR PLT,96W,FS,CLR,PP,NO LID,NS,BK,10/50 | 50 | 1 | 292.5 | Corning | 3752 | https://www.corning.com/worldwide/en.html
3753 | TGOLD,PCR PLT,96W,HS,CLR,PP,NO LID,NS,BK,10/50 | 50 | 1 | 292.5 | Corning | 3753 | https://www.corning.com/worldwide/en.html
3754 | TGOLD,PCR PLT,96W,ES,CLR,PP,NO LID,NS,BK,10/50 | 50 | 1 | 292.5 | Corning | 3754 | https://www.corning.com/worldwide/en.html
3758 | PLT,96WL,TGOLD,HALF SKIRT PCR, CLR,W/2BC,PP,NS,BK,10/50 | 50 | 1 | 386.1 | Corning | 3758 | https://www.corning.com/worldwide/en.html
6551 | PCR PLT,96WL,NAT,PP,WO/LID,NS,BK,25/25 | 25 | 1 | 125.424 | Corning | 6551 | https://www.corning.com/worldwide/en.html
3507 | VOLUME ADAPTER APPLICATOR,S,IND,1/1 | 1 | 1 | 2027.298 | Corning | 3507 | https://www.corning.com/worldwide/en.html
3514 | FLUID GUARD FOR 96WL FILTER PLATE,NS,BK,100/100 | 100 | 1 | 388.947 | Corning | 3514 | https://www.corning.com/worldwide/en.html
3643 | MICROPLATE, 384 WELL, POLYSTYRENE, LOW VOLUME, BLACK/CLEAR FLAT BOTTOM, ROUND WELLS, POLY-D-LYSINE, WITH LID, ASEPTICALLY MANUFACTURED, BULK | 50 | 1 | 3169.608 | Corning | 3643 | https://www.corning.com/worldwide/en.html
3768 | PLT,ASSAY,384WL,BCB,PDL,LOW FLANGE,ASCEPTICALLY MFG,W/LID,S,BK,20/100 | 100 | 1 | 3087.162 | Corning | 3768 | https://www.corning.com/worldwide/en.html
3769 | MICROPLATE, 384 WELL, POLYSTYRENE, WHITE/CLEAR FLAT BOTTOM, SQUARE WELLS, POLY-D-LYSINE, WITH LID, ASEPTICALLY MANUFACTURED, BULK | 100 | 1 | 3126.24 | Corning | 3769 | https://www.corning.com/worldwide/en.html
3844 | MICROPLATE, 384 WELL, POLYSTYRENE, CLEAR, FLAT BOTTOM, SQUARE WELLS, POLY-D-LYSINE, WITH LID, ASEPTICALLY MANUFACTURED, BULK | 100 | 1 | 1873.248 | Corning | 3844 | https://www.corning.com/worldwide/en.html
3845 | MICROPLATE, 384 WELL, POLYSTYRENE, BLACK/CLEAR FLAT BOTTOM, SQUARE WELLS, POLY-D-LYSINE, WITH LID, ASEPTICALLY MANUFACTURED, BULK | 100 | 1 | 3126.24 | Corning | 3845 | https://www.corning.com/worldwide/en.html
3847 | MICROPLATE, 384 WELL, POLYSTYRENE, CLEAR FLAT BOTTOM, SQUARE WELLS, FIBRONECTIN, WITH LID, ASEPTICALLY MANUFACTURED, BULK | 100 | 1 | 2991.404 | Corning | 3847 | https://www.corning.com/worldwide/en.html
4583 | CORNING® BIOCOAT® 384 WELL PLATE, BLACK/GLASS BOTTOM, COLLAGEN COATED, WITH LID, NONSTERILE | 10 | 1 | 538.408 | Corning | 4583 | https://www.corning.com/worldwide/en.html
4585 | CORNING® BIOCOAT® 384 WELL PLATE, BLACK/GLASS BOTTOM, FIBRONECTIN COATED, WITH LID, NONSTERILE | 10 | 1 | 565.318 | Corning | 4585 | https://www.corning.com/worldwide/en.html
4587 | CORNING® BIOCOAT® 384 WELL PLATE, BLACK/GLASS BOTTOM, POLY-D-LYSINE COATED, WITH LID, NONSTERILE | 10 | 1 | 538.408 | Corning | 4587 | https://www.corning.com/worldwide/en.html
4589 | CORNING® MULTICOATED MICROPLATE, 384-WELL, BLACK CLEAR-BOTTOM, NON-STERILE, WITH LID, BULK | 10 | 1 | 850.707 | Corning | 4589 | https://www.corning.com/worldwide/en.html
4596 | MICROPLATE, 384 WELL, POLYSTYRENE, BLACK/CLEAR BOTTOM, SQUARE WELLS, FIBRONECTIN, WITH LID, ASEPTICALLY MANUFACTURED, BULK | 100 | 1 | 3174.496 | Corning | 4596 | https://www.corning.com/worldwide/en.html
4690 | MICROPLATE, 384 WELL, POLYSTYRENE, BLACK/CLEAR BOTTOM, SQUARE WELLS, COLLAGEN, WITH LID, ASEPTICALLY MANUFACTURED, BULK | 100 | 1 | 2869.308 | Corning | 4690 | https://www.corning.com/worldwide/en.html
3342 | MICROPLATE, DEEP WELL, 384 WELL, POLYPROPYLENE, 240 ΜL, CLEAR, V-BOTTOM, SQUARE WELLS, NOT TREATED, NO LID, NONSTERILE, BULK | 50 | 1 | 276.822 | Corning | 3342 | https://www.corning.com/worldwide/en.html
3347 | MICROPLATE, DEEP WELL, 384 WELL, POLYPROPYLENE, 240 ΜL, CLEAR, V-BOTTOM, SQUARE WELLS, NOT TREATED, NO LID, NONSTERILE, BULK | 50 | 1 | 217.932 | Corning | 3347 | https://www.corning.com/worldwide/en.html
3956 | MICROPLATE, STORAGE, 96 WELL, POLYPROPYLENE, 0.5 ML, CLEAR, V-BOTTOM, NOT TREATED, NO LID, STERILE, BULK | 50 | 1 | 271.245 | Corning | 3956 | https://www.corning.com/worldwide/en.html
3957 | MICROPLATE, STORAGE, 96 WELL, POLYPROPYLENE, 0.5 ML, CLEAR, V-BOTTOM, NOT TREATED, NO LID, NONSTERILE, BULK | 100 | 1 | 512.031 | Corning | 3957 | https://www.corning.com/worldwide/en.html
3958 | MICROPLATE, STORAGE, 96 WELL, POLYPROPYLENE, 1 ML, CLEAR, ROUND BOTTOM, NOT TREATED, NO LID, STERILE, BULK | 25 | 1 | 131.196 | Corning | 3958 | https://www.corning.com/worldwide/en.html
3959 | MICROPLATE, STORAGE, 96 WELL, POLYPROPYLENE, 1 ML, CLEAR, ROUND BOTTOM, NOT TREATED, NO LID, NONSTERILE, BULK | 100 | 1 | 440.232 | Corning | 3959 | https://www.corning.com/worldwide/en.html
3960 | MICROPLATE, STORAGE, 96 WELL, POLYPROPYLENE, 2 ML, CLEAR, V-BOTTOM, SQUARE WELLS, NOT TREATED, NO LID, STERILE, BULK | 25 | 1 | 218.439 | Corning | 3960 | https://www.corning.com/worldwide/en.html
3961 | MICROPLATE, STORAGE, 96 WELL, POLYPROPYLENE, 2 ML, CLEAR, V-BOTTOM, SQUARE WELLS, NOT TREATED, NO LID, NONSTERILE, BULK | 100 | 1 | 749.853 | Corning | 3961 | https://www.corning.com/worldwide/en.html
3757 | TGOLD,PCR PLT,384WL,CLR,PP,NO LID,NS,BK,10/50 | 50 | 1 | 434.304 | Corning | 3757 | https://www.corning.com/worldwide/en.html
3540 | MICROPLATE, 384 WELL, POLYSTYRENE, LOW VOLUME, BLACK/CLEAR FLAT BOTTOM, ROUND WELLS, NOT TREATED, NO LID, NONSTERILE, BULK | 50 | 1 | 413.4 | Corning | 3540 | https://www.corning.com/worldwide/en.html
3542 | MICROPLATE, 384 WELL, POLYSTYRENE, LOW VOLUME, BLACK/CLEAR FLAT BOTTOM, ROUND WELLS, TC-TREATED, WITH LID, STERILE, BULK | 50 | 1 | 474.162 | Corning | 3542 | https://www.corning.com/worldwide/en.html
3820 | MICROPLATE, 384 WELL, POLYSTYRENE, LOW VOLUME, BLACK, FLAT BOTTOM, ROUND WELLS, NON BINDING SURFACE, NO LID, NONSTERILE, BULK | 50 | 1 | 349.674 | Corning | 3820 | https://www.corning.com/worldwide/en.html
3821 | MICROPLATE, 384 WELL, POLYSTYRENE, LOW VOLUME, BLACK, FLAT BOTTOM, ROUND WELLS, NOT TREATED, NO LID, NONSTERILE, BULK | 50 | 1 | 335.166 | Corning | 3821 | https://www.corning.com/worldwide/en.html
3822 | MICROPLATE, 384 WELL, POLYSTYRENE, LOW VOLUME, BLACK, FLAT BOTTOM, ROUND WELLS, TC-TREATED, WITH LID, STERILE, BULK | 50 | 1 | 384.813 | Corning | 3822 | https://www.corning.com/worldwide/en.html
3824 | MICROPLATE, 384 WELL, POLYSTYRENE, LOW VOLUME, WHITE, FLAT BOTTOM, ROUND WELLS, NON BINDING SURFACE, NO LID, NONSTERILE, BULK | 50 | 1 | 372.684 | Corning | 3824 | https://www.corning.com/worldwide/en.html
3825 | MICROPLATE, 384 WELL, POLYSTYRENE, LOW VOLUME, WHITE, FLAT BOTTOM, ROUND WELLS, NOT TREATED, FOR HOMOGENOUS LUMINESCENT AND HTRF ASSAYS ONLY, NO LID, NONSTERILE, BULK | 50 | 1 | 354.432 | Corning | 3825 | https://www.corning.com/worldwide/en.html
3826 | MICROPLATE, 384 WELL, POLYSTYRENE, LOW VOLUME, WHITE, FLAT BOTTOM, ROUND WELLS, TC-TREATED, WITH LID, STERILE, BULK | 50 | 1 | 410.241 | Corning | 3826 | https://www.corning.com/worldwide/en.html
4510 | CORNING® 384 WELL PLATE, LOW VOLUME, BLACK, HIGH BINDING, ROUND BOTTOM, WITHOUT LID, NONSTERILE | 50 | 1 | 419.094 | Corning | 4510 | https://www.corning.com/worldwide/en.html
4511 | CORNING® 384 WELL PLATE, LOW VOLUME, BLACK, NON TREATED, ROUND BOTTOM, WITHOUT LID, NONSTERILE | 50 | 1 | 338.871 | Corning | 4511 | https://www.corning.com/worldwide/en.html
4512 | CORNING® 384 WELL PLATE, LOW VOLUME, WHITE, NON TREATED, ROUND BOTTOM, WITHOUT LID, NONSTERILE | 50 | 1 | 379.002 | Corning | 4512 | https://www.corning.com/worldwide/en.html
4513 | CORNING® 384 WELL PLATE, LOW VOLUME, WHITE, NBS, U-BOTTOM, WITHOUT LID, NONSTERILE | 50 | 1 | 499.356 | Corning | 4513 | https://www.corning.com/worldwide/en.html
3345 | SEALING TAPE, BREATHABLE, STERILE, BULK | 500 | 1 | 424.437 | Corning | 3345 | https://www.corning.com/worldwide/en.html
4612 | CORNING® POLYESTER SEALING TAPE FOR MICROPLATE , NON STERILE | 500 | 1 | 251.16 | Corning | 4612 | https://www.corning.com/worldwide/en.html
6524 | SEALING TAPE, FOR 96 WELL MICROPLATES, POLYETHYLENE, NONSTERILE, BULK | 100 | 1 | 54.093 | Corning | 6524 | https://www.corning.com/worldwide/en.html
6569 | SEALING TAPE, FOR 384 WELL PLATES, ALUMINUM, NONSTERILE, BULK | 100 | 1 | 64.428 | Corning | 6569 | https://www.corning.com/worldwide/en.html
6570 | SEALING TAPE, FOR 96 WELL PLATES, ALUMINUM, NONSTERILE, BULK | 100 | 1 | 47.658 | Corning | 6570 | https://www.corning.com/worldwide/en.html
3080 | STORAGE MAT III, FOR 96 WELL MICROPLATE WITH ROUND WELLS, ETHYL VINYL ACETATE, NONSTERILE, BULK | 100 | 1 | 231.621 | Corning | 3080 | https://www.corning.com/worldwide/en.html
3081 | APPLICATOR, FOR 96 WELL STORAGE MAT™, BLACK | 1 | 1 | 1479.426 | Corning | 3081 | https://www.corning.com/worldwide/en.html
3083 | STORAGE MAT, FOR 2 ML 96 WELL MICROPLATES WITH SQUARE WELLS, ETHYL VINYL ACETATE, NONSTERILE, INDIVIDUALLY PACKAGED | 50 | 1 | 224.835 | Corning | 3083 | https://www.corning.com/worldwide/en.html
3341 | SEALING MAT, FOR 384 WELL DEEP WELL MICROPLATE, POLYPROPYLENE, CHEMICAL RESISTANT, NONSTERILE, BULK | 50 | 1 | 333.45 | Corning | 3341 | https://www.corning.com/worldwide/en.html
3346 | SEALING MAT, FOR 96 WELL PLATES WITH EXPANDED VOLUME, POLYPROPYLENE, NONSTERILE, BULK | 50 | 1 | 297.336 | Corning | 3346 | https://www.corning.com/worldwide/en.html
3085 | LID, UNIVERSAL FIT, CYCLIC OLEFIN COPOLYMER, DMSO RESISTANT, TINTED AMBER, NO CORNER NOTCH, NONSTERILE, BULK | 50 | 1 | 206.817 | Corning | 3085 | https://www.corning.com/worldwide/en.html
3089 | ROBOLID, 384 WELL, POLYSTYRENE, CORNER NOTCH, NONSTERILE, BULK | 50 | 1 | 611.169 | Corning | 3089 | https://www.corning.com/worldwide/en.html
3090 | ROBOLID, 96 WELL, POLYSTYRENE, CORNER NOTCH, NONSTERILE, BULK | 50 | 1 | 542.529 | Corning | 3090 | https://www.corning.com/worldwide/en.html
9520 | MICROPLATE, 96 WELL, POLYPROPYLENE, BLACK/CLEAR FLAT BOTTOM, NOT TREATED, NO LID, NONSTERILE, BULK | 100 | 1 | 1044.186 | Corning | 9520 | https://www.corning.com/worldwide/en.html
3570BC | MICROPLATE, 384 WELL, POLYSTYRENE, WHITE, FLAT BOTTOM, SQUARE WELLS, LOW FLANGE, TC-TREATED, WITH LID, STERILE, WITH GENERIC BAR CODE, BULK | 50 | 1 | 382.707 | Corning | 3570BC | https://www.corning.com/worldwide/en.html
3571BC | MICROPLATE, 384 WELL, POLYSTYRENE, BLACK, FLAT BOTTOM, SQUARE WELLS, LOW FLANGE, TC-TREATED, WITH LID, STERILE, WITH UNIVERSAL BARCODE,BULK, | 50 | 1 | 639.418 | Corning | 3571BC | https://www.corning.com/worldwide/en.html
3574BC | MICROPLATE, 384 WELL, POLYSTYRENE, WHITE, FLAT BOTTOM, SQUARE WELLS, LOW FLANGE, NON BINDING SURFACE, NO LID, NONSTERILE, WITH GENERIC BAR CODE, BULK | 50 | 1 | 433.563 | Corning | 3574BC | https://www.corning.com/worldwide/en.html
3575BC | MICROPLATE, 384 WELL, POLYSTYRENE, BLACK, FLAT BOTTOM, SQUARE WELLS, LOW FLANGE, NON BINDING SURFACE, NO LID, NONSTERILE, WITH GENERIC BAR CODE, BULK | 50 | 1 | 429.156 | Corning | 3575BC | https://www.corning.com/worldwide/en.html
3702BC | MICROPLATE, 384 WELL, POLYSTYRENE, CLEAR, FLAT BOTTOM, SQUARE WELLS, NOT TREATED, NO LID, NONSTERILE, WITH GENERIC BAR CODE, BULK | 100 | 1 | 503.451 | Corning | 3702BC | https://www.corning.com/worldwide/en.html
3764BC | PLATE,ASSAY,384WL,BCB,LOW FLANGE,TCT,W/LID,S,BK,GENERIC BARCODE,20/100 | 100 | 1 | 1133.925 | Corning | 3764BC | https://www.corning.com/worldwide/en.html
3770BC | PLT,ASSAY,384WL,CORNING CELLBIND SURFACE,BCB,LOW FLANGE,S,BK,GENERIC BARCODE,20/100 | 100 | 1 | 1407.588 | Corning | 3770BC | https://www.corning.com/worldwide/en.html
3821BC | MICROPLATE, 384 WELL, POLYSTYRENE, LOW VOLUME, BLACK, FLAT BOTTOM, ROUND WELLS, NOT TREATED, NO LID, NONSTERILE, WITH GENERIC BAR CODE, BULK | 50 | 1 | 374.127 | Corning | 3821BC | https://www.corning.com/worldwide/en.html
3824BC | MICROPLATE, 384 WELL, POLYSTYRENE, LOW VOLUME, WHITE, FLAT BOTTOM, ROUND WELLS, NON BINDING SURFACE, NO LID, NONSTERILE, WITH GENERIC BAR CODE, BULK | 50 | 1 | 565.383 | Corning | 3824BC | https://www.corning.com/worldwide/en.html
3826BC | MICROPLATE, 384 WELL, POLYSTYRENE, LOW VOLUME, WHITE, FLAT BOTTOM, ROUND WELLS, TC-TREATED, WITH LID, STERILE, WITH GENERIC BAR CODE, BULK | 50 | 1 | 424.008 | Corning | 3826BC | https://www.corning.com/worldwide/en.html
3985BC | MICROPLATE, OPTICAL IMAGING, 384 WELL, POLYSTYRENE, BLACK/CLEAR FLAT BOTTOM, TC-TREATED, WITH LID, STERILE, WITH GENERIC BAR CODE, BULK | 100 | 1 | 1317.849 | Corning | 3985BC | https://www.corning.com/worldwide/en.html
8509 | STORAGE TUBES 384, POLYPROPYLENE, 110 µL, BLACK, ROUND, NO PLUG CAPS, RACKED, NONSTERILE, WITH 2D BAR CODE, BULK | 7680 | 1 | 1436.799 | Corning | 8509 | https://www.corning.com/worldwide/en.html
8510 | STORAGE TUBES 384, POLYPROPYLENE, 120 µL, BLACK, SQUARE, NO CAPS, RACKED, NONSTERILE, WITH 2D BAR CODE, BULK | 7680 | 1 | 1436.799 | Corning | 8510 | https://www.corning.com/worldwide/en.html
8511 | PLUG CAP FOR 384 STORAGE ROUND TUBE, POLYPROPYLENE, ORANGE, NONSTERILE, BULK | 38400 | 1 | 1815.801 | Corning | 8511 | https://www.corning.com/worldwide/en.html
8512 | PLUG CAP FOR 384 STORAGE ROUND TUBE, POLYPROPYLENE, ORANGE, ON MATS, 384 CAPS PER MAT, NONSTERILE, BULK | 38400 | 1 | 2542.137 | Corning | 8512 | https://www.corning.com/worldwide/en.html
8513 | RACKS FOR 384 ROUND OR SQUARE STORAGE TUBES, POLYPROPYLENE, BLUE, EMPTY, WITH LIDS, NONSTERILE, INDIVIDUALLY PACKAGED | 20 | 1 | 130.728 | Corning | 8513 | https://www.corning.com/worldwide/en.html
3550 | PLT,96WL,CCP 3:1 CONICAL FB,1UL,P ZERO,NT,NS,BK,10/50 | 50 | 1 | 503.88 | Corning | 3550 | https://www.corning.com/worldwide/en.html
3551 | PLT,96WL,CCP 1:1 FB,4UL COC, TREATED,NS,BK,10/50 | 50 | 1 | 472.407 | Corning | 3551 | https://www.corning.com/worldwide/en.html
3552 | PLT,96WL,CCP 3:1,RB,2UL PZERO,NT,NS,BK,10/50 | 50 | 1 | 503.88 | Corning | 3552 | https://www.corning.com/worldwide/en.html
3553 | PLT,96WL,CCP 3:1,CONICAL FB, 2UL,PZERO,NT,NS,BK,10/50 | 50 | 1 | 503.88 | Corning | 3553 | https://www.corning.com/worldwide/en.html
3556 | PLT,96WL, CCP 1:1 RB,4UL COC,NON TREATED,NS,BK,10/50 | 50 | 1 | 472.407 | Corning | 3556 | https://www.corning.com/worldwide/en.html
3773 | PLT,96WL,PROTEIN CRYSTALLOGRAPHY,NS,BK,10/50 | 50 | 1 | 472.407 | Corning | 3773 | https://www.corning.com/worldwide/en.html
3775 | PLT,384WL,PROT CRYSTAL,NT,NS,BK,10/50 | 50 | 1 | 850.317 | Corning | 3775 | https://www.corning.com/worldwide/en.html
3785 | PLT,96WL,PROTEIN CRYSTALLIZATION,CONICAL,FB,TREATED,NS,BK,25/50 | 50 | 1 | 472.407 | Corning | 3785 | https://www.corning.com/worldwide/en.html
6575 | SEALING TAPE,UNIVERSAL OPTICAL,NS,BK,25/100 | 100 | 1 | 308.373 | Corning | 6575 | https://www.corning.com/worldwide/en.html
3964 | MICROPLATE, STORAGE, 384 WELL, POLYPROPYLENE, 180 µL, CLEAR, SQUARE WELLS, ROUND BOTTOM, NOT TREATED, NO LID, STERILE, BULK | 25 | 1 | 206.31 | Corning | 3964 | https://www.corning.com/worldwide/en.html
3965 | MICROPLATE, STORAGE, 384 WELL, POLYPROPYLENE, 180 µL, CLEAR, SQUARE WELLS, ROUND BOTTOM, NOT TREATED, NO LID, NONSTERILE, BULK | 100 | 1 | 648.882 | Corning | 3965 | https://www.corning.com/worldwide/en.html
3003 | SPATULA,TAPERED BLADE/SPOON,S,IND,1/100 | 100 | 1 | 180.882 | Corning | 3003 | https://www.corning.com/worldwide/en.html
3004 | SPATULA, SMALL SPOON/SPOON,S,IND,1/100 | 100 | 1 | 180.882 | Corning | 3004 | https://www.corning.com/worldwide/en.html
3005 | SPATULA,ROUND END/SPOON,S,IND,1/100 | 100 | 1 | 180.882 | Corning | 3005 | https://www.corning.com/worldwide/en.html
3006 | SPATULA,V SCOOP/SPOON,S,IND,1/100 | 100 | 1 | 180.882 | Corning | 3006 | https://www.corning.com/worldwide/en.html
3007 | SPATULA,FLAT END/SPOON,S,IND,1/100 | 100 | 1 | 180.882 | Corning | 3007 | https://www.corning.com/worldwide/en.html
3012 | MICRO SPATULA-SCOOP,TAPERED BOTTOM,S,IND,1/50 | 50 | 1 | 100.464 | Corning | 3012 | https://www.corning.com/worldwide/en.html
3013 | MICRO SPATULA-SCOOP,ROUND BOTTOM,S,IND,1/50 | 50 | 1 | 100.464 | Corning | 3013 | https://www.corning.com/worldwide/en.html
430179 | CONTAINER,250ML,W/LID,PP,S,IND,1/100 | 100 | 1 | 231.816 | Corning | 430179 | https://www.corning.com/worldwide/en.html
430180 | CONTAINER,250ML,WO/LID,PP,S,BK,20/500 | 500 | 1 | 568.074 | Corning | 430180 | https://www.corning.com/worldwide/en.html
430181 | CONTAINER LID,PE,S,BK,20/500 | 500 | 1 | 182.442 | Corning | 430181 | https://www.corning.com/worldwide/en.html
430182 | CYLINDER,100ML,1ML,GRAD,S,IND,1/50 | 50 | 1 | 209.703 | Corning | 430182 | https://www.corning.com/worldwide/en.html
4979 | CORNING DISSOLVABLE MICROCARRIERS, LOW CONCENTRATION DENATURED COLLAGEN, 1 GRAM PER BOTTLE, 1 BOTTLE PER CASE | 1 | 1 | 131.105 | Corning | 4979 | https://www.corning.com/worldwide/en.html
4980 | CORNING DISSOLVABLE MICROCARRIERS, LOW CONCENTRATION DENATURED COLLAGEN, 5 GRAMS PER BOTTLE, 1 BOTTLE PER CASE | 1 | 1 | 524.472 | Corning | 4980 | https://www.corning.com/worldwide/en.html
4981 | CORNING DISSOLVABLE MICROCARRIERS, LOW CONCENTRATION DENATURED COLLAGEN, 10 GRAMS PER BOTTLE, 1 BOTTLE PER CASE | 1 | 1 | 1009.567 | Corning | 4981 | https://www.corning.com/worldwide/en.html
4982 | CORNING DISSOLVABLE MICROCARRIERS, LOW CONCENTRATION DENATURED COLLAGEN, 100 GRAMS PER BOTTLE, 1 BOTTLE PER CASE | 1 | 1 | 7866.898 | Corning | 4982 | https://www.corning.com/worldwide/en.html
4987 | CORNING, DISSOLVABLE MICROCARRIERS, SYNTHEMAX II COATED, 1 GRAM BOTTLE, 1 BOTTLE PER CASE | 1 | 1 | 144.209 | Corning | 4987 | https://www.corning.com/worldwide/en.html
4988 | CORNING, DISSOLVABLE MICROCARRIERS, SYNTHEMAX II COATED, 5 GRAM BOTTLE, 1 BOTTLE PER CASE | 1 | 1 | 576.888 | Corning | 4988 | https://www.corning.com/worldwide/en.html
4989 | CORNING, DISSOLVABLE MICROCARRIERS, SYNTHEMAX II COATED, 10 GRAM BOTTLE, 1 BOTTLE PER CASE | 1 | 1 | 1114.464 | Corning | 4989 | https://www.corning.com/worldwide/en.html
4990 | CORNING, DISSOLVABLE MICROCARRIERS, SYNTHEMAX II COATED, 100 GRAM BOTTLE, 1 BOTTLE PER CASE | 1 | 1 | 8653.567 | Corning | 4990 | https://www.corning.com/worldwide/en.html
3152 | SPINNER FLASK,125ML,DISPOSABLE,PS,S,IND,1/12 | 12 | 1 | 923.156 | Corning | 3152 | https://www.corning.com/worldwide/en.html
3153 | SPINNER FLASK,500ML,DISPOSABLE,PS,S,IND,1/12 | 12 | 1 | 960.388 | Corning | 3153 | https://www.corning.com/worldwide/en.html
3561 | DISPOSABLE SPINNER FLASK,1L,GL45 CAPS,S,IND,1/6 | 6 | 1 | 1137.812 | Corning | 3561 | https://www.corning.com/worldwide/en.html
3563 | DISPOSABLE SPINNER FLASK,3L,GL45 CAPS,S,IND,1/4 | 4 | 1 | 920.556 | Corning | 3563 | https://www.corning.com/worldwide/en.html
3567 | VENT CAP,DISPOSABLE SPINNER FLASK,GL45,S,IND,1/4 | 4 | 1 | 36.816 | Corning | 3567 | https://www.corning.com/worldwide/en.html
3568 | SOLID CAP,DISPOSABLE SPINNER FLASK,GL45,S,IND,1/4 | 4 | 1 | 33.8 | Corning | 3568 | https://www.corning.com/worldwide/en.html
3578 | SPINNER FLASK,500ML,DISPOSABLE,W/VENT CAPS,PS,S,IND,1/12 | 12 | 1 | 1102.504 | Corning | 3578 | https://www.corning.com/worldwide/en.html
3580 | DISPOSABLE SPINNER FLASK,1L,WITH VENT CAP,S,S,IND,1/6 | 6 | 1 | 1137.812 | Corning | 3580 | https://www.corning.com/worldwide/en.html
3581 | DISPOSABLE SPINNER FLASK,3L,WITH VENT CAP,S,IND,1/4 | 4 | 1 | 920.556 | Corning | 3581 | https://www.corning.com/worldwide/en.html
3340 | MICROPLATE, 96 WELL, POLYSTYRENE, BLACK/CLEAR FLAT BOTTOM, CORNING® CELLBIND® SURFACE, WITH LID, STERILE, BULK | 50 | 1 | 439.608 | Corning | 3340 | https://www.corning.com/worldwide/en.html
3770 | MICROPLATE, 384 WELL, POLYSTYRENE, BLACK/CLEAR FLAT BOTTOM, SQUARE WELLS, CORNING® CELLBIND® SURFACE, WITH LID, STERILE, BULK | 100 | 1 | 1141.725 | Corning | 3770 | https://www.corning.com/worldwide/en.html
3809 | MICROPLATE, 96 WELL, POLYSTYRENE, WHITE/CLEAR FLAT BOTTOM, CORNING® CELLBIND® SURFACE, WITH LID, STERILE, BULK | 100 | 1 | 879.216 | Corning | 3809 | https://www.corning.com/worldwide/en.html
3731BC | MICROPLATE, 1536 WELL, POLYSTYRENE, 12.5 µL, WHITE, FLAT BOTTOM, CORNING® CELLBIND® SURFACE, NO LID, STERILE, WITH GENERIC BAR CODE, BULK | 50 | 1 | 1136.733 | Corning | 3731BC | https://www.corning.com/worldwide/en.html
10020 | HYPERFLASK,,CORNING,CELLBIND SURFACE,MANUAL,1720CM2,S,BK,4/4 | 4 | 1 | 399.789 | Corning | 10020 | https://www.corning.com/worldwide/en.html
10024 | HYPERFLASK,CORNING,CELLBIND SURFACE,1720CM2,STRAIGHT NECK,S,BK,4/24 | 24 | 1 | 2399.007 | Corning | 10024 | https://www.corning.com/worldwide/en.html
10030 | HYPERFLASK,CORNING,CELLBIND SURFACE,MANUAL,1720CM2,1/4 | 4 | 1 | 399.789 | Corning | 10030 | https://www.corning.com/worldwide/en.html
10031 | HYPERFLASK,MANUAL,1720CM2,NON TREATED,S,IND,1/4 | 4 | 1 | 399.789 | Corning | 10031 | https://www.corning.com/worldwide/en.html
10032 | HYPERFLASK,MANUAL,1720CM2,NON TREATED,S,IND,4/24 | 24 | 1 | 2399.007 | Corning | 10032 | https://www.corning.com/worldwide/en.html
10034 | HYPERFLASK,CORNING,CELLBIND SURFACE,MANUAL,1720CM2,S,BK,4/24 | 24 | 1 | 2399.007 | Corning | 10034 | https://www.corning.com/worldwide/en.html
10035 | CAPS,SOLID 33MM,HIGH YIELDING PERFORMANCE VESSELS,S,IND,1/4 | 4 | 1 | 32.695 | Corning | 10035 | https://www.corning.com/worldwide/en.html
3260 | DISH,60MM CENTER WELL CULTURE,PS,S,BK,20/500 | 500 | 1 | 708.981 | Corning | 3260 | https://www.corning.com/worldwide/en.html
3300 | PLT,96WL,CORNING CELLBINDSURFACE,FB,1/LID,S,BK,5/50 | 50 | 1 | 292.682 | Corning | 3300 | https://www.corning.com/worldwide/en.html
3335 | CORNING CELLBIND SURFACE,PLT,6WL,FB,W/LID,S,BK,5/50 | 50 | 1 | 202.176 | Corning | 3335 | https://www.corning.com/worldwide/en.html
3336 | CORNING CELLBIND SURFACE,PLT,12WL,FB,W/LID,S,BK,5/50 | 50 | 1 | 233.428 | Corning | 3336 | https://www.corning.com/worldwide/en.html
3337 | CORNING CELLBIND SURFACE,PLT,24WL,FB,W/LID,S,BK,5/50 | 50 | 1 | 211.419 | Corning | 3337 | https://www.corning.com/worldwide/en.html
3338 | PLT,48WL,CELLBIND SURFACE,FB,W/LID,S,IND,5/50 | 50 | 1 | 284.843 | Corning | 3338 | https://www.corning.com/worldwide/en.html
3987 | PLATE,24WL,OSTEO ASSAY SURFACE,BARCODED,S,IND,1/4 | 4 | 1 | 470.457 | Corning | 3987 | https://www.corning.com/worldwide/en.html
3988 | PLATE,96WL,OSTEO ASSAY SURFACE,BARCODED,S,IND,1/4 | 4 | 1 | 1485.263 | Corning | 3988 | https://www.corning.com/worldwide/en.html
3989 | PLATE,96WL,STRIPWELL,1X8,OSTEO ASSAY SURFACE,IND,S,1/2 | 2 | 1 | 683.293 | Corning | 3989 | https://www.corning.com/worldwide/en.html
3294 | CORNING CELLBIND SURFACE,DISH,35X10MM,PS,W/LID,S,BK,10/210 | 210 | 1 | 191.477 | Corning | 3294 | https://www.corning.com/worldwide/en.html
3295 | CORNING CELLBIND SURFACE,DISH,60X10MM,PS,W/LID,S,BK,7/126 | 126 | 1 | 191.477 | Corning | 3295 | https://www.corning.com/worldwide/en.html
3296 | CORNING CELLBIND SURFACE,DISH, 100X20MM,PS,W/LID,S,BK,5/40 | 40 | 1 | 80.21 | Corning | 3296 | https://www.corning.com/worldwide/en.html
3310 | CELLLSTACK CHAMBER,CELLBIND SURFACE,2 STACK,PS,S,IND,1/5 | 5 | 1 | 826.41 | Corning | 3310 | https://www.corning.com/worldwide/en.html
3311 | CELLSTACK CHAMBER,CELLBIND SURFACE,5 STACK,PS,S,IND,1/2 | 2 | 1 | 707.33 | Corning | 3311 | https://www.corning.com/worldwide/en.html
3312 | CELLSTACK CHAMBER,CELLBIND SURFACE,10-STACK,PS,S,IND,1/2 | 2 | 1 | 1148.485 | Corning | 3312 | https://www.corning.com/worldwide/en.html
3320 | CELLSTACK CHAMBER,CORNING CELLBIND SURFACE,10-STACK,S,IND,1/6 | 6 | 1 | 3213.951 | Corning | 3320 | https://www.corning.com/worldwide/en.html
3330 | CELLSTACK CHAMBER,CORNING CELLBIND SURFACE,1-STACK,PS,S,IND,1/8 | 8 | 1 | 1052.506 | Corning | 3330 | https://www.corning.com/worldwide/en.html
431134 | CORNING CELLBIND SURFACE,RB,1700CM2,W/EZ GRIP CAP,S,BK,20/20 | 20 | 1 | 834.392 | Corning | 431134 | https://www.corning.com/worldwide/en.html
431344 | CORNING CELLBIND SURFACE,RB,850CM2,W/EZ RIP,GRADUATIONS,PS,S,BK,22/44 | 44 | 1 | 838.994 | Corning | 431344 | https://www.corning.com/worldwide/en.html
3289 | CORNING CELLBINDSURFACE,FLASK,25CM2,CANTED,PS,VENT CAP,S,BK,20/200 | 200 | 1 | 425.009 | Corning | 3289 | https://www.corning.com/worldwide/en.html
3290 | CORNING CELLBIND SURFACE,FLASK,75CM2,CANTED,PS,VENT CAP,S,BK,5/100 | 100 | 1 | 412.074 | Corning | 3290 | https://www.corning.com/worldwide/en.html
3291 | CORNING CELLBIND SURFACE, U FLASK,150CM2,CANTED,PS,VENT CAP,S,BK,5/50 | 50 | 1 | 343.408 | Corning | 3291 | https://www.corning.com/worldwide/en.html
3292 | CORNING CELLBIND SURFACE,U FLASK,175CM2,CANTED,PS,VENT CAP,S,BK,5/50 | 50 | 1 | 486.317 | Corning | 3292 | https://www.corning.com/worldwide/en.html
3293 | CORNING CELLBIND SURFACE,FLASK,225CM2,CANTED,PS,VENT CAP,S,BK,5/25 | 25 | 1 | 343.408 | Corning | 3293 | https://www.corning.com/worldwide/en.html
431328 | CORNING CELLBIND SURFACE,FLASK,175CM2,W/VENT CAP,BARCODED,S,BK,7/84 | 84 | 1 | 1206.517 | Corning | 431328 | https://www.corning.com/worldwide/en.html
3292A | CORNING CELLBIND SURFACE,U FLASK,175CM2,CANTED,PHEN. CAP,PS,S,BK,5/50 | 50 | 1 | 409.682 | Corning | 3292A | https://www.corning.com/worldwide/en.html
3816 | FLASK,100CM2,LOW PROFILE,TCT,VENTED,ANGLED NECK,S,BK,6/60 | 60 | 1 | 240.487 | Corning | 3816 | https://www.corning.com/worldwide/en.html
430639 | FLASK,25CM,CANT,VENT,PS,S,20/200 | 200 | 1 | 222.846 | Corning | 430639 | https://www.corning.com/worldwide/en.html
430825 | U FLASK,150CM,CANT,VENT,PS,S,BK,5/50 | 50 | 1 | 180.18 | Corning | 430825 | https://www.corning.com/worldwide/en.html
431080 | U FLASK,175CM,ANG,VENT,PS,S,BK,5/50 | 50 | 1 | 255.099 | Corning | 431080 | https://www.corning.com/worldwide/en.html
431082 | FLASK,225CM,ANG,VENT,PS,S,BK,5/25 | 25 | 1 | 179.595 | Corning | 431082 | https://www.corning.com/worldwide/en.html
431306 | FLASK,175CM,W/VENT CAP,BARCODED,S,BK,7/84 | 84 | 1 | 632.658 | Corning | 431306 | https://www.corning.com/worldwide/en.html
431463 | FLASK,25CM,CANT,VENT,PS,NON-TREATD,S,BK,20/200 | 200 | 1 | 183.885 | Corning | 431463 | https://www.corning.com/worldwide/en.html
431465 | U FLASK,150CM,CANT,VENT,PS,NON-TREATED,S,BK,5/50 | 50 | 1 | 150.306 | Corning | 431465 | https://www.corning.com/worldwide/en.html
431466 | U FLASK,175CM,ANG,VENT,PS,NON-TREATEDS,BK,5/50 | 50 | 1 | 212.745 | Corning | 431466 | https://www.corning.com/worldwide/en.html
430641U | FLASK,75CM,CANT,VENT,PS,S,BK,5/100 | 100 | 1 | 215.436 | Corning | 430641U | https://www.corning.com/worldwide/en.html
431464U | FLASK,75CM,CANT,VENT,PS,NON-TREATED,S,BK,5/100 | 100 | 1 | 176.241 | Corning | 431464U | https://www.corning.com/worldwide/en.html
430168 | FLASK,25CM,CANT,PLG,PS,S,BK,20/500 | 500 | 1 | 448.539 | Corning | 430168 | https://www.corning.com/worldwide/en.html
430372 | FLASK,25CM,CANT,PHEN,PS,S,BK,20/500 | 500 | 1 | 448.539 | Corning | 430372 | https://www.corning.com/worldwide/en.html
430823 | U FLASK,150CM,CANT,PLG,PS,S,BK,5/50 | 50 | 1 | 161.811 | Corning | 430823 | https://www.corning.com/worldwide/en.html
430824 | U FLASK,150CM,CANT,PHEN,PS,S,BK,5/50 | 50 | 1 | 161.811 | Corning | 430824 | https://www.corning.com/worldwide/en.html
431079 | U FLASK,175CM,ANG,PLG,PS,S,BK,5/50 | 50 | 1 | 227.721 | Corning | 431079 | https://www.corning.com/worldwide/en.html
431081 | FLASK,225CM,ANG,PLG,PS,S,BK,5/25 | 25 | 1 | 159.237 | Corning | 431081 | https://www.corning.com/worldwide/en.html
431085 | U FLASK,175CM,ANG,PHEN,PS,S,BK,5/50 | 50 | 1 | 227.721 | Corning | 431085 | https://www.corning.com/worldwide/en.html
430720U | FLASK,75CM,CANT,PLG,PS,S,BK,5/100 | 100 | 1 | 186.654 | Corning | 430720U | https://www.corning.com/worldwide/en.html
430725U | FLASK,75CM,CANT,PHEN,PS,S,BK,5/100 | 100 | 1 | 187.278 | Corning | 430725U | https://www.corning.com/worldwide/en.html
430165 | DISH,35X10MM,TCT,PS,S,BK,20/500 | 500 | 1 | 191.412 | Corning | 430165 | https://www.corning.com/worldwide/en.html
430166 | DISH,60X15MM,TCT,PS,S,BK,20/500 | 500 | 1 | 209.235 | Corning | 430166 | https://www.corning.com/worldwide/en.html
430167 | DISH,100X20MM,TCT,PS,S,BK,20/500 | 500 | 1 | 313.326 | Corning | 430167 | https://www.corning.com/worldwide/en.html
430196 | DISH,60X15MM,GRID,TCT,PS,S,BK,20/500 | 500 | 1 | 232.791 | Corning | 430196 | https://www.corning.com/worldwide/en.html
430293 | DISH,100X20MM,TCT,PS,S,BK,10/480 | 480 | 1 | 305.838 | Corning | 430293 | https://www.corning.com/worldwide/en.html
430588 | DISH,35X10MM,NT,PS,S,BK,20/500 | 500 | 1 | 155.454 | Corning | 430588 | https://www.corning.com/worldwide/en.html
430589 | DISH,60X15MM,NT,PS,S,BK,20/500 | 500 | 1 | 159.783 | Corning | 430589 | https://www.corning.com/worldwide/en.html
430591 | DISH,100X20MM,NT,PS,S,BK,20/500 | 500 | 1 | 268.086 | Corning | 430591 | https://www.corning.com/worldwide/en.html
430597 | DISH,150X25MM,NT,PS,S,BK,5/60 | 60 | 1 | 129.987 | Corning | 430597 | https://www.corning.com/worldwide/en.html
430599 | DISH,150X25MM,TCT,PS,S,BK,5/60 | 60 | 1 | 154.908 | Corning | 430599 | https://www.corning.com/worldwide/en.html
431110 | DISH,245X245MM,TCT,PS,S,BK,4/16 | 16 | 1 | 161.031 | Corning | 431110 | https://www.corning.com/worldwide/en.html
430699 | RB,1750CM,48MM EASY GRIP CAP,PS,S,BK,10/20 | 20 | 1 | 536.744 | Corning | 430699 | https://www.corning.com/worldwide/en.html
431133 | RB,850CM,EASY GRIP,PS,S,BK,20/20 | 20 | 1 | 281.216 | Corning | 431133 | https://www.corning.com/worldwide/en.html
431135 | RB,1700CM,EASY GRIP,PS,S,BK,20/20 | 20 | 1 | 430.56 | Corning | 431135 | https://www.corning.com/worldwide/en.html
431191 | RB,1700CM,EASY GRIP VENT,PS,S,BK,20/20 | 20 | 1 | 493.688 | Corning | 431191 | https://www.corning.com/worldwide/en.html
431242 | RB,850CM2,STRAP PACK,W/E-Z GRIP,S,BK,22/44 | 44 | 1 | 449.735 | Corning | 431242 | https://www.corning.com/worldwide/en.html
431302 | RB,900CM,W/E-Z GRIP CAP,S,BK,20/20 | 20 | 1 | 332.085 | Corning | 431302 | https://www.corning.com/worldwide/en.html
431303 | RB,850CM,EASY GRIP,PS, NO GRADS, S,BK,20/20 | 20 | 1 | 272.389 | Corning | 431303 | https://www.corning.com/worldwide/en.html
431321 | RB,850CM2, PS,W/EZ GRIP,W/GRADS,S,BK,22 STRAP,44CS | 44 | 1 | 317.46 | Corning | 431321 | https://www.corning.com/worldwide/en.html
431345 | RB,850CM2,EASY GRIP,TRIPLE BAGS,PS,S,BK,20/20 | 20 | 1 | 167.466 | Corning | 431345 | https://www.corning.com/worldwide/en.html
431644 | RB,850CM,EASY GRIP,NON TREATED,PS,S,IND,1/40 | 40 | 1 | 619.164 | Corning | 431644 | https://www.corning.com/worldwide/en.html
430157 | TUBE,16X125,NT,PS,S,BK,25/500 | 500 | 1 | 252.408 | Corning | 430157 | https://www.corning.com/worldwide/en.html
430172 | TUBE,16X125,TCT,PS,S,BK,50/500 | 500 | 1 | 295.776 | Corning | 430172 | https://www.corning.com/worldwide/en.html
431132 | RB CAP,EASY GRIP VENT CAP,S,IND,1/300 | 300 | 1 | 489.125 | Corning | 431132 | https://www.corning.com/worldwide/en.html
431675 | RB CAP 490CM2,VENT CAP,S,IND,1/200 | 200 | 1 | 1117.896 | Corning | 431675 | https://www.corning.com/worldwide/en.html
3272 | CELLSTACK CHAMBER,40 STACK,POLYSTYRENE,STERILE,1/2 | 2 | 1 | 2389.504 | Corning | 3272 | https://www.corning.com/worldwide/en.html
3321 | CELLSTACK CHAMBER,CORNING CELLBIND SURFACE,40-STACK,PS,S,IND,1/2 | 2 | 1 | 3822.494 | Corning | 3321 | https://www.corning.com/worldwide/en.html
9994 | CELLSTACK CHAMBER,40-STACK,W/UNIVERSAL CAPS,S,IND,1/2 | 2 | 1 | 464.048 | Corning | 9994 | https://www.corning.com/worldwide/en.html
431111 | DISH,245X245MM,NT,PS,S,BK,4/16 | 16 | 1 | 150.15 | Corning | 431111 | https://www.corning.com/worldwide/en.html
431272 | DISH,BIOASSAY,245MM SQUARE,S,BK,4/16 | 16 | 1 | 150.15 | Corning | 431272 | https://www.corning.com/worldwide/en.html
431301 | DISH,BIO ASSAY,SQUARE,LOW PROFILE,S,BK,5/20 | 20 | 1 | 185.172 | Corning | 431301 | https://www.corning.com/worldwide/en.html
3907 | CORNING CELLBIND SURFACE,RB,850CMS,PS,W/EZ GRIP CAP,2/40 | 40 | 1 | 918.749 | Corning | 3907 | https://www.corning.com/worldwide/en.html
430195 | RB,490CM,48MM PLG SEAL,PS,S,BK,2/40 | 40 | 1 | 366.574 | Corning | 430195 | https://www.corning.com/worldwide/en.html
430849 | RB,850CM,EASY GRIP,PS,S,BK,2/40 | 40 | 1 | 435.188 | Corning | 430849 | https://www.corning.com/worldwide/en.html
430851 | RB,850CM,EASY GRIP,PS,S,BK,5/40 | 40 | 1 | 435.188 | Corning | 430851 | https://www.corning.com/worldwide/en.html
430852 | RB,1700CM,EASY GRIP,PS,S,BK,2/40 | 40 | 1 | 682.825 | Corning | 430852 | https://www.corning.com/worldwide/en.html
430853 | RB,1700CM,EASY GRIP,PS,S,BK,5/40 | 40 | 1 | 682.825 | Corning | 430853 | https://www.corning.com/worldwide/en.html
431198 | RB,850CM,EASY GRIP VENT,PS,S,BK,2/40 | 40 | 1 | 505.856 | Corning | 431198 | https://www.corning.com/worldwide/en.html
431329 | CORNING CELLBIND SURFACE,RB,PRB,W/EZ VENT CAP,S,BK,2/40 | 40 | 1 | 961.922 | Corning | 431329 | https://www.corning.com/worldwide/en.html
4365 | CENTRIFUGE, STYROFOAM TUBE RACK, 50ML,NS,20/20 | 20 | 1 | 22.386 | Corning | 4365 | https://www.corning.com/worldwide/en.html
4366 | UNIVERSAL FOAM CENTRIFUGE TUBE RACK,15/50ML,NS,BK,20/20 | 20 | 1 | 22.386 | Corning | 4366 | https://www.corning.com/worldwide/en.html
4558 | TUBE,CENTRIFUGE,50ML, W/FLAT CAP,S,BK,25/DUAL RACK,300/CS | 300 | 1 | 81.406 | Corning | 4558 | https://www.corning.com/worldwide/en.html
430052 | TUBE,CENT,15ML,PLG SEAL,PP,S,50RK/500 | 500 | 1 | 134.94 | Corning | 430052 | https://www.corning.com/worldwide/en.html
430053 | TUBE,CENT,15ML,PLG SEAL,PET,S, | 500 | 1 | 136.24 | Corning | 430053 | https://www.corning.com/worldwide/en.html
430055 | TUBE,CENT,15ML,PLG SEAL,PET,S,50RK/500 | 500 | 1 | 140.608 | Corning | 430055 | https://www.corning.com/worldwide/en.html
430236 | SUPPORT CUSHION,250ML,PC,IND,NS,1/6 | 6 | 1 | 68.224 | Corning | 430236 | https://www.corning.com/worldwide/en.html
430290 | TUBE,CENT,50ML,PLUG SEAL,PP,S,25RK/500 | 500 | 1 | 153.764 | Corning | 430290 | https://www.corning.com/worldwide/en.html
430291 | TUBE,CENT,50ML,PLG SEAL,PP,S,25SLV/500 | 500 | 1 | 137.553 | Corning | 430291 | https://www.corning.com/worldwide/en.html
430304 | TUBE,CENT,50ML,PLG SEAL,PET,S,25RK/500 | 500 | 1 | 221.767 | Corning | 430304 | https://www.corning.com/worldwide/en.html
430766 | TUBE,CENT,15ML,PLG SEAL,PP,S,50SLV/500 | 500 | 1 | 136.24 | Corning | 430766 | https://www.corning.com/worldwide/en.html
430776 | TUBE,CENT,250ML,PLG SEAL,PP,S,6BAG/102 | 102 | 1 | 145.626 | Corning | 430776 | https://www.corning.com/worldwide/en.html
430790 | TUBE,CENT,15ML,FT,PP,S,50RK/500 | 500 | 1 | 134.94 | Corning | 430790 | https://www.corning.com/worldwide/en.html
430791 | TUBE,CENT,15ML,FT,PP,S, | 500 | 1 | 133.627 | Corning | 430791 | https://www.corning.com/worldwide/en.html
430828 | TUBE,CENT,50ML,FT,PP,S,25RK/500 | 500 | 1 | 153.764 | Corning | 430828 | https://www.corning.com/worldwide/en.html
430829 | TUBE,CENT,50ML,FT,PP,S,25SLV/500 | 500 | 1 | 137.553 | Corning | 430829 | https://www.corning.com/worldwide/en.html
430897 | TUBE,CENT,50ML,PLG SEAL,SS,PP,S,BK,25/500 | 500 | 1 | 165.932 | Corning | 430897 | https://www.corning.com/worldwide/en.html
430921 | TUBE,CENT,50ML,FT,PP,S,25BG/500 | 500 | 1 | 165.932 | Corning | 430921 | https://www.corning.com/worldwide/en.html
431123 | TUBE,CENT,500ML,PLG SEAL,PP,S,6SLV/36 | 36 | 1 | 150.111 | Corning | 431123 | https://www.corning.com/worldwide/en.html
431124 | SUPPORT CUSHION,500ML,PC,IND,NS,1/6 | 6 | 1 | 104.182 | Corning | 431124 | https://www.corning.com/worldwide/en.html
431355 | FOAM CENTRIFUGE TUBE RACK,15ML,NS,IND,20/20 | 20 | 1 | 22.321 | Corning | 431355 | https://www.corning.com/worldwide/en.html
431470 | CENTRIFUGE TUBE,15ML,NO CAP,S,BK,25/500 | 500 | 1 | 78.468 | Corning | 431470 | https://www.corning.com/worldwide/en.html
431471 | CENTRISTAR CAP,15ML,S,BK,100/500 | 500 | 1 | 43.576 | Corning | 431471 | https://www.corning.com/worldwide/en.html
431472 | CENTRIFUGE TUBE,50ML,NO CAP,S,25/500 | 500 | 1 | 98.774 | Corning | 431472 | https://www.corning.com/worldwide/en.html
431473 | CENTRISTAR CAP,50ML,S,BK,100/500 | 500 | 1 | 72.631 | Corning | 431473 | https://www.corning.com/worldwide/en.html
430183 | FLASK,ERLEN,250ML,31MM,FLAT CAP,PC,S,IND,1/50 | 50 | 1 | 357.591 | Corning | 430183 | https://www.corning.com/worldwide/en.html
430421 | FLASK,ERLEN,125ML,26MM,FLAT CAP,PC,S,IND,1/50 | 50 | 1 | 301.704 | Corning | 430421 | https://www.corning.com/worldwide/en.html
430422 | FLASK,ERLEN,500ML,43MM,FLAT CAP,PC,S,IND,1/25 | 25 | 1 | 252.057 | Corning | 430422 | https://www.corning.com/worldwide/en.html
431143 | FLASK,ERLEN,125ML,26MM,VC,PC,S,IND,1/50 | 50 | 1 | 385.242 | Corning | 431143 | https://www.corning.com/worldwide/en.html
431144 | FLASK,ERLEN,250ML,31MM,VC,PC,S,IND,1/50 | 50 | 1 | 419.484 | Corning | 431144 | https://www.corning.com/worldwide/en.html
431145 | FLASK,ERLEN,500ML,43MM,VC,PC,S,IND,1/25 | 25 | 1 | 281.736 | Corning | 431145 | https://www.corning.com/worldwide/en.html
431146 | FLASK,ERLENMEYER,1000ML,43MM,W/SOLID FLAT CAP,S,IND,1/25 | 25 | 1 | 351.234 | Corning | 431146 | https://www.corning.com/worldwide/en.html
431147 | FLASK,ERLENMEYER,1000ML,43MM,W/VENT CAP,S,IND,1/25 | 25 | 1 | 391.599 | Corning | 431147 | https://www.corning.com/worldwide/en.html
431252 | FLASK,FERNBACH,3.0L,VENT CAP,S,IND,1/4 | 4 | 1 | 231.543 | Corning | 431252 | https://www.corning.com/worldwide/en.html
431253 | FLASK,FERNBACH,,3.0L,VENT CAP,W/BAFFLE,S,IND,1/4 | 4 | 1 | 241.527 | Corning | 431253 | https://www.corning.com/worldwide/en.html
431255 | FLASK,ERLEN,2.0L,VENT CAP,S,IND,1/6 | 6 | 1 | 267.228 | Corning | 431255 | https://www.corning.com/worldwide/en.html
431256 | FLASK,ERLEN,2.0L,VENT CAP,W/BAFFLE,S,IND,1/6 | 6 | 1 | 267.228 | Corning | 431256 | https://www.corning.com/worldwide/en.html
431280 | CORNING 2L PETG ERLENMEYER SHAKE FLASK, VENTED CAP, PLAIN BOTTOM, 1/BAG, 6/CASE | 6 | 1 | 195.325 | Corning | 431280 | https://www.corning.com/worldwide/en.html
431281 | CORNING 2L PETG ERLENMEYER SHAKE FLASK, VENTED CAP, BAFFLED BOTTOM, 1/BAG, 6/CASE | 6 | 1 | 195.325 | Corning | 431281 | https://www.corning.com/worldwide/en.html
431282 | CORNING 3L PETG ERLENMEYER SHAKE FLASK, VENTED CAP, PLAIN BOTTOM, 1/BAG, 4/CASE | 4 | 1 | 221.936 | Corning | 431282 | https://www.corning.com/worldwide/en.html
431283 | CORNING 3L PETG ERLENMEYER SHAKE FLASK, VENTED CAP, BAFFLED BOTTOM, 1/BAG, 4/CASE | 4 | 1 | 230.815 | Corning | 431283 | https://www.corning.com/worldwide/en.html
431284 | CORNING 5L PETG ERLENMEYER SHAKE FLASK, VENTED CAP, PLAIN BOTTOM, 1/BAG, 4/CASE | 4 | 1 | 437.06 | Corning | 431284 | https://www.corning.com/worldwide/en.html
431285 | CORNING 5L PETG ERLENMEYER SHAKE FLASK, VENTED CAP, BAFFLED BOTTOM, 1/BAG, 4/CASE | 4 | 1 | 458.9 | Corning | 431285 | https://www.corning.com/worldwide/en.html
431339 | VENT CAP,2L ERLENMEYER,IND,1/24 | 24 | 1 | 107.172 | Corning | 431339 | https://www.corning.com/worldwide/en.html
431340 | VENT CAP,3L ERLENMEYER,IND,1/24 | 24 | 1 | 140.361 | Corning | 431340 | https://www.corning.com/worldwide/en.html
431363 | CAP,ERLENMEYER FLASK,3L,FLAT,POUCHED,S,IND,1/24 | 24 | 1 | 115.05 | Corning | 431363 | https://www.corning.com/worldwide/en.html
431364 | CAP,ERLENMEYER FLASK,2L,FLAT,POUCHED,S,IND,1/24 | 24 | 1 | 96.018 | Corning | 431364 | https://www.corning.com/worldwide/en.html
431372 | VENT CAP,43MM,S,IND,1/50 | 50 | 1 | 182.52 | Corning | 431372 | https://www.corning.com/worldwide/en.html
431401 | FLASK,ERLEMEYER,500ML,BAFFLED,VENT,S,IND,1/25 | 25 | 1 | 285.987 | Corning | 431401 | https://www.corning.com/worldwide/en.html
431402 | FLASK,ERLENMEYER,1L,BAFFLED,FLAT SEAL,S,IND,1/25 | 25 | 1 | 356.499 | Corning | 431402 | https://www.corning.com/worldwide/en.html
431403 | FLASK,ERLENMEYER,1L,BAFFLED,VENT,S,1/25 | 25 | 1 | 397.527 | Corning | 431403 | https://www.corning.com/worldwide/en.html
431404 | FLASK,ERLENMEYER,125ML,BAFFLED,FLAT SEAL,S,IND,1/50 | 50 | 1 | 306.228 | Corning | 431404 | https://www.corning.com/worldwide/en.html
431405 | FLASK,ERLENMEYER,125ML,BAFFLED,VENTCAP,S,BK,1/50 | 50 | 1 | 391.014 | Corning | 431405 | https://www.corning.com/worldwide/en.html
431406 | FLASK,ERLENMEYER,250ML,BAFFLED,FLAT SEAL,S,IND,1/50 | 50 | 1 | 362.934 | Corning | 431406 | https://www.corning.com/worldwide/en.html
431407 | FLASK,ERLENMEYER,250ML,BAFFLED,VENTCAP,S,1/50 | 50 | 1 | 425.802 | Corning | 431407 | https://www.corning.com/worldwide/en.html
431408 | FLASK,ERLENMEYER,500ML,BAFFLED,FLAT SEAL,S,IND,1/25 | 25 | 1 | 255.84 | Corning | 431408 | https://www.corning.com/worldwide/en.html
431428 | FLASK,ERLENMEYER,125ML,VENT CAP,W/BARCODE,S,IND,1/50 | 50 | 1 | 902.889 | Corning | 431428 | https://www.corning.com/worldwide/en.html
431440 | ERLENMEYER FLASK,250ML,W/BC,VENT CAP,S,IND,1/50 | 50 | 1 | 1170.273 | Corning | 431440 | https://www.corning.com/worldwide/en.html
431441 | ERLENMEYER FLASK,1L,W/BC,VENT CAP,S,IND,1/25 | 25 | 1 | 1027.26 | Corning | 431441 | https://www.corning.com/worldwide/en.html
431461 | FLASK,ERLENMEYER,250ML,38MM,W/VENT CAP,NS,IND,1/50 | 50 | 1 | 702.156 | Corning | 431461 | https://www.corning.com/worldwide/en.html
431462 | FLASK,ERLENMEYER,1000ML,43MM,W/VENT CAP,NS,IND,1/25 | 25 | 1 | 655.512 | Corning | 431462 | https://www.corning.com/worldwide/en.html
431678 | FLASK,ERLENMEYER,2L,FLAT CAP,S,IND,1/6 | 6 | 1 | 328.614 | Corning | 431678 | https://www.corning.com/worldwide/en.html
431682 | CAP, ERLENMEYER,5.0L,VENT,POUCHED,S,IND,1/24 | 24 | 1 | 305.968 | Corning | 431682 | https://www.corning.com/worldwide/en.html
431684 | FLASK,ERLENMEYER,5.0L,VENT CAP,W/BAFFLE BTM,S,IND,1/4 | 4 | 1 | 494.312 | Corning | 431684 | https://www.corning.com/worldwide/en.html
431685 | FLASK,ERLENMEYER,5.0L,VENT CAP,W/PLAIN BTM,S,IND,1/4 | 4 | 1 | 470.756 | Corning | 431685 | https://www.corning.com/worldwide/en.html
431686 | FLASK,ERLENMEYER,5.0L, FLAT CAP,W/PLAIN BTM,S,IND,1/4 | 4 | 1 | 461.552 | Corning | 431686 | https://www.corning.com/worldwide/en.html
3779 | CORNING ENHANCED ATTACHMENT MICROCARRIERS, 1 VIAL, 10 G | 1 | 1 | 109.876 | Corning | 3779 | https://www.corning.com/worldwide/en.html
4620 | CORNING ENHANCED ATTACHMENT MICROCARRIERS, 1 VIAL, 100 G | 1 | 1 | 903.708 | Corning | 4620 | https://www.corning.com/worldwide/en.html
4621 | CORNING ENHANCED ATTACHMENT MICROCARRIERS, 1 VIAL, 500 G | 1 | 1 | 3489.928 | Corning | 4621 | https://www.corning.com/worldwide/en.html
430186 | FLTR SYS,1000ML,.2UM,CN,S,IND,1/12 | 12 | 1 | 210.873 | Corning | 430186 | https://www.corning.com/worldwide/en.html
430314 | FILTER TOP TUBES,,50ML,50MM,.45UM,CA,S,IND1/12 | 12 | 1 | 72.735 | Corning | 430314 | https://www.corning.com/worldwide/en.html
430320 | FILTER TOP TUBE,50ML,50MM,.22UM,CA,S,IND,1/12 | 12 | 1 | 72.735 | Corning | 430320 | https://www.corning.com/worldwide/en.html
430515 | FLTR SYS,1000ML,.2UM,NY,S,IND,1/12 | 12 | 1 | 210.873 | Corning | 430515 | https://www.corning.com/worldwide/en.html
430516 | FLTR SYS,1000ML,.45UM,CA,S,IND,1/12 | 12 | 1 | 210.873 | Corning | 430516 | https://www.corning.com/worldwide/en.html
430517 | FLTR SYS,1000ML,.22UM,CA,S,IND,1/12 | 12 | 1 | 210.873 | Corning | 430517 | https://www.corning.com/worldwide/en.html
430756 | FLTR SYS,250ML,.2UM,CN,S,IND,1/12 | 12 | 1 | 88.14 | Corning | 430756 | https://www.corning.com/worldwide/en.html
430758 | FLTR SYS,500ML,.2UM,CN,S,IND,1/12 | 12 | 1 | 144.768 | Corning | 430758 | https://www.corning.com/worldwide/en.html
430767 | FLTR SYS,250ML,.22UM,CA,S,IND,1/12 | 12 | 1 | 88.14 | Corning | 430767 | https://www.corning.com/worldwide/en.html
430768 | FLTR SYS,250ML,.45UM,CA,S,IND,1/12 | 12 | 1 | 88.14 | Corning | 430768 | https://www.corning.com/worldwide/en.html
430769 | FLTR SYS,500ML,.22UM,CA,S,IND,1/12 | 12 | 1 | 144.768 | Corning | 430769 | https://www.corning.com/worldwide/en.html
430770 | FLTR SYS,500ML,.45UM,CA,S,IND,1/12 | 12 | 1 | 144.846 | Corning | 430770 | https://www.corning.com/worldwide/en.html
430771 | FLTR SYS,250ML,.2UM,NY,S,IND,1/12 | 12 | 1 | 88.14 | Corning | 430771 | https://www.corning.com/worldwide/en.html
430773 | FLTR SYS,500ML,.2UM,NY,S,IND,1/12 | 12 | 1 | 144.768 | Corning | 430773 | https://www.corning.com/worldwide/en.html
431096 | FLTR SYS,250ML,.22UM,PES,S,IND,1/12 | 12 | 1 | 88.14 | Corning | 431096 | https://www.corning.com/worldwide/en.html
431097 | FLTR SYS,500ML,.22UM,PES,S,IND,1/12 | 12 | 1 | 144.768 | Corning | 431097 | https://www.corning.com/worldwide/en.html
431098 | FLTR SYS,1000ML,.22UM,PES,S,IND,1/12 | 12 | 1 | 210.873 | Corning | 431098 | https://www.corning.com/worldwide/en.html
431153 | FLTR SYS,150ML,.22UM,PES,S,IND,1/12 | 12 | 1 | 85.839 | Corning | 431153 | https://www.corning.com/worldwide/en.html
431154 | FLTR SYS,150ML,.22UM,CA,S,IND,1/12 | 12 | 1 | 85.839 | Corning | 431154 | https://www.corning.com/worldwide/en.html
431155 | FLTR SYS,150ML,.45UM,CA,S,IND,1/12 | 12 | 1 | 85.839 | Corning | 431155 | https://www.corning.com/worldwide/en.html
431205 | FLTR SYS,1000ML,.22UM,CA,S,IND,1/12 | 12 | 1 | 210.873 | Corning | 431205 | https://www.corning.com/worldwide/en.html
431206 | FLTR SYS,1000ML,.45UM,CA,S,IND,1/12 | 12 | 1 | 210.873 | Corning | 431206 | https://www.corning.com/worldwide/en.html
431474 | FILTER SYSTEM,1000ML,0.1UM,PES,S,IND,1/12 | 12 | 1 | 221.52 | Corning | 431474 | https://www.corning.com/worldwide/en.html
431475 | FILTER SYSTEM,500ML,0.1UM PES,S,IND,1/12 | 12 | 1 | 138.06 | Corning | 431475 | https://www.corning.com/worldwide/en.html
430281 | BOTTLE,250ML,.45MM,PS,W/CAP,S,IND,2/24 | 24 | 1 | 73.476 | Corning | 430281 | https://www.corning.com/worldwide/en.html
430282 | BOTTLE,500ML,.45MM,PS,W/CAP,S,IND,2/24 | 24 | 1 | 100.971 | Corning | 430282 | https://www.corning.com/worldwide/en.html
430518 | BOTTLE,1000ML,.45MM,PS,W/CAP,S,IND,2/24 | 24 | 1 | 151.125 | Corning | 430518 | https://www.corning.com/worldwide/en.html
431175 | BOTTLE,150ML,.45MM,PS,W/CAP,S,IND,2/24 | 24 | 1 | 71.604 | Corning | 431175 | https://www.corning.com/worldwide/en.html
431212 | SYRINGE FILTER,4MM,0.2UM,RC,S,IND,1/50 | 50 | 1 | 88.179 | Corning | 431212 | https://www.corning.com/worldwide/en.html
431215 | SYRINGE FILTER,15MM,0.2UM,RC,S,IND,1/50 | 50 | 1 | 102.492 | Corning | 431215 | https://www.corning.com/worldwide/en.html
431218 | SYRINGE FILTER,28MM,0.2UM,SFCA, W/PREFILTER,S,IND,1/50 | 50 | 1 | 109.785 | Corning | 431218 | https://www.corning.com/worldwide/en.html
431219 | SYRINGE FILTER,28MM,0.2UM,SFCA,S,IND,1/50 | 50 | 1 | 109.785 | Corning | 431219 | https://www.corning.com/worldwide/en.html
431220 | SYRINGE FILTER,28MM,0.45UM,SFCA,S,IND,1/50 | 50 | 1 | 109.785 | Corning | 431220 | https://www.corning.com/worldwide/en.html
431221 | SYRINGE FILTER,28MM,0.8UM,SFCA,S,IND,1/50 | 50 | 1 | 109.785 | Corning | 431221 | https://www.corning.com/worldwide/en.html
431222 | SYRINGE FILTER,25MM,0.2UM,RC,S,IND,1/50 | 50 | 1 | 109.785 | Corning | 431222 | https://www.corning.com/worldwide/en.html
431224 | SYRINGE FILTER,25MM,0.2UM,NY,S,IND,1/50 | 50 | 1 | 109.785 | Corning | 431224 | https://www.corning.com/worldwide/en.html
431225 | SYRINGE FILTER,25MM,0.45UM,NY,S,IND,1/50 | 50 | 1 | 109.785 | Corning | 431225 | https://www.corning.com/worldwide/en.html
431227 | SYRINGE FILTER,50MM,0.2UM,PTFE,VENT FILTER,S,IND,1/12 | 12 | 1 | 122.46 | Corning | 431227 | https://www.corning.com/worldwide/en.html
431229 | SYRINGE FILTER,28MM,0.2UM,PES,S,IND,1/50 | 50 | 1 | 109.785 | Corning | 431229 | https://www.corning.com/worldwide/en.html
431231 | SYRINGE FILTER,25MM,0.45UM,PTFE,NS,IND,1/50 | 50 | 1 | 110.916 | Corning | 431231 | https://www.corning.com/worldwide/en.html
4485 | PIPETTE,1ML,PPW,PS,S,IND,50BAG/1000 | 1000 | 1 | 149.747 | Corning | 4485 | https://www.corning.com/worldwide/en.html
4486 | PIPETTE,2ML,PPW,PS,S,IND,50BAG/1000 | 1000 | 1 | 166.53 | Corning | 4486 | https://www.corning.com/worldwide/en.html
4487 | PIPETTE,5ML,PPW,PS,S,IND,50BAG/200 | 200 | 1 | 50.271 | Corning | 4487 | https://www.corning.com/worldwide/en.html
4488 | PIPETTE,10ML,PPW,PS,S,IND,50BAG/200 | 200 | 1 | 51.181 | Corning | 4488 | https://www.corning.com/worldwide/en.html
4489 | PIPETTE,25ML,PPW,PS,S,IND,25BAG/200 | 200 | 1 | 95.186 | Corning | 4489 | https://www.corning.com/worldwide/en.html
4490 | PIPETTE,50ML,PPW,PS,S,IND,25BAG/100 | 100 | 1 | 105.664 | Corning | 4490 | https://www.corning.com/worldwide/en.html
7000 | STRIPETTE,100ML,P/P,TRIPLE BAGGED,S,IND,25/100 | 100 | 1 | 318.799 | Corning | 7000 | https://www.corning.com/worldwide/en.html
7015 | STRIPETTE,10ML,P/P,TRIPLE BAGGED,S,IND,50/200 | 200 | 1 | 72.904 | Corning | 7015 | https://www.corning.com/worldwide/en.html
7016 | STRIPETTE,25ML,P/P,TRIPLE BAGGED,S,IND,25/200 | 200 | 1 | 156.728 | Corning | 7016 | https://www.corning.com/worldwide/en.html
7017 | STRIPETTE,50ML,P/P,TRIPLE BAGGED,S,IND,25/100 | 100 | 1 | 164.021 | Corning | 7017 | https://www.corning.com/worldwide/en.html
7041 | PIPETTE,1ML,IND,P/P,TRIPLE BAGGED,S,IND,50/1000 | 1000 | 1 | 205.374 | Corning | 7041 | https://www.corning.com/worldwide/en.html
7042 | PIPETTE,2ML,P/P,TRIPLE BAGGED,S,IND,50/1000 | 1000 | 1 | 233.571 | Corning | 7042 | https://www.corning.com/worldwide/en.html
7045 | PIPETTE,5ML,P/P,TRIPLE BAGGED,IND,S,50/200, | 200 | 1 | 85.54 | Corning | 7045 | https://www.corning.com/worldwide/en.html
3535 | CORNING® SYNTHEMAX® II, SELF-COATING SUBSTRATE, 10 MG/VIAL | 1 | 1 | 560.976 | Corning | 3535 | https://www.corning.com/worldwide/en.html
431720 | MINI BIOREACTOR, 50 ML CENTRIFUGE TUBE WITH VENT CAP, STERILE | 300 | 1 | 221.13 | Corning | 431720 | https://www.corning.com/worldwide/en.html
430015 | BTF,1000ML,45MM,.22UM,CA,S,IND,1/12 | 12 | 1 | 155.649 | Corning | 430015 | https://www.corning.com/worldwide/en.html
430049 | BTF,500ML,45MM,.2UM,NY,S,IND,1/12 | 12 | 1 | 92.313 | Corning | 430049 | https://www.corning.com/worldwide/en.html
430512 | BTF,500ML,33MM,.45UM,CA,S,IND,1/12 | 12 | 1 | 92.313 | Corning | 430512 | https://www.corning.com/worldwide/en.html
430513 | BTF,500ML,45MM,.22UM,CA,S,IND,1/12 | 12 | 1 | 92.313 | Corning | 430513 | https://www.corning.com/worldwide/en.html
430514 | BTF,500ML,45MM,.45UM,CA,S,IND,1/12 | 12 | 1 | 92.313 | Corning | 430514 | https://www.corning.com/worldwide/en.html
430521 | BTF,500ML,33MM,.22UM,CA,S,IND,1/12 | 12 | 1 | 92.313 | Corning | 430521 | https://www.corning.com/worldwide/en.html
430624 | BTF,150ML,33MM,.22UM,CA,S,IND,1/48 | 48 | 1 | 248.508 | Corning | 430624 | https://www.corning.com/worldwide/en.html
430625 | BTF,150ML,33MM,.45UM,CA,S,IND,1/48 | 48 | 1 | 248.508 | Corning | 430625 | https://www.corning.com/worldwide/en.html
430626 | BTF,150ML,45MM,.22UM,CA,S,IND,1/48 | 48 | 1 | 248.508 | Corning | 430626 | https://www.corning.com/worldwide/en.html
430627 | BTF,150ML,45MM,.45UM,CA,S,IND,1/48 | 48 | 1 | 248.508 | Corning | 430627 | https://www.corning.com/worldwide/en.html
431117 | BTF,500ML,33MM,.22UM,PES,S,IND,1/12 | 12 | 1 | 92.313 | Corning | 431117 | https://www.corning.com/worldwide/en.html
431118 | BTF,500ML,45MM,22UM,PES,S,IND,1/12 | 12 | 1 | 92.313 | Corning | 431118 | https://www.corning.com/worldwide/en.html
431160 | BTF,150ML,33MM,.22UM,PES,S,IND,1/48 | 48 | 1 | 248.508 | Corning | 431160 | https://www.corning.com/worldwide/en.html
431161 | BTF,150ML,45MM,.22UM,PES,S,IND,1/48 | 48 | 1 | 248.508 | Corning | 431161 | https://www.corning.com/worldwide/en.html
431174 | BTF,1000ML,45MM,.22UM,PES,S,IND,1/12 | 12 | 1 | 155.649 | Corning | 431174 | https://www.corning.com/worldwide/en.html
431410 | SQUARE GLASS FIBER PREFILTER, 43MM, FOR THE 150ML FUNNEL,NS,BK,100/100 | 100 | 1 | 55.731 | Corning | 431410 | https://www.corning.com/worldwide/en.html
431411 | SQUARE GLASS FIBER PREFILTER, 49.5MM, FOR THE 250ML FUNNEL,NS,BK,100/100 | 100 | 1 | 55.731 | Corning | 431411 | https://www.corning.com/worldwide/en.html
431412 | SQUARE GLASS FIBER PREFILTER, 63MM, FOR THE 500ML FUNNEL,NS,BK,100/100 | 100 | 1 | 56.277 | Corning | 431412 | https://www.corning.com/worldwide/en.html
431413 | SQUARE GLASS FIBER PREFILTER, 79MM,FOR THE 1L FUNNEL,NS,BK,100/100 | 100 | 1 | 65.754 | Corning | 431413 | https://www.corning.com/worldwide/en.html
431477 | SPIN-X UF, 500UL CONCENTRATOR, 5K CUTOFF,NS,IND,1/25 | 25 | 1 | 122.46 | Corning | 431477 | https://www.corning.com/worldwide/en.html
431478 | SPIN-X UF, 500UL CONCENTRATOR,10K CUTOFF,NS,IND,1/25 | 25 | 1 | 124.28 | Corning | 431478 | https://www.corning.com/worldwide/en.html
431479 | SPIN-X UF, 500UL CONCENTRATOR,30K CUTOFF,NS,IND,1/25 | 25 | 1 | 124.28 | Corning | 431479 | https://www.corning.com/worldwide/en.html
431480 | SPIN-X UF, 500UL CONCENTRATOR,50K CUTOFF,NS,IND,1/25 | 25 | 1 | 124.28 | Corning | 431480 | https://www.corning.com/worldwide/en.html
431481 | SPIN-X UF, 500UL CONCENTRATOR,100K CUTOFF,NS,IND,1/25 | 25 | 1 | 124.28 | Corning | 431481 | https://www.corning.com/worldwide/en.html
431482 | SPIN-X UF, 6ML CONCENTRATOR,5K CUTOFF,NS,IND,1/25 | 25 | 1 | 184.028 | Corning | 431482 | https://www.corning.com/worldwide/en.html
431483 | SPIN-X UF, 6ML CONCENTRATOR,10K CUTOFF,NS,IND,1/25 | 25 | 1 | 184.028 | Corning | 431483 | https://www.corning.com/worldwide/en.html
431484 | SPIN-X UF, 6ML CONCENTRATOR,30K CUTOFF,NS,IND,1/25 | 25 | 1 | 184.028 | Corning | 431484 | https://www.corning.com/worldwide/en.html
431485 | SPIN-X UF, 6ML CONCENTRATOR,50K CUTOFF,NS,IND,1/25 | 25 | 1 | 184.028 | Corning | 431485 | https://www.corning.com/worldwide/en.html
431486 | SPIN-X UF, 6ML CONCENTRATOR,100K CUTOFF,NS,IND,1/25 | 25 | 1 | 184.028 | Corning | 431486 | https://www.corning.com/worldwide/en.html
431487 | SPIN-X UF, 20ML CONCENTRATOR,5K CUTOFF,NS,IND,1/12 | 12 | 1 | 132.028 | Corning | 431487 | https://www.corning.com/worldwide/en.html
431488 | SPIN-X UF, 20ML CONCENTRATOR,10K CUTOFF,NS,IND,1/12 | 12 | 1 | 132.028 | Corning | 431488 | https://www.corning.com/worldwide/en.html
431489 | SPIN-X UF, 20ML CONCENTRATOR,30K CUTOFF,NS,IND,1/12 | 12 | 1 | 132.028 | Corning | 431489 | https://www.corning.com/worldwide/en.html
431490 | SPIN-X UF, 20ML CONCENTRATOR,50K CUTOFF,NS,IND,1/12 | 12 | 1 | 132.028 | Corning | 431490 | https://www.corning.com/worldwide/en.html
431491 | SPIN-X UF, 20ML CONCENTRATOR,100K CUTOFF,NS,IND,1/12 | 12 | 1 | 132.028 | Corning | 431491 | https://www.corning.com/worldwide/en.html
4370 | MICROPLATE, 1536 WELL, COC, WHITE, TC TREATED, NO LID, STERILE, BULK,BC SHORT SIDES | 50 | 1 | 844.74 | Corning | 4370 | https://www.corning.com/worldwide/en.html
4371 | MICROPLATE, 1536 WELL, COC, BLACK, NOT TREATED, NO LID, NONSTERILE, BULK,BC SHORT SIDES | 50 | 1 | 734.565 | Corning | 4371 | https://www.corning.com/worldwide/en.html
4372 | MICROPLATE, 1536 WELL, COC, WHITE, NOT TREATED, NO LID, NONSTERILE, BULK,BC SHORT SIDES | 50 | 1 | 734.565 | Corning | 4372 | https://www.corning.com/worldwide/en.html
4373 | MICROPLATE, 1536 WELL, COC, BLACK CLEAR BOTTOM, CORNING® CELLBIND® SURFACE, NO LID, STERILE, BULK,BC SHORT SIDES | 100 | 1 | 2448.459 | Corning | 4373 | https://www.corning.com/worldwide/en.html
4560 | MICROPLATE, 1536 WELL, COC, BLACK CLEAR BOTTOM, NT, NO LID, STERILE, BULK | 100 | 1 | 1565.226 | Corning | 4560 | https://www.corning.com/worldwide/en.html
4561 | MICROPLATE, 1536 WELL, COC, BLACK CLEAR BOTTOM, TC TREATED, NO LID, STERILE, BULK | 100 | 1 | 1846.338 | Corning | 4561 | https://www.corning.com/worldwide/en.html
4563 | MICROPLATE, 1536 WELL, COC, BLACK CLEAR BOTTOM,CORNING® CELLBIND® SURFACE, NO LID, STERILE, BULK | 100 | 1 | 2141.88 | Corning | 4563 | https://www.corning.com/worldwide/en.html
4564 | MICROPLATE, 1536 WELL, COC, BLACK CLEAR BOTTOM, POLY-D-LYSINE, NO LID, NONSTERILE, BULK | 100 | 1 | 4045.392 | Corning | 4564 | https://www.corning.com/worldwide/en.html
4565 | MICROPLATE, 1536 WELL, COC, BLACK, NOT TREATED, NO LID, NONSTERILE, BULK | 50 | 1 | 741.429 | Corning | 4565 | https://www.corning.com/worldwide/en.html
4566 | MICROPLATE, 1536 WELL, COC, BLACK , TC TREATED, NO LID, STERILE, BULK | 50 | 1 | 844.74 | Corning | 4566 | https://www.corning.com/worldwide/en.html
4567 | MICROPLATE, 1536 WELL, COC, BLACK, NBS, NO LID, NONSTERILE, BULK | 50 | 1 | 1083.654 | Corning | 4567 | https://www.corning.com/worldwide/en.html
4568 | MICROPLATE, 1536 WELL, COC, BLACK,CORNING® CELLBIND® SURFACE, NO LID, STERILE, BULK | 50 | 1 | 1056.471 | Corning | 4568 | https://www.corning.com/worldwide/en.html
4570 | MICROPLATE, 1536 WELL, COC,WHITE, NOT TREATED, NO LID, NONSTERILE, BULK | 50 | 1 | 741.429 | Corning | 4570 | https://www.corning.com/worldwide/en.html
4571 | MICROPLATE, 1536 WELL, COC, WHITE , TC TREATED, NO LID, STERILE, BULK | 50 | 1 | 844.74 | Corning | 4571 | https://www.corning.com/worldwide/en.html
4572 | MICROPLATE, 1536 WELL, COC, WHITE, NBS, NO LID, NONSTERILE, BULK | 50 | 1 | 1083.654 | Corning | 4572 | https://www.corning.com/worldwide/en.html
4573 | MICROPLATE, 1536 WELL, COC, WHITE, CORNING® CELLBIND® SURFACE, NO LID, STERILE, BULK | 50 | 1 | 1112.124 | Corning | 4573 | https://www.corning.com/worldwide/en.html
4675 | MICROPLATE, 1536 WELL, COC, BLACK CLEAR BOTTOM, NT, NO LID, STERILE, BULK, BC SHORT SIDES | 100 | 1 | 1359.891 | Corning | 4675 | https://www.corning.com/worldwide/en.html
4676 | MICROPLATE, 1536 WELL, COC, BLACK CLEAR BOTTOM, TC TREATED, NO LID, STERILE, BULK,BC SHORT SIDES | 100 | 1 | 1846.338 | Corning | 4676 | https://www.corning.com/worldwide/en.html
4677 | MICROPLATE, 1536 WELL, COC, BLACK CLEAR BOTTOM, POLY-D-LYSINE, NO LID, NONSTERILE, BULK,BC SHORT SIDES | 100 | 1 | 4045.392 | Corning | 4677 | https://www.corning.com/worldwide/en.html
4705 | MICROPLATE, 1536 WELL, COC, BLACK , TC TREATED, NO LID, STERILE, BULK,BC SHORT SIDES | 50 | 1 | 844.74 | Corning | 4705 | https://www.corning.com/worldwide/en.html
3724BC | MICROPLATE, 1536 WELL, POLYSTYRENE, 12.5 µL, BLACK, FLAT BOTTOM, NOT TREATED, NO LID, NONSTERILE, WITH GENERIC BAR CODE, BULK | 50 | 1 | 748.917 | Corning | 3724BC | https://www.corning.com/worldwide/en.html
3725BC | MICROPLATE, 1536 WELL, POLYSTYRENE, 12.5 µL, WHITE, FLAT BOTTOM, NOT TREATED, NO LID, NONSTERILE, WITH GENERIC BAR CODE, BULK | 50 | 1 | 748.917 | Corning | 3725BC | https://www.corning.com/worldwide/en.html
3726BC | MICROPLATE, 1536 WELL, POLYSTYRENE, 12.5 µL, BLACK, FLAT BOTTOM, TC-TREATED, WITH LID, STERILE, WITH GENERIC BAR CODE, BULK | 50 | 1 | 889.863 | Corning | 3726BC | https://www.corning.com/worldwide/en.html
3727BC | MICROPLATE, 1536 WELL, POLYSTYRENE, 12.5 µL, WHITE, FLAT BOTTOM, TC-TREATED, WITH LID, STERILE, WITH GENERIC BAR CODE, BULK | 50 | 1 | 880.113 | Corning | 3727BC | https://www.corning.com/worldwide/en.html
3728BC | MICROPLATE, 1536 WELL, POLYSTYRENE, 12.5 µL, BLACK, FLAT BOTTOM, NON BINDING SURFACE, NO LID, NONSTERILE, WITH GENERIC BAR CODE, BULK | 50 | 1 | 917.592 | Corning | 3728BC | https://www.corning.com/worldwide/en.html
3729BC | MICROPLATE, 1536 WELL, POLYSTYRENE, 12.5 µL, WHITE, FLAT BOTTOM, NON BINDING SURFACE, NO LID, NONSTERILE, WITH GENERIC BAR CODE, BULK | 50 | 1 | 1236.105 | Corning | 3729BC | https://www.corning.com/worldwide/en.html
3832BC | MICROPLATE, 1536 WELL, POLYSTYRENE, 12.5 µL, BLACK/CLEAR FLAT BOTTOM, LOW BASE, CORNING® CELLBIND® SURFACE, WITH LID, STERILE, WITH GENERIC BAR CODE, BULK | 50 | 1 | 1797.354 | Corning | 3832BC | https://www.corning.com/worldwide/en.html
3891BC | MICROPLATE, 1536 WELL, POLYSTYRENE, 12.5 µL, BLACK/CLEAR FLAT BOTTOM, NOT TREATED, NO LID, NONSTERILE, WITH GENERIC BAR CODE, BULK | 50 | 1 | 1298.622 | Corning | 3891BC | https://www.corning.com/worldwide/en.html
3893BC | MICROPLATE, 1536 WELL, POLYSTYRENE, 12.5 µL, BLACK/CLEAR FLAT BOTTOM, TC-TREATED, WITH LID, STERILE, WITH GENERIC BAR CODE, BULK | 50 | 1 | 1427.322 | Corning | 3893BC | https://www.corning.com/worldwide/en.html
3829 | CORNING® MULTICOATED MICROPLATE, 1536-WELL, BLACK CLEAR-BOTTOM, NON-STERILE, WIT LID, BULK | 10 | 1 | 1695.33 | Corning | 3829 | https://www.corning.com/worldwide/en.html
430487 | VIAL,1.2ML,CB,SS,INT,PP,S,BK,50/500 | 500 | 1 | 230.607 | Corning | 430487 | https://www.corning.com/worldwide/en.html
430488 | VIAL,2.0ML,RB,SS,INT,PP,S,BK,50/500 | 500 | 1 | 230.607 | Corning | 430488 | https://www.corning.com/worldwide/en.html
430489 | VIAL,2.0ML,RB,INT,PP,S,BK,50/500 | 500 | 1 | 230.607 | Corning | 430489 | https://www.corning.com/worldwide/en.html
430490 | VIAL,4.0ML,RB,INT,PP,S,BK,50/500 | 500 | 1 | 284.973 | Corning | 430490 | https://www.corning.com/worldwide/en.html
430491 | VIAL,4.0ML,RB,SS,INT,PP,S,BK,50/500 | 500 | 1 | 294.879 | Corning | 430491 | https://www.corning.com/worldwide/en.html
430492 | VIAL,5.0ML,RB,INT,PP,S,BK,50/500 | 500 | 1 | 294.879 | Corning | 430492 | https://www.corning.com/worldwide/en.html
430499 | VIAL CAP INSERT,RBW,NS,BK,50/500 | 500 | 1 | 30.225 | Corning | 430499 | https://www.corning.com/worldwide/en.html
430656 | VIAL,5.0ML,RB,SS,INT,PP,S,BK,50/500 | 500 | 1 | 294.879 | Corning | 430656 | https://www.corning.com/worldwide/en.html
430658 | VIAL,1.2ML,CB,SS,EXT,PP,S,BK,50/500 | 500 | 1 | 230.607 | Corning | 430658 | https://www.corning.com/worldwide/en.html
430659 | VIAL,2.0ML,RB,SS,EXT,PP,S,BK,50/500 | 500 | 1 | 230.607 | Corning | 430659 | https://www.corning.com/worldwide/en.html
430661 | VIAL,2.0ML,RB,EXT,PP,S,BK,50/500 | 500 | 1 | 230.607 | Corning | 430661 | https://www.corning.com/worldwide/en.html
430662 | VIAL,4.0ML,RB,SS,EXT,PP,S,BK,50/500 | 500 | 1 | 284.388 | Corning | 430662 | https://www.corning.com/worldwide/en.html
430663 | VIAL,5.0ML,RB,SS,EXT,PP,S,BK,50/500 | 500 | 1 | 294.879 | Corning | 430663 | https://www.corning.com/worldwide/en.html
431324 | CRYOVIAL CAP,2ML,SELF STANDING,EXTERNAL THREAD,S,BK,50/500 | 500 | 1 | 177.372 | Corning | 431324 | https://www.corning.com/worldwide/en.html
431386 | VIAL,CRYO,INT THREAD,2ML,ROUND,SILICONE WASHER,SELF-STAND,S,50/250 | 250 | 1 | 116.61 | Corning | 431386 | https://www.corning.com/worldwide/en.html
431416 | VIAL,CRYOGENIC,INT-THREAD 2.0ML,RND,SELF STDG,W/WSHR,50/500 (RAINBOW CAP) | 500 | 1 | 265.2 | Corning | 431416 | https://www.corning.com/worldwide/en.html
431417 | VIAL,CRYOGENIC,INT-THRD,2.0ML,RD,SLF-STDNG,W/WSHR,YELLOW CAP,S,BK,50/500 | 500 | 1 | 242.19 | Corning | 431417 | https://www.corning.com/worldwide/en.html
431418 | VIAL,CRYOGENIC,INT-THRD,2.0ML,RD,SLF-STDNG,W/WSHR,BLUE CAPS,S,BK,50/500 | 500 | 1 | 242.19 | Corning | 431418 | https://www.corning.com/worldwide/en.html
431419 | VIAL,CRYOGENIC,INT-THRD,2.0ML,RD,SLF-STDNG,W/WSHR,GREEN CAP,S,BK,50/500 | 500 | 1 | 242.19 | Corning | 431419 | https://www.corning.com/worldwide/en.html
431420 | VIAL,CRYOGENIC,INT-THRD,2.0ML,RD,SLF-STDNG,W/WSHR,RED CAPS,S,BK.50/500 | 500 | 1 | 242.19 | Corning | 431420 | https://www.corning.com/worldwide/en.html
431421 | VIAL,CRYOGENIC,INT-THRD,2.0ML,RD,SLF-STDNG,W/WSHR,WHT CAPS | 500 | 1 | 242.19 | Corning | 431421 | https://www.corning.com/worldwide/en.html
430487CE | CE IVD VIAL,1.2ML,CB,SS,INT,PP,S,BK,50/500 | 500 | 1 | 230.607 | Corning | 430487CE | https://www.corning.com/worldwide/en.html
430488CE | CE IVD VIAL,2.0ML,RB,SS,INT,PP,S,BK,50/500 | 500 | 1 | 230.607 | Corning | 430488CE | https://www.corning.com/worldwide/en.html
430489CE | CE IVD VIAL,2.0ML,RB,INT,PP,S,BK,50/500 | 500 | 1 | 230.607 | Corning | 430489CE | https://www.corning.com/worldwide/en.html
430490CE | CE IVD VIAL,4.0ML,RB,INT,PP,S,BK,50/500 | 500 | 1 | 284.973 | Corning | 430490CE | https://www.corning.com/worldwide/en.html
430491CE | CE IVD VIAL,4.0ML,RB,SS,INT,PP,S,BK,50/500 | 500 | 1 | 294.879 | Corning | 430491CE | https://www.corning.com/worldwide/en.html
430492CE | CE IVD VIAL,5.0ML,RB,INT,PP,S,BK,50/500 | 500 | 1 | 294.879 | Corning | 430492CE | https://www.corning.com/worldwide/en.html
430656CE | CE IVD VIAL,5.0ML,RB,SS,INT,PP,S,BK,50/500 | 500 | 1 | 294.879 | Corning | 430656CE | https://www.corning.com/worldwide/en.html
430658CE | CE IVD VIAL,1.2ML,CB,SS,EXT,PP,S,BK,50/500 | 500 | 1 | 230.607 | Corning | 430658CE | https://www.corning.com/worldwide/en.html
430659CE | CE IVD VIAL,2.0ML,RB,SS,EXT,PP,S,BK,50/500 | 500 | 1 | 230.607 | Corning | 430659CE | https://www.corning.com/worldwide/en.html
430661CE | CE IVD VIAL,2.0ML,RB,EXT,PP,S,BK,50/500 | 500 | 1 | 230.607 | Corning | 430661CE | https://www.corning.com/worldwide/en.html
430662CE | CE IVD VIAL,4.0ML,RB,SS,EXT,PP,S,BK,50/500 | 500 | 1 | 284.388 | Corning | 430662CE | https://www.corning.com/worldwide/en.html
430663CE | CE IVD VIAL,5.0ML,RB,SS,EXT,PP,S,BK,50/500 | 500 | 1 | 294.879 | Corning | 430663CE | https://www.corning.com/worldwide/en.html
430909 | TUBE,MICENT,1.5ML,SC,ATTACH,S,BK,50/500 | 500 | 1 | 199.017 | Corning | 430909 | https://www.corning.com/worldwide/en.html
430915 | TUBE,MICENT,2.0ML,SC,ATTACH,SS,S,BK,50/500 | 500 | 1 | 200.343 | Corning | 430915 | https://www.corning.com/worldwide/en.html
430917 | TUBE,MICENT,2.0ML,SC,UNATTACH,SS,S,BK,50/500 | 500 | 1 | 147.615 | Corning | 430917 | https://www.corning.com/worldwide/en.html
9588 | M.-CENTR.TUBE, 1.7ML, NATURAL,NS,10000/CS | 10000 | 1 | 206.453 | Corning | 9588 | https://www.corning.com/worldwide/en.html
431365 | TUBES,15ML,W/ORANGE CENTRISTAR CAPS,NS,BK,1600/1600 | 1600 | 1 | 641.186 | Corning | 431365 | https://www.corning.com/worldwide/en.html
431840 | CORNING® 250ML PP CENTRIFUGE BOTTLE WITH SEAL CAP, NONSTERILE, 4/PACK, 36/CASE | 36 | 1 | 352.963 | Corning | 431840 | https://www.corning.com/worldwide/en.html
431841 | CORNING® 250ML PP CENTRIFUGE BOTTLE WITH SCREW CAP, NONSTERILE, 4/PACK, 36/CASE | 36 | 1 | 176.982 | Corning | 431841 | https://www.corning.com/worldwide/en.html
431842 | CORNING® 250ML PC CENTRIFUGE BOTTLE WITH SEAL CAP, NONSTERILE, 4/PACK, 36/CASE | 36 | 1 | 358.306 | Corning | 431842 | https://www.corning.com/worldwide/en.html
431843 | CORNING® 250ML PC CENTRIFUGE BOTTLE WITH SCREW CAP, NONSTERILE, 4/PACK, 36/CASE | 36 | 1 | 259.285 | Corning | 431843 | https://www.corning.com/worldwide/en.html
431844 | CORNING® 500ML PP CENTRIFUGE BOTTLE WITH SEAL CAP, NONSTERILE, 4/PACK, 24/CASE | 24 | 1 | 308.139 | Corning | 431844 | https://www.corning.com/worldwide/en.html
431845 | CORNING® 500ML PP CENTRIFUGE BOTTLE WITH SCREW CAP, NONSTERILE, 4/PACK, 24/CASE | 24 | 1 | 145.639 | Corning | 431845 | https://www.corning.com/worldwide/en.html
431846 | CORNING® 500ML PC CENTRIFUGE BOTTLE WITH SEAL CAP, NONSTERILE, 4/PACK, 24/CASE | 24 | 1 | 328.822 | Corning | 431846 | https://www.corning.com/worldwide/en.html
431847 | CORNING® 500ML PC CENTRIFUGE BOTTLE WITH SCREW CAP, NONSTERILE, 4/PACK, 24/CASE | 24 | 1 | 261.43 | Corning | 431847 | https://www.corning.com/worldwide/en.html
431750 | CORNING® CELL STRAINER, 40UM, BLUE, STERILE, INDIVIDUALLY PACKAGED | 50 | 1 | 87.685 | Corning | 431750 | https://www.corning.com/worldwide/en.html
431751 | CORNING® CELL STRAINER, 70UM, WHITE, STERILE, INDIVIDUALLY PACKAGED | 50 | 1 | 87.685 | Corning | 431751 | https://www.corning.com/worldwide/en.html
431752 | CORNING® CELL STRAINER, 100UM, YELLOW, STERILE, INDIVIDUALLY PACKAGED | 50 | 1 | 87.685 | Corning | 431752 | https://www.corning.com/worldwide/en.html
3261 | DISH,60MM,ULTRA LOW ATTACHMENT SURFACE,S,BK,5/20 | 20 | 1 | 394.992 | Corning | 3261 | https://www.corning.com/worldwide/en.html
3262 | DISH,100MM,ULTRA LOW ATTACHMENT SURFACE,S,BK,5/20 | 20 | 1 | 470.574 | Corning | 3262 | https://www.corning.com/worldwide/en.html
3471 | PLT,6WL,FB,ULA,IND,W/LID,S,1/24 | 24 | 1 | 402.324 | Corning | 3471 | https://www.corning.com/worldwide/en.html
3473 | PLT,24WL,FB,ULA,IND,W/LID,S,1/24 | 24 | 1 | 412.308 | Corning | 3473 | https://www.corning.com/worldwide/en.html
3474 | PLT,96WL,FB,ULA,W/LID,S,IND,1/24 | 24 | 1 | 423.696 | Corning | 3474 | https://www.corning.com/worldwide/en.html
3814 | FLASK,75CM,ULTRA LOW ATTACH,CANTED NECK,VENT CAP,S,BK,4/24 | 24 | 1 | 299.754 | Corning | 3814 | https://www.corning.com/worldwide/en.html
3815 | FLASK,25CM,ULTRA LOW ATTACH,CANTED NECK,VENT CAP,S,BK,6/24 | 24 | 1 | 203.853 | Corning | 3815 | https://www.corning.com/worldwide/en.html
3830 | CORNING® SPHEROID MICROPLATE, 384 WELL, BLACK WITH CLEAR ROUND BOTTOM, WITH LID, ULA, STERILE | 50 | 1 | 2140.983 | Corning | 3830 | https://www.corning.com/worldwide/en.html
4515 | CORNING® SPHEROID MICROPLATE, 96 WELL, BLACK WITH CLEAR ROUND BOTTOM, WITH LID, ULA, STERILE, INDIV. WRAPPED | 5 | 1 | 186.394 | Corning | 4515 | https://www.corning.com/worldwide/en.html
4516 | CORNING® SPHEROID MICROPLATE, 384 WELL, BLACK WITH CLEAR ROUND BOTTOM, WITH LID, ULA, STERILE, INDIV. WRAPPED | 5 | 1 | 256.932 | Corning | 4516 | https://www.corning.com/worldwide/en.html
4520 | CORNING® SPHEROID MICROPLATE, 96 WELL, BLACK WITH CLEAR ROUND BOTTOM, WITH LID, ULA, STERILE | 50 | 1 | 1553.123 | Corning | 4520 | https://www.corning.com/worldwide/en.html
4591 | CORNING, 96 WELL, BLACK, ROUND BOTTOM, ULA, S, W/LID, 1/24 | 24 | 1 | 408.954 | Corning | 4591 | https://www.corning.com/worldwide/en.html
4637 | CORNING® SPHEROID MICROPLATE, 1536 WELL, BLACK WITH CLEAR ROUND BOTTOM, WITH LID, ULA, STERILE, INDIVUALLY WRAPPED | 5 | 1 | 585.585 | Corning | 4637 | https://www.corning.com/worldwide/en.html
7007 | PLT,96WL,RB,ULA,W/LID,IND,S,1/24 | 24 | 1 | 409.422 | Corning | 7007 | https://www.corning.com/worldwide/en.html
3830BC | CORNING® SPHEROID MICROPLATE, 384 WELL, BLACK WITH CLEAR ROUND BOTTOM, WITH LID, ULA, GENERIC BC, STERILE | 50 | 1 | 2260.791 | Corning | 3830BC | https://www.corning.com/worldwide/en.html
430525 | VIAL RACK & TRAY,PC,NS,IND,1/1 | 1 | 1 | 97.11 | Corning | 430525 | https://www.corning.com/worldwide/en.html
431119 | CRYO BOX,81,1-2ML,NS,BK,5/10 | 10 | 1 | 123.552 | Corning | 431119 | https://www.corning.com/worldwide/en.html
431120 | CRYO BOX 81,4-5ML,NS,BK,5/10 | 10 | 1 | 182.13 | Corning | 431120 | https://www.corning.com/worldwide/en.html
431121 | CRYO BOX 100,1-2ML,NS,BK,5/10 | 10 | 1 | 143.052 | Corning | 431121 | https://www.corning.com/worldwide/en.html
431131 | VIAL RACK,PP,NS,BK,2/2 | 2 | 1 | 68.406 | Corning | 431131 | https://www.corning.com/worldwide/en.html
8500 | STORAGE TUBES 96, INDIVIDUAL, POLYPROPYLENE, 1.3 ML, NATURAL, ROUND BOTTOM, NO SCREW CAPS, NONSTERILE, WITH 1D/2D BAR CODE, BULK | 960 | 1 | 600.99 | Corning | 8500 | https://www.corning.com/worldwide/en.html
8501 | STORAGE TUBES 96, INDIVIDUAL, POLYPROPYLENE, 1.3 ML, NATURAL, ROUND BOTTOM, NO SCREW CAPS, RACKED, WITH COVER AND ORANGE LATCHES, NONSTERILE, WITH 1D/2D BAR CODE, BULK | 960 | 1 | 642.135 | Corning | 8501 | https://www.corning.com/worldwide/en.html
8502 | STORAGE TUBES 96, INDIVIDUAL, POLYPROPYLENE, 1.3 ML, NATURAL, ROUND BOTTOM, WITH ORANGE SCREW CAPS, NONSTERILE, WITH 1D/2D BAR CODE, BULK | 960 | 1 | 839.748 | Corning | 8502 | https://www.corning.com/worldwide/en.html
8503 | STORAGE TUBES 96, INDIVIDUAL, POLYPROPYLENE, 1.3 ML, NATURAL, ROUND BOTTOM, WITH ORANGE SCREW CAPS, RACKED, WITH COVER AND ORANGE LATCHES, NONSTERILE, WITH 1D/2D BAR CODE, BULK | 960 | 1 | 975.585 | Corning | 8503 | https://www.corning.com/worldwide/en.html
8504 | SCREW CAP FOR 96 STORAGE TUBES, POLYPROPYLENE, ORANGE, WITH O-RING, NONSTERILE, BULK | 4800 | 1 | 1866.306 | Corning | 8504 | https://www.corning.com/worldwide/en.html
8505 | SCREW CAP FOR 96 STORAGE TUBES, POLYPROPYLENE, ORANGE, WITH O-RING, ON MAT, 96 CAPS PER MAT, CLEAR WITH COVER, NONSTERILE, BULK | 4800 | 1 | 2239.614 | Corning | 8505 | https://www.corning.com/worldwide/en.html
8506 | SEPTUM CAP FOR 96 STORAGE TUBES, THERMOPLASTIC ELASTOMER, WHITE, NONSTERILE, BULK | 9600 | 1 | 389.337 | Corning | 8506 | https://www.corning.com/worldwide/en.html
8507 | SEPTUM CAP FOR 96 STORAGE TUBES, THERMOPLASTIC ELASTOMER, WHITE, ON MAT, 96 CAPS PER MAT, NONSTERILE, BULK | 4800 | 1 | 545.025 | Corning | 8507 | https://www.corning.com/worldwide/en.html
8508 | RACKS FOR 96 SCREW CAPPED OR THERMOPLASTIC ELASTOMERS CAPPED STORAGE TUBES, POLYPROPYLENE, NATURAL, EMPTY, WITH LIDS, NONSTERILE, BULK | 10 | 1 | 53.547 | Corning | 8508 | https://www.corning.com/worldwide/en.html
8670 | 1D/2DVIAL,2.0ML,WCAP,INT,BULK | 500 | 1 | 450.32 | Corning | 8670 | https://www.corning.com/worldwide/en.html
8671 | 1D/2DVIAL,2.0ML,WCAP,EXT,BULK | 500 | 1 | 450.32 | Corning | 8671 | https://www.corning.com/worldwide/en.html
8672 | 1DVIAL,2.0ML,WCAP,INT,BULK | 500 | 1 | 296.933 | Corning | 8672 | https://www.corning.com/worldwide/en.html
8673 | RACK,9X9,2ML,2D,CRYO | 10 | 1 | 110.838 | Corning | 8673 | https://www.corning.com/worldwide/en.html
8674 | RACK,10X10,2ML,2D,CRYO | 10 | 1 | 110.838 | Corning | 8674 | https://www.corning.com/worldwide/en.html
8676 | 1DVIAL,2.0ML,WCAP,EXT,BULK | 500 | 1 | 296.933 | Corning | 8676 | https://www.corning.com/worldwide/en.html
3585 | PLT,96WL,FB,TCT,W/LID,S,BK,5/50 | 50 | 1 | 135.135 | Corning | 3585 | https://www.corning.com/worldwide/en.html
3595 | PLT,96WL,FB,TCT,W/LID(LOW EVAP),S,IND,1/50 | 50 | 1 | 128.466 | Corning | 3595 | https://www.corning.com/worldwide/en.html
3596 | PLT,96WL,FB,TCT,FB,W/LID,S,IND,1/50 | 50 | 1 | 125.502 | Corning | 3596 | https://www.corning.com/worldwide/en.html
3599 | PLT,96WL,FB,TCT,W/LID,S,IND,1/100 | 100 | 1 | 249.561 | Corning | 3599 | https://www.corning.com/worldwide/en.html
3696 | PLT,96WL,FB,A/2,TCT,W/LID,S,IND,1/50 | 50 | 1 | 206.505 | Corning | 3696 | https://www.corning.com/worldwide/en.html
3799 | PLT,96WL,RB,TCT,W/LID,S,IND,1/50 | 50 | 1 | 114.933 | Corning | 3799 | https://www.corning.com/worldwide/en.html
3894 | PLT,96WL,VB,TCT,W/LID,S,IND,1/50 | 50 | 1 | 149.838 | Corning | 3894 | https://www.corning.com/worldwide/en.html
3997 | PLT,96WL,FB,TCT,W/LID,S,BK,10/50 | 50 | 1 | 129.714 | Corning | 3997 | https://www.corning.com/worldwide/en.html
T-1275-PP | 12 X 75 MM POLYPROPYLENE CULTURE TUBE | 1000 | 1 | 53.651 | Corning | T-1275-PP | https://www.corning.com/worldwide/en.html
T-1275-PS | 12 X 75 MM POLYSTYRENE CULTURE TUBE. | 1000 | 1 | 54.145 | Corning | T-1275-PS | https://www.corning.com/worldwide/en.html
CP-AXYGEM-96-50 | 96 WELL SITTING DROP HIGH THROUGHPUT CRYSTALLOGRAPHY PLATE. | 50 | 1 | 484.341 | Corning | CP-AXYGEM-96-50 | https://www.corning.com/worldwide/en.html
MCT-060-L-C | 0.6ML "MAXYMUM RECOVERY" MICROTUBES | 5000 | 1 | 138.645 | Corning | MCT-060-L-C | https://www.corning.com/worldwide/en.html
MCT-150-L-C | 1.5ML "MAXYMUM RECOVERY" MICROTUBES | 2500 | 1 | 73.944 | Corning | MCT-150-L-C | https://www.corning.com/worldwide/en.html
MCT-175-L-C | 1.7ML "MAXYMUM RECOVERY" MICROTUBES | 2500 | 1 | 77.025 | Corning | MCT-175-L-C | https://www.corning.com/worldwide/en.html
MCT-200-L-C | 2.0ML "MAXYMUM RECOVERY" MICROTUBES | 2500 | 1 | 78.845 | Corning | MCT-200-L-C | https://www.corning.com/worldwide/en.html
R-80-R | 80 WELL RED MICROTUBE RACK FOR 1.5/2.0ML MICROTUBES | 25 | 1 | 77.116 | Corning | R-80-R | https://www.corning.com/worldwide/en.html
R-96-PCR-FSP | 96 WELL FLUORESCENT PCR STORAGE RACK IN SPECTRUM PACK. | 25 | 1 | 107.159 | Corning | R-96-PCR-FSP | https://www.corning.com/worldwide/en.html
R-96-PCR-FY | 96 WELL FLUORESCENT YELLOW PCR STORAGE RACK | 25 | 1 | 107.159 | Corning | R-96-PCR-FY | https://www.corning.com/worldwide/en.html
MCT-060-A | 0.6ML MICROTUBES. ASSORTED | 10000 | 1 | 192.413 | Corning | MCT-060-A | https://www.corning.com/worldwide/en.html
MCT-060-B | 0.6ML MICROTUBES. BLUE | 10000 | 1 | 184.964 | Corning | MCT-060-B | https://www.corning.com/worldwide/en.html
MCT-060-C | 0.6ML MICROTUBES. CLEAR | 10000 | 1 | 177.606 | Corning | MCT-060-C | https://www.corning.com/worldwide/en.html
MCT-060-C-S | 0.6ML MICROTUBES, PRE-STERILIZED. CLEAR | 5000 | 1 | 151.476 | Corning | MCT-060-C-S | https://www.corning.com/worldwide/en.html
MCT-060-G | 0.6ML MICROTUBES. GREEN | 10000 | 1 | 184.964 | Corning | MCT-060-G | https://www.corning.com/worldwide/en.html
MCT-060-O | 0.6ML MICROTUBES. ORANGE | 10000 | 1 | 184.964 | Corning | MCT-060-O | https://www.corning.com/worldwide/en.html
MCT-060-R | 0.6ML MICROTUBES. RED | 10000 | 1 | 184.964 | Corning | MCT-060-R | https://www.corning.com/worldwide/en.html
MCT-060-SP | 0.6ML MICROTUBES IN SPECTRUM PACK | 10000 | 1 | 211.627 | Corning | MCT-060-SP | https://www.corning.com/worldwide/en.html
MCT-060-V | 0.6ML MICROTUBES. VIOLET | 10000 | 1 | 184.964 | Corning | MCT-060-V | https://www.corning.com/worldwide/en.html
MCT-060-X | 0.6ML MICROTUBES. AMBER | 10000 | 1 | 184.964 | Corning | MCT-060-X | https://www.corning.com/worldwide/en.html
MCT-060-Y | 0.6ML MICROTUBES. YELLOW | 10000 | 1 | 184.964 | Corning | MCT-060-Y | https://www.corning.com/worldwide/en.html
MCT-150-A | 1.5ML BOIL-PROOF MICROTUBES. ASSORTED | 5000 | 1 | 99.203 | Corning | MCT-150-A | https://www.corning.com/worldwide/en.html
MCT-150-B | 1.5ML BOIL-PROOF MICROTUBES. BLUE | 5000 | 1 | 96.369 | Corning | MCT-150-B | https://www.corning.com/worldwide/en.html
MCT-150-C | 1.5ML BOIL-PROOF MICROTUBES. CLEAR | 5000 | 1 | 85.332 | Corning | MCT-150-C | https://www.corning.com/worldwide/en.html
MCT-150-C-S | 1.5ML MICROTUBES, PRE-STERILIZED. CLEAR | 2500 | 1 | 90.532 | Corning | MCT-150-C-S | https://www.corning.com/worldwide/en.html
MCT-150-G | 1.5ML BOIL-PROOF MICROTUBES.GREEN | 5000 | 1 | 96.369 | Corning | MCT-150-G | https://www.corning.com/worldwide/en.html
MCT-150-NC | 1.5ML MICROTUBES, NO CAP | 5000 | 1 | 107.822 | Corning | MCT-150-NC | https://www.corning.com/worldwide/en.html
MCT-150-O | 1.5ML BOIL-PROOF MICROTUBES. ORANGE | 5000 | 1 | 96.369 | Corning | MCT-150-O | https://www.corning.com/worldwide/en.html
MCT-150-R | 1.5ML BOIL-PROOF MICROTUBES. RED | 5000 | 1 | 96.369 | Corning | MCT-150-R | https://www.corning.com/worldwide/en.html
MCT-150-SP | 1.5ML BOIL-PROOF MICROTUBES IN SPECTRUM PACK. | 5000 | 1 | 109.161 | Corning | MCT-150-SP | https://www.corning.com/worldwide/en.html
MCT-150-V | 1.5ML BOIL-PROOF MICROTUBES. VIOLET | 5000 | 1 | 96.369 | Corning | MCT-150-V | https://www.corning.com/worldwide/en.html
MCT-150-X | 1.5ML BOIL-PROOF MICROTUBES. AMBER | 5000 | 1 | 94.003 | Corning | MCT-150-X | https://www.corning.com/worldwide/en.html
MCT-150-Y | 1.5ML BOIL-PROOF MICROTUBES. YELLOW | 5000 | 1 | 96.369 | Corning | MCT-150-Y | https://www.corning.com/worldwide/en.html
MCT-175-A | 1.7ML MICROTUBES. ASSORTED | 5000 | 1 | 109.668 | Corning | MCT-175-A | https://www.corning.com/worldwide/en.html
MCT-175-B | 1.7ML MICROTUBES. BLUE | 5000 | 1 | 104.468 | Corning | MCT-175-B | https://www.corning.com/worldwide/en.html
MCT-175-C | 1.7ML MICROTUBES. CLEAR | 5000 | 1 | 95.771 | Corning | MCT-175-C | https://www.corning.com/worldwide/en.html
MCT-175-C-S | 1.7ML MICROTUBES, PRE-STERILIZED. CLEAR | 2500 | 1 | 92.781 | Corning | MCT-175-C-S | https://www.corning.com/worldwide/en.html
MCT-175-G | 1.7ML MICROTUBES. GREEN | 5000 | 1 | 104.468 | Corning | MCT-175-G | https://www.corning.com/worldwide/en.html
MCT-175-O | 1.7ML MICROTUBES. ORANGE | 5000 | 1 | 104.468 | Corning | MCT-175-O | https://www.corning.com/worldwide/en.html
MCT-175-R | 1.7ML MICROTUBES. RED | 5000 | 1 | 104.468 | Corning | MCT-175-R | https://www.corning.com/worldwide/en.html
MCT-175-SP | 1.7ML MICROTUBES IN SPECTRUM PACK | 5000 | 1 | 120.679 | Corning | MCT-175-SP | https://www.corning.com/worldwide/en.html
MCT-175-V | 1.7ML MICROTUBES. VIOLET | 5000 | 1 | 104.468 | Corning | MCT-175-V | https://www.corning.com/worldwide/en.html
MCT-175-X | 1.7ML MICROTUBES. AMBER | 5000 | 1 | 104.468 | Corning | MCT-175-X | https://www.corning.com/worldwide/en.html
MCT-175-Y | 1.7ML MICROTUBES. YELLOW | 5000 | 1 | 104.468 | Corning | MCT-175-Y | https://www.corning.com/worldwide/en.html
MCT-200-A | 2.0ML BOIL-PROOF MICROTUBES. ASSORTED | 5000 | 1 | 112.125 | Corning | MCT-200-A | https://www.corning.com/worldwide/en.html
MCT-200-B | 2.0ML BOIL-PROOF MICROTUBES. BLUE | 5000 | 1 | 104.468 | Corning | MCT-200-B | https://www.corning.com/worldwide/en.html
MCT-200-C | 2.0ML BOIL-PROOF MICROTUBES. CLEAR | 5000 | 1 | 95.771 | Corning | MCT-200-C | https://www.corning.com/worldwide/en.html
MCT-200-C-H | 2.0ML BOIL-PROOF SNAPLOCK MICROTUBES. CLEAR WITH HOLE IN THE BOTTOM | 5000 | 1 | 173.056 | Corning | MCT-200-C-H | https://www.corning.com/worldwide/en.html
MCT-200-C-S | 2.0ML MICROTUBES, PRE-STERILIZED. CLEAR | 2500 | 1 | 90.532 | Corning | MCT-200-C-S | https://www.corning.com/worldwide/en.html
MCT-200-G | 2.0ML BOIL-PROOF MICROTUBES. GREEN | 5000 | 1 | 104.468 | Corning | MCT-200-G | https://www.corning.com/worldwide/en.html
MCT-200-NC | 2.0ML MICROTUBES, NO CAP. CLEAR | 5000 | 1 | 98.579 | Corning | MCT-200-NC | https://www.corning.com/worldwide/en.html
MCT-200-O | 2.0ML BOIL-PROOF MICROTUBES. ORANGE | 5000 | 1 | 104.468 | Corning | MCT-200-O | https://www.corning.com/worldwide/en.html
MCT-200-R | 2.0M RED BOIL-PROOF MICROTUBES | 5000 | 1 | 104.468 | Corning | MCT-200-R | https://www.corning.com/worldwide/en.html
MCT-200-SP | 2.0ML MICROTUBES IN SPECTRUM PACK | 5000 | 1 | 120.679 | Corning | MCT-200-SP | https://www.corning.com/worldwide/en.html
MCT-200-V | 2.0ML BOIL-PROOF MICROTUBES. VIOLET | 5000 | 1 | 104.468 | Corning | MCT-200-V | https://www.corning.com/worldwide/en.html
MCT-200-X | 2.0ML BOIL-PROOF MICROTUBES. AMBER | 5000 | 1 | 104.468 | Corning | MCT-200-X | https://www.corning.com/worldwide/en.html
MCT-200-Y | 2.0ML BOIL-PROOF MICROTUBES. YELLOW | 5000 | 1 | 104.468 | Corning | MCT-200-Y | https://www.corning.com/worldwide/en.html
MCT-500-C | MICRO CENTRIFUGE TUBE, MAXYCLEAR, 5 ML, 250/1250 | 1250 | 1 | 152.126 | Corning | MCT-500-C | https://www.corning.com/worldwide/en.html
MCT-500-C-S | MICRO CENTRIFUGE TUBE, MAXYCLEAR, 5 ML, STERILE, 250/1250 | 1250 | 1 | 167.349 | Corning | MCT-500-C-S | https://www.corning.com/worldwide/en.html
MCT-500-X | MICRO CENTRIFUGE TUBE, AMBER, 5 ML, 250/1250 | 1250 | 1 | 193.635 | Corning | MCT-500-X | https://www.corning.com/worldwide/en.html
PES-15-B-SI | 1.5 AND 2.0ML PRE-STERILIZED INDIVIDUALLY WRAPPED BLUE PESTLE | 400 | 1 | 178.178 | Corning | PES-15-B-SI | https://www.corning.com/worldwide/en.html
SCO-B | SCREW CAPS WITH "O" RINGS. BLUE | 4000 | 1 | 411.099 | Corning | SCO-B | https://www.corning.com/worldwide/en.html
SCO-BR | SCREW CAPS WITH "O" RINGS. BROWN | 4000 | 1 | 411.099 | Corning | SCO-BR | https://www.corning.com/worldwide/en.html
SCO-B-S | STERILE BLUE SCREW CAPS WITH "O" RINGS. FITS 0.5ML, 1.5ML AND 2.0ML TUBES | 4000 | 1 | 656.487 | Corning | SCO-B-S | https://www.corning.com/worldwide/en.html
SCO-C | SCREW CAPS WITH "O" RINGS. CLEAR | 4000 | 1 | 411.099 | Corning | SCO-C | https://www.corning.com/worldwide/en.html
SCO-G | SCREW CAPS WITH "O" RINGS. GREEN | 4000 | 1 | 411.099 | Corning | SCO-G | https://www.corning.com/worldwide/en.html
SCO-G-S | STERILE GREEN SCREW CAPS WITH "O" RINGS. FITS 0.5ML, 1.5ML AND 2.0ML TUBES | 4000 | 1 | 656.487 | Corning | SCO-G-S | https://www.corning.com/worldwide/en.html
SCO-LP-B | LOOPED SCREW CAPS WITH "O" RINGS. BLUE | 4000 | 1 | 418.691 | Corning | SCO-LP-B | https://www.corning.com/worldwide/en.html
SCO-LP-BR | BROWN LOOPED SCREW CAPS WITH "O" RINGS. FITS 0.5ML, 1.5ML AND 2.0ML TUBES | 4000 | 1 | 418.691 | Corning | SCO-LP-BR | https://www.corning.com/worldwide/en.html
SCO-LP-C | LOOPED SCREW CAPS WITH "O" RINGS. CLEAR | 4000 | 1 | 407.329 | Corning | SCO-LP-C | https://www.corning.com/worldwide/en.html
SCO-LP-O | ORANGE LOOPED SCREW CAPS WITH "O" RINGS. FITS 0.5ML, 1.5ML AND 2.0ML TUBES | 4000 | 1 | 418.691 | Corning | SCO-LP-O | https://www.corning.com/worldwide/en.html
SCO-LP-Y | LOOPED SCREW CAPS WITH "O" RINGS. YELLOW | 4000 | 1 | 418.691 | Corning | SCO-LP-Y | https://www.corning.com/worldwide/en.html
SCO-R | SCREW CAPS WITH "O" RINGS | 4000 | 1 | 410.345 | Corning | SCO-R | https://www.corning.com/worldwide/en.html
SCO-R-S | STERILE RED SCREW CAPS WITH "O" RINGS. FITS 0.5ML, 1.5ML AND 2.0ML TUBES | 4000 | 1 | 565.175 | Corning | SCO-R-S | https://www.corning.com/worldwide/en.html
SCO-V-S | STERILE VIOLET SCREW CAPS WITH "O" RINGS. FITS 0.5ML, 1.5ML AND 2.0ML TUBES | 4000 | 1 | 565.175 | Corning | SCO-V-S | https://www.corning.com/worldwide/en.html
SCO-W | SCREW CAPS WITH "O" RINGS | 4000 | 1 | 407.264 | Corning | SCO-W | https://www.corning.com/worldwide/en.html
SCO-Y | SCREW CAPS WITH "O" RINGS | 4000 | 1 | 410.345 | Corning | SCO-Y | https://www.corning.com/worldwide/en.html
SCT-050-A-S | 0.5ML PRE-STERILIZED SCREW CAP TUBE, ASSORTED, PRE-STERILIZED | 4000 | 1 | 1037.205 | Corning | SCT-050-A-S | https://www.corning.com/worldwide/en.html
SCT-050-C-S | 0.5ML PRE-STERILIZED SCREW CAP TUBE, CLEAR, PRE-STERILIZED | 4000 | 1 | 977.522 | Corning | SCT-050-C-S | https://www.corning.com/worldwide/en.html
SCT-050-SS-A-S | 0.5ML PRE-STERILIZED SCREW CAP TUBE, PRE-STERILIZED (SELF STANDING). ASSORTED | 4000 | 1 | 1037.205 | Corning | SCT-050-SS-A-S | https://www.corning.com/worldwide/en.html
SCT-050-SS-B-S | 0.5ML PRE-STERILIZED SCREW CAP TUBE, PRE-STERILIZED (SELF STANDING). BLUE CAPS ATTACHED WITH "O"-RINGS | 4000 | 1 | 1005.862 | Corning | SCT-050-SS-B-S | https://www.corning.com/worldwide/en.html
SCT-050-SS-C | 0.5ML SELF STANDING SCREW CAP TUBES AND CLEAR CAPS WITH "O" RINGS | 4000 | 1 | 648.206 | Corning | SCT-050-SS-C | https://www.corning.com/worldwide/en.html
SCT-050-SS-C-S | 0.5ML PRE-STERILIZED SCREW CAP TUBE, PRE-STERILIZED (SELF STANDING). CLEAR | 4000 | 1 | 977.522 | Corning | SCT-050-SS-C-S | https://www.corning.com/worldwide/en.html
SCT-050-SS-G | 0.5ML SCREW CAP TUBES AND CAPS WITH "O" RINGS (SELF STANDING). GREEN | 4000 | 1 | 670.566 | Corning | SCT-050-SS-G | https://www.corning.com/worldwide/en.html
SCT-050-SS-G-S | 0.5ML PRE-STERILIZED SCREW CAP TUBE, PRE-STERILIZED (SELF STANDING). GREEN CAPS ATTACHED WITH "O"-RINGS | 4000 | 1 | 1005.862 | Corning | SCT-050-SS-G-S | https://www.corning.com/worldwide/en.html
SCT-050-SS-R | 0.5ML SCREW CAP TUBES AND CAPS WITH "O" RINGS( SELF STANDING). RED | 4000 | 1 | 670.566 | Corning | SCT-050-SS-R | https://www.corning.com/worldwide/en.html
SCT-050-SS-R-S | 0.5ML PRE-STERILIZED SCREW CAP TUBE, PRE-STERILIZED (SELF STANDING). RED CAPS ATTACHED WITH "O"-RINGS | 4000 | 1 | 1005.862 | Corning | SCT-050-SS-R-S | https://www.corning.com/worldwide/en.html
SCT-050-SS-W-S | 0.5ML PRE-STERILIZED SCREW CAP TUBE, PRE-STERILIZED (SELF STANDING). WHITE CAPS ATTACHED WITH "O"-RINGS | 4000 | 1 | 1005.862 | Corning | SCT-050-SS-W-S | https://www.corning.com/worldwide/en.html
SCT-050-SS-Y-S | 0.5ML PRE-STERILIZED SCREW CAP TUBE, PRE-STERILIZED (SELF STANDING). YELLOW CAPS ATTACHED WITH "O"-RINGS | 4000 | 1 | 1005.862 | Corning | SCT-050-SS-Y-S | https://www.corning.com/worldwide/en.html
SCT-150-A-S | 1.5ML PRE-STERILIZED SCREW CAP TUBE, PRE-STERILIZED. ASSORTED | 4000 | 1 | 1037.205 | Corning | SCT-150-A-S | https://www.corning.com/worldwide/en.html
SCT-150-C | 1.5ML SCREW CAP TUBES AND CAPS WITH "O" RINGS. CLEAR | 4000 | 1 | 648.206 | Corning | SCT-150-C | https://www.corning.com/worldwide/en.html
SCT-150-C-S | 1.5ML PRE-STERILIZED SCREW CAP TUBE, PRE-STERILIZED. CLEAR | 4000 | 1 | 977.522 | Corning | SCT-150-C-S | https://www.corning.com/worldwide/en.html
SCT-150-LP-C | 1.5ML CONICAL BOTTOM SCREW CAP TUBES AND ATTACHED CLEAR LOOPED CAPS WITH "O" RINGS | 4000 | 1 | 670.566 | Corning | SCT-150-LP-C | https://www.corning.com/worldwide/en.html
SCT-150-SS-A-S | 1.5ML PRE-STERILIZED SCREW CAP TUBE, PRE-STERILIZED (SELF STANDING). ASSORTED | 4000 | 1 | 1037.205 | Corning | SCT-150-SS-A-S | https://www.corning.com/worldwide/en.html
SCT-150-SS-B | 1.5ML SCREW CAP TUBES AND CAPS WITH "O" RINGS (SELF STANDING). BLUE | 4000 | 1 | 670.566 | Corning | SCT-150-SS-B | https://www.corning.com/worldwide/en.html
SCT-150-SS-C | 1.5ML SCREW CAP TUBES AND CAPS WITH "O" RINGS (SELF STANDING). CLEAR | 4000 | 1 | 648.206 | Corning | SCT-150-SS-C | https://www.corning.com/worldwide/en.html
SCT-150-SS-C-S | 1.5ML PRE-STERILIZED SCREW CAP TUBE, PRE-STERILIZED (SELF STANDING). CLEAR | 4000 | 1 | 977.522 | Corning | SCT-150-SS-C-S | https://www.corning.com/worldwide/en.html
SCT-150-SS-R | 1.5ML SCREW CAP TUBES AND CAPS WITH "O" RINGS (SELF STANDING). RED | 4000 | 1 | 670.566 | Corning | SCT-150-SS-R | https://www.corning.com/worldwide/en.html
SCT-200-A-S | 2.0ML STERILE, CONICAL BOTTOM SCREW CAP TUBES AND ATTACHED ASSORTED COLOR CAPS WITH "O" RINGS | 4000 | 1 | 1037.205 | Corning | SCT-200-A-S | https://www.corning.com/worldwide/en.html
SCT-200-C | 2.0ML SCREW CAP TUBES AND CAPS WITH "O" RINGS. CLEAR | 4000 | 1 | 648.206 | Corning | SCT-200-C | https://www.corning.com/worldwide/en.html
SCT-200-C-S | 2.0ML PRE-STERILIZED SCREW CAP TUBE, PRE-STERILIZED. CLEAR | 4000 | 1 | 977.522 | Corning | SCT-200-C-S | https://www.corning.com/worldwide/en.html
SCT-200-SS-A-S | 2.0ML PRE-STERILIZED SCREW CAP TUBE, PRE-STERILIZED (SELF STANDING). ASSORTED | 4000 | 1 | 1037.205 | Corning | SCT-200-SS-A-S | https://www.corning.com/worldwide/en.html
SCT-200-SS-C | 2.0ML SCREW CAP TUBES AND CAPS WITH "O" RINGS (SELF STANDING). CLEAR | 4000 | 1 | 648.206 | Corning | SCT-200-SS-C | https://www.corning.com/worldwide/en.html
SCT-200-SS-C-S | 2.0ML PRE-STERILIZED SCREW CAP TUBE, PRE-STERILIZED (SELF STANDING). CLEAR | 4000 | 1 | 977.522 | Corning | SCT-200-SS-C-S | https://www.corning.com/worldwide/en.html
SCT-200-SS-G | 2.0ML SCREW CAP TUBES AND CAPS WITH "O" RINGS (SELF STANDING). GREEN | 4000 | 1 | 670.566 | Corning | SCT-200-SS-G | https://www.corning.com/worldwide/en.html
SCT-200-SS-O | 2.0ML SELF STANDING SCREW CAP TUBES AND ORANGE CAPS WITH "O" RINGS | 4000 | 1 | 670.566 | Corning | SCT-200-SS-O | https://www.corning.com/worldwide/en.html
SCT-45-C-S | 0.5ML PRE-STERILIZED CONICAL CLEAR SCREW CAP TUBE WITH CAP | 4000 | 1 | 917.215 | Corning | SCT-45-C-S | https://www.corning.com/worldwide/en.html
SEPTA-ST-V | SLITTED SINGLE SEPTA CAP FOR SCREW CAP TUBES | 4000 | 1 | 1984.619 | Corning | SEPTA-ST-V | https://www.corning.com/worldwide/en.html
ST-050 | 0.5ML CONICAL BOTTOM SCREW CAP TUBES WITHOUT CAPS. CLEAR | 4000 | 1 | 200.356 | Corning | ST-050 | https://www.corning.com/worldwide/en.html
ST-050-SS | 0.5ML CONICAL BOTTOM SCREW CAP TUBES WITHOUT CAPS (SELF STANDING). CLEAR | 4000 | 1 | 200.356 | Corning | ST-050-SS | https://www.corning.com/worldwide/en.html
ST-050-SS-S | 0.5ML STERILE SELF STANDING SCREW CAP TUBES WITHOUT CAPS | 4000 | 1 | 398.502 | Corning | ST-050-SS-S | https://www.corning.com/worldwide/en.html
ST-050-SS-X | 0.5ML CONICAL BOTTOM SCREW CAP TUBES WITHOUT CAPS (SELF STANDING). AMBER | 4000 | 1 | 232.479 | Corning | ST-050-SS-X | https://www.corning.com/worldwide/en.html
ST-050-X | .5ML CONICAL BOTTOM AMBER SCREW CAP TUBES WITHOUT CAPS | 4000 | 1 | 232.479 | Corning | ST-050-X | https://www.corning.com/worldwide/en.html
ST-150 | 1.5ML CONICAL BOTTOM SCREW CAP TUBES WITHOUT CAPS. CLEAR | 4000 | 1 | 201.292 | Corning | ST-150 | https://www.corning.com/worldwide/en.html
ST-150-C-S | 1.5ML STERILE CONICAL BOTTOM SCREW CAP TUBES WITHOUT CAPS | 4000 | 1 | 302.38 | Corning | ST-150-C-S | https://www.corning.com/worldwide/en.html
ST-150-SS | 1.5ML CONICAL BOTTOM SCREW CAP TUBES WITHOUT CAPS (SELF STANDING) CLEAR | 4000 | 1 | 201.292 | Corning | ST-150-SS | https://www.corning.com/worldwide/en.html
ST-150-SS-C-S | 1.5ML STERILE, CONICAL BOTTOM SCREW CAP TUBES AND ATTACHED CLEAR CAPS WITH "O" RINGS.(SELF STANDING) CLEAR | 4000 | 1 | 302.38 | Corning | ST-150-SS-C-S | https://www.corning.com/worldwide/en.html
ST-150-SS-X | 1.5ML CONICAL BOTTOM SCREW CAP TUBES WITHOUT CAPS (SELF STANDING) AMBER | 4000 | 1 | 231.543 | Corning | ST-150-SS-X | https://www.corning.com/worldwide/en.html
ST-150-X | 1.5ML CONICAL BOTTOM SCREW CAP TUBES WITHOUT CAP. AMBER | 4000 | 1 | 231.543 | Corning | ST-150-X | https://www.corning.com/worldwide/en.html
ST-200 | 2.0ML CONICAL BOTTOM SCREW CAP TUBES WITHOUT CAPS. CLEAR | 4000 | 1 | 201.292 | Corning | ST-200 | https://www.corning.com/worldwide/en.html
ST-200-C-S | 2.0ML STERILE CONICAL BOTTOM SCREW CAP TUBES WITHOUT CAPS | 4000 | 1 | 302.38 | Corning | ST-200-C-S | https://www.corning.com/worldwide/en.html
ST-200-SS | 2.0ML CONICAL BOTTOM SCREW CAP TUBES WITHOUT CAPS. CLEAR. SELF STANDING | 4000 | 1 | 201.292 | Corning | ST-200-SS | https://www.corning.com/worldwide/en.html
ST-200-SS-S | 2.0ML STERILE SELF STANDING SCREW CAP TUBES WITHOUT CAPS | 4000 | 1 | 302.38 | Corning | ST-200-SS-S | https://www.corning.com/worldwide/en.html
ST-200-SS-X | 2.0ML CONICAL BOTTOM SCREW CAP TUBES WITHOUT CAPS. AMBER. SELF STANDING | 4000 | 1 | 231.543 | Corning | ST-200-SS-X | https://www.corning.com/worldwide/en.html
ST-200-X | 2.0ML AMBER CONICAL BOTTOM SCREW CAP TUBES WITHOUT CAPS | 4000 | 1 | 231.543 | Corning | ST-200-X | https://www.corning.com/worldwide/en.html
ST-45 | 0.5ML CLEAR SCREW CAP TUBE | 4000 | 1 | 242.125 | Corning | ST-45 | https://www.corning.com/worldwide/en.html
ST-45-S | 0.5 ML PRE-STERILIZED CLEAR SCREW CAP TUBE | 4000 | 1 | 316.732 | Corning | ST-45-S | https://www.corning.com/worldwide/en.html
SC-B-510 | 5/10ML BLUE SCREW-CAPS | 2000 | 1 | 90.792 | Corning | SC-B-510 | https://www.corning.com/worldwide/en.html
SCT-10ML | 10ML SELF STANDING SCREW-CAP TUBE WITH BLUE CAP, UNASSEMBLED | 1000 | 1 | 89.817 | Corning | SCT-10ML | https://www.corning.com/worldwide/en.html
SCT-10ML-S | 10ML PRE-STERILIZED SELF STANDING SCREW-CAP TUBE WITH BLUE CAP | 500 | 1 | 86.996 | Corning | SCT-10ML-S | https://www.corning.com/worldwide/en.html
SCT-15ML-25-S | 15ML , CONICAL BOTTOMED TUBE WITH CAP, ASSEMBLED, PRE-STERILIZED | 500 | 1 | 91.715 | Corning | SCT-15ML-25-S | https://www.corning.com/worldwide/en.html
SCT-15ML-500 | 15ML , CONICAL BOTTOMED TUBE WITH CAP, UNASSEMBLED | 500 | 1 | 70.902 | Corning | SCT-15ML-500 | https://www.corning.com/worldwide/en.html
SCT-15ML-R-S | 15ML , CONICAL BOTTOMED TUBE WITH CAP, RACKED, ASSEMBLED, PRE-STERILIZED | 500 | 1 | 104 | Corning | SCT-15ML-R-S | https://www.corning.com/worldwide/en.html
SCT-50ML-25-S | 50ML , CONICAL BOTTOMED TUBE WITH CAP, ASSEMBLED, PRE-STERILIZED | 500 | 1 | 76.817 | Corning | SCT-50ML-25-S | https://www.corning.com/worldwide/en.html
SCT-50ML-500 | 50ML , CONICAL BOTTOMED TUBE WITH CAP, UNASSEMBLED | 500 | 1 | 64.584 | Corning | SCT-50ML-500 | https://www.corning.com/worldwide/en.html
SCT-50ML-R-S | 50ML , CONICAL BOTTOMED TUBE WITH CAP, RACKED, ASSEMBLED, PRE-STERILIZED | 500 | 1 | 86.06 | Corning | SCT-50ML-R-S | https://www.corning.com/worldwide/en.html
SCT-5ML | 5ML SELF STANDING SCREW-CAP TUBE WITH BLUE CAP, UNASSEMBLED | 1000 | 1 | 99.268 | Corning | SCT-5ML | https://www.corning.com/worldwide/en.html
SCT-5ML-S | 5ML SELF STANDING SCREW-CAP TUBE WITH BLUE CAP, UNASSEMBLED, PRE-STERILIZED | 500 | 1 | 109.226 | Corning | SCT-5ML-S | https://www.corning.com/worldwide/en.html
ST-10ML | 10ML SELF STANDING SCREW-CAP TUBE | 2000 | 1 | 137.059 | Corning | ST-10ML | https://www.corning.com/worldwide/en.html
ST-5ML | 5ML SELF STANDING SCREW-CAP TUBE, | 2000 | 1 | 191.828 | Corning | ST-5ML | https://www.corning.com/worldwide/en.html
ST-150-SS-L-C | 1.5ML CONICAL BOTTOM SCREW CAP TUBE,WO/CAP,CLR,MAXYMUM RECOV | 4000 | 1 | 299.715 | Corning | ST-150-SS-L-C | https://www.corning.com/worldwide/en.html
PCR-0104-C | 0.1ML PCR STRIP TUBES AND CAPS (0.07ML WORKING VOLUME)4 TUBES/4 CAPS PER STRIP, 250 STRIP TUBES AND STRIP CAPS PER UNIT | 2500 | 1 | 1237.86 | Corning | PCR-0104-C | https://www.corning.com/worldwide/en.html
PCR-02-A | 0.2ML THIN WALL PCR TUBES, FLAT CAP. ASSORTED | 10000 | 1 | 376.454 | Corning | PCR-02-A | https://www.corning.com/worldwide/en.html
PCR-02-B | 0.2ML THIN WALL PCR TUBES, FLAT CAP. BLUE | 10000 | 1 | 367.003 | Corning | PCR-02-B | https://www.corning.com/worldwide/en.html
PCR-02-C | 0.2ML THIN WALL PCR TUBES, FLAT CAP. CLEAR | 10000 | 1 | 357.591 | Corning | PCR-02-C | https://www.corning.com/worldwide/en.html
PCR-02-C-500 | 0.2ML THIN WALL PCR TUBES, FLAT CAP. CLEAR | 500 | 1 | 31.759 | Corning | PCR-02-C-500 | https://www.corning.com/worldwide/en.html
PCR-02D-A | 0.2ML THIN WALL PCR TUBES, DOMED CAP. ASSORTED | 10000 | 1 | 376.454 | Corning | PCR-02D-A | https://www.corning.com/worldwide/en.html
PCR-02D-C | 0.2ML THIN WALL PCR TUBES, DOMED CAP. CLEAR | 10000 | 1 | 357.591 | Corning | PCR-02D-C | https://www.corning.com/worldwide/en.html
PCR-02-G | 0.2ML THIN WALL PCR TUBES, FLAT CAP. GREEN | 10000 | 1 | 367.003 | Corning | PCR-02-G | https://www.corning.com/worldwide/en.html
PCR-02-NC | 0.2ML THIN WALL PCR TUBES, NO CAP. CLEAR | 10000 | 1 | 353.847 | Corning | PCR-02-NC | https://www.corning.com/worldwide/en.html
PCR-02-NC-10K | 0.2ML CLEAR THIN WALL PCRTUBE WITHOUT CAP, 10000 TUBES/UNIT, 5 UNIT/CASE. | 50000 | 1 | 4379.284 | Corning | PCR-02-NC-10K | https://www.corning.com/worldwide/en.html
PCR-02-R | 0.2ML THIN WALL PCR TUBES, FLAT CAP. RED | 10000 | 1 | 367.003 | Corning | PCR-02-R | https://www.corning.com/worldwide/en.html
PCR-02-V | 0.2ML THIN WALL PCR TUBES, FLAT CAP. VIOLET | 10000 | 1 | 367.003 | Corning | PCR-02-V | https://www.corning.com/worldwide/en.html
PCR-02-Y | 0.2ML THIN WALL PCR TUBES, FLAT CAP. YELLOW | 10000 | 1 | 367.003 | Corning | PCR-02-Y | https://www.corning.com/worldwide/en.html
PCR-05-A | 0.5ML THIN WALL PCR TUBES, FLAT CAP. ASSORTED | 10000 | 1 | 315.952 | Corning | PCR-05-A | https://www.corning.com/worldwide/en.html
PCR-05-B | 0.5ML THIN WALL PCR TUBES, FLAT CAP. BLUE | 10000 | 1 | 311.974 | Corning | PCR-05-B | https://www.corning.com/worldwide/en.html
PCR-05-C | 0.5ML THIN WALL PCR TUBES, FLAT CAP. CLEAR | 10000 | 1 | 303.953 | Corning | PCR-05-C | https://www.corning.com/worldwide/en.html
PCR-05-C-500 | 0.5ML THIN WALL PCR TUBES, FLAT CAP. CLEAR | 500 | 1 | 33.748 | Corning | PCR-05-C-500 | https://www.corning.com/worldwide/en.html
PCR-05-V | 0.5ML THIN WALL PCR TUBES, FLAT CAP | 10000 | 1 | 311.974 | Corning | PCR-05-V | https://www.corning.com/worldwide/en.html
TUB-310-NC | 0.5ML CAPLESS TUBE COMPATIBLE WITH ABI-310 INSTRUMENT. | 2500 | 1 | 312.533 | Corning | TUB-310-NC | https://www.corning.com/worldwide/en.html
PCR-0108-LP-C | 0,1ML THIN WALL TUBES 8 PER STRIP. CLEAR | 1250 | 1 | 705.601 | Corning | PCR-0108-LP-C | https://www.corning.com/worldwide/en.html
PCR-0108-LP-RT-C | 0,1ML THIN WALL TUBES 8 PER STRIP. CLEAR & REAL TIME STRIP CAPS | 1250 | 1 | 834.119 | Corning | PCR-0108-LP-RT-C | https://www.corning.com/worldwide/en.html
PCR-0108-LP-RT-W | 0,1ML THIN WALL TUBES 8 PER STRIP. WHITE & REAL TIME STRIP CAPS | 1250 | 1 | 909.142 | Corning | PCR-0108-LP-RT-W | https://www.corning.com/worldwide/en.html
PCR-0208-A | 0.2ML THIN WALL TUBES 8 PER STRIP. ASSORTED | 1250 | 1 | 719.914 | Corning | PCR-0208-A | https://www.corning.com/worldwide/en.html
PCR-0208-AD-C | 0.2ML THIN WALL CLEAR PCR STRIP TUBES WITH INDIVIDUALLY ATTACHED DOMED STRIP CAPS, CLEAR, NONSTERILE | 1260 | 1 | 854.815 | Corning | PCR-0208-AD-C | https://www.corning.com/worldwide/en.html
PCR-0208-AF-C | 0.2ML THIN WALL CLEAR PCR STRIP TUBES WITH INDIVIDUALLY ATTACHED FLAT STRIP CAPS, CLEAR. NONSTERILE | 1260 | 1 | 854.815 | Corning | PCR-0208-AF-C | https://www.corning.com/worldwide/en.html
PCR-0208-B | 0.2ML THIN WALL TUBES 8 PER STRIP. BLUE | 1250 | 1 | 713.752 | Corning | PCR-0208-B | https://www.corning.com/worldwide/en.html
PCR-0208-C | 0.2ML THIN WALL TUBES 8 PER STRIP. CLEAR | 1250 | 1 | 705.796 | Corning | PCR-0208-C | https://www.corning.com/worldwide/en.html
PCR-0208-C-100 | 0.2ML THIN WALL TUBES 8 PER STRIP. CLEAR | 100 | 1 | 71.968 | Corning | PCR-0208-C-100 | https://www.corning.com/worldwide/en.html
PCR-0208-CP-C | 0.2ML THIN WALL CLEAR PCR STRIP TUBES AND CLEAR STRIP CAPS. | 1250 | 1 | 759.031 | Corning | PCR-0208-CP-C | https://www.corning.com/worldwide/en.html
PCR-0208-CP-C-100 | 0.2ML THIN WALL CLEAR PCR STRIP TUBES AND CLEAR STRIP CAPS. | 100 | 1 | 100.152 | Corning | PCR-0208-CP-C-100 | https://www.corning.com/worldwide/en.html
PCR-0208-FCP-C | 0.2ML THIN WALL CLEAR PCR STRIP TUBES AND CLEAR FLAT 8-STRIP CAPS WITH WRITING SURFACE | 1250 | 1 | 759.07 | Corning | PCR-0208-FCP-C | https://www.corning.com/worldwide/en.html
PCR-0208-G | 0.2ML THIN WALL TUBES 8 PER STRIP. GREEN | 1250 | 1 | 713.752 | Corning | PCR-0208-G | https://www.corning.com/worldwide/en.html
PCR-0208-O | 0.2ML THIN WALL TUBES 8 PER STRIP. ORANGE | 1250 | 1 | 713.752 | Corning | PCR-0208-O | https://www.corning.com/worldwide/en.html
PCR-0208-Y | 0.2ML THIN WALL TUBES 8 PER STRIP. YELLOW | 1250 | 1 | 713.752 | Corning | PCR-0208-Y | https://www.corning.com/worldwide/en.html
PCR-0212-C | 0.2ML THIN WALL CLEAR PCR STRIP TUBES, 12 TUBES PER STRIP | 800 | 1 | 713.752 | Corning | PCR-0212-C | https://www.corning.com/worldwide/en.html
PCR-0212-FCP-C | 0.2ML THIN WALL CLEAR PCR STRIP TUBES AND FLAT STRIP CAPS. 12 TUBES/CAPS PER STRIP | 800 | 1 | 759.239 | Corning | PCR-0212-FCP-C | https://www.corning.com/worldwide/en.html
PCR-02CP-A | 0.2ML THIN WALL TUBE CAPS 8 PER STRIP. ASSORTED | 1250 | 1 | 156.234 | Corning | PCR-02CP-A | https://www.corning.com/worldwide/en.html
PCR-02CP-C | 0.2ML THIN WALL TUBE CAPS 8 PER STRIP. CLEAR | 1250 | 1 | 141.115 | Corning | PCR-02CP-C | https://www.corning.com/worldwide/en.html
PCR-02CP-C-100 | 0.2ML THIN WALL TUBE CAPS 8 PER STRIP. CLEAR | 100 | 1 | 20.787 | Corning | PCR-02CP-C-100 | https://www.corning.com/worldwide/en.html
PCR-02-FCP-C | 0.2ML CLEAR FLAT PCR 8-STRIP CAPS WITH WRITING SURFACE | 1250 | 1 | 118.781 | Corning | PCR-02-FCP-C | https://www.corning.com/worldwide/en.html
PCR-12-FCP-C | 0.2ML THIN WALL CLEAR PCR FLAT STRIP CAPS. 12 CAPS PER STRIP | 800 | 1 | 151.827 | Corning | PCR-12-FCP-C | https://www.corning.com/worldwide/en.html
PCR-24-C | 24 WELL PCR MICROPLATE. CLEAR | 50 | 1 | 52.715 | Corning | PCR-24-C | https://www.corning.com/worldwide/en.html
PCR-2CP-RT-C | 0.2ML CLEAR STRIP CAPS FOR REAL TIME PCR | 1250 | 1 | 237.718 | Corning | PCR-2CP-RT-C | https://www.corning.com/worldwide/en.html
PCR-32-C | 32 WELL PCR MICROPLATE. CLEAR | 50 | 1 | 71.5 | Corning | PCR-32-C | https://www.corning.com/worldwide/en.html
PCR-48-C | 48 WELL PCR MICROPLATE | 50 | 1 | 88.842 | Corning | PCR-48-C | https://www.corning.com/worldwide/en.html
PCR-96-AB-C | 96 WELL CLEAR PCR PLATE FOR ABI | 50 | 1 | 168.467 | Corning | PCR-96-AB-C | https://www.corning.com/worldwide/en.html
PCR-96-AB-C-PBC | 96 WELL BARCODED H1-H12, CLEAR PCR PLATE FOR ABI, 0,2ML | 50 | 1 | 202.384 | Corning | PCR-96-AB-C-PBC | https://www.corning.com/worldwide/en.html
PCR-96-C | 96 WELL CLEAR PCR MICROPLATE | 50 | 1 | 141.115 | Corning | PCR-96-C | https://www.corning.com/worldwide/en.html
PCR-96-C-S | 96 WELL CLEAR PCR MICROPLATE. PRE-STERILIZED | 50 | 1 | 188.227 | Corning | PCR-96-C-S | https://www.corning.com/worldwide/en.html
PCR-96-FLT-C | 96 WELL CLEAR, FLAT TOP PCR MICROPLATE | 100 | 1 | 211.094 | Corning | PCR-96-FLT-C | https://www.corning.com/worldwide/en.html
PCR-96-FS-B | 6 WELL BLUE PCR FULL SKIRT AMPLIFICATION PLATE. | 50 | 1 | 178.815 | Corning | PCR-96-FS-B | https://www.corning.com/worldwide/en.html
PCR-96-FS-C | 96 WELL FULL SKIRT PCR MICROPLATES. CLEAR | 50 | 1 | 141.115 | Corning | PCR-96-FS-C | https://www.corning.com/worldwide/en.html
PCR-96-FS-C-BC | 96 WELL FULL SKIRT PCR MICROPLATES, CLEAR, WITH ONE BACODE LABEL,10/50 | 50 | 1 | 171.184 | Corning | PCR-96-FS-C-BC | https://www.corning.com/worldwide/en.html
PCR-96-FS-C-PBC | 96 WELL BARCODED H1-H12, CLEAR PCR FULL SKIRT PCR AMPLIFICATION MICRO PLATE | 50 | 1 | 169.533 | Corning | PCR-96-FS-C-PBC | https://www.corning.com/worldwide/en.html
PCR-96-HS-AC-B | 96 WELL HALF SKIRT AUTOMATION COMPATIBLE PCR MICROPLATE, NON-STERILE, BLUE | 50 | 1 | 186.524 | Corning | PCR-96-HS-AC-B | https://www.corning.com/worldwide/en.html
PCR-96-HS-AC-C | 96 WELL HALF SKIRT AUTOMATION COMPATIBLE PCR MICROPLATE, NON-STERILE, CLEAR | 50 | 1 | 186.524 | Corning | PCR-96-HS-AC-C | https://www.corning.com/worldwide/en.html
PCR-96-HS-AC-C-PBC | 96 WELL HALF SKIRT AUTOMATION COMPATIBLE PCR MICROPLATE, NON-STERILE, CLEAR, PRE-BARCODED | 50 | 1 | 186.524 | Corning | PCR-96-HS-AC-C-PBC | https://www.corning.com/worldwide/en.html
PCR-96-HS-AC-G | 96 WELL HALF SKIRT AUTOMATION COMPATIBLE PCR MICROPLATE, NON-STERILE, GREEN | 50 | 1 | 186.524 | Corning | PCR-96-HS-AC-G | https://www.corning.com/worldwide/en.html
PCR-96-HS-AC-R | 96 WELL HALF SKIRT AUTOMATION COMPATIBLE PCR MICROPLATE, NON-STERILE, RED | 50 | 1 | 186.524 | Corning | PCR-96-HS-AC-R | https://www.corning.com/worldwide/en.html
PCR-96-HS-AC-W | 96 WELL HALF SKIRT AUTOMATION COMPATIBLE PCR MICROPLATE, NON-STERILE, WHITE | 50 | 1 | 186.524 | Corning | PCR-96-HS-AC-W | https://www.corning.com/worldwide/en.html
PCR-96-HS-AC-Y | 96 WELL HALF SKIRT AUTOMATION COMPATIBLE PCR MICROPLATE, NON-STERILE, YELLOW | 50 | 1 | 186.524 | Corning | PCR-96-HS-AC-Y | https://www.corning.com/worldwide/en.html
PCR-96-HS-C | 96 WELL CLEAR PCR HALF SKIRT AMPLIFICATION PLATE | 50 | 1 | 158.054 | Corning | PCR-96-HS-C | https://www.corning.com/worldwide/en.html
PCR-96-LC480-C-NF | 96 WELL PCR MICROPLATE FOR ROCHE 480 LIGHT CYCLER, CLEAR (NO SEALING FILM) | 50 | 1 | 225.992 | Corning | PCR-96-LC480-C-NF | https://www.corning.com/worldwide/en.html
PCR-96-LC480-W | 96 WELL PCR MICROPLATE FOR ROCHE 480 LIGHT CYCLER, WHITE W/SEALING FILM | 50 | 1 | 351.052 | Corning | PCR-96-LC480-W | https://www.corning.com/worldwide/en.html
PCR-96-LC480-W-BC | 96 WELL PCR MICROPLATE FOR ROCHE 480 LIGHT CYCLER, WHITE BAR-CODED W/SEALING FILM | 50 | 1 | 437.996 | Corning | PCR-96-LC480-W-BC | https://www.corning.com/worldwide/en.html
PCR-96-LC480-W-NF | 96 WELL PCR MICROPLATE FOR ROCHE 480 LIGHT CYCLER, WHITE (NO SEALING FILM) | 50 | 1 | 225.992 | Corning | PCR-96-LC480-W-NF | https://www.corning.com/worldwide/en.html
PCR-96-LP-AB-C | 96 WELL CLEAR LOW PROFILE PCR MICROPLATE FOR ABI | 100 | 1 | 439.738 | Corning | PCR-96-LP-AB-C | https://www.corning.com/worldwide/en.html
PCR-96-LP-AB-C-PBC | 96 WELL BARCODED H1-H12, CLEAR LOW PROFILE PCR MICROPLATE FOR ABI, 0,1ML | 100 | 1 | 480.012 | Corning | PCR-96-LP-AB-C-PBC | https://www.corning.com/worldwide/en.html
PCR-96-LP-AB-W | 96 WELL WHITE LOW PROFILE PCR MICROPLATE FOR AB | 100 | 1 | 439.738 | Corning | PCR-96-LP-AB-W | https://www.corning.com/worldwide/en.html
PCR-96-LP-FLT-C | 96 WELL CLEAR LOW PROFILE, FLAT TOP PCR MICROPLATE | 100 | 1 | 246.272 | Corning | PCR-96-LP-FLT-C | https://www.corning.com/worldwide/en.html
PCR-96-LP-FLT-W | 96 WELL WHITE LOW PROFILE, FLAT TOP PCR MICROPLATE | 100 | 1 | 246.272 | Corning | PCR-96-LP-FLT-W | https://www.corning.com/worldwide/en.html
PCR-96M2-HS-BK | 96 WELL BLACK PCR HALF SKIRT AMPLIFICATION PLATE WITH A SINGLE NOTCH | 50 | 1 | 192.738 | Corning | PCR-96M2-HS-BK | https://www.corning.com/worldwide/en.html
PCR-96M2-HS-C | 96 WELL CLEAR PCR HALF SKIRT AMPLIFICATION PLATE WITH A SINGLE NOTCH | 50 | 1 | 168.467 | Corning | PCR-96M2-HS-C | https://www.corning.com/worldwide/en.html
PCR-96M2-HS-C-BC | 96 WELL CLEAR PCR HALF SKIRT SINGLE BAR-CODED AMPLIFICATION PLATE WITH A SINGLE NOTCH. | 50 | 1 | 244.413 | Corning | PCR-96M2-HS-C-BC | https://www.corning.com/worldwide/en.html
PCR-96M2-HS-C-PBC | 96 WELL BARCODED H1-H12, CLEAR PCR HALF SKIRT AMPLIFICATION PLATE WITH A SINGLE NOTCH | 50 | 1 | 241.995 | Corning | PCR-96M2-HS-C-PBC | https://www.corning.com/worldwide/en.html
PCR-96M2-HS-R | 96 WELL RED PCR HALF SKIRT AMPLIFICATION PLATE WITH A SINGLE NOTCH | 50 | 1 | 202.345 | Corning | PCR-96M2-HS-R | https://www.corning.com/worldwide/en.html
PCR-96M2-HS-Y | 96 WELL YELLOW PCR HALF SKIRT AMPLIFICATION PLATE WITH A SINGLE NOTCH | 50 | 1 | 202.345 | Corning | PCR-96M2-HS-Y | https://www.corning.com/worldwide/en.html
PCR-96-MB-C | 96 WELL PCR MICROPLATES FOR MEGA BASE | 50 | 1 | 141.115 | Corning | PCR-96-MB-C | https://www.corning.com/worldwide/en.html
PCR-96-SG-C | 96 WELL PCR SEGMENTED PLATE | 50 | 1 | 141.115 | Corning | PCR-96-SG-C | https://www.corning.com/worldwide/en.html
PCR-384-C | 384 WELL PCR MICROPLATE. CLEAR | 50 | 1 | 188.227 | Corning | PCR-384-C | https://www.corning.com/worldwide/en.html
PCR-384-LC480-W | 384 WELL PCR MICROPLATE FOR ROCHE 480 LIGHT CYCLER, WHITE (INCLUDES SEALING FILM) | 50 | 1 | 496.236 | Corning | PCR-384-LC480-W | https://www.corning.com/worldwide/en.html
PCR-384-LC480-W-NF | 384 WELL PCR MICROPLATE FOR ROCHE 480 LIGHT CYCLER, WHITE (NO SEALING FILM) | 50 | 1 | 280.488 | Corning | PCR-384-LC480-W-NF | https://www.corning.com/worldwide/en.html
PCR-384M2-C | 384 WELL PCR MICROPLATE. COMPATIBLE WITH ABI 3730 AND 3100 AND MJ THERMOCYCLERS. CLEAR | 50 | 1 | 188.227 | Corning | PCR-384M2-C | https://www.corning.com/worldwide/en.html
PCR-384M2-C-PBC | 384 WELL BARCODED H1-H12,CLEAR PCR MICROPLATE. COMPATIBLE WITH ABI 3730 & 3100 AND MJ THERMOCYCLERS | 50 | 1 | 230.62 | Corning | PCR-384M2-C-PBC | https://www.corning.com/worldwide/en.html
PCR-384-RGD-BK | 384 WELL BLACK RIGI PLATE PCR MICROPLATE | 100 | 1 | 562.926 | Corning | PCR-384-RGD-BK | https://www.corning.com/worldwide/en.html
PCR-384-RGD-C | 384 WELL CLEAR RIGI PLATE PCR MICROPLATE. CLEAR | 100 | 1 | 527.709 | Corning | PCR-384-RGD-C | https://www.corning.com/worldwide/en.html
PCR-02D-L-C | 0.2ML "MAXYMUM RECOVERY" THIN WALL PCR TUBES, DOMED CAP | 10000 | 1 | 508.157 | Corning | PCR-02D-L-C | https://www.corning.com/worldwide/en.html
PCR-02-L-C | 0.2ML "MAXYMUM RECOVERY" THIN WALL PCR TUBES, FLAT CAP | 10000 | 1 | 508.157 | Corning | PCR-02-L-C | https://www.corning.com/worldwide/en.html
PCR-05-L-C | 0.5ML "MAXYMUM RECOVERY" THIN WALL PCR TUBES, FLAT CAP | 10000 | 1 | 432.874 | Corning | PCR-05-L-C | https://www.corning.com/worldwide/en.html
MTXF-1250-C-R-S | MATRIX 1250UL PRE-STERILIZED FILTERED TIP | 3456 | 1 | 358.735 | Corning | MTXF-1250-C-R-S | https://www.corning.com/worldwide/en.html
TF-100 | 100UL UNIVERSAL FIT FILTER TIPS | 10000 | 1 | 469.326 | Corning | TF-100 | https://www.corning.com/worldwide/en.html
TF-1000 | 1000UL UNIVERSAL FIT FILTER TIPS | 5000 | 1 | 244.595 | Corning | TF-1000 | https://www.corning.com/worldwide/en.html
TF-1000-R-S | 1000UL UNIVERSAL FIT FILTER TIPS, RACKED & PRE-STERILIZED | 5000 | 1 | 275.678 | Corning | TF-1000-R-S | https://www.corning.com/worldwide/en.html
TF-1005-WB-R-S | 1000UL PRE-STERILIZED CLEAR WIDE BORE PIPET TIPS. | 5000 | 1 | 317.915 | Corning | TF-1005-WB-R-S | https://www.corning.com/worldwide/en.html
TF-100-R-S | 100UL UNIVERSAL FIT FILTER TIPS, RACKED & PRE-STERILIZED | 4800 | 1 | 275.678 | Corning | TF-100-R-S | https://www.corning.com/worldwide/en.html
TF-1200-C-R-S | 1100UL PRE-STERILIZED UNIVERSAL FIT FILTERED PIPET TIPS | 3456 | 1 | 243.607 | Corning | TF-1200-C-R-S | https://www.corning.com/worldwide/en.html
TF-150-R-S | 150UL STERILIZED UNIVERSAL FIT FILTERED PIPET TIPS | 4800 | 1 | 288.028 | Corning | TF-150-R-S | https://www.corning.com/worldwide/en.html
TF-20 | 20UL FILTER TIPS FOR P-20 | 10000 | 1 | 469.326 | Corning | TF-20 | https://www.corning.com/worldwide/en.html
TF-200 | 200UL UNIVERSAL FIT FILTER TIPS | 10000 | 1 | 469.326 | Corning | TF-200 | https://www.corning.com/worldwide/en.html
TF-200-R-S | 200UL UNIVERSAL FIT FILTER TIPS, RACKED AND PRE-STERILIZED | 4800 | 1 | 275.678 | Corning | TF-200-R-S | https://www.corning.com/worldwide/en.html
TF-205-WB-R-S | 200UL PRE-STERILIZED CLEAR WIDE BORE FILTERED PIPET TIPS | 4800 | 1 | 337.922 | Corning | TF-205-WB-R-S | https://www.corning.com/worldwide/en.html
TF-20-R-S | 20UL FILTER TIPS FOR P-20, RACKED & PRE-STERILIZED | 4800 | 1 | 275.678 | Corning | TF-20-R-S | https://www.corning.com/worldwide/en.html
TF-300 | 0.5-10UL FILTER TIPS FOR P-2, ULTRAMICRO | 10000 | 1 | 469.326 | Corning | TF-300 | https://www.corning.com/worldwide/en.html
TF-300-R-S | 0.5-10UL FILTER TIPS FOR P-2, ULTRAMICRO, RACKED AND PRE-STERILIZED | 4800 | 1 | 275.678 | Corning | TF-300-R-S | https://www.corning.com/worldwide/en.html
TF-350 | 300UL UNIVERSAL FIT FILTER TIPS | 10000 | 1 | 469.326 | Corning | TF-350 | https://www.corning.com/worldwide/en.html
TF-350-R-S | 300UL UNIVERSAL FIT FILTER TIPS, RACKED AND PRE-STERILIZED | 4800 | 1 | 282.503 | Corning | TF-350-R-S | https://www.corning.com/worldwide/en.html
TF-400 | 0.1-10UL FILTER TIPS FOR EPPENDORF ULTRAMICRO | 10000 | 1 | 469.326 | Corning | TF-400 | https://www.corning.com/worldwide/en.html
TF-400-R-S | 0.1-10UL STERILILIZED FILTERED PIPET TIPS FOR EPPENDORF ULTRA MICRO | 4800 | 1 | 275.678 | Corning | TF-400-R-S | https://www.corning.com/worldwide/en.html
TF-420-R-S | 0.1-20UL STERILILIZED FILTERED PIPET TIPS FOR EPPENDORF ULTRA MICRO | 4800 | 1 | 275.678 | Corning | TF-420-R-S | https://www.corning.com/worldwide/en.html
TF-50 | 50UL UNIVERSAL FIT FILTER TIPS | 10000 | 1 | 469.326 | Corning | TF-50 | https://www.corning.com/worldwide/en.html
TF-50-R-S | 50UL UNIVERSAL FIT FILTER TIPS, RACKED AND PRE-STERILIZED | 4800 | 1 | 275.678 | Corning | TF-50-R-S | https://www.corning.com/worldwide/en.html
TLF-10-R-S | 10 µL GENTLE FIT PRE-STERILIZED FILTER PIPET TIPS | 4800 | 1 | 411.164 | Corning | TLF-10-R-S | https://www.corning.com/worldwide/en.html
TXLF-10 | 0.5-10UL FILTERED ULTRA MICRO EXTRA LONG CLEAR PIPET TIPS FOR PIPETMAN P2/P10 AND EPPENDORF RESEARCH/REFERENCE | 10000 | 1 | 450.255 | Corning | TXLF-10 | https://www.corning.com/worldwide/en.html
TXLF-10-R-S | 0.5-10UL PRE STERILIZED ULTRA MICRO EXTRA LONG CLEAR PIPET TIPS FOR PIPETMAN P2/P10 AND EPPENDORF RESEARCH/REFERENCE. | 4800 | 1 | 275.678 | Corning | TXLF-10-R-S | https://www.corning.com/worldwide/en.html
T-1000-C-L | 1000UL "MAXYMUM RECOVERY" CLEAR TIPS | 5000 | 1 | 70.369 | Corning | T-1000-C-L | https://www.corning.com/worldwide/en.html
T-1000-C-L-R | 1000UL "MAXYMUM RECOVERY" CLEAR TIPS, RACKED | 5000 | 1 | 174.603 | Corning | T-1000-C-L-R | https://www.corning.com/worldwide/en.html
T-1000-C-L-R-S | 1000UL "MAXYMUM RECOVERY" CLEAR TIPS, RACKED AND PRE-STERILIZED | 5000 | 1 | 211.068 | Corning | T-1000-C-L-R-S | https://www.corning.com/worldwide/en.html
T-1536-L-R | 30UL MAXYMUM RECOVERY PIPET TIPS | 19200 | 1 | 3771.846 | Corning | T-1536-L-R | https://www.corning.com/worldwide/en.html
T-1536-L-R-S | 30UL PRE-STERILIZED MAXYMUM RECOVERY PIPET TIPS | 19200 | 1 | 4136.899 | Corning | T-1536-L-R-S | https://www.corning.com/worldwide/en.html
T-200-C-L | 200UL "MAXYMUM RECOVERY" CLEAR TIPS | 20000 | 1 | 274.638 | Corning | T-200-C-L | https://www.corning.com/worldwide/en.html
T-200-C-L-R | 200UL "MAXYMUM RECOVERY" CLEAR TIPS RACKED | 4800 | 1 | 152.984 | Corning | T-200-C-L-R | https://www.corning.com/worldwide/en.html
T-200-C-L-R-S | 200UL "MAXYMUM RECOVERY" CLEAR TIPS RACKED AND PRE-STERILIZED | 4800 | 1 | 195.507 | Corning | T-200-C-L-R-S | https://www.corning.com/worldwide/en.html
T-200-C-L-STK | 200UL CLEAR MAXYMUM RECOVERY UNIVERSAL FIT PIPET TIPS | 4800 | 1 | 133.224 | Corning | T-200-C-L-STK | https://www.corning.com/worldwide/en.html
T-300-L | 0.5-10UL "MAXYMUM RECOVERY" TIPS FOR P2/P10 | 20000 | 1 | 274.638 | Corning | T-300-L | https://www.corning.com/worldwide/en.html
T-300-L-R | 0.5-10UL "MAXYMUM RECOVERY" TIPS FOR P2/P10, RACKED | 4800 | 1 | 158.327 | Corning | T-300-L-R | https://www.corning.com/worldwide/en.html
T-300-L-R-S | 0.5-10UL "MAXYMUM RECOVERY" TIPS FOR P2/P10, RACKED AND PRE-STERILIZED | 4800 | 1 | 202.267 | Corning | T-300-L-R-S | https://www.corning.com/worldwide/en.html
T-300-L-STK | 0.5-10UL MAXYM ULTRA MICRO PIPET TIPS FOR PIPETMAN | 4800 | 1 | 132.912 | Corning | T-300-L-STK | https://www.corning.com/worldwide/en.html
T-300-L-STK-S | 0.5-10UL MAXYMUM RECOVERY PRESTERILIZED ULTRA MICRO PIPET TIPS FOR PIPETMAN® | 4800 | 1 | 140.27 | Corning | T-300-L-STK-S | https://www.corning.com/worldwide/en.html
T-350-C-L | 300?L "MAXYMUM RECOVERY" CLEAR TIPS | 10000 | 1 | 137.332 | Corning | T-350-C-L | https://www.corning.com/worldwide/en.html
T-350-C-L-R | 300UL "MAXYMUM RECOVERY" CLEAR TIPS, RACKED | 4800 | 1 | 152.984 | Corning | T-350-C-L-R | https://www.corning.com/worldwide/en.html
T-350-C-L-R-S | 300UL "MAXYMUM RECOVERY" CLEAR TIPS, RACKED AND PRE-STERILIZED | 4800 | 1 | 195.507 | Corning | T-350-C-L-R-S | https://www.corning.com/worldwide/en.html
T-400-L | 0.1-20UL MAXYMUM RECOVERY TIPS FOR EPPENDORF ULTRA MICRO | 20000 | 1 | 274.638 | Corning | T-400-L | https://www.corning.com/worldwide/en.html
T-400-L-R | 0.1-20UL MAXYMUM RECOVERY TIPS FOR EPPENDORF ULTRA MICRO, RACKED | 4800 | 1 | 233.285 | Corning | T-400-L-R | https://www.corning.com/worldwide/en.html
T-400-L-R-S | 0.1-20UL MAXYMUM RECOVERY TIPS FOR EPPENDORF ULTRA MICRO, RACKED & PRE-STERILIZED | 4800 | 1 | 195.507 | Corning | T-400-L-R-S | https://www.corning.com/worldwide/en.html
TE-1004-B-L-R | 1000UL MAXYMUM RECOVERY BLUE TIPS COMPATIBLE WITH EPPENDORF AND SOCOREX PIPETTORS. | 3456 | 1 | 214.721 | Corning | TE-1004-B-L-R | https://www.corning.com/worldwide/en.html
TE-1004-B-L-R-S | 1000UL MAXYMUM RECOVERY BLUE TIPS COMPATIBLE WITH EPPENDORF AND SOCOREX PIPETTORS. | 3456 | 1 | 237.185 | Corning | TE-1004-B-L-R-S | https://www.corning.com/worldwide/en.html
TE-204-Y-L-R | 200UL MAXYMUM RECOVERY YELLOW TIPS COMPATIBLE WITH EPPENDORF PIPETTOR | 4800 | 1 | 233.285 | Corning | TE-204-Y-L-R | https://www.corning.com/worldwide/en.html
TE-204-Y-L-R-S | 200UL MAXYMUM RECOVERY YELLOW TIPS COMPATIBLE WITH EPPENDORF PIPETTOR | 4800 | 1 | 298.09 | Corning | TE-204-Y-L-R-S | https://www.corning.com/worldwide/en.html
TR-222-C-L | 200UL "MAXYMUM RECOVERY" UNIVERSAL FIT REFERENCE TIPS | 20000 | 1 | 263.484 | Corning | TR-222-C-L | https://www.corning.com/worldwide/en.html
TR-222-C-L-R | 200UL "MAXYMUM RECOVERY" UNIVERSAL FIT REFERENCE TIPS, RACKED | 4800 | 1 | 152.984 | Corning | TR-222-C-L-R | https://www.corning.com/worldwide/en.html
TR-222-C-L-R-S | 200UL "MAXYMUM RECOVERY" UNIVERSAL FIT REFERENCE TIPS, RACKED AND PRE-STERILIZED | 4800 | 1 | 195.507 | Corning | TR-222-C-L-R-S | https://www.corning.com/worldwide/en.html
TR-222-C-L-STK | 200UL CLEAR MAXYMUM RECOVERY UNIVERSAL FIT PIPET TIPS WITH REFERENCE LINES | 4800 | 1 | 127.517 | Corning | TR-222-C-L-STK | https://www.corning.com/worldwide/en.html
TR-222-C-L-STK-S | 200UL CLEAR PRE-STERILIZED MAXYMUM RECOVERY UNIVERSAL FIT PIPET TIPS WITH REFERENCE LINES | 4800 | 1 | 149.565 | Corning | TR-222-C-L-STK-S | https://www.corning.com/worldwide/en.html
TXL-10-L | 0.5-10UL ULTRA MICRO MAXYMUM RECOVERY EXTRA LONG CLEAR PIPET TIPS FOR PIPETMAN P2/P10 AND EPPENDORF RESEARCH/REFERENCE. | 20000 | 1 | 388.297 | Corning | TXL-10-L | https://www.corning.com/worldwide/en.html
TXL-10-L-R | 0.5-10UL MAXYMUM RECOVERY ULTRA MICRO EXTRA LONG CLEAR PIPET TIPS FOR PIPETMAN P2/P10 AND EPPENDORF RESEARCH/REFERENCE. | 4800 | 1 | 225.42 | Corning | TXL-10-L-R | https://www.corning.com/worldwide/en.html
TXL-10-L-R-S | 0.5-10UL MAXYMUM RECOVERY PRE STERILIZED ULTRA MICRO EXTRA LONG CLEAR PIPET TIPS FOR PIPETMAN P2/P10 AND EPPENDORF RESEARCH/REFERENCE. | 4800 | 1 | 239.031 | Corning | TXL-10-L-R-S | https://www.corning.com/worldwide/en.html
MTX-1250-C | MATRIX 1250UL TIP | 5000 | 1 | 251.537 | Corning | MTX-1250-C | https://www.corning.com/worldwide/en.html
MTX-1250-C-R | MATRIX 1250UL TIP | 3456 | 1 | 231.686 | Corning | MTX-1250-C-R | https://www.corning.com/worldwide/en.html
RFL-1200-C | 1200UL UNIVERSAL FIT, CLEAR PIPET TIPS IN REFILL RACK. | 4608 | 1 | 162.708 | Corning | RFL-1200-C | https://www.corning.com/worldwide/en.html
RFL-222-C | 200UL UNIVERSAL FIT, CLEAR, GRADUATED PIPET TIPS IN REFILL RACK. | 4800 | 1 | 99.567 | Corning | RFL-222-C | https://www.corning.com/worldwide/en.html
RFL-300-C | 10UL P2/P10 GILSON-STYLE PIPET TIPS IN REFILL RACK. | 4800 | 1 | 120.224 | Corning | RFL-300-C | https://www.corning.com/worldwide/en.html
RFL-R | EMPTY REFILL RACK WITH LID FOR USE WITH P2/P10 GILSON-STYLE AND 200UL UNIVERSAL FIT INSERTS. | 50 | 1 | 75.92 | Corning | RFL-R | https://www.corning.com/worldwide/en.html
RFL-R-1200 | EMPTY REFILL RACK WITH LID FOR USE WITH 1200UL PIPET TIP INSERTS. | 30 | 1 | 59.592 | Corning | RFL-R-1200 | https://www.corning.com/worldwide/en.html
T-1000-B | 1000UL BLUE TIPS | 5000 | 1 | 62.023 | Corning | T-1000-B | https://www.corning.com/worldwide/en.html
T-1000-B-R | 1000UL BLUE TIPS, RACKED | 5000 | 1 | 158.171 | Corning | T-1000-B-R | https://www.corning.com/worldwide/en.html
T-1000-B-R-S | 1000UL BLUE TIPS, RACKED AND PRE-STERILIZED | 5000 | 1 | 175.864 | Corning | T-1000-B-R-S | https://www.corning.com/worldwide/en.html
T-1000-C | 1000UL CLEAR TIPS | 5000 | 1 | 61.568 | Corning | T-1000-C | https://www.corning.com/worldwide/en.html
T-1000-C-R | 1000UL CLEAR TIPS, RACKED | 5000 | 1 | 151.749 | Corning | T-1000-C-R | https://www.corning.com/worldwide/en.html
T-1000-C-R-S | 1000UL CLEAR TIPS, RACKED AND PRE-STERILIZED | 5000 | 1 | 168.727 | Corning | T-1000-C-R-S | https://www.corning.com/worldwide/en.html
T-1005-WB-C | 1000UL CLEAR WIDE BORE TIPS | 5000 | 1 | 99.476 | Corning | T-1005-WB-C | https://www.corning.com/worldwide/en.html
T-1005-WB-C-R | 1000UL CLEAR WIDE BORE TIPS, RACKED | 5000 | 1 | 204.113 | Corning | T-1005-WB-C-R | https://www.corning.com/worldwide/en.html
T-1005-WB-C-R-S | 1000UL CLEAR WIDE BORE TIPS, RACKED AND PRE-STERILIZED | 5000 | 1 | 224.497 | Corning | T-1005-WB-C-R-S | https://www.corning.com/worldwide/en.html
T-10ML-C | 10ML CLEAR MACRO TIPS | 2000 | 1 | 333.632 | Corning | T-10ML-C | https://www.corning.com/worldwide/en.html
T-1536-R | 30UL PIPET TIPS | 19200 | 1 | 3163.524 | Corning | T-1536-R | https://www.corning.com/worldwide/en.html
T-1536-R-S | 30UL PRE STERILIZED PIPET TIPS | 19200 | 1 | 3528.577 | Corning | T-1536-R-S | https://www.corning.com/worldwide/en.html
T-200-C | 200UL CLEAR TIPS | 20000 | 1 | 230.36 | Corning | T-200-C | https://www.corning.com/worldwide/en.html
T-200-C-R | 200UL CLEAR TIPS, RACKED | 4800 | 1 | 162.838 | Corning | T-200-C-R | https://www.corning.com/worldwide/en.html
T-200-C-R-S | 200UL CLEAR TIPS, RACKED AND PRE-STERILIZED | 4800 | 1 | 127.517 | Corning | T-200-C-R-S | https://www.corning.com/worldwide/en.html
T-200-C-STK | 200UL CLEAR TIPS IN STACKED RACKS | 4800 | 1 | 157.794 | Corning | T-200-C-STK | https://www.corning.com/worldwide/en.html
T-200-C-STK-S | 200UL CLEAR UNIVERSAL FIT STERILIZED PIPET TIPS | 4800 | 1 | 138.203 | Corning | T-200-C-STK-S | https://www.corning.com/worldwide/en.html
T-200-Y | 200UL YELLOW TIPS | 20000 | 1 | 230.36 | Corning | T-200-Y | https://www.corning.com/worldwide/en.html
T-200-Y-R | 200UL YELLOW TIPS, RACKED | 4800 | 1 | 115.167 | Corning | T-200-Y-R | https://www.corning.com/worldwide/en.html
T-200-Y-R-S | 200UL YELLOW TIPS, RACKED AND PRE-STERILIZED | 4800 | 1 | 132.912 | Corning | T-200-Y-R-S | https://www.corning.com/worldwide/en.html
T-200-Y-STK | 200UL YELLOW TIPS IN STACKED RACKS | 4800 | 1 | 109.018 | Corning | T-200-Y-STK | https://www.corning.com/worldwide/en.html
T-200-Y-STK-S | 200UL YELLOW PRE STERILIZED UNIVERSAL FIT PIPET TIPS | 4800 | 1 | 123.747 | Corning | T-200-Y-STK-S | https://www.corning.com/worldwide/en.html
T-205-WB-C | 200UL CLEAR WIDE BORE TIPS | 20000 | 1 | 344.669 | Corning | T-205-WB-C | https://www.corning.com/worldwide/en.html
T-205-WB-C-R | 200UL CLEAR WIDE BORE TIPS, RACKED | 4800 | 1 | 199.654 | Corning | T-205-WB-C-R | https://www.corning.com/worldwide/en.html
T-205-WB-C-R-S | 200UL CLEAR WIDE BORE TIPS, RACKED AND PRE-STERILIZED | 4800 | 1 | 208.936 | Corning | T-205-WB-C-R-S | https://www.corning.com/worldwide/en.html
T-210-Y | 200UL YELLOW NON-BEVELED TIPS | 20000 | 1 | 339.508 | Corning | T-210-Y | https://www.corning.com/worldwide/en.html
T-300 | 0.5-10UL CLEAR TIPS FOR P2/P10 | 20000 | 1 | 228.631 | Corning | T-300 | https://www.corning.com/worldwide/en.html
T-300-R | 0.5-10UL CLEAR TIPS FOR P2/P10, RACKED | 4800 | 1 | 114.335 | Corning | T-300-R | https://www.corning.com/worldwide/en.html
T-300-R-S | 0.5-10UL CLEAR TIPS FOR P2/P10, RACKED AND PRE-STERILIZED | 4800 | 1 | 127.517 | Corning | T-300-R-S | https://www.corning.com/worldwide/en.html
T-300-STK | 0.5-10UL CLEAR TIPS FOR P2/P10 IN STACKED RACKS | 4800 | 1 | 117.169 | Corning | T-300-STK | https://www.corning.com/worldwide/en.html
T-300-STK-S | 0.5-10UL PRESTERILIZED ULTRA MICRO PIPET TIPS FOR PIPETMAN | 4800 | 1 | 132.613 | Corning | T-300-STK-S | https://www.corning.com/worldwide/en.html
T-350-C | 300UL CLEAR TIPS | 10000 | 1 | 124.059 | Corning | T-350-C | https://www.corning.com/worldwide/en.html
T-350-C-R | 300UL CLEAR TIPS, RACKED | 4800 | 1 | 127.517 | Corning | T-350-C-R | https://www.corning.com/worldwide/en.html
T-350-C-R-S | 300UL CLEAR TIPS, RACKED AND PRE-STERILIZED | 4800 | 1 | 150.605 | Corning | T-350-C-R-S | https://www.corning.com/worldwide/en.html
T-400 | 0.1-20UL CLEAR EPPENDORF ULTRA MICRO TIPS | 20000 | 1 | 230.36 | Corning | T-400 | https://www.corning.com/worldwide/en.html
T-400-R | 0.1-20UL CLEAR EPPENDORF ULTRA MICRO TIPS, RACKED | 4800 | 1 | 162.838 | Corning | T-400-R | https://www.corning.com/worldwide/en.html
T-400-R-S | 0.1-20UL CLEAR EPPENDORF ULTRA MICRO TIPS, RACKED & PRE-STERILIZED | 4800 | 1 | 194.389 | Corning | T-400-R-S | https://www.corning.com/worldwide/en.html
T-5000-C | 5ML PIPET TIPS COMPATIBLE WITH GILSON | 2500 | 1 | 159.042 | Corning | T-5000-C | https://www.corning.com/worldwide/en.html
TE-1004-B | 1000UL BLUE TIPS COMPATIBLE WITH EPPENDORF AND SOCOREX PIPETTORS | 5000 | 1 | 109.265 | Corning | TE-1004-B | https://www.corning.com/worldwide/en.html
TE-1004-B-R | 1000UL BLUE TIPS COMPATIBLE WITH EPPENDORF AND SOCOREX PIPETTORS. | 3456 | 1 | 205.933 | Corning | TE-1004-B-R | https://www.corning.com/worldwide/en.html
TE-1004-B-R-S | 1000UL PRE-STERILIZED BLUE TIPS COMPATIBLE WITH EPPENDORF AND SOCOREX PIPETTORS | 3456 | 1 | 227.708 | Corning | TE-1004-B-R-S | https://www.corning.com/worldwide/en.html
TE-204-Y | 200UL YELLOW TIPS COMPATIBLE WITH EPPENDORF PIPETTOR. | 10000 | 1 | 200.889 | Corning | TE-204-Y | https://www.corning.com/worldwide/en.html
TE-204-Y-R | 200UL YELLOW TIPS COMPATIBLE WITH EPPENDORF PIPETTOR | 4800 | 1 | 182.273 | Corning | TE-204-Y-R | https://www.corning.com/worldwide/en.html
TE-204-Y-R-S | 200UL PRE-STERILIZED YELLOW TIPS COMPATIBLE WITH EPPENDORF PIPETTOR. | 4800 | 1 | 213.889 | Corning | TE-204-Y-R-S | https://www.corning.com/worldwide/en.html
TGL-10FT-17-R | GEL LOADING TIPS,10UL,FLAT,0.17MM OD,NONSTERILE,RACK,200/400 | 400 | 1 | 134.797 | Corning | TGL-10FT-17-R | https://www.corning.com/worldwide/en.html
TGL-1140 | 1.1 MM X 4 MM GEL CUTTING TIPS | 2500 | 1 | 324.337 | Corning | TGL-1140 | https://www.corning.com/worldwide/en.html
TGL-1140-R | 1.1 MM X 4 MM GEL CUTTING TIPS | 2400 | 1 | 456.729 | Corning | TGL-1140-R | https://www.corning.com/worldwide/en.html
TGL-1165 | 1.1 MM X 6.5 MM GEL CUTTING TIPS | 2500 | 1 | 324.337 | Corning | TGL-1165 | https://www.corning.com/worldwide/en.html
TGL-1165-R | 1.1 MM X 6.5 MM GEL CUTTING TIPS | 2400 | 1 | 456.729 | Corning | TGL-1165-R | https://www.corning.com/worldwide/en.html
TGL-200FT-37-R | GEL LOADING TIPS,200UL,FLAT,0.37MM OD,NONSTERIL,RACK,200/400 | 400 | 1 | 107.848 | Corning | TGL-200FT-37-R | https://www.corning.com/worldwide/en.html
TGL-200FT-37-R-S | GEL LOADING TIPS,200UL,FLAT,0.37MM OD,STERILE,RACK,200/400 | 400 | 1 | 119.821 | Corning | TGL-200FT-37-R-S | https://www.corning.com/worldwide/en.html
TGL-200RD-57-R | 200UL RACKED ROUND57MM OD GEL TIP, 0. | 400 | 1 | 53.664 | Corning | TGL-200RD-57-R | https://www.corning.com/worldwide/en.html
TGL-200RD-57-R-S | GEL LOADING TIPS,200UL,ROUND,0.57MM OD,STERILE,RACK,200/400 | 400 | 1 | 59.904 | Corning | TGL-200RD-57-R-S | https://www.corning.com/worldwide/en.html
TR-222-C | 200UL CLEAR REFERENCE TIPS | 20000 | 1 | 220.974 | Corning | TR-222-C | https://www.corning.com/worldwide/en.html
TR-222-C-R | 200UL CLEAR REFERENCE TIPS, RACKED | 4800 | 1 | 110.5 | Corning | TR-222-C-R | https://www.corning.com/worldwide/en.html
TR-222-C-R-S | 200UL CLEAR REFERENCE TIPS, RACKED AND PRE-STERILIZED | 4800 | 1 | 127.517 | Corning | TR-222-C-R-S | https://www.corning.com/worldwide/en.html
TR-222-C-STK | 200UL CLEAR REFERENCE TIPS IN STACKED RACKS | 4800 | 1 | 110.5 | Corning | TR-222-C-STK | https://www.corning.com/worldwide/en.html
TR-222-C-STK-S | 200UL CLEAR, MAXYMUM RECOVERY STERILE UNIVERSAL FIT PIPET TIPS WITH REFERENCE LINES | 4800 | 1 | 123.773 | Corning | TR-222-C-STK-S | https://www.corning.com/worldwide/en.html
TR-222-Y | 200UL YELLOW REFERENCE TIPS | 20000 | 1 | 220.974 | Corning | TR-222-Y | https://www.corning.com/worldwide/en.html
TR-222-Y-R | 200UL YELLOW REFERENCE TIPS, RACKED | 4800 | 1 | 125.749 | Corning | TR-222-Y-R | https://www.corning.com/worldwide/en.html
TR-222-Y-R-S | 200UL YELLOW, STERILIZED UNIVERSAL FIT PIPET TIPS WITH REFERENCE LINES | 4800 | 1 | 133.224 | Corning | TR-222-Y-R-S | https://www.corning.com/worldwide/en.html
TR-222-Y-STK | 200UL YELLOW REFERENCE TIPS IN STACKED RACKS | 4800 | 1 | 110.5 | Corning | TR-222-Y-STK | https://www.corning.com/worldwide/en.html
TXL-10 | 0.5-10UL ULTRA MICRO EXTRA LONG CLEAR PIPET TIPS FOR PIPETMAN P2/P10 AND EPPENDORF RESEARCH/REFERENCE. | 20000 | 1 | 220.974 | Corning | TXL-10 | https://www.corning.com/worldwide/en.html
TXL-10-R | 0.5-10UL ULTRA MICRO EXTRA LONG CLEAR PIPET TIPS FOR PIPETMAN P2/P10 AND EPPENDORF RESEARCH/REFERENCE. | 4800 | 1 | 168.48 | Corning | TXL-10-R | https://www.corning.com/worldwide/en.html
TXL-10-R-S | 0.5-10UL PRE STERILIZED ULTRA MICRO EXTRA LONG CLEAR PIPET TIPS FOR PIPETMAN P2/P10 AND EPPENDORF RESEARCH/REFERENCE | 4800 | 1 | 194.389 | Corning | TXL-10-R-S | https://www.corning.com/worldwide/en.html
EV-100-R | 100UL CLEAR PIPET TIPS FOR TECAN EVO/ CALIPER ZEPHYR AUTOMATED LIQUID HANDLING SYSTEM | 4800 | 1 | 380.744 | Corning | EV-100-R | https://www.corning.com/worldwide/en.html
EV-200-NTR | 200UL TECAN NESTED TIPS, 96 TIPS/WAFER, 8 WAFERS/STACK, 5 STACKS/CASE | 3840 | 1 | 233.727 | Corning | EV-200-NTR | https://www.corning.com/worldwide/en.html
EV-200-NTR-S | 200UL TECAN NESTED TIPS, STERILE, 96 TIPS/WAFER, 8 WAFERS/STACK. 5 STACKS/CASE | 3840 | 1 | 242.229 | Corning | EV-200-NTR-S | https://www.corning.com/worldwide/en.html
EV-200-R | 200UL CLEAR PIPET TIPS FOR TECAN EVO/ CALIPER ZEPHYR AUTOMATED LIQUID HANDLING SYSTEM | 4800 | 1 | 380.744 | Corning | EV-200-R | https://www.corning.com/worldwide/en.html
EV-200-R-S | 200UL CLEAR PRE-STERILIZED PIPET TIPS FOR TECAN EVO/ CALIPER ZEPHYR AUTOMATED LIQUID HANDLING SYSTEM | 4800 | 1 | 392.197 | Corning | EV-200-R-S | https://www.corning.com/worldwide/en.html
EV-50-NTR | 50UL TECAN NESTED TIPS, 96 TIPS/WAFER, 8 WAFERS/STACK, 5 STACKS/CASE | 3840 | 1 | 233.727 | Corning | EV-50-NTR | https://www.corning.com/worldwide/en.html
EV-50-NTR-S | 50UL TECAN NESTED TIPS, STERILE, 96 TIPS/WAFER, 8 WAFERS/STACK. 5 STACKS/CASE | 3840 | 1 | 242.229 | Corning | EV-50-NTR-S | https://www.corning.com/worldwide/en.html
EV-50-R | 50UL CLEAR PIPET TIPS FOR TECAN EVO/ CALIPER ZEPHYR AUTOMATED LIQUID HANDLING SYSTEM | 4800 | 1 | 380.744 | Corning | EV-50-R | https://www.corning.com/worldwide/en.html
EV-50-R-S | 50UL CLEAR PRE-STERILIZED PIPET TIPS FOR TECAN EVO/ CALIPER ZEPHYR AUTOMATED LIQUID HANDLING SYSTEM | 4800 | 1 | 392.197 | Corning | EV-50-R-S | https://www.corning.com/worldwide/en.html
FDSS-1536-BK-R | TIPS, 50UL,384 WELL,BLACK,SUITABLE FOR FDSS 7000, 3840/19200 | 19200 | 1 | 5258.097 | Corning | FDSS-1536-BK-R | https://www.corning.com/worldwide/en.html
FDSS-384-BK-R | TIPS, FDSS SERIES,50UL,BLACK,SUITABLE FOR HAMAMATSU 6000 SYSSTEM, 384 TIPS PER RACK,3840/19200 | 19200 | 1 | 3503.799 | Corning | FDSS-384-BK-R | https://www.corning.com/worldwide/en.html
FPT-384-R | 50UL 384 WELL PIPET TIPS FOR FINNPIPETTE PIPETTORS | 19200 | 1 | 2485.925 | Corning | FPT-384-R | https://www.corning.com/worldwide/en.html
FT-384-BK-R | 384 WELL BLACK 30 µL TIPS FOR MOLECULAR DEVICE FLIPR TETRA. 384 TIPS PER RACK, 10 RACKS PER UNIT, 5 UNITS PER CASE | 19200 | 1 | 3425.318 | Corning | FT-384-BK-R | https://www.corning.com/worldwide/en.html
FT-384-C-R | 384 WELL CLEAR 30 µLTIPS FOR MOLECULAR DEVICE FLIPR TETRA. 384 TIPS PER RACK, 10 RACKS PER UNIT, 5 UNITS PER CASE | 19200 | 1 | 3425.318 | Corning | FT-384-C-R | https://www.corning.com/worldwide/en.html
FX-10-R | 10UL PIPET TIPS FOR BECKMAN FX ROBOTICS SYSTEM | 4800 | 1 | 238.589 | Corning | FX-10-R | https://www.corning.com/worldwide/en.html
FX-20-R | 20UL PIPET TIPS FOR BECKMAN FX ROBOTICS SYSTEM | 4800 | 1 | 216.385 | Corning | FX-20-R | https://www.corning.com/worldwide/en.html
FX-20-R-S | 20UL PRE-STERILIZED PIPET TIPS FOR BECKMAN FX ROBOTICS SYSTEM | 4800 | 1 | 245.674 | Corning | FX-20-R-S | https://www.corning.com/worldwide/en.html
FX-250-R | 250UL CLEAR PIPET TIPS FOR BECKMAN FX ROBOTICS SYSTEM | 4800 | 1 | 214.773 | Corning | FX-250-R | https://www.corning.com/worldwide/en.html
FX-250-R-S | 250UL CLEAR, PRE-STERILIZED PIPET TIPS FOR BECKMAN FX ROBOTICS SYSTEM. | 4800 | 1 | 245.674 | Corning | FX-250-R-S | https://www.corning.com/worldwide/en.html
FX-255-WB-R | 250UL CLEAR WIDE BORE PIPET TIPS FOR BECKMAN FX ROBOTICS SYSTEM | 4800 | 1 | 214.773 | Corning | FX-255-WB-R | https://www.corning.com/worldwide/en.html
FX-384-30FP-R | 30UL CLEAR PIPET TIPS FOR BECKMAN FX ROBOTICS SYSTEM | 19200 | 1 | 2609.204 | Corning | FX-384-30FP-R | https://www.corning.com/worldwide/en.html
FX-384-30FP-R-S | 30UL CLEAR PRE STERILIZED PIPET TIPS FOR BECKMAN FX ROBOTICS SYSTEM | 19200 | 1 | 2762.682 | Corning | FX-384-30FP-R-S | https://www.corning.com/worldwide/en.html
FX-384-45FP-R | 45UL FINE POINT TIPS FOR BECKMAN FX ROBOTICS SYSTEM, | 19200 | 1 | 3194.386 | Corning | FX-384-45FP-R | https://www.corning.com/worldwide/en.html
FX-384-R | 30UL CLEAR PIPET TIPS FOR BECKMAN FX ROBOTICS SYSTEM | 19200 | 1 | 2609.204 | Corning | FX-384-R | https://www.corning.com/worldwide/en.html
FX-384-R-S | 30UL CLEAR PRE STERILIZED PIPET TIPS FOR BECKMAN FX ROBOTICS SYSTEM | 19200 | 1 | 2762.682 | Corning | FX-384-R-S | https://www.corning.com/worldwide/en.html
FX-384-XL-R | 50UL CLEAR EXTRA LONG PIPET TIPS FOR BECKMAN FX ROBOTICS SYSTEM | 19200 | 1 | 2762.682 | Corning | FX-384-XL-R | https://www.corning.com/worldwide/en.html
FX-50-R | 50UL CLEAR PIPET TIPS FOR BECKMAN FX ROBOTICS SYSTEM | 4800 | 1 | 230.854 | Corning | FX-50-R | https://www.corning.com/worldwide/en.html
FX-50-R-S | 50UL CLEAR PRE-STERILIZED PIPET TIPS FOR BECKMAN FX ROBOTICS SYSTEM | 4800 | 1 | 276.419 | Corning | FX-50-R-S | https://www.corning.com/worldwide/en.html
HT-1000-CBK-HTR-5 | 1000UL HAMILTON CO-RE STYLE LIQUID LEVEL SENSING TIP. 96 TIPS PER RACK, 5 RACKS/PACK, 8 PACKS/CASE | 3840 | 1 | 307.086 | Corning | HT-1000-CBK-HTR-5 | https://www.corning.com/worldwide/en.html
HT-1000-CBK-HTR-S | 1000UL HAMILTON CO-RE STYLE LIQUID LEVEL SENSING TIP,STERILE,96 TIPS/RACK,16 RACKS/CASE | 1536 | 1 | 134.719 | Corning | HT-1000-CBK-HTR-S | https://www.corning.com/worldwide/en.html
HT-1000-CBK-HTRS5 | 1000UL PRE-STERILIZED HAMILTON CO-RE STYLE LIQUID LEVEL SENSING TIP. 96 TIPS PER RACK, 5 RACKS/PACK, 8 PACKS/CASE | 3840 | 1 | 336.83 | Corning | HT-1000-CBK-HTRS5 | https://www.corning.com/worldwide/en.html
HT-1000-C-HTR-5 | 1000UL HAMILTON CO-RE STYLE CLEAR TIP. 96 TIPS PER RACK, 5 RACKS/PACK, 8 PACKS/CASE | 3840 | 1 | 307.086 | Corning | HT-1000-C-HTR-5 | https://www.corning.com/worldwide/en.html
HT-1000-C-HTR-S-5 | 1000UL PRE-STERILIZED HAMILTON CO-RE STYLE CLEAR TIP. 96 TIPS PER RACK, 5 RACKS/PACK, 8 PACKS/CASE | 3840 | 1 | 336.83 | Corning | HT-1000-C-HTR-S-5 | https://www.corning.com/worldwide/en.html
HT-10-CBK-HTR | 10UL HAMILTON CO-RE STYLE LIQUID LEVEL SENSING TIP,96 TIPS/RACK,24 RACKS/CASE | 2304 | 1 | 184.834 | Corning | HT-10-CBK-HTR | https://www.corning.com/worldwide/en.html
HT-10-CBK-HTR-5 | 10UL HAMILTON CO-RE STYLE LIQUID LEVEL SENSING TIP. 96 TIPS PER RACK, 5 RACKS/PACK, 12 PACKS/CASE | 5760 | 1 | 462.02 | Corning | HT-10-CBK-HTR-5 | https://www.corning.com/worldwide/en.html
HT-10-CBK-HTR-S | 10UL HAMILTON CO-RE STYLE LIQUID LEVEL SENSING TIP,STERILE,96 TIPS/RACK,24 RACKS/CASE | 2304 | 1 | 201.5 | Corning | HT-10-CBK-HTR-S | https://www.corning.com/worldwide/en.html
HT-10-CBK-HTR-S-5 | 10UL PRE-STERILIZED HAMILTON CO-RE STYLE LIQUID LEVEL SENSING TIP. 96 TIPS PER RACK, 5 RACKS/PACK, 12 PACKS/CASE | 5760 | 1 | 503.75 | Corning | HT-10-CBK-HTR-S-5 | https://www.corning.com/worldwide/en.html
HT-10-CBK-STK | 10UL HAMILTON CO-RE STYLE LIQUID LEVEL SENSING TIP,96 TIPS/RACK, 4 RACKS/STACK, 30 STACKS/CASE | 11520 | 1 | 649.077 | Corning | HT-10-CBK-STK | https://www.corning.com/worldwide/en.html
HT-10-CBK-STK-S | 10UL HAMILTON CO-RE STYLE LIQUID LEVEL SENSING TIP,STERILE, 96 TIPS/RACK, 4 RACKS/STACK, 30 STACKS/CASE | 11520 | 1 | 713.96 | Corning | HT-10-CBK-STK-S | https://www.corning.com/worldwide/en.html
HT-10-C-HTR-5 | 10UL HAMILTON CO-RE STYLE CLEAR TIP. 96 TIPS PER RACK, 5 RACKS/PACK, 12 PACKS/CASE | 5760 | 1 | 462.02 | Corning | HT-10-C-HTR-5 | https://www.corning.com/worldwide/en.html
HT-10-C-HTR-S-5 | 10UL PRE-STERILIZED HAMILTON CO-RE STYLE CLEAR TIP. 96 TIPS PER RACK, 5 RACKS/PACK, 12 PACKS/CASE | 5760 | 1 | 503.75 | Corning | HT-10-C-HTR-S-5 | https://www.corning.com/worldwide/en.html
HT-300-CBK-HTR | 300UL HAMILTON CO-RE STYLE LIQUID LEVEL SENSING TIP,96 TIPS RACK, 24 RACKS/CASE | 2304 | 1 | 184.834 | Corning | HT-300-CBK-HTR | https://www.corning.com/worldwide/en.html
HT-300-CBK-HTR-5 | 300UL HAMILTON CO-RE STYLE LIQUID LEVEL SENSING TIP. 96 TIPS PER RACK, 5 RACKS/PACK, 12 PACKS/CASE | 5760 | 1 | 462.02 | Corning | HT-300-CBK-HTR-5 | https://www.corning.com/worldwide/en.html
HT-300-CBK-HTR-S | 300UL HAMILTON CO-RE STYLE LIQUID LEVEL SENSING TIP,STERILE,96 TIPS/RACK, 24 RACKS/CASE | 2304 | 1 | 201.5 | Corning | HT-300-CBK-HTR-S | https://www.corning.com/worldwide/en.html
HT-300-CBK-HTR-S-5 | 300UL PRE-STERILIZED HAMILTON CO-RE STYLE LIQUID LEVEL SENSING TIP. 96 TIPS PER RACK, 5 RACKS/PACK, 12 PACKS/CASE | 5760 | 1 | 503.75 | Corning | HT-300-CBK-HTR-S-5 | https://www.corning.com/worldwide/en.html
HT-300-CBK-STK | 300UL HAMILTON CO-RE STYLE LIQUID LEVEL SENSING TIP,96 TIPS/RACK, 4 RACKS/STACK, 30 STACKS/CASE | 11520 | 1 | 710.424 | Corning | HT-300-CBK-STK | https://www.corning.com/worldwide/en.html
HT-300-C-HTR-5 | 300UL HAMILTON CO-RE STYLE CLEAR TIP. 96 TIPS PER RACK, 5 RACKS/PACK, 12 PACKS/CASE | 5760 | 1 | 462.02 | Corning | HT-300-C-HTR-5 | https://www.corning.com/worldwide/en.html
HT-300-C-HTR-S-5 | 300UL PRE-STERILIZED HAMILTON CO-RE STYLE CLEAR TIP. 96 TIPS PER RACK, 5 RACKS/PACK, 12 PACKS/CASE | 5760 | 1 | 503.75 | Corning | HT-300-C-HTR-S-5 | https://www.corning.com/worldwide/en.html
HT-50-CBK-HTR | 50UL HAMILTON CO-RE STYLE LIQUID LEVEL SENSING TIP,96 TIPS/RACK, 24 RACK/CASE | 2304 | 1 | 184.834 | Corning | HT-50-CBK-HTR | https://www.corning.com/worldwide/en.html
HT-50-CBK-HTR-5 | 50UL HAMILTON CO-RE STYLE LIQUID LEVEL SENSING TIP. 96 TIPS PER RACK, 5 RACKS/PACK, 12 PACKS/CASE | 5760 | 1 | 462.02 | Corning | HT-50-CBK-HTR-5 | https://www.corning.com/worldwide/en.html
HT-50-CBK-HTR-S | 50UL HAMILTON CO-RE STYLE LIQUID LEVEL SENSING TIP STERILE,96 TIPS/RACK, 24 RACKS/CASE | 2304 | 1 | 201.5 | Corning | HT-50-CBK-HTR-S | https://www.corning.com/worldwide/en.html
HT-50-CBK-HTR-S-5 | 50UL PRE-STERILIZED HAMILTON CO-RE STYLE LIQUID LEVEL SENSING TIP. 96 TIPS PER RACK, 5 RACKS/PACK, 12 PACKS/CASE | 5760 | 1 | 503.75 | Corning | HT-50-CBK-HTR-S-5 | https://www.corning.com/worldwide/en.html
HT-50-CBK-STK | 50UL HAMILTON CO-RE STYLE LIQUID LEVEL SENSING TIP,NONSTERILE, 96 TIPS/RACK, 4 RACK/STACK, 30 STACKS/CASE | 11520 | 1 | 649.077 | Corning | HT-50-CBK-STK | https://www.corning.com/worldwide/en.html
HT-50-CBK-STK-S | 50UL HAMILTON CO-RE STYLE LIQUID LEVEL SENSING TIP,96 TIPS/RACK, 4 RACK/STACK, 30 STACKS/CASE | 11520 | 1 | 713.96 | Corning | HT-50-CBK-STK-S | https://www.corning.com/worldwide/en.html
HT-50-C-HTR-5 | 50UL HAMILTON CO-RE STYLE CLEAR TIP. 96 TIPS PER RACK, 5 RACKS/PACK, 12 PACKS/CASE | 5760 | 1 | 462.02 | Corning | HT-50-C-HTR-5 | https://www.corning.com/worldwide/en.html
HT-50-C-STK | 50µL HAMILTON TIP, CLEAR, NON-FILTERED, NON-STERILE, NESTED TIP RACK STACK | 11520 | 1 | 834.236 | Corning | HT-50-C-STK | https://www.corning.com/worldwide/en.html
LT-384-BK-R | 30UL BLACK PIPET TIPS FOR MOLECULAR DEVICE LIBERTY,NON-STERILE,3840/19200 | 19200 | 1 | 2720.718 | Corning | LT-384-BK-R | https://www.corning.com/worldwide/en.html
LT-384-R | 30UL CLEAR PIPET TIPS FOR MOLECULAR DEVICE LIBERTY. | 19200 | 1 | 2586.61 | Corning | LT-384-R | https://www.corning.com/worldwide/en.html
OT-100-R | 100UL CLEAR PIPET TIPS FOR "OASIS" AUTOMATED LIQUID HANDLING SYSTEM | 4800 | 1 | 396.864 | Corning | OT-100-R | https://www.corning.com/worldwide/en.html
OT-200-R | 200UL CLEAR PIPET TIPS FOR "OASIS" AUTOMATED LIQUID HANDLING SYSTEM | 4800 | 1 | 396.864 | Corning | OT-200-R | https://www.corning.com/worldwide/en.html
PK-200-R | 200UL CLEAR TIPS FOR PACKARDS PLATE TRACK, EVOLUTION AND MINI TRACK INSTRUMENTS. | 4800 | 1 | 305.357 | Corning | PK-200-R | https://www.corning.com/worldwide/en.html
PK-20-R | 20UL CLEAR TIPS FOR PACKARDS PLATE TRACK, EVOLUTION AND MINI TRACK INSTRUMENTS. | 4800 | 1 | 265.512 | Corning | PK-20-R | https://www.corning.com/worldwide/en.html
PK-384-R | 30UL CLEAR TIPS FOR PACKARDS PLATE TRACK. | 19200 | 1 | 2525.315 | Corning | PK-384-R | https://www.corning.com/worldwide/en.html
PK-384-R-S | 30UL PRE-STERILIZED CLEAR TIPS FOR PACKARD"S PLATE TRACK | 19200 | 1 | 2581.449 | Corning | PK-384-R-S | https://www.corning.com/worldwide/en.html
PK-50-R | 50UL CLEAR TIPS FOR PACKARDS PLATE TRACK, EVOLUTION AND MINI TRACK INSTRUMENTS. | 4800 | 1 | 261.794 | Corning | PK-50-R | https://www.corning.com/worldwide/en.html
QT-300-CBK-R | TIP 300UL CONDUCTIVITY - TYPE QIAGEN AND DIAGNOSTIC INSTRUMENTS,NONSTERILE,96/2304 | 2304 | 1 | 245.401 | Corning | QT-300-CBK-R | https://www.corning.com/worldwide/en.html
QTF-1100-CBK-R-S | FILTER TIP 1100UL CONDUCTIVITY - TYPE QIAGEN AND DIAGNOSTIC,STERILE,96/1536 | 1536 | 1 | 249.509 | Corning | QTF-1100-CBK-R-S | https://www.corning.com/worldwide/en.html
RMT-200-BK-R | 200µL BLACK NON-CONDUCTIVE ROBOTIC TIPS | 4800 | 1 | 371.293 | Corning | RMT-200-BK-R | https://www.corning.com/worldwide/en.html
RMT-200-C-R | 200UL CLEAR ROBOTIC TIPS | 4800 | 1 | 371.293 | Corning | RMT-200-C-R | https://www.corning.com/worldwide/en.html
RRP-200-CBK-R | TIP 200UL, BLACK CONDUCTIVE FOR JANUS | 4800 | 1 | 675.194 | Corning | RRP-200-CBK-R | https://www.corning.com/worldwide/en.html
RRP-200-C-R | TIP 200UL CLEAR FOR JANUS | 4800 | 1 | 576.875 | Corning | RRP-200-C-R | https://www.corning.com/worldwide/en.html
RRP-200-C-R-S | TIP 200UL CLEAR FOR JANUS - STERILE | 4800 | 1 | 639.821 | Corning | RRP-200-C-R-S | https://www.corning.com/worldwide/en.html
RRP-20-C-R | TIP 20UL, CLEAR FOR JANUS | 4800 | 1 | 576.875 | Corning | RRP-20-C-R | https://www.corning.com/worldwide/en.html
RRP-50-CBK-R | TIP 50UL BLACK CONDUCTIVE FOR JANUS | 4800 | 1 | 675.194 | Corning | RRP-50-CBK-R | https://www.corning.com/worldwide/en.html
RRP-50-C-R | TIP 50UL CLEAR FOR JANUS | 4800 | 1 | 576.875 | Corning | RRP-50-C-R | https://www.corning.com/worldwide/en.html
TT-1000-CBK-HTR | 1000UL TECAN-STYLE LIQUID LEVEL SENSING TIP. | 1536 | 1 | 126.23 | Corning | TT-1000-CBK-HTR | https://www.corning.com/worldwide/en.html
TT-1000-CBK-HTR-24 | 1000UL TECAN-STYLE LIQUID LEVEL SENSING TIP. (ECONOMY PACKAGED IN PAPER WRAPPER) | 4608 | 1 | 322.972 | Corning | TT-1000-CBK-HTR-24 | https://www.corning.com/worldwide/en.html
TT-1000-CBK-HTR-S | 1000UL TECAN-STYLE LIQUID LEVEL SENSING TIP. STERILE | 1536 | 1 | 141.921 | Corning | TT-1000-CBK-HTR-S | https://www.corning.com/worldwide/en.html
TT-1000-C-HTR | 1000UL TECAN-STYLE CLEAR POLYPROPYLENE TIP | 1536 | 1 | 108.537 | Corning | TT-1000-C-HTR | https://www.corning.com/worldwide/en.html
TT-1000-C-HTR-S | 1000UL PRE-STERILIZED TECAN-STYLE CLEAR POLYPROPYLENE TIP | 1536 | 1 | 118.339 | Corning | TT-1000-C-HTR-S | https://www.corning.com/worldwide/en.html
TT-200-CBK-HTR | 200UL TECAN-STYLE LIQUID LEVEL SENSING TIP. | 2304 | 1 | 197.171 | Corning | TT-200-CBK-HTR | https://www.corning.com/worldwide/en.html
TT-200-CBK-HTR-S | 200UL PRE-STERILIZED TECAN-STYLE LIQUID LEVEL SENSING TIP | 2304 | 1 | 219.258 | Corning | TT-200-CBK-HTR-S | https://www.corning.com/worldwide/en.html
TT-200-C-HTR | 200UL TECAN-STYLE CLEAR POLYPROPYLENE TIP | 2304 | 1 | 162.747 | Corning | TT-200-C-HTR | https://www.corning.com/worldwide/en.html
TT-200-C-HTR-S | 200UL PRE-STERILIZED TECAN-STYLE CLEAR POLYPROPYLENE TIP | 2304 | 1 | 177.45 | Corning | TT-200-C-HTR-S | https://www.corning.com/worldwide/en.html
TT-20-CBK-HTR | 20UL TECAN-STYLE LIQUID LEVEL SENSING TIP | 2304 | 1 | 205.049 | Corning | TT-20-CBK-HTR | https://www.corning.com/worldwide/en.html
TT-50-CBK-HTR | 50UL TECAN-STYLE LIQUID LEVEL SENSING TIP. | 2304 | 1 | 205.049 | Corning | TT-50-CBK-HTR | https://www.corning.com/worldwide/en.html
TT-50-CBK-HTR-36 | 50UL TECAN-STYLE LIQUID LEVEL SENSING TIP. (ECONOMY PACKAGED IN CARDBOARD WRAPPER) | 6912 | 1 | 503.217 | Corning | TT-50-CBK-HTR-36 | https://www.corning.com/worldwide/en.html
TT-50-CBK-HTR-S | 50UL TECAN-STYLE LIQUID LEVEL SENSING TIP. STERILE | 2304 | 1 | 233.428 | Corning | TT-50-CBK-HTR-S | https://www.corning.com/worldwide/en.html
TT-50-C-HTR | 50UL TECAN-STYLE CLEAR POLYPROPYLENE TIP | 2304 | 1 | 162.747 | Corning | TT-50-C-HTR | https://www.corning.com/worldwide/en.html
TWP-200-R | 200UL CLEAR PIPET TIP FOR WELL PRO | 4800 | 1 | 328.289 | Corning | TWP-200-R | https://www.corning.com/worldwide/en.html
TWP-200-R-S | 200UL PRE-STERILIZED CLEAR PIPET TIP FOR WELL PRO | 4800 | 1 | 334.919 | Corning | TWP-200-R-S | https://www.corning.com/worldwide/en.html
VT-20-R | 20UL VIOLET TIPS FOR V-PREP | 4800 | 1 | 237.523 | Corning | VT-20-R | https://www.corning.com/worldwide/en.html
VT-250-R | 250UL VIOLET TIPS FOR V-PREP | 4800 | 1 | 237.523 | Corning | VT-250-R | https://www.corning.com/worldwide/en.html
VT-250-R-LAB | 250UL VIOLET TIPS FOR V-PREP | 4800 | 1 | 261.105 | Corning | VT-250-R-LAB | https://www.corning.com/worldwide/en.html
VT-250-R-LAB-S | 250UL PRE-STERILIZED VIOLET TIPS FOR V-PREP. WITH BOTTOM LABEL | 4800 | 1 | 292.578 | Corning | VT-250-R-LAB-S | https://www.corning.com/worldwide/en.html
VT-250-R-S | 250UL PRE-STERILIZED VIOLET TIPS FOR V-PREP | 4800 | 1 | 292.578 | Corning | VT-250-R-S | https://www.corning.com/worldwide/en.html
VT-384-10UL-R | 10UL TIP FOR V-11, CLEAR | 19200 | 1 | 2642.627 | Corning | VT-384-10UL-R | https://www.corning.com/worldwide/en.html
VT-384-10UL-R-S | 10UL TIP FOR V-11, CLEAR - PRE-STERILIZED | 19200 | 1 | 2890.329 | Corning | VT-384-10UL-R-S | https://www.corning.com/worldwide/en.html
VT-384-10UL-SR-R | 10UL TIP FOR V-11, CLEAR, SMALL RACK | 19200 | 1 | 2878.07 | Corning | VT-384-10UL-SR-R | https://www.corning.com/worldwide/en.html
VT-384-31UL-R | 30UL TIP FOR V-11, CLEAR | 19200 | 1 | 2642.627 | Corning | VT-384-31UL-R | https://www.corning.com/worldwide/en.html
VT-384-31UL-R-S | 30UL TIP FOR V-11, CLEAR - PRE-STERILIZED | 19200 | 1 | 2890.329 | Corning | VT-384-31UL-R-S | https://www.corning.com/worldwide/en.html
VT-384-5UL-R | 5UL TIP FOR V-11, CLEAR | 19200 | 1 | 2642.627 | Corning | VT-384-5UL-R | https://www.corning.com/worldwide/en.html
VT-384-70UL-R | 70UL TIP FOR V-11, CLEAR | 19200 | 1 | 2642.627 | Corning | VT-384-70UL-R | https://www.corning.com/worldwide/en.html
VT-384-70UL-R-S | 70UL TIP FOR V-11, CLEAR - PRE-STERILIZED | 19200 | 1 | 2890.329 | Corning | VT-384-70UL-R-S | https://www.corning.com/worldwide/en.html
VT-50-R | 50UL VIOLET TIPS FOR V-PREP | 4800 | 1 | 237.523 | Corning | VT-50-R | https://www.corning.com/worldwide/en.html
ZT-100-R | 100UL ZYMARK TIPS, RACKED | 4800 | 1 | 212.446 | Corning | ZT-100-R | https://www.corning.com/worldwide/en.html
ZT-100-R-S | 100UL ZYMARK TIPS, RACKED & PRE-STERILIZED | 4800 | 1 | 235.573 | Corning | ZT-100-R-S | https://www.corning.com/worldwide/en.html
ZT-200-R | 200UL ZYMARK TIPS, RACKED | 4800 | 1 | 212.446 | Corning | ZT-200-R | https://www.corning.com/worldwide/en.html
ZT-200-R-S | 200UL ZYMARK TIPS, RACKED & PRE-STERILIZED | 4800 | 1 | 235.573 | Corning | ZT-200-R-S | https://www.corning.com/worldwide/en.html
ZT-205-WB-R-S | 200UL CLEAR WIDE BORE PRE-STERILIZED PIPET TIPS FOR ZYMARK AUTOMATED LIQUID HANDLING SYSTEM, RACKED | 4800 | 1 | 224.198 | Corning | ZT-205-WB-R-S | https://www.corning.com/worldwide/en.html
ZT-384-C-R | 30UL ZYMARK TIPS, RACKED | 19200 | 1 | 3765.71 | Corning | ZT-384-C-R | https://www.corning.com/worldwide/en.html
ZT-384-C-R-S | 30UL PRE-STERILIZED CLEAR PIPET TIPS FOR ZYMARK/CALIPER AUTOMATED LIQUID HANDLING SYSTEM. | 19200 | 1 | 3937.427 | Corning | ZT-384-C-R-S | https://www.corning.com/worldwide/en.html
ZT-50-R | 50UL CLEAR PIPET TIPS FOR ZYMARK AUTOMATED LIQUID HANDLING SYSTEM, RACKED | 4800 | 1 | 212.446 | Corning | ZT-50-R | https://www.corning.com/worldwide/en.html
ZT-50-R-S | 50UL PRE-STERILIZED CLEAR PIPET TIPS FOR ZYMARK AUTOMATED LIQUID HANDLING SYSTEM, RACKED | 4800 | 1 | 235.573 | Corning | ZT-50-R-S | https://www.corning.com/worldwide/en.html
GEN3-1000-L-R-S | 1000UL GEN3 MULTI-BARRIER FILTER TIPS,STERILE,1000/5000 | 5000 | 1 | 339.222 | Corning | GEN3-1000-L-R-S | https://www.corning.com/worldwide/en.html
GEN3-10-L-R-S | 0.1 - 10UL GEN3 MULTI-BARRIER FILTER TIPS,STERILE,960/4800 | 4800 | 1 | 339.222 | Corning | GEN3-10-L-R-S | https://www.corning.com/worldwide/en.html
GEN3-200-L-R-S | 200UL GEN3 MULTI-BARRIER FILTER TIPS,STERILE,960/4800 | 4800 | 1 | 339.222 | Corning | GEN3-200-L-R-S | https://www.corning.com/worldwide/en.html
GEN3-20-L-R-S | 20UL GEN3 MULTI-BARRIER FILTER TIPS,STERILE,960/4800 | 4800 | 1 | 339.222 | Corning | GEN3-20-L-R-S | https://www.corning.com/worldwide/en.html
TF-1000-L-R-S | 1000UL "MAXYMUM RECOVERY" FILTER TIPS, RACKED, PRE-STERILIZED | 5000 | 1 | 298.038 | Corning | TF-1000-L-R-S | https://www.corning.com/worldwide/en.html
TF-100-L | 100UL "MAXYMUM RECOVERY" FILTER TIPS | 10000 | 1 | 516.048 | Corning | TF-100-L | https://www.corning.com/worldwide/en.html
TF-100-L-R-S | 100UL "MAXYMUM RECOVERY" FILTER TIPS, RACKED, PRE-STERILIZED | 4800 | 1 | 327.366 | Corning | TF-100-L-R-S | https://www.corning.com/worldwide/en.html
TF-200-L-R-S | 200UL "MAXYMUM RECOVERY" FILTER TIPS, RACKED, PRE-STERILIZED | 4800 | 1 | 298.038 | Corning | TF-200-L-R-S | https://www.corning.com/worldwide/en.html
TF-20-L-R-S | 20UL "MAXYMUM RECOVERY" FILTER TIPS FOR P-20, RACKED, PRE-STERILIZED | 4800 | 1 | 298.038 | Corning | TF-20-L-R-S | https://www.corning.com/worldwide/en.html
TF-300-L-R-S | 10UL "MAXYMUM RECOVERY" TIPS FOR P-2, RACKED, PRE-STERILIZED | 4800 | 1 | 298.038 | Corning | TF-300-L-R-S | https://www.corning.com/worldwide/en.html
TF-350-L-R-S | 300UL "MAXYMUM RECOVERY" FILTER TIPS, RACKED AND PRE-STERILIZED | 4800 | 1 | 298.038 | Corning | TF-350-L-R-S | https://www.corning.com/worldwide/en.html
TF-400-L-R-S | 0.1-10UL MAXYMUM RECOVERY FILTER TIPS FOR EPPENDORF ULTRA MICRO, RACKED, PRE-STERILIZED | 4800 | 1 | 305.422 | Corning | TF-400-L-R-S | https://www.corning.com/worldwide/en.html
TF-420-L-R-S | 0.1-20UL MAXYMUM RECOVERY STERILILIZED FILTERED PIPET TIPS FOR EPPENDORF ULTRA MICRO | 4800 | 1 | 298.038 | Corning | TF-420-L-R-S | https://www.corning.com/worldwide/en.html
TF-50-L-R-S | 50UL "MAXYMUM RECOVERY" FILTER TIPS, RACKED, PRE-STERILIZED | 4800 | 1 | 327.548 | Corning | TF-50-L-R-S | https://www.corning.com/worldwide/en.html
TXLF-10-L-R-S | 0.5-10UL MAXYMUM RECOVERY PRE STERILIZED ULTRA MICRO EXTRA LONG CLEAR PIPET TIPS FOR PIPETMAN P2/P10 AND EPPENDORF RESEARCH/REFERENCE. | 4800 | 1 | 296.712 | Corning | TXLF-10-L-R-S | https://www.corning.com/worldwide/en.html
FX-20-L-R | 20UL MAXYMUM RECOVERY PIPET TIPS FOR BECKMAN FX ROBOTICS SYSTEM | 4800 | 1 | 255.437 | Corning | FX-20-L-R | https://www.corning.com/worldwide/en.html
FX-20-L-R-S | 20UL MAXYMUM RECOVERY PRE-STERILIZED PIPET TIPS FOR BECKMAN FX ROBOTICS SYSTEM | 4800 | 1 | 304.33 | Corning | FX-20-L-R-S | https://www.corning.com/worldwide/en.html
FX-250-L-R | 250UL CLEAR MAXYMUM RECOVERY PIPET TIPS FOR BECKMAN FX ROBOTICS SYSTEM | 4800 | 1 | 255.437 | Corning | FX-250-L-R | https://www.corning.com/worldwide/en.html
FX-250-L-R-S | 250UL CLEAR MAXYMUM RECOVERY PRE-STERILIZED PIPET TIPS FOR BECKMAN FX ROBOTICS SYSTEM | 4800 | 1 | 302.068 | Corning | FX-250-L-R-S | https://www.corning.com/worldwide/en.html
FX-384-L-R | 30UL CLEAR MAXYMUM RECOVERY PIPET TIPS FOR BECKMAN FX ROBOTICS SYSTEM. | 19200 | 1 | 3133.585 | Corning | FX-384-L-R | https://www.corning.com/worldwide/en.html
FX-384-XL-L-R | 50UL MAXYMUM RECOVERY CLEAR EXTRA LONG PIPET TIPS FOR BECKMAN FX ROBOTICS SYSTEM. | 19200 | 1 | 3217.968 | Corning | FX-384-XL-L-R | https://www.corning.com/worldwide/en.html
FX-384-XL-R-S | 50UL PRE-STERILIZED CLEAR EXTRA LONG PIPET TIPS FOR BECKMAN FX ROBOTICS SYSTEM. | 19200 | 1 | 2935.348 | Corning | FX-384-XL-R-S | https://www.corning.com/worldwide/en.html
FX-50-L-R | 50UL MAXYMUM RECOVERY CLEAR PIPET TIPS FOR BECKMAN FX ROBOTICS SYSTEM | 4800 | 1 | 290.082 | Corning | FX-50-L-R | https://www.corning.com/worldwide/en.html
FX-50-L-R-S | 50UL PRE STERILIZED MAXYMUM RECOVERY CLEAR PIPET TIPS FOR BECKMAN FX ROBOTICS SYSTEM | 4800 | 1 | 345.527 | Corning | FX-50-L-R-S | https://www.corning.com/worldwide/en.html
PK-200-L-R | 200UL CLEAR MAXYMUM RECOVERY TIPS FOR PACKARD"S PLATE TRACK, EVOLUTION AND MINI TRACK INSTRUMENTS | 4800 | 1 | 322.634 | Corning | PK-200-L-R | https://www.corning.com/worldwide/en.html
VT-250-L-R | 250UL MAXYMUM RECOVERY VIOLET TIPS FOR V-PREP. | 4800 | 1 | 259.415 | Corning | VT-250-L-R | https://www.corning.com/worldwide/en.html
VT-384-10-L-R | 10UL MAXYMUM RECOVERY TIP, CLEAR. 384 TIPS PER RACK | 19200 | 1 | 3171.142 | Corning | VT-384-10-L-R | https://www.corning.com/worldwide/en.html
VT-384-31-L-R | 30UL FINE POINT MAXYMUM RECOVERY TIP. 384 TIPS PER RACK | 19200 | 1 | 3171.142 | Corning | VT-384-31-L-R | https://www.corning.com/worldwide/en.html
VT-384-31-L-R-S | 30UL FINE POINT MAXYMUM RECOVERY TIP, STERILE. 384 TIPS PER RACK | 19200 | 1 | 3468.699 | Corning | VT-384-31-L-R-S | https://www.corning.com/worldwide/en.html
VT-384-5-L-R | 5UL MAXYMUM RECOVERY TIP, CLEAR. 384 TIPS PER RACK | 19200 | 1 | 3171.142 | Corning | VT-384-5-L-R | https://www.corning.com/worldwide/en.html
VT-384-5-L-R-S | 5UL MAXYMUM RECOVERY TIP, CLEAR- STERILE. 384 TIPS PER RACK | 19200 | 1 | 3468.699 | Corning | VT-384-5-L-R-S | https://www.corning.com/worldwide/en.html
VT-384-70-L-R | 70UL MAXYMUM RECOVERY TIP, CLEAR. 384 TIPS PER RACK | 19200 | 1 | 3171.142 | Corning | VT-384-70-L-R | https://www.corning.com/worldwide/en.html
VT-384-70-L-R-S | 70UL MAXYMUM RECOVERY TIP, CLEAR - STERILE. 384 TIPS PER RACK | 19200 | 1 | 3468.699 | Corning | VT-384-70-L-R-S | https://www.corning.com/worldwide/en.html
ZT-100-L-R | 100UL MAXYMUM RECOVERY ZYMARK TIPS, RACKED | 4800 | 1 | 256.62 | Corning | ZT-100-L-R | https://www.corning.com/worldwide/en.html
ZT-200-L-R-S | 200UL MAXYMUM RECOVERY ZYMARK TIPS, RACKED & PRE-STERILIZED | 4800 | 1 | 270.413 | Corning | ZT-200-L-R-S | https://www.corning.com/worldwide/en.html
CTF-199-R-S | 200UL PRE-STERILIZED FILTER TIP FOR CORBETT X-TRACTOR | 4800 | 1 | 346.749 | Corning | CTF-199-R-S | https://www.corning.com/worldwide/en.html
EVF-100-R-S | 100UL CLEAR PRE-STERILIZED FILTERED PIPET TIPS FOR TECAN EVO/ CALIPER ZEPHYR AUTOMATED LIQUID HANDLING SYSTEM | 4800 | 1 | 445.562 | Corning | EVF-100-R-S | https://www.corning.com/worldwide/en.html
EVF-180-R-S | 180UL CLEAR PRE-STERILIZED FILTERED PIPET TIPS FOR TECAN EVO/ CALIPER ZEPHYR AUTOMATED LIQUID HANDLING SYSTEM | 4800 | 1 | 445.562 | Corning | EVF-180-R-S | https://www.corning.com/worldwide/en.html
EVF-205-WB-R-S | 180UL FILTERED CLEAR WIDE BORE PIPET TIPS FOR "OASIS" AUTOMATED LIQUID HANDLING SYSTEM,STERILE,960,4800 | 4800 | 1 | 557.505 | Corning | EVF-205-WB-R-S | https://www.corning.com/worldwide/en.html
EVF-50-R-S | 50UL CLEAR PRE-STERILIZED FILTERED PIPET TIPS FOR TECAN EVO/ CALIPER ZEPHYR AUTOMATED LIQUID HANDLING SYSTEM | 4800 | 1 | 445.562 | Corning | EVF-50-R-S | https://www.corning.com/worldwide/en.html
FXF-165-WB-R-S | 165UL CLEAR WIDE BORE STERILIZED FILTERED PIPET TIPS FOR BECKMAN FX ROBOTICS SYSTEM | 4800 | 1 | 436.449 | Corning | FXF-165-WB-R-S | https://www.corning.com/worldwide/en.html
FXF-180-R-S | 165UL CLEAR STERILIZED FILTERED PIPET TIPS FOR BECKMAN FX ROBOTICS SYSTEM | 4800 | 1 | 436.449 | Corning | FXF-180-R-S | https://www.corning.com/worldwide/en.html
FXF-200-R-S | 200UL CLEAR STERILIZED FILTERED PIPET TIPS FOR BECKMAN FX ROBOTICS SYSTEM | 4800 | 1 | 409.578 | Corning | FXF-200-R-S | https://www.corning.com/worldwide/en.html
FXF-205-WB-R-S | 200UL CLEAR WIDE BORE STERILIZED FILTERED PIPET TIPS FOR BECKMAN FX ROBOTICS SYSTEM | 4800 | 1 | 559.039 | Corning | FXF-205-WB-R-S | https://www.corning.com/worldwide/en.html
FXF-20-R-S | 20UL STERILIZED FILTERED PIPET TIPS FOR BECKMAN FX ROBOTICS SYSTEM | 4800 | 1 | 436.449 | Corning | FXF-20-R-S | https://www.corning.com/worldwide/en.html
FXF-384-30FP-R-S | 30UL PRE-STERILIZED FILTERED FINE POINT TIPS FOR BECKMAN FX ROBOTICS SYSTEM | 19200 | 1 | 5132.036 | Corning | FXF-384-30FP-R-S | https://www.corning.com/worldwide/en.html
FXF-384-XL-R-S | 30UL PRE-STERILIZED CLEAR EXTRA LONG FILTERED PIPET TIPS FOR BECKMAN FX ROBOTICS SYSTEM | 19200 | 1 | 3988.725 | Corning | FXF-384-XL-R-S | https://www.corning.com/worldwide/en.html
FXF-50-R-S | 50UL PRE STERILIZED FILTERED PIPET TIPS FOR BECKMAN FX ROBOTICS SYSTEM | 4800 | 1 | 436.449 | Corning | FXF-50-R-S | https://www.corning.com/worldwide/en.html
HTF-1000-CBK-HTR-S | 1000UL HAMILTON CO-RE STYLE LIQUID LEVEL SENSING FILTER TIP,STERILE,96 TIPS/RACK, 16 RACKS/CASE | 1536 | 1 | 158.613 | Corning | HTF-1000-CBK-HTR-S | https://www.corning.com/worldwide/en.html
HTF-1000-CBKHTRS5 | 1000UL PRE-STERILIZED HAMILTON CO-RE STYLE LIQUID LEVEL SENSING FILTER TIP. 96 TIPS PER RACK, 5 RACKS/PACK, 8 PACKS/CASE | 3840 | 1 | 396.409 | Corning | HTF-1000-CBKHTRS5 | https://www.corning.com/worldwide/en.html
HTF-1000-C-HTR-S-5 | 1000UL PRE-STERILIZED HAMILTON CO-RE STYLE CLEAR FILTER TIP. 96 TIPS PER RACK, 5 RACKS/PACK, 8 PACKS/CASE | 3840 | 1 | 396.409 | Corning | HTF-1000-C-HTR-S-5 | https://www.corning.com/worldwide/en.html
HTF-10-CBK-HTR-S | 10UL HAMILTON CO-RE STYLE LIQUID LEVEL SENSING FILTER TIP,STERILE,96 TIPS/RACK, 24 RACKS/CASE | 2304 | 1 | 237.289 | Corning | HTF-10-CBK-HTR-S | https://www.corning.com/worldwide/en.html
HTF-10-CBK-HTR-S-5 | 10UL PRE-STERILIZED HAMILTON CO-RE STYLE LIQUID LEVEL SENSING FILTER TIP. 96 TIPS PER RACK, 5 RACKS/PACK, 12 PACKS/CASE | 5760 | 1 | 593.151 | Corning | HTF-10-CBK-HTR-S-5 | https://www.corning.com/worldwide/en.html
HTF-10-C-HTR-S-5 | 10UL PRE-STERILIZED HAMILTON CO-RE STYLE CLEAR FILTER TIP. 96 TIPS PER RACK, 5 RACKS/PACK, 12 PACKS/CASE | 5760 | 1 | 593.151 | Corning | HTF-10-C-HTR-S-5 | https://www.corning.com/worldwide/en.html
HTF-300-CBK-HTR-S | 300UL HAMILTON CO-RE STYLE LIQUID LEVEL SENSING FILTER TIP,STERILE,96 TIPS/RACK, 24 RACKS/CASE | 2304 | 1 | 237.289 | Corning | HTF-300-CBK-HTR-S | https://www.corning.com/worldwide/en.html
HTF-300-CBK-HTRS5 | 300UL PRE-STERILIZED HAMILTON CO-RE STYLE LIQUID LEVEL SENSING FILTER TIP. 96 TIPS PER RACK, 5 RACKS/PACK, 12 PACKS/CASE | 5760 | 1 | 593.151 | Corning | HTF-300-CBK-HTRS5 | https://www.corning.com/worldwide/en.html
HTF-300-C-HTR-S-5 | 300UL PRE-STERILIZED HAMILTON CO-RE STYLE CLEAR FILTER TIP. 96 TIPS PER RACK, 5 RACKS/PACK, 12 PACKS/CASE | 5760 | 1 | 593.151 | Corning | HTF-300-C-HTR-S-5 | https://www.corning.com/worldwide/en.html
HTF-50-CBK-HTR-S | 50UL HAMILTON CO-RE STYLE LIQUID LEVEL SENSING FILTERTIP,STERILE,96 TIPS/RACK, 24 RACK/CASE | 2304 | 1 | 237.289 | Corning | HTF-50-CBK-HTR-S | https://www.corning.com/worldwide/en.html
HTF-50-CBK-HTR-S-5 | 50UL PRE-STERILIZED HAMILTON CO-RE STYLE LIQUID LEVEL SENSING FILTER TIP. 96 TIPS PER RACK, 5 RACKS/PACK, 12 PACKS/CASE | 5760 | 1 | 593.151 | Corning | HTF-50-CBK-HTR-S-5 | https://www.corning.com/worldwide/en.html
HTF-50-C-HTR-S-5 | 50UL PRE-STERILIZED HAMILTON CO-RE STYLE CLEAR FILTER TIP. 96 TIPS PER RACK, 5 RACKS/PACK, 12 PACKS/CASE | 5760 | 1 | 593.151 | Corning | HTF-50-C-HTR-S-5 | https://www.corning.com/worldwide/en.html
PKF-384-R-S | 30UL PRE-STERILIZED FILTERED TIPS FOR PACKARD"S PLATE TRACK | 19200 | 1 | 2918.123 | Corning | PKF-384-R-S | https://www.corning.com/worldwide/en.html
RRF-175-CBK-R-S | 150UL PRE-STERILIZED FILTERED BLACK CONDUCTIVE TIP FOR PACKARD MPII AND JANUS | 4800 | 1 | 813.254 | Corning | RRF-175-CBK-R-S | https://www.corning.com/worldwide/en.html
RRF-175-C-R-S | TIP FILTERED 160UL CLEAR FOR JANUS - STERILE | 4800 | 1 | 648.856 | Corning | RRF-175-C-R-S | https://www.corning.com/worldwide/en.html
RRF-25-CBK-R-S | 25UL PRE-STERILIZED FILTERED BLACK CONDUCTIVE TIP FOR PACKARD MPII AND JANUS. | 4800 | 1 | 675.194 | Corning | RRF-25-CBK-R-S | https://www.corning.com/worldwide/en.html
RRF-25-C-R-S | TIP FILTERED 25UL CLEAR FOR JANUS - STERILE | 4800 | 1 | 648.856 | Corning | RRF-25-C-R-S | https://www.corning.com/worldwide/en.html
TTF-1000-CBK-HTR-S | 1000UL TECAN-STYLE LIQUID LEVEL SENSING FILTER TIP. | 1536 | 1 | 165.581 | Corning | TTF-1000-CBK-HTR-S | https://www.corning.com/worldwide/en.html
TTF-1000-C-HTR-S | 1000UL TECAN-STYLE CLEAR POLYPROPYLENE FILTERTIP | 1536 | 1 | 146.666 | Corning | TTF-1000-C-HTR-S | https://www.corning.com/worldwide/en.html
TTF-200-CBK-HTR-S | 200UL TECAN-STYLE LIQUID LEVEL SENSING FILTER TIP. | 2304 | 1 | 268.112 | Corning | TTF-200-CBK-HTR-S | https://www.corning.com/worldwide/en.html
TTF-200-C-HTR-S | 200UL TECAN-STYLE CLEAR POLYPROPYLENE TIP | 2304 | 1 | 220.181 | Corning | TTF-200-C-HTR-S | https://www.corning.com/worldwide/en.html
TTF-20-CBK-HTR-S | 10UL PRE-STERILIZED TECAN-STYLE LIQUID LEVEL SENSING FILTER TIP | 2304 | 1 | 276.029 | Corning | TTF-20-CBK-HTR-S | https://www.corning.com/worldwide/en.html
TTF-20-C-HTR-S | 20UL TECAN-STYLE CLEAR POLYPROPYLENE TIP | 2304 | 1 | 220.181 | Corning | TTF-20-C-HTR-S | https://www.corning.com/worldwide/en.html
TTF-50-CBK-HTR-S | 50UL TECAN-STYLE LIQUID LEVEL SENSING FILTER TIP. | 2304 | 1 | 276.029 | Corning | TTF-50-CBK-HTR-S | https://www.corning.com/worldwide/en.html
TTF-50-C-HTR-S | 50UL TECAN-STYLE CLEAR POLYPROPYLENE TIP. | 2304 | 1 | 209.729 | Corning | TTF-50-C-HTR-S | https://www.corning.com/worldwide/en.html
VTF-165-R-S | 165UL VIOLET PRE-STERILIZED FILTERED TIPS FOR V-PREP | 4800 | 1 | 394.836 | Corning | VTF-165-R-S | https://www.corning.com/worldwide/en.html
VTF-20-R-S | 20UL VIOLET PRE-STERILIZED FILTERED TIPS FOR V-PREP | 4800 | 1 | 394.836 | Corning | VTF-20-R-S | https://www.corning.com/worldwide/en.html
VTF-384-15UL-R-S | 15UL FILTERED FINE POINT TIP FOR V-11, CLEAR - PRE-STERILIZED | 19200 | 1 | 3696.537 | Corning | VTF-384-15UL-R-S | https://www.corning.com/worldwide/en.html
VTF-384-50UL-R-S | 50UL FILTERED TIP FOR V-11, CLEAR - PRE-STERILIZED | 19200 | 1 | 3696.537 | Corning | VTF-384-50UL-R-S | https://www.corning.com/worldwide/en.html
ZTF-100-R-S | 100UL ZYMARK FILTER TIPS, RACKED & PRE-STERILIZED | 4800 | 1 | 482.235 | Corning | ZTF-100-R-S | https://www.corning.com/worldwide/en.html
ZTF-200-R-S | 200UL ZYMARK FILTER TIPS, RACKED & PRE-STERILIZED | 4800 | 1 | 482.235 | Corning | ZTF-200-R-S | https://www.corning.com/worldwide/en.html
ZTF-50-R-S | 50UL CLEAR FILTERED PRE-STERILIZED PIPET TIPS FOR ZYMARK AUTOMATED LIQUID HANDLING SYSTEM, RACKED | 4800 | 1 | 416 | Corning | ZTF-50-R-S | https://www.corning.com/worldwide/en.html
FXF-180-L-R-S | 165UL CLEAR MAXYMUM RECOVERY STERILIZED FILTERED PIPET TIPS FOR BECKMAN FX ROBOTICS SYSTEM | 4800 | 1 | 488.592 | Corning | FXF-180-L-R-S | https://www.corning.com/worldwide/en.html
FXF-20-L-R-S | 20UL MAXYMUM RECOVERY STERILIZED FILTERED PIPET TIPS FOR BECKMAN FX ROBOTICS SYSTEM | 4800 | 1 | 488.592 | Corning | FXF-20-L-R-S | https://www.corning.com/worldwide/en.html
FXF-384-L-R-S | 30UL PRE-STERILIZED MAXYMUM RECOVERY CLEAR FILTERED PIPET TIPS FOR BECKMAN FX ROBOTICS SYSTEM | 19200 | 1 | 3971.422 | Corning | FXF-384-L-R-S | https://www.corning.com/worldwide/en.html
FXF-384-XL-96-L-RS | 30UL PRE-STERILIZED MAXYMUM RECOVERY CLEAR EXTRA LONG FILTERED PIPET TIPS FOR BECKMAN FX ROBOTICS SYSTEM. 96 TIPS PER RACK, 10 RACKS PER UNIT, 5 UNITS PER CASE. | 4800 | 1 | 3389.841 | Corning | FXF-384-XL-96-L-RS | https://www.corning.com/worldwide/en.html
FXF-384-XL-L-R-S | 30UL PRE-STERILIZED MAXYMUM RECOVERY CLEAR EXTRA LONG FILTERED PIPET TIPS FOR BECKMAN FX ROBOTICS SYSTEM | 19200 | 1 | 4161.313 | Corning | FXF-384-XL-L-R-S | https://www.corning.com/worldwide/en.html
FXF-50-L-R-S | 50UL PRE STERILIZED FILTERED PIPET TIPS FOR BECKMAN FX ROBOTICS SYSTEM | 4800 | 1 | 485.03 | Corning | FXF-50-L-R-S | https://www.corning.com/worldwide/en.html
VTF-165-L-R-S | 165UL VIOLET MAXYMUM RECOVERY PRE-STERILIZED FILTERED TIPS FOR V-PREP | 4800 | 1 | 464.048 | Corning | VTF-165-L-R-S | https://www.corning.com/worldwide/en.html
VTF-384-15-L-R-S | 15UL FILTERED MAXYMUM RECOVERY TIP, CLEAR - STERILE. 384 TIPS PER RACK. 10 RACKS PER UNIT. 5 UNITS PER CASE. | 19200 | 1 | 4435.821 | Corning | VTF-384-15-L-R-S | https://www.corning.com/worldwide/en.html
VTF-384-50-L-R-S | 50UL FILTERED MAXYMUM RECOVERY TIP, CLEAR - STERILE. 384 TIPS PER RACK | 19200 | 1 | 4435.821 | Corning | VTF-384-50-L-R-S | https://www.corning.com/worldwide/en.html
ZTF-100-L-R-S | 100UL MAXYMUM RECOVERY ZYMARK FILTER TIPS, RACKED & PRE-STERILIZED | 4800 | 1 | 535.834 | Corning | ZTF-100-L-R-S | https://www.corning.com/worldwide/en.html
ZTF-200-L-R-S | 200UL MAXYMUM RECOVERY ZYMARK FILTER TIPS, RACKED & PRE-STERILIZED | 4800 | 1 | 535.834 | Corning | ZTF-200-L-R-S | https://www.corning.com/worldwide/en.html
MAG-PLANT-gDNA-10 | AXYPREP MAG PLANT DNA-10 PREP | 1 | 1 | 42.081 | Corning | MAG-PLANT-gDNA-10 | https://www.corning.com/worldwide/en.html
MAG-PLANT-gDNA-M | AXYPREP MAG PLANT DNA-384 PREP | 1 | 1 | 711.685 | Corning | MAG-PLANT-gDNA-M | https://www.corning.com/worldwide/en.html
MAG-PLANT-gDNA-S | AXYPREP MAG PLANT DNA-96 PREP | 1 | 1 | 384.735 | Corning | MAG-PLANT-gDNA-S | https://www.corning.com/worldwide/en.html
AGR-LE-100 | AGAROSE LE, LOW EEO, MOLECULAR BIOLOGY GRADE, 100G PER UNIT | 1 | 1 | 138.294 | Corning | AGR-LE-100 | https://www.corning.com/worldwide/en.html
AGR-LE-1001 | AGAROSE LE, LOW EEO, MOLECULAR BIOLOGY GRADE, 100G PER UNIT, 10 UNITS PER CASE | 10 | 1 | 741.52 | Corning | AGR-LE-1001 | https://www.corning.com/worldwide/en.html
AGR-LE-5001 | AGAROSE LE, LOW EEO, MOLECULAR BIOLOGY GRADE, 500G/UNIT, 10 UNITS PER CASE | 10 | 1 | 3027.726 | Corning | AGR-LE-5001 | https://www.corning.com/worldwide/en.html
AGR-LM-1001 | AGAROSE LM, LOW MELTING, MOLECULAR BIOLOGY GRADE, 100G/UNIT, 10 UNITS PER CASE (AL) | 10 | 1 | 3707.158 | Corning | AGR-LM-1001 | https://www.corning.com/worldwide/en.html
AGR-LM-501 | AGAROSE LM, LOW MELTING, MOLECULAR BIOLOGY GRADE, 50G/UNIT, 10 UNITS PER CASE (AL) | 10 | 1 | 2045.134 | Corning | AGR-LM-501 | https://www.corning.com/worldwide/en.html
AGR-MS-1001 | AGAROSE MS, PCR SCREENING, MOLECULAR BIOLOGY GRADE, 100G/UNIT, 10 UNITS PER CASE | 10 | 1 | 2008.214 | Corning | AGR-MS-1001 | https://www.corning.com/worldwide/en.html
IMAG-12T | IMAG MAGNETIC HAND-HELD DEVICE FOR SCREW CAP TUBES, 1 UNIT | 1 | 1 | 449.631 | Corning | IMAG-12T | https://www.corning.com/worldwide/en.html
IMAG-96P | IMAG UNIVERSAL MAGNETIC HAND-HELD DEVICE FOR PCR AND 96 WELL PLATES, 1 UNIT | 1 | 1 | 619.723 | Corning | IMAG-96P | https://www.corning.com/worldwide/en.html
MAG-DYECL-1 | AXYPREP MAG DYECLEAN KIT- 1 ML - (SAMPLE SIZE) | 1 | 1 | 45.318 | Corning | MAG-DYECL-1 | https://www.corning.com/worldwide/en.html
MAG-DYECL-250 | AXYPREP MAG DYECLEAN KIT- 250 ML - 25000 PREPS. | 1 | 1 | 4152.33 | Corning | MAG-DYECL-250 | https://www.corning.com/worldwide/en.html
MAG-DYECL-5 | AXYPREP MAG DYECLEAN KIT- 5 ML - 800 PREPS | 1 | 1 | 180.518 | Corning | MAG-DYECL-5 | https://www.corning.com/worldwide/en.html
MAG-DYECL-50 | AXYPREP MAG DYECLEAN KIT- 50 ML - 5000 PREPS | 1 | 1 | 1037.517 | Corning | MAG-DYECL-50 | https://www.corning.com/worldwide/en.html
MAG-FRAG-I-1 | AXYPREP FRAGMENTSELECT-I KIT- 1 ML - (SAMPLE SIZE) | 1 | 1 | 34.216 | Corning | MAG-FRAG-I-1 | https://www.corning.com/worldwide/en.html
MAG-FRAG-I-250 | AXYPREP FRAGMENTSELECT-I KIT- 250 ML - 1900 PREPS | 1 | 1 | 1922.7 | Corning | MAG-FRAG-I-250 | https://www.corning.com/worldwide/en.html
MAG-FRAG-I-5 | AXYPREP FRAGMENTSELECT-I KIT- 5 ML - 4 PREPS | 1 | 1 | 128.193 | Corning | MAG-FRAG-I-5 | https://www.corning.com/worldwide/en.html
MAG-FRAG-I-50 | AXYPREP FRAGMENTSELECT-I KIT- 50 ML - 380 PREPS | 1 | 1 | 628.719 | Corning | MAG-FRAG-I-50 | https://www.corning.com/worldwide/en.html
MAG-PCR-CL-1 | AXYPREP MAG PCR CLEAN UP KIT- 1 ML - (SAMPLE SIZE) | 1 | 1 | 28.015 | Corning | MAG-PCR-CL-1 | https://www.corning.com/worldwide/en.html
MAG-PCR-CL-5 | AXYPREP MAG PCR CLEAN UP KIT- 5 ML - 110 PREPS | 1 | 1 | 115.544 | Corning | MAG-PCR-CL-5 | https://www.corning.com/worldwide/en.html
MAG-PCR-CL-50 | AXYPREP MAG PCR CLEAN UP KIT- 50 ML - 1110 PREPS | 1 | 1 | 549.354 | Corning | MAG-PCR-CL-50 | https://www.corning.com/worldwide/en.html
MAG-PCR-NM-1 | AXYPREP MAG PCR NORMALIZER KIT- 1 ML - (SAMPLE SIZE) | 1 | 1 | 43.134 | Corning | MAG-PCR-NM-1 | https://www.corning.com/worldwide/en.html
MAG-PCR-NM-250 | AXYPREP MAG PCR NORMALIZER KIT- 250 ML - 1920 PREPS | 1 | 1 | 1805.375 | Corning | MAG-PCR-NM-250 | https://www.corning.com/worldwide/en.html
MAG-PCR-NM-5 | AXYPREP MAG PCR NORMALIZER KIT- 5 ML - 96 PREPS | 1 | 1 | 198.627 | Corning | MAG-PCR-NM-5 | https://www.corning.com/worldwide/en.html
MAG-PCR-NM-50 | AXYPREP MAG PCR NORMALIZER KIT- 50 ML - 384 PREPS | 1 | 1 | 593.372 | Corning | MAG-PCR-NM-50 | https://www.corning.com/worldwide/en.html
MAG-P-10 | AXYPREP MAG PLASMID KIT- SMALL - 10PREPS- (SAMPLE SIZE) | 1 | 1 | 57.356 | Corning | MAG-P-10 | https://www.corning.com/worldwide/en.html
MAG-P-M | AXYPREP MAG PLASMID KIT- MEDIUM - 384 PREPS | 1 | 1 | 633.698 | Corning | MAG-P-M | https://www.corning.com/worldwide/en.html
MAG-P-S | AXYPREP MAG PLASMID KIT- SMALL - 96 PREPS | 1 | 1 | 418.223 | Corning | MAG-P-S | https://www.corning.com/worldwide/en.html
MAG-T-10 | AXYPREP MAG TISSUE-BLOOD GDNA- SMALL - 10 PREPS | 1 | 1 | 20.215 | Corning | MAG-T-10 | https://www.corning.com/worldwide/en.html
MAG-T-GDNA-M | AXYPREP MAG TISSUE-BLOOD GDNA- MEDIUM - 384 PREPS | 1 | 1 | 554.684 | Corning | MAG-T-GDNA-M | https://www.corning.com/worldwide/en.html
MAG-T-GDNA-S | AXYPREP MAG TISSUE-BLOOD GDNA- SMALL - 96 PREPS | 1 | 1 | 203.021 | Corning | MAG-T-GDNA-S | https://www.corning.com/worldwide/en.html
RES-2CV-25 | RESERVOIR, POLYPROPYLENE, 25 ML, DIVIDED, NONSTERILE, BULK | 100 | 1 | 49.764 | Corning | RES-2CV-25 | https://www.corning.com/worldwide/en.html
RES-2CV-25-S | RESERVOIR, POLYPROPYLENE, 25 ML, DIVIDED, STERILE, BULK | 200 | 1 | 94.978 | Corning | RES-2CV-25-S | https://www.corning.com/worldwide/en.html
RES-2CV-25-SI | RESERVOIR, POLYPROPYLENE, 25 ML, DIVIDED, STERILE, INDIVIDUALLY PACKAGED | 100 | 1 | 116.129 | Corning | RES-2CV-25-SI | https://www.corning.com/worldwide/en.html
RES-MW12-HP | RESERVOIR AXYVOIR, 12 CHANNEL MULTI WELL, POLYPROPYLENE, 7.0 ML, CLEAR, HIGH PROFILE, NONSTERILE, BULK | 25 | 1 | 188.331 | Corning | RES-MW12-HP | https://www.corning.com/worldwide/en.html
RES-MW12-HP-SI | RESERVOIR AXYVOIR, 12 CHANNEL MULTI WELL, POLYPROPYLENE, 7.0 ML, CLEAR, HIGH PROFILE, STERILE, INDIVIDUALLY PACKAGED | 25 | 1 | 210.21 | Corning | RES-MW12-HP-SI | https://www.corning.com/worldwide/en.html
RES-MW12-LP | RESERVOIR AXYVOIR, 12 CHANNEL MULTI WELL, POLYPROPYLENE, 1.75 ML, CLEAR, LOW PROFILE, NONSTERILE, BULK | 25 | 1 | 188.331 | Corning | RES-MW12-LP | https://www.corning.com/worldwide/en.html
RES-MW12-LP-SI | RESERVOIR AXYVOIR, 12 CHANNEL MULTI WELL, POLYPROPYLENE, 1.75 ML, CLEAR, LOW PROFILE, STERILE, INDIVIDUALLY PACKAGED | 25 | 1 | 190.775 | Corning | RES-MW12-LP-SI | https://www.corning.com/worldwide/en.html
RES-MW4-HP | RESERVOIR AXYVOIR, 4 CHANNEL MULTI WELL, POLYPROPYLENE, 73 ML, CLEAR, HIGH PROFILE, NONSTERILE, BULK | 25 | 1 | 194.064 | Corning | RES-MW4-HP | https://www.corning.com/worldwide/en.html
RES-MW8-HP | RESERVOIR AXYVOIR, 8 CHANNEL MULTI WELL, POLYPROPYLENE, 10 ML, CLEAR, HIGH PROFILE, NONSTERILE, BULK | 25 | 1 | 188.331 | Corning | RES-MW8-HP | https://www.corning.com/worldwide/en.html
RES-MW8-HP-SI | RESERVOIR AXYVOIR, 8 CHANNEL MULTI WELL, POLYPROPYLENE, 10 ML, CLEAR, HIGH PROFILE, STERILE, INDIVIDUALLY PACKAGED | 25 | 1 | 210.21 | Corning | RES-MW8-HP-SI | https://www.corning.com/worldwide/en.html
RES-MW8-LP | RESERVOIR AXYVOIR, 8 CHANNEL MULTI WELL, POLYPROPYLENE, 4.0 ML, CLEAR, LOW PROFILE, NONSTERILE, BULK | 25 | 1 | 188.331 | Corning | RES-MW8-LP | https://www.corning.com/worldwide/en.html
RES-MW8-LP-SI | RESERVOIR AXYVOIR, 8 CHANNEL MULTI WELL, POLYPROPYLENE, 4.0 ML, CLEAR, LOW PROFILE, STERILE, INDIVIDUALLY PACKAGED | 25 | 1 | 190.775 | Corning | RES-MW8-LP-SI | https://www.corning.com/worldwide/en.html
RES-SW12-HP | RESERVOIR AXYVOIR, 12 BOTTOM SINGLE WELL, POLYPROPYLENE, 290 ML, CLEAR, HIGH PROFILE, NONSTERILE, BULK | 25 | 1 | 188.331 | Corning | RES-SW12-HP | https://www.corning.com/worldwide/en.html
RES-SW12-HP-SI | RESERVOIR AXYVOIR, 12 BOTTOM SINGLE WELL, POLYPROPYLENE, 290 ML, CLEAR, HIGH PROFILE, STERILE, INDIVIDUALLY PACKAGED | 25 | 1 | 190.775 | Corning | RES-SW12-HP-SI | https://www.corning.com/worldwide/en.html
RES-SW1-LP | RESERVOIR AXYVOIR, 1 BOTTOM SINGLE WELL, POLYPROPYLENE, 90 ML, CLEAR, LOW PROFILE, NONSTERILE, BULK | 25 | 1 | 188.331 | Corning | RES-SW1-LP | https://www.corning.com/worldwide/en.html
RES-SW1-LP-SI | RESERVOIR AXYVOIR, 1 BOTTOM SINGLE WELL, POLYPROPYLENE, 90 ML, CLEAR, LOW PROFILE, STERILE, INDIVIDUALLY PACKAGED | 25 | 1 | 246.766 | Corning | RES-SW1-LP-SI | https://www.corning.com/worldwide/en.html
RES-SW384-FX | RESERVOIR AXYVOIR, 384 PRISM BOTTOM SINGLE WELL, FOR 384 HEADS FROM BECKMANN CALIPER AND OTHERS, POLYPROPYLENE, CLEAR, MEDIUM PROFILE, NONSTERILE, BULK | 25 | 1 | 194.064 | Corning | RES-SW384-FX | https://www.corning.com/worldwide/en.html
RES-SW384-FX-SI | RESERVOIR AXYVOIR, 384 PRISM BOTTOM SINGLE WELL, FOR 384 HEADS FROM BECKMANN CALIPER AND OTHERS, POLYPROPYLENE, CLEAR, MEDIUM PROFILE, STERILE, INDIVIDUALLY PACKAGED | 25 | 1 | 231.881 | Corning | RES-SW384-FX-SI | https://www.corning.com/worldwide/en.html
RES-SW384-HP-SI | RESERVOIR AXYVOIR, 384 BOTTOM SINGLE WELL, POLYPROPYLENE, 282 ML, CLEAR, HIGH PROFILE, STERILE, INDIVIDUALLY PACKAGED | 25 | 1 | 190.775 | Corning | RES-SW384-HP-SI | https://www.corning.com/worldwide/en.html
RES-SW384-LP | RESERVOIR AXYVOIR, 384 BOTTOM SINGLE WELL, POLYPROPYLENE, 92 ML, CLEAR, LOW PROFILE, NONSTERILE, BULK | 25 | 1 | 188.331 | Corning | RES-SW384-LP | https://www.corning.com/worldwide/en.html
RES-SW384-LP-SI | RESERVOIR AXYVOIR, 384 BOTTOM SINGLE WELL, POLYPROPYLENE, 92 ML, CLEAR, LOW PROFILE, STERILE, INDIVIDUALLY PACKAGED | 25 | 1 | 190.775 | Corning | RES-SW384-LP-SI | https://www.corning.com/worldwide/en.html
RES-SW8-HP | RESERVOIR AXYVOIR, 8 BOTTOM SINGLE WELL, POLYPROPYLENE, 290 ML, CLEAR, HIGH PROFILE, NONSTERILE, BULK | 25 | 1 | 188.331 | Corning | RES-SW8-HP | https://www.corning.com/worldwide/en.html
RES-SW8-HP-S | RESERVOIR AXYVOIR, 8 BOTTOM SINGLE WELL, POLYPROPYLENE, 290 ML, CLEAR, HIGH PROFILE, STERILE, BULK | 25 | 1 | 213.98 | Corning | RES-SW8-HP-S | https://www.corning.com/worldwide/en.html
RES-SW8-HP-SI | RESERVOIR AXYVOIR, 8 BOTTOM SINGLE WELL, POLYPROPYLENE, 290 ML, CLEAR, HIGH PROFILE, STERILE, INDIVIDUALLY PACKAGED | 25 | 1 | 190.775 | Corning | RES-SW8-HP-SI | https://www.corning.com/worldwide/en.html
RES-SW96-HP | RESERVOIR AXYVOIR, 96 BOTTOM SINGLE WELL, POLYPROPYLENE, 240 ML, CLEAR, HIGH PROFILE, NONSTERILE, BULK | 25 | 1 | 188.331 | Corning | RES-SW96-HP | https://www.corning.com/worldwide/en.html
RES-SW96-HP-SI | RESERVOIR AXYVOIR, 96 BOTTOM SINGLE WELL, POLYPROPYLENE, 240 ML, CLEAR, HIGH PROFILE, STERILE, INDIVIDUALLY PACKAGED | 25 | 1 | 190.775 | Corning | RES-SW96-HP-SI | https://www.corning.com/worldwide/en.html
RES-SW96-LP | RESERVOIR AXYVOIR, 96 BOTTOM SINGLE WELL, POLYPROPYLENE, 86 ML, CLEAR, LOW PROFILE, NONSTERILE, BULK | 25 | 1 | 188.331 | Corning | RES-SW96-LP | https://www.corning.com/worldwide/en.html
RES-SW96-LP-SI | RESERVOIR AXYVOIR, 96 BOTTOM SINGLE WELL, POLYPROPYLENE, 86 ML, CLEAR, LOW PROFILE, STERILE, INDIVIDUALLY PACKAGED | 25 | 1 | 190.775 | Corning | RES-SW96-LP-SI | https://www.corning.com/worldwide/en.html
RES-V-100 | RESERVOIR, POLYPROPYLENE, 100 ML, V-BOTTOM, NONSTERILE, BULK | 100 | 1 | 45.617 | Corning | RES-V-100 | https://www.corning.com/worldwide/en.html
RES-V-100-S | RESERVOIR, POLYPROPYLENE, 100 ML, V-BOTTOM, STERILE, BULK | 200 | 1 | 113.204 | Corning | RES-V-100-S | https://www.corning.com/worldwide/en.html
RES-V-100-SI | RESERVOIR, POLYPROPYLENE, 100 ML, V-BOTTOM, STERILE, INDIVIDUALLY PACKAGED | 100 | 1 | 147.524 | Corning | RES-V-100-SI | https://www.corning.com/worldwide/en.html
RES-V-25 | RESERVOIR, POLYPROPYLENE, 25 ML, V-BOTTOM, NONSTERILE, BULK | 100 | 1 | 49.764 | Corning | RES-V-25 | https://www.corning.com/worldwide/en.html
RES-V-25-S | RESERVOIR, POLYPROPYLENE, 25 ML, V-BOTTOM, STERILE, BULK | 200 | 1 | 94.978 | Corning | RES-V-25-S | https://www.corning.com/worldwide/en.html
RES-V-25-SI | RESERVOIR, POLYPROPYLENE, 25 ML, V-BOTTOM, STERILE, INDIVIDUALLY PACKAGED | 100 | 1 | 116.129 | Corning | RES-V-25-SI | https://www.corning.com/worldwide/en.html
RES-V-50 | RESERVOIR, POLYPROPYLENE, 50 ML, V-BOTTOM, NONSTERILE, BULK | 100 | 1 | 45.617 | Corning | RES-V-50 | https://www.corning.com/worldwide/en.html
RES-V-50-S | RESERVOIR, POLYPROPYLENE, 50 ML, V-BOTTOM, STERILE, BULK | 200 | 1 | 100.516 | Corning | RES-V-50-S | https://www.corning.com/worldwide/en.html
RES-V-50-SI | RESERVOIR, POLYPROPYLENE, 50 ML, V-BOTTOM, STERILE, INDIVIDUALLY PACKAGED | 100 | 1 | 133.562 | Corning | RES-V-50-SI | https://www.corning.com/worldwide/en.html
P-2ML-SQ-C | MICROPLATE, DEEP WELL, 96 WELL, POLYPROPYLENE, 2.0 ML, CLEAR, SQUARE WELLS, NONSTERILE, BULK | 25 | 1 | 87.035 | Corning | P-2ML-SQ-C | https://www.corning.com/worldwide/en.html
P-2ML-SQ-C-2BC | MICROPLATE, DEEP WELL, 96 WELL, POLYPROPYLENE, 2.0 ML, CLEAR, SQUARE WELLS, NONSTERILE, BULK, 2 BARCODES, ETH | 25 | 1 | 112.047 | Corning | P-2ML-SQ-C-2BC | https://www.corning.com/worldwide/en.html
P-2ML-SQ-C-S | MICROPLATE, DEEP WELL, 96 WELL, POLYPROPYLENE, 2.0 ML, CLEAR, SQUARE WELLS, STERILE, BULK | 25 | 1 | 129.116 | Corning | P-2ML-SQ-C-S | https://www.corning.com/worldwide/en.html
P-384-120SQ-C | MICROPLATE, DEEP WELL DIAMOND PLATE, 384 WELL, POLYPROPYLENE, 120 µL, CLEAR, SQUARE WELLS, NONSTERILE, BULK | 50 | 1 | 130.559 | Corning | P-384-120SQ-C | https://www.corning.com/worldwide/en.html
P-384-120SQ-C-S | MICROPLATE, DEEP WELL DIAMOND PLATE, 384 WELL, POLYPROPYLENE, 120 µL, CLEAR, SQUARE WELLS, STERILE, BULK | 50 | 1 | 165.75 | Corning | P-384-120SQ-C-S | https://www.corning.com/worldwide/en.html
P-384-240SQ-C | MICROPLATE, DEEP WELL DIAMOND PLATE, 384 WELL, POLYPROPYLENE, 240 µL, CLEAR, SQUARE WELLS, NONSTERILE, BULK | 50 | 1 | 174.057 | Corning | P-384-240SQ-C | https://www.corning.com/worldwide/en.html
P-384-240SQ-C-S | MICROPLATE, DEEP WELL DIAMOND PLATE, 384 WELL, POLYPROPYLENE, 240 µL, CLEAR, SQUARE WELLS, STERILE, BULK | 50 | 1 | 205.348 | Corning | P-384-240SQ-C-S | https://www.corning.com/worldwide/en.html
P-384-240SQ-C-SI | MICROPLATE, DEEP WELL DIAMOND PLATE, 384 WELL, POLYPROPYLENE, 240 µL, CLEAR, SQUARE WELLS, STERILE, INDIVIDUALLY PACKAGED | 50 | 1 | 226.265 | Corning | P-384-240SQ-C-SI | https://www.corning.com/worldwide/en.html
P-5ML-48-C | MULTIPLE WELL PLATE, DEEP WELL, 48 WELL, POLYPROPYLENE, 5 ML, CLEAR, V-BOTTOM, RECTANGULAR WELLS, NONSTERILE, BULK | 25 | 1 | 187.096 | Corning | P-5ML-48-C | https://www.corning.com/worldwide/en.html
P-5ML-48-C-S | MULTIPLE WELL PLATE, DEEP WELL, 48 WELL, POLYPROPYLENE, 5 ML, CLEAR, V-BOTTOM, RECTANGULAR WELLS, STERILE, BULK | 25 | 1 | 267.982 | Corning | P-5ML-48-C-S | https://www.corning.com/worldwide/en.html
P-DW-10ML-24-C | MULTIPLE WELL PLATE, DEEP WELL, 24 WELL, POLYPROPYLENE, 10 ML, CLEAR, RECTANGULAR WELLS, NO LID, NONSTERILE, BULK | 25 | 1 | 149.708 | Corning | P-DW-10ML-24-C | https://www.corning.com/worldwide/en.html
P-DW-10ML-24-C-S | MULTIPLE WELL PLATE, DEEP WELL, 24 WELL, POLYPROPYLENE, 10 ML, CLEAR, RECTANGULAR WELLS, NO LID, STERILE, BULK | 25 | 1 | 179.231 | Corning | P-DW-10ML-24-C-S | https://www.corning.com/worldwide/en.html
P-DW-11-C | MICROPLATE, DEEP WELL, 96 WELL POLYPROPYLENE, 1.1 ML, CLEAR, ROUND BOTTOM, ROUND WELLS, NO LID, NONSTERILE, BULK | 50 | 1 | 130.559 | Corning | P-DW-11-C | https://www.corning.com/worldwide/en.html
P-DW-11-C-S | MICROPLATE, DEEP WELL, 96 WELL POLYPROPYLENE, 1.1 ML, CLEAR, ROUND BOTTOM, ROUND WELLS, NO LID, STERILE, BULK | 50 | 1 | 161.902 | Corning | P-DW-11-C-S | https://www.corning.com/worldwide/en.html
P-DW-12-HC | 1.2ML 96 WELL DEEP WELL PLATE HIGH CLARITY | 50 | 1 | 138.658 | Corning | P-DW-12-HC | https://www.corning.com/worldwide/en.html
P-DW-12-HC-S | 1.2ML 96 WELL DEEP WELL PLATE HIGH CLARITY PRE-STERILIZED | 50 | 1 | 200.226 | Corning | P-DW-12-HC-S | https://www.corning.com/worldwide/en.html
P-DW-20-C | MICROPLATE, DEEP WELL, 96 WELL, POLYPROPYLENE, 2.0 ML, CLEAR, ROUND BOTTOM, ROUND WELLS, NO LID, NONSTERILE, BULK | 50 | 1 | 130.559 | Corning | P-DW-20-C | https://www.corning.com/worldwide/en.html
P-DW-20-C-S | MICROPLATE, DEEP WELL, 96 WELL, POLYPROPYLENE, 2.0 ML, CLEAR, ROUND BOTTOM, ROUND WELLS, NO LID, STERILE, BULK | 50 | 1 | 161.902 | Corning | P-DW-20-C-S | https://www.corning.com/worldwide/en.html
P-DW-20-C-S-IND | MICROPLATE, DEEP WELL, 96 WELL, POLYPROPYLENE, 2.0 ML, CLEAR, ROUND BOTTOM, ROUND WELLS, NO LID, STERILE, INDIVIDUALLY PACKAGED | 30 | 1 | 271.518 | Corning | P-DW-20-C-S-IND | https://www.corning.com/worldwide/en.html
P-DW-500-C | MICROPLATE, DEEP WELL, 96 WELL, POLYPROPYLENE, 600 µL, CLEAR, ROUND BOTTOM, ROUND WELLS, NO LID, NONSTERILE, BULK | 50 | 1 | 130.559 | Corning | P-DW-500-C | https://www.corning.com/worldwide/en.html
P-DW-500-C-S | MICROPLATE, DEEP WELL, 96 WELL, POLYPROPYLENE, 600 µL, CLEAR, ROUND BOTTOM, ROUND WELLS, NO LID, STERILE, BULK | 50 | 1 | 151.255 | Corning | P-DW-500-C-S | https://www.corning.com/worldwide/en.html
P-DW-500-C-SI | MICROPLATE, DEEP WELL, 96 WELL, POLYPROPYLENE, 600 µL, CLEAR, ROUND BOTTOM, ROUND WELLS, NO LID, STERILE, INDIVIDUALLY PACKAGED | 25 | 1 | 108.771 | Corning | P-DW-500-C-SI | https://www.corning.com/worldwide/en.html
MTS-06-C | MINI TUBE, INDIVIDUAL, POLYPROPYLENE, 0.65 ML, CLEAR, NONSTERILE, BULK | 4800 | 1 | 165.971 | Corning | MTS-06-C | https://www.corning.com/worldwide/en.html
MTS-06-C-R | MINI TUBE, INDIVIDUAL, POLYPROPYLENE, 0.65 ML, CLEAR, RACKED, NONSTERILE, BULK | 4800 | 1 | 378.352 | Corning | MTS-06-C-R | https://www.corning.com/worldwide/en.html
MTS-06-C-R-S | MINI TUBE, INDIVIDUAL, POLYPROPYLENE, 0.65 ML, CLEAR, RACKED, STERILE, BULK | 4800 | 1 | 454.246 | Corning | MTS-06-C-R-S | https://www.corning.com/worldwide/en.html
MTS-11-12-C | MINI TUBE, 12 STRIP, POLYPROPYLENE, 1.1 ML, CLEAR, NONSTERILE, BULK | 400 | 1 | 124.514 | Corning | MTS-11-12-C | https://www.corning.com/worldwide/en.html
MTS-11-12-C-R | MINI TUBE, 12 STRIP, POLYPROPYLENE, 1.1 ML, CLEAR, RACKED, NONSTERILE, BULK | 400 | 1 | 283.816 | Corning | MTS-11-12-C-R | https://www.corning.com/worldwide/en.html
MTS-11-12-C-R-S | MINI TUBE, 12 STRIP, POLYPROPYLENE, 1.1 ML, CLEAR, RACKED, STERILE, BULK | 400 | 1 | 340.691 | Corning | MTS-11-12-C-R-S | https://www.corning.com/worldwide/en.html
MTS-11-8-C | MINI TUBE, 8 STRIP, POLYPROPYLENE, 1.1 ML, CLEAR, NONSTERILE, BULK | 600 | 1 | 124.514 | Corning | MTS-11-8-C | https://www.corning.com/worldwide/en.html
MTS-11-8-C-R | MINI TUBE, 8 STRIP, POLYPROPYLENE, 1.1 ML, CLEAR, RACKED, NONSTERILE, BULK | 600 | 1 | 283.816 | Corning | MTS-11-8-C-R | https://www.corning.com/worldwide/en.html
MTS-11-8-C-R-S | MINI TUBE, 8 STRIP, POLYPROPYLENE, 1.1 ML, CLEAR, RACKED, STERILE, BULK | 600 | 1 | 340.691 | Corning | MTS-11-8-C-R-S | https://www.corning.com/worldwide/en.html
MTS-11-C | MINI TUBE, INDIVIDUAL, POLYPROPYLENE, 1.1 ML, CLEAR, NONSTERILE, BULK | 4800 | 1 | 124.514 | Corning | MTS-11-C | https://www.corning.com/worldwide/en.html
MTS-11-C-R | MINI TUBE, INDIVIDUAL, POLYPROPYLENE, 1.1 ML, CLEAR, RACKED, NONSTERILE, BULK | 4800 | 1 | 283.816 | Corning | MTS-11-C-R | https://www.corning.com/worldwide/en.html
MTS-11-C-R-S | MINI TUBE, INDIVIDUAL, POLYPROPYLENE, 1.1 ML, CLEAR, RACKED, STERILE, BULK | 4800 | 1 | 340.691 | Corning | MTS-11-C-R-S | https://www.corning.com/worldwide/en.html
MTS-12CP-C | CAP FOR MINI TUBE, 12 STRIP, POLYPROPYLENE, CLEAR, NONSTERILE, BULK | 400 | 1 | 78.897 | Corning | MTS-12CP-C | https://www.corning.com/worldwide/en.html
MTS-12CP-C-S | CAP FOR MINI TUBE, 12 STRIP, POLYPROPYLENE, CLEAR, STERILE, BULK | 400 | 1 | 111.384 | Corning | MTS-12CP-C-S | https://www.corning.com/worldwide/en.html
MTS-8CP-C | CAP FOR MINI TUBE, 8 STRIP, POLYPROPYLENE, CLEAR, NONSTERILE, BULK | 600 | 1 | 78.897 | Corning | MTS-8CP-C | https://www.corning.com/worldwide/en.html
MTS-8CP-C-S | CAP FOR MINI TUBE, 8 STRIP, POLYPROPYLENE, CLEAR, STERILE, BULK | 600 | 1 | 111.384 | Corning | MTS-8CP-C-S | https://www.corning.com/worldwide/en.html
P-96-450R-C | MICROPLATE, 96 WELL, POLYPROPYLENE, 500 µL, CLEAR, ROUND BOTTOM, NONSTERILE, BULK | 50 | 1 | 91.182 | Corning | P-96-450R-C | https://www.corning.com/worldwide/en.html
P-96-450R-C-S | MICROPLATE, 96 WELL, POLYPROPYLENE, 500 µL, CLEAR, ROUND BOTTOM, STERILE, BULK | 50 | 1 | 121.862 | Corning | P-96-450R-C-S | https://www.corning.com/worldwide/en.html
P-96-450V-B | MICROPLATE, 96 WELL, POLYPROPYLENE, 500 µL, BLUE, V-BOTTOM, NONSTERILE, BULK | 50 | 1 | 99.45 | Corning | P-96-450V-B | https://www.corning.com/worldwide/en.html
P-96-450V-C | MICROPLATE, 96 WELL, POLYPROPYLENE, 500 µL, CLEAR, V-BOTTOM, NONSTERILE, BULK | 50 | 1 | 95.745 | Corning | P-96-450V-C | https://www.corning.com/worldwide/en.html
P-96-450V-C-S | MICROPLATE, 96 WELL, POLYPROPYLENE, 500 µL, CLEAR, V-BOTTOM, STERILE, BULK | 50 | 1 | 116.025 | Corning | P-96-450V-C-S | https://www.corning.com/worldwide/en.html
P-96-450V-Y | MICROPLATE, 96 WELL, POLYPROPYLENE, 500 µL, YELLOW, V-BOTTOM, NONSTERILE, BULK | 50 | 1 | 99.45 | Corning | P-96-450V-Y | https://www.corning.com/worldwide/en.html
P-LID-PS-NN | LID, FOR RESERVOIRS AND DEEP WELL PLATES, POLYSTYRENE, NO NOTCH, NONSTERILE, BULK | 100 | 1 | 149.578 | Corning | P-LID-PS-NN | https://www.corning.com/worldwide/en.html
P-LID-PS-NN-S | LID, FOR RESERVOIRS AND DEEP WELL PLATES, POLYSTYRENE, NO NOTCH, STERILE, BULK | 100 | 1 | 239.304 | Corning | P-LID-PS-NN-S | https://www.corning.com/worldwide/en.html
BF-400 | SEALING FILM, FOR 96 AND 384 WELL MICROPLATES, RAYON, 50 µM, BREATHABLE, NONSTERILE, BULK | 1000 | 1 | 565.006 | Corning | BF-400 | https://www.corning.com/worldwide/en.html
BF-400-S | SEALING FILM, FOR 96 AND 384 WELL MICROPLATES, RAYON, 50 µM, BREATHABLE, STERILE, BULK | 500 | 1 | 400.998 | Corning | BF-400-S | https://www.corning.com/worldwide/en.html
HS-100-QPCR | PLATEMAX ULTRA CLEAR PERMANENT HEAT SEALING FILM FOR QPCR, 100/500 | 500 | 1 | 342.316 | Corning | HS-100-QPCR | https://www.corning.com/worldwide/en.html
HS-150-QPCR | PLATEMAX ULTRA CLEAR PEELABLE HEAT SEALING FILM FOR QPCR. 100/500 | 500 | 1 | 342.316 | Corning | HS-150-QPCR | https://www.corning.com/worldwide/en.html
HS-200 | PLATEMAX PEELABLE HEAT SEALING FILM FOR LOW TEMPERATURE COMPOUND STORAGE AND PCR. 100/500 | 500 | 1 | 325.598 | Corning | HS-200 | https://www.corning.com/worldwide/en.html
HS-300 | PLATEMAX PIERCEABLE ALUMINUM HEAT SEALING FILM FOR STORAGE APPLICATIONS. 100/500 | 500 | 1 | 325.598 | Corning | HS-300 | https://www.corning.com/worldwide/en.html
HS-400 | PLATEMAX PEELABLE HEAT SEALING FILM FOR COMPOUND STORAGE. 100/500 | 500 | 1 | 325.598 | Corning | HS-400 | https://www.corning.com/worldwide/en.html
HSF-AS-300-L | SEALING FILM, ROLL, ALUMINUM, 115 MM X 500 M, PIERCEABLE, NONSTERILE, INDIVIDUALLY PACKAGED | 1 | 1 | 1548.846 | Corning | HSF-AS-300-L | https://www.corning.com/worldwide/en.html
HSF-TS-L | SEALING FILM, ROLL, CYCLERSEAL, 115 MM X 500 M, EASY PEEL, NONSTERILE, INDIVIDUALLY PACKAGED | 1 | 1 | 1548.846 | Corning | HSF-TS-L | https://www.corning.com/worldwide/en.html
MF-300 | HEAT SEALING FILM, ETHYLENE/VINYL, 85 µM, PAPER BACKING, NONSTERILE, BULK | 100 | 1 | 62.881 | Corning | MF-300 | https://www.corning.com/worldwide/en.html
PCR-AS-200 | SEALING FILM, ALUMINUM, 35 µM, PIERCEABLE, NONSTERILE, BULK | 500 | 1 | 388.206 | Corning | PCR-AS-200 | https://www.corning.com/worldwide/en.html
PCR-AS-600 | SEALING FILM, ALUMINUM, 50 µM, NONSTERILE, BULK | 500 | 1 | 336.557 | Corning | PCR-AS-600 | https://www.corning.com/worldwide/en.html
PCR-SP | SEALING FILM AXYSEAL, POLYESTER, 80 µM, NONSTERILE, BULK | 500 | 1 | 148.239 | Corning | PCR-SP | https://www.corning.com/worldwide/en.html
PCR-SP-ROLLER | SEALING FILM ROLLER, FOR APPLYING PLATEMAX™ SEALING FILMS, WITH STURDY PLASTIC HANDLE AND SEMI-HARD ROLLER HEAD | 1 | 1 | 35.711 | Corning | PCR-SP-ROLLER | https://www.corning.com/worldwide/en.html
PCR-SP-S | SEALING FILM AXYSEAL, POLYESTER, 80 µM, STERILE, BULK | 500 | 1 | 207.22 | Corning | PCR-SP-S | https://www.corning.com/worldwide/en.html
PCR-TS | SEALING FILM CYCLERSEAL, POLYPROPYLENE, 60 µM, CLEAR, NONSTERILE, BULK | 500 | 1 | 191.854 | Corning | PCR-TS | https://www.corning.com/worldwide/en.html
PCR-TS-900 | SEALING FILM CYCLERSEAL, POLYPROPYLENE, 120 µM, CLEAR, NONSTERILE, BULK | 250 | 1 | 392.925 | Corning | PCR-TS-900 | https://www.corning.com/worldwide/en.html
UC-500 | SEALING FILM, POLYESTER, 70 µM, PRESSURE SENSITIVE, ULTRA CLEAR, NONSTERILE, BULK | 500 | 1 | 1046.695 | Corning | UC-500 | https://www.corning.com/worldwide/en.html
AM-24-SQ | PIERCABLE SEALING MAT FOR 24 WELL DEEP WELL PLATE | 50 | 1 | 218.855 | Corning | AM-24-SQ | https://www.corning.com/worldwide/en.html
AM-24-SQ-S | PIERCABLE SEALING MAT FOR 24 WELL DEEP WELL PLATE, STERILE | 50 | 1 | 251.875 | Corning | AM-24-SQ-S | https://www.corning.com/worldwide/en.html
AM-2ML-RD | SEALING MAT, FOR 1.1 AND 2 ML 96 WELL DEEP WELL PLATES, ROUND WELLS, SILICONE, NATURAL, NONSTERILE, BULK | 50 | 1 | 165.581 | Corning | AM-2ML-RD | https://www.corning.com/worldwide/en.html
AM-2ML-RD-IMP | SEALING MAT, IMPERMAMAT, FOR 96 WELL MICROPLATES WITH ROUND WELLS, CHEMICAL RESISTANT SILICONE, NATURAL, NONSTERILE, BULK | 50 | 1 | 251.771 | Corning | AM-2ML-RD-IMP | https://www.corning.com/worldwide/en.html
AM-2ML-RD-S | SEALING MAT, FOR 96 WELL MICROPLATES WITH ROUND WELLS, SILICONE, NATURAL, STERILE, BULK | 50 | 1 | 200.096 | Corning | AM-2ML-RD-S | https://www.corning.com/worldwide/en.html
AM-2ML-SQ | SEALING MAT, FOR 2.0 ML 96 DEEP WELL MICROPLATES, SQUARE WELLS, SILICONE, NATURAL, NONSTERILE, BULK | 50 | 1 | 165.581 | Corning | AM-2ML-SQ | https://www.corning.com/worldwide/en.html
AM-2ML-SQ-IMP | SEALING MAT, IMPERMAMAT, FOR 2.0 ML 96 DEEP WELL MICROPLATES, SQUARE WELLS, CHEMICAL RESISTANT SILICONE, NATURAL, NONSTERILE, BULK | 50 | 1 | 251.771 | Corning | AM-2ML-SQ-IMP | https://www.corning.com/worldwide/en.html
AM-2ML-SQ-IMP-S | SEALING MAT, IMPERMAMAT, FOR 2.0 ML 96 DEEP WELL MICROPLATES, SQUARE WELLS, CHEMICAL RESISTANT SILICONE, NATURAL, STERILE, BULK | 50 | 1 | 270.764 | Corning | AM-2ML-SQ-IMP-S | https://www.corning.com/worldwide/en.html
AM-384-DW-SQ | SEALING MAT, FOR 384 DEEP WELL MICROPLATES, SQUARE WELLS, SILICONE, NATURAL, NONSTERILE, BULK | 50 | 1 | 165.581 | Corning | AM-384-DW-SQ | https://www.corning.com/worldwide/en.html
AM-384-PCR-RD | SEALING MAT, FOR 384 WELL PCR MICROPLATES, SILICONE, NATURAL, NONSTERILE, BULK | 50 | 1 | 165.581 | Corning | AM-384-PCR-RD | https://www.corning.com/worldwide/en.html
AM-384-SQ-IMP | SEALING MAT, IMPERMAMAT, FOR 384 DEEP WELL MICROPLATES, SQUARE WELLS, CHEMICAL RESISTANT SILICONE, NATURAL, NONSTERILE, BULK | 50 | 1 | 251.771 | Corning | AM-384-SQ-IMP | https://www.corning.com/worldwide/en.html
AM-48-IMP | SEALING MAT, IMPERMAMAT, FOR 5.0 ML 48 DEEP WELL PLATES, RECTANGULAR WELLS, CHEMICAL RESISTANT SILICONE, NATURAL, NONSTERILE, BULK | 50 | 1 | 251.771 | Corning | AM-48-IMP | https://www.corning.com/worldwide/en.html
AM-500UL-RD | SEALING MAT, FOR 600 µL 96 DEEP WELL MICROPLATES, ROUND WELLS, SILICONE, NATURAL, NONSTERILE, BULK | 50 | 1 | 165.581 | Corning | AM-500UL-RD | https://www.corning.com/worldwide/en.html
AM-750UL-RD | SEALING MAT, FOR 1.0 ML 96 DEEP WELL PLATES, ROUND WELLS, AND AXYGEN MINI TUBE SYSTEM, SILICONE, NATURAL, NONSTERILE, BULK | 50 | 1 | 165.581 | Corning | AM-750UL-RD | https://www.corning.com/worldwide/en.html
AM-96-PCR-RD | SEALING MAT, FOR 96 WELL PCR MICROPLATES, SILICONE, NATURAL, NONSTERILE, BULK | 50 | 1 | 165.581 | Corning | AM-96-PCR-RD | https://www.corning.com/worldwide/en.html
AM-96-SEPTA-3100 | SEPTA MAT, FOR 96 WELL PCR PLATES, SILICONE, GREY, NONSTERILE, FOR ABI MULTI-CAPILLARY SEQUENCING INSTRUMENTS, BULK | 50 | 1 | 570.31 | Corning | AM-96-SEPTA-3100 | https://www.corning.com/worldwide/en.html
AM-SEPTA-310 | SEPTA CAP, INDIVIDUAL, FOR 0.5 ML SEQUENZER TUBES, SILICONE, GREY, NONSTERILE, FOR ABI PRISM 310 SEQUENCER, BULK | 2500 | 1 | 710.554 | Corning | AM-SEPTA-310 | https://www.corning.com/worldwide/en.html
CM-96-RD | COMPRESSION MAT, FOR 96 WELL PLATES, SILICONE, NATURAL, NONSTERILE, BULK | 50 | 1 | 171.223 | Corning | CM-96-RD | https://www.corning.com/worldwide/en.html
CM-FLAT | SILICONE COMPRESSION MAT, FLAT | 50 | 1 | 171.223 | Corning | CM-FLAT | https://www.corning.com/worldwide/en.html
IT-EP-R | COMPRESSION SEALER EASY PRESS, MANUAL, FOR APPLICATION OF AXYMATS TO MICROPLATES | 1 | 1 | 1271.933 | Corning | IT-EP-R | https://www.corning.com/worldwide/en.html
353137 | CORNING® CELLINE DISPOSABLE BIOREACTOR | 3 | 1 | 629.603 | Corning | 353137 | https://www.corning.com/worldwide/en.html
353143 | FALCON® 525CM² RECTANGULAR STRAIGHT NECK CELL CULTURE MULTI-FLASK, 3-LAYER WITH VENTED CAP | 12 | 1 | 135.681 | Corning | 353143 | https://www.corning.com/worldwide/en.html
353144 | FALCON® 875CM² RECTANGULAR STRAIGHT NECK CELL CULTURE MULTI-FLASK, 5-LAYER WITH VENTED CAP | 8 | 1 | 152.659 | Corning | 353144 | https://www.corning.com/worldwide/en.html
353801 | CORNING® PRIMARIA™ 35MM EASY GRIP STYLE CELL CULTURE DISH, 20/SLEEVE, 200/CASE | 200 | 1 | 76.986 | Corning | 353801 | https://www.corning.com/worldwide/en.html
353802 | CORNING® PRIMARIA™ 60MM STANDARD CELL CULTURE DISH, 20/PACK, 200/CASE | 200 | 1 | 126.802 | Corning | 353802 | https://www.corning.com/worldwide/en.html
353803 | CORNING® PRIMARIA™ 100 MM STANDARD CELL CULTURE DISH, 20/PACK, 200/CASE | 200 | 1 | 175.188 | Corning | 353803 | https://www.corning.com/worldwide/en.html
353808 | CORNING® PRIMARIA™ 25CM² RECTANGULAR CANTED NECK CELL CULTURE FLASK WITH VENTED CAP | 100 | 1 | 160.563 | Corning | 353808 | https://www.corning.com/worldwide/en.html
353810 | CORNING® PRIMARIA™ 75CM² RECTANGULAR STRAIGHT NECK CELL CULTURE FLASK WITH VENTED CAP | 100 | 1 | 266.188 | Corning | 353810 | https://www.corning.com/worldwide/en.html
353813 | CORNING® PRIMARIA™ 75CM² RECTANGULAR STRAIGHT NECK CELL CULTURE FLASK WITH VENTED CAP | 200 | 1 | 209.43 | Corning | 353813 | https://www.corning.com/worldwide/en.html
353824 | CORNING® PRIMARIA™ 75CM² RECTANGULAR STRAIGHT NECK CELL CULTURE FLASK WITH VENTED CAP | 100 | 1 | 270.699 | Corning | 353824 | https://www.corning.com/worldwide/en.html
353846 | CORNING® PRIMARIA™ 6 WELL CELL CLEAR FLAT BOTTOM SURFACE-MODIFIED MULTIWELL CULTURE PLATE, WITH LID, STERILE,50/CASE | 50 | 1 | 148.369 | Corning | 353846 | https://www.corning.com/worldwide/en.html
353847 | CORNING® PRIMARIA™ 24 WELL FLAT BOTTOM SURFACE MODIFIED MULTIWELL CELL CULTURE PLATE, WITH LID, IND. WRAPPED, S, 50/CS | 50 | 1 | 148.135 | Corning | 353847 | https://www.corning.com/worldwide/en.html
353872 | CORNING® PRIMARIA™ 96 WELL CLEAR FLAT BOTTOM MICROTEST MICROPLATE, WITH LID, STERILE, 1/PACK,50/CASE | 50 | 1 | 150.618 | Corning | 353872 | https://www.corning.com/worldwide/en.html
354085 | CORNING® BIOCOAT™ POLY-L-LYSINE 12 MM #1 GERMAN GLASS COVERSLIP, 40/PACK, 80/CASE | 80 | 1 | 318.682 | Corning | 354085 | https://www.corning.com/worldwide/en.html
354086 | CORNING® BIOCOAT™ POLY-D-LYSINE 12MM #1 GERMAN GLASS COVERSLIP, BULK PACKED, 80/CASE | 80 | 1 | 317.746 | Corning | 354086 | https://www.corning.com/worldwide/en.html
354087 | CORNING® BIOCOAT™ POLY-D-LYSINE/LAMININ 12MM #1 GERMAN GLASS COVERSLIP, BULK PACKED, 80/CASE | 80 | 1 | 343.226 | Corning | 354087 | https://www.corning.com/worldwide/en.html
354088 | CORNING® BIOCOAT™ FIBRONECTIN 22MM ROUND #1 GERMAN GLASS COVERSLIP, BULK PACKED, 60/CASE | 60 | 1 | 287.495 | Corning | 354088 | https://www.corning.com/worldwide/en.html
354089 | CORNING® BIOCOAT™ COLLAGEN I 22MM ROUND #1 GERMAN GLASS COVERSLIP, BULK PACKED, 60/CASE | 60 | 1 | 236.847 | Corning | 354089 | https://www.corning.com/worldwide/en.html
354557 | CORNING® BIOCOAT™ COLLAGEN I 4 WELL CULTURESLIDE, 4/PACK, 12/CASE | 12 | 1 | 436.085 | Corning | 354557 | https://www.corning.com/worldwide/en.html
354559 | CORNING® BIOCOAT™ FIBRONECTIN 4 WELL CULTURESLIDE, 4/PACK, 12/CASE | 12 | 1 | 461.331 | Corning | 354559 | https://www.corning.com/worldwide/en.html
354577 | CORNING® BIOCOAT™ POLY-D-LYSINE 4 WELL CULTURESLIDE, 4/PACK, 12/CASE | 12 | 1 | 443.482 | Corning | 354577 | https://www.corning.com/worldwide/en.html
354630 | CORNING® BIOCOAT™ COLLAGEN I 8 WELL CULTURESLIDE, 4/PACK, 12/CASE | 12 | 1 | 394.771 | Corning | 354630 | https://www.corning.com/worldwide/en.html
354631 | CORNING® BIOCOAT™ FIBRONECTIN 8 WELL CULTURESLIDE, 4/PACK, 12/CASE | 12 | 1 | 431.886 | Corning | 354631 | https://www.corning.com/worldwide/en.html
354632 | CORNING® BIOCOAT™ POLY-D-LYSINE 8 WELL CULTURESLIDE, 4/PACK, 12/CASE | 12 | 1 | 403.169 | Corning | 354632 | https://www.corning.com/worldwide/en.html
354688 | CORNING® BIOCOAT™ POLY-D-LYSINE/LAMININ 8 WELL CULTURESLIDE, 4/PACK, 12/CASE | 12 | 1 | 447.59 | Corning | 354688 | https://www.corning.com/worldwide/en.html
354721 | CORNING® PURECOAT™ AMINE 6 WELL PLATE, 5/CASE | 5 | 1 | 59.735 | Corning | 354721 | https://www.corning.com/worldwide/en.html
354723 | CORNING® PURECOAT™ AMINE 24 WELL PLATE, 5/CASE | 5 | 1 | 62.66 | Corning | 354723 | https://www.corning.com/worldwide/en.html
354726 | CORNING® PURECOAT™ AMINE 75CM² RECTANGULAR CANTED NECK CELL CULTURE FLASK WITH VENTED CAP | 5 | 1 | 55.978 | Corning | 354726 | https://www.corning.com/worldwide/en.html
354728 | CORNING® PURECOAT™ AMINE 175CM² RECTANGULAR STRAIGHT NECK CELL CULTURE FLASK WITH VENTED CAP | 5 | 1 | 83.954 | Corning | 354728 | https://www.corning.com/worldwide/en.html
354732 | CORNING® PURECOAT™AMINE 100MM AMINE DISH, 10/PACK, 10/CASE | 10 | 1 | 77.025 | Corning | 354732 | https://www.corning.com/worldwide/en.html
354773 | CORNING® PURECOAT™ 6 WELL CARBOXYL PLATE, NONSTERILE, 5/CASE | 5 | 1 | 34.866 | Corning | 354773 | https://www.corning.com/worldwide/en.html
354775 | CORNING® PURECOAT™ CARBOXYL 24 WELL PLATE, 5/CASE | 5 | 1 | 42.211 | Corning | 354775 | https://www.corning.com/worldwide/en.html
354778 | CORNING® PURECOAT™ CARBOXYL 75CM² RECTANGULAR CANTED NECK CELL CULTURE FLASK WITH VENTED CAP | 5 | 1 | 30.589 | Corning | 354778 | https://www.corning.com/worldwide/en.html
354780 | CORNING® PURECOAT™ CARBOXYL 175CM² RECTANGULAR STRAIGHT NECK CELL CULTURE FLASK WITH VENTED CAP | 5 | 1 | 48.932 | Corning | 354780 | https://www.corning.com/worldwide/en.html
354784 | CORNING® PURECOAT™ CARBOXYL 100MM DISH, 10/PACK, 10/CASE | 10 | 1 | 44.135 | Corning | 354784 | https://www.corning.com/worldwide/en.html
356240 | CORNING® PURECOAT™ FIBRONECTIN PEPTIDE 6 WELL FLAT BOTTOM TC-TREATED PLATE, WITH LID, INDIVIDUALLY WRAPPED, STERILE, 10/CASE | 10 | 1 | 314.834 | Corning | 356240 | https://www.corning.com/worldwide/en.html
356241 | CORNING® PURECOAT™ FIBRONECTIN PEPTIDE 24 WELL CLEAR PLATE, WITH LID, INDIVIDUALLY WRAPPED, STERILE, 50/CASE | 10 | 1 | 342.81 | Corning | 356241 | https://www.corning.com/worldwide/en.html
356242 | CORNING® PURECOAT™ FIBRONECTIN PEPTIDE 75CM² RECTANGULAR CANTED NECK CELL CULTURE FLASK WITH VENTED CAP | 10 | 1 | 470.171 | Corning | 356242 | https://www.corning.com/worldwide/en.html
356243 | CORNING® PURECOAT™ FIBRONECTIN PEPTIDE 175CM² RECTANGULAR CANTED NECK CELL CULTURE FLASK WITH VENTED CAP | 10 | 1 | 557.921 | Corning | 356243 | https://www.corning.com/worldwide/en.html
356244 | CORNING® PURECOAT™ FIBRONECTIN PEPTIDE 525CM² RECTANGULAR STRAIGHT NECK CELL CULTURE MULTI-FLASK, 3-LAYER WITH VENTED CAP | 8 | 1 | 844.506 | Corning | 356244 | https://www.corning.com/worldwide/en.html
356245 | CORNING® PURECOAT™ FIBRONECTIN PEPTIDE 875CM² RECTANGULAR STRAIGHT NECK CELL CULTURE MULTI-FLASK, 5-LAYER WITH VENTED CAP | 6 | 1 | 1036.334 | Corning | 356245 | https://www.corning.com/worldwide/en.html
356270 | CORNING® PURECOAT™ COLLAGEN I PEPTIDE 6 WELL FLAT BOTTOM TC-TREATED PLATE, WITH LID, STERILE, 5/PACK, 10/CASE | 10 | 1 | 286.845 | Corning | 356270 | https://www.corning.com/worldwide/en.html
356271 | CORNING® PURECOAT™ COLLAGEN I PEPTIDE 24 WELL CLEAR PLATE, WITH LID, STERILE, 5/PACK, 10/CASE | 10 | 1 | 314.834 | Corning | 356271 | https://www.corning.com/worldwide/en.html
356272 | CORNING® PURECOAT™ COLLAGEN PEPTIDE 75CM² RECTANGULAR CANTED NECK CELL CULTURE FLASK WITH VENTED CAP | 10 | 1 | 342.81 | Corning | 356272 | https://www.corning.com/worldwide/en.html
356273 | CORNING® PURECOAT™ COLLAGEN PEPTIDE 175CM² RECTANGULAR CANTED NECK CELL CULTURE FLASK WITH VENTED CAP | 10 | 1 | 426.725 | Corning | 356273 | https://www.corning.com/worldwide/en.html
356274 | CORNING® PURECOAT™ COLLAGEN I 525CM² RECTANGULAR STRAIGHT NECK CELL CULTURE MULTI-FLASK, 3-LAYER WITH VENTED CAP | 8 | 1 | 795.236 | Corning | 356274 | https://www.corning.com/worldwide/en.html
356275 | CORNING® PURECOAT™ COLLAGEN I 875CM² RECTANGULAR STRAIGHT NECK CELL CULTURE MULTI-FLASK, 5-LAYER WITH VENTED CAP | 6 | 1 | 993.759 | Corning | 356275 | https://www.corning.com/worldwide/en.html
356290 | CORNING® PURECOAT™RLAMININ 521 6 WELL FLAT BOTTOM TC-TREATED PLATE, WITH LID, INDIVIDUALLY WRAPPED, STERILE, 10/CASE | 10 | 1 | 466.128 | Corning | 356290 | https://www.corning.com/worldwide/en.html
356721 | CORNING® PURECOAT™ AMINE 6 WELL PLATE, 5/PACK, 50/CASE | 50 | 1 | 311.519 | Corning | 356721 | https://www.corning.com/worldwide/en.html
356723 | CORNING® PURECOAT™ AMINE 24 WELL TC-TREATED PLATE, 5/PACK, 50/CASE | 50 | 1 | 337.064 | Corning | 356723 | https://www.corning.com/worldwide/en.html
356726 | CORNING® PURECOAT™ AMINE 75CM² RECTANGULAR CANTED NECK CELL CULTURE FLASK WITH VENTED CAP | 50 | 1 | 387.127 | Corning | 356726 | https://www.corning.com/worldwide/en.html
356728 | CORNING® PURECOAT™ AMINE 175CM² RECTANGULAR STRAIGHT NECK CELL CULTURE FLASK WITH VENTED CAP | 40 | 1 | 667.069 | Corning | 356728 | https://www.corning.com/worldwide/en.html
356732 | CORNING® PURECOAT™ AMINE 100MM DISH, 10/PACK, 40/CASE | 40 | 1 | 176.592 | Corning | 356732 | https://www.corning.com/worldwide/en.html
356773 | CORNING® PURECOAT™ 6 WELL CARBOXYL PLATE, 5/PACK, 50/CASE | 50 | 1 | 235.846 | Corning | 356773 | https://www.corning.com/worldwide/en.html
356775 | CORNING® PURECOAT™ CARBOXYL 24 WELL PLATE, 5/PACK, 50/CASE | 50 | 1 | 245.999 | Corning | 356775 | https://www.corning.com/worldwide/en.html
356778 | CORNING® PURECOAT™ CARBOXYL 75CM² RECTANGULAR CANTED NECK CELL CULTURE FLASK WITH VENTED CAP | 50 | 1 | 300.989 | Corning | 356778 | https://www.corning.com/worldwide/en.html
356780 | CORNING® PURECOAT™ CARBOXYL 175CM² RECTANGULAR STRAIGHT NECK CELL CULTURE FLASK WITH VENTED CAP | 40 | 1 | 329.927 | Corning | 356780 | https://www.corning.com/worldwide/en.html
356784 | CORNING® PURECOAT™ CARBOXYL 100MM DISH, 10/PACK, 40/CASE | 40 | 1 | 132.951 | Corning | 356784 | https://www.corning.com/worldwide/en.html
354400 | CORNING® BIOCOAT™ COLLAGEN I 6 WELL CLEAR FLAT BOTTOM TC-TREATED MULTIWELL PLATE, WITH LID, NONSTERILE, 5/CASE | 5 | 1 | 84.864 | Corning | 354400 | https://www.corning.com/worldwide/en.html
354402 | CORNING® BIOCOAT™ FIBRONECTIN 6 WELL CLEAR FLAT BOTTOM TC-TREATED MULTIWELL PLATE, WITH LID, NONSTERILE, 5/CASE | 5 | 1 | 212.108 | Corning | 354402 | https://www.corning.com/worldwide/en.html
354404 | CORNING® BIOCOAT™ LAMININ 6 WELL CLEAR FLAT BOTTOM TC-TREATED MULTIWELL PLATE, WITH LID, NONSTERILE, 5/CASE | 5 | 1 | 233.428 | Corning | 354404 | https://www.corning.com/worldwide/en.html
354408 | CORNING® BIOCOAT™ COLLAGEN I 24 WELL CLEAR FLAT BOTTOM TC-TREATED MULTIWELL PLATE, WITH LID, NONSTERILE, 5/CASE | 5 | 1 | 86.398 | Corning | 354408 | https://www.corning.com/worldwide/en.html
354411 | CORNING® BIOCOAT™ FIBRONECTIN 24 WELL CLEAR FLAT BOTTOM TC-TREATED MULTIWELL PLATE, WITH LID, NONSTERILE, 5/CASE | 5 | 1 | 222.716 | Corning | 354411 | https://www.corning.com/worldwide/en.html
354412 | CORNING® BIOCOAT™ LAMININ 24 WELL CLEAR FLAT BOTTOM TC-TREATED MULTIWELL PLATE, WITH LID, NONSTERILE, 5/CASE | 5 | 1 | 239.356 | Corning | 354412 | https://www.corning.com/worldwide/en.html
354413 | CORNING® BIOCOAT™ POLY-D-LYSINE 6 WELL CLEAR FLAT BOTTOM TC-TREATED MULTIWELL PLATE, WITH LID, NONSTERILE, 5/CASE | 5 | 1 | 82.745 | Corning | 354413 | https://www.corning.com/worldwide/en.html
354414 | CORNING® BIOCOAT™ POLY-D-LYSINE 24 WELL CLEAR FLAT BOTTOM TC-TREATED MULTIWELL PLATE, WITH LID, NONSTERILE, 5/CASE | 5 | 1 | 82.992 | Corning | 354414 | https://www.corning.com/worldwide/en.html
354428 | CORNING® BIOCOAT™ COLLAGEN IV 6 WELL CLEAR FLAT BOTTOM TC-TREATED MULTIWELL PLATE, WITH LID, NONSTERILE, 5/CASE | 5 | 1 | 214.76 | Corning | 354428 | https://www.corning.com/worldwide/en.html
354430 | CORNING® BIOCOAT™ COLLAGEN IV 24 WELL CLEAR FLAT BOTTOM TC-TREATED MULTIWELL PLATE, WITH LID, NONSTERILE, 5/CASE | 5 | 1 | 220.064 | Corning | 354430 | https://www.corning.com/worldwide/en.html
354432 | CORNING® BIOCOAT™ MATRIX 6 WELL CLEAR FLAT BOTTOM TC-TREATED MULTIWELL PLATE, WITH LID, NONSTERILE, 5/CASE | 2 | 1 | 477.256 | Corning | 354432 | https://www.corning.com/worldwide/en.html
354433 | CORNING® PLATE 24W MATRIGEL® 1PK 2CS | 2 | 1 | 495.898 | Corning | 354433 | https://www.corning.com/worldwide/en.html
354470 | CORNING® BIOCOAT™ POLY-D-LYSINE 12 WELL CLEAR FLAT BOTTOM TC-TREATEDMULTIWELL PLATE, WITH LID, NONSTERILE, 5/CASE | 5 | 1 | 73.905 | Corning | 354470 | https://www.corning.com/worldwide/en.html
354500 | CORNING® BIOCOAT™ COLLAGEN I 12 WELL CLEAR FLAT BOTTOM TC-TREATED MULTIWELL PLATE, WITH LID, NONSTERILE, 5/CASE | 5 | 1 | 76.167 | Corning | 354500 | https://www.corning.com/worldwide/en.html
354505 | CORNING® BIOCOAT™ COLLAGEN I 48 WELL CLEAR FLAT BOTTOM TC-TREATED MULTIWELL PLATE, WITH LID, NONSTERILE, 5/CASE | 5 | 1 | 84.123 | Corning | 354505 | https://www.corning.com/worldwide/en.html
354507 | CORNING® BIOCOAT™ LAMININ 48 WELL CLEAR FLAT BOTTOM TC-TREATED MULTIWELL PLATE, WITH LID, NONSTERILE, 5/CASE | 5 | 1 | 251.173 | Corning | 354507 | https://www.corning.com/worldwide/en.html
354508 | CORNING® BIOCOAT™ MATRIGEL® MATRIX 48 WELL CLEAR FLAT BOTTOM MULTIWELL PLATE, WITH LID, NONSTERILE, 2/CASE | 2 | 1 | 573.326 | Corning | 354508 | https://www.corning.com/worldwide/en.html
354509 | CORNING® BIOCOAT™ POLY-D-LYSINE 48 WELL CLEAR FLAT BOTTOM TC-TREATED MULTIWELL PLATE, WITH LID, NONSTERILE, 5/CASE | 5 | 1 | 82.992 | Corning | 354509 | https://www.corning.com/worldwide/en.html
354515 | CORNING® BIOCOAT™ POLY-L-LYSINE 6 WELL CLEAR FLAT BOTTOM TC-TREATED MULTIWELL PLATE, WITH LID, NONSTERILE, 5/CASE | 5 | 1 | 86.398 | Corning | 354515 | https://www.corning.com/worldwide/en.html
354595 | CORNING® BIOCOAT™ POLY-D-LYSINE/LAMININ 6 WELL CLEAR FLAT BOTTOM TC-TREATED MULTIWELL PLATE, WITH LID, NS, 5/PK, 50/CS | 5 | 1 | 236.366 | Corning | 354595 | https://www.corning.com/worldwide/en.html
354603 | CORNING® BIOCOAT™ MATRIGEL® MATRIX THIN LAYER 6 WELL CLEAR FLAT BOTTOM TC-TREATED MULTIWELL PLATE, WITH LID, NONSTERILE, 5/CASE | 5 | 1 | 273.637 | Corning | 354603 | https://www.corning.com/worldwide/en.html
354605 | CORNING® BIOCOAT™ MATRIGEL® MATRIX THIN LAYER 24 WELL CLEAR FLAT BOTTOM TC-TREATED MULTIWELL PLATE, WITH LID, NONSTERILE, 5/CASE | 5 | 1 | 273.637 | Corning | 354605 | https://www.corning.com/worldwide/en.html
354619 | POLY-D-LYSINE/LAMININ 24 WELL CLEAR FLAT BOTTOM TC-TREATED MULTIWELL PLATE, WITH LID, NONSTERILE, 5/CASE | 5 | 1 | 254.124 | Corning | 354619 | https://www.corning.com/worldwide/en.html
354635 | CORNING® BIOCOAT™ MATRIGEL® GROWTH FACTOR REDUCED MATRIX 24 W CLEAR PLT FOR SMOOTH MUSCLE CELLS, F B TCT PLT W LID, NS, 5/CS | 5 | 1 | 591.812 | Corning | 354635 | https://www.corning.com/worldwide/en.html
354652 | CORNING® BIOCOAT™ GELATIN 6 WELL CLEAR FLAT BOTTOM TC-TREATED MULTIWELL PLATE, WITH LID, NONSTERILE, 5/CASE | 5 | 1 | 64.714 | Corning | 354652 | https://www.corning.com/worldwide/en.html
354658 | CORNING® BIOCOAT™ POLY-L-ORNITHINE/LAMININ 6 WELL CLEAR FLAT BOTTOM TC-TREATED MULTIWELL PLATE, WITH LID, NONSTERILE, 5/CASE | 5 | 1 | 233.181 | Corning | 354658 | https://www.corning.com/worldwide/en.html
354659 | CORNING® BIOCOAT™ POLY-L-ORNITHINE/LAMININ 24 WELL CLEAR FLAT BOTTOM TC-TREATED MULTIWELL PLATE, WITH LID, NONSTERILE, 5/CASE | 5 | 1 | 236.067 | Corning | 354659 | https://www.corning.com/worldwide/en.html
354671 | CORNING® BIOCOAT™ MATRIGEL® 6 WELL PLATE FOR ES CULTURE, 5/CASE | 5 | 1 | 190.879 | Corning | 354671 | https://www.corning.com/worldwide/en.html
355467 | FALCON® 6 WELL DEEP WELL TC-TREATED POLYSTYRENE PLATE, 4/PACK, 4/CASE | 4 | 1 | 70.018 | Corning | 355467 | https://www.corning.com/worldwide/en.html
356400 | CORNING® BIOCOAT™ COLLAGEN I 6 WELL CLEAR FLAT BOTTOM TC-TREATED MULTIWELL PLATE, WITH LID, NONSTERILE, 5/PACK, 50/CASE | 50 | 1 | 414.557 | Corning | 356400 | https://www.corning.com/worldwide/en.html
356408 | CORNING® BIOCOAT™ COLLAGEN I 24 WELL CLEAR FLAT BOTTOM TC-TREATED MULTIWELL PLATE, WITH LID, NONSTERILE, 5/PACK, 50/CASE | 50 | 1 | 503.178 | Corning | 356408 | https://www.corning.com/worldwide/en.html
356413 | CORNING® BIOCOAT™ POLY-D-LYSINE 6 WELL CLEAR FLAT BOTTOM TC-TREATED MULTIWELL PLATE, WITH LID, NONSTERILE, 5/PACK, 50/CASE | 50 | 1 | 403.39 | Corning | 356413 | https://www.corning.com/worldwide/en.html
356414 | CORNING® BIOCOAT™ POLY-D-LYSINE 24 WELL CLEAR FLAT BOTTOM TC-TREATED MULTIWELL PLATE, WITH LID, NONSTERILE, 5/PACK, 50/CASE | 50 | 1 | 412.971 | Corning | 356414 | https://www.corning.com/worldwide/en.html
356470 | CORNING® BIOCOAT™ POLY-D-LYSINE 12 WELL CLEAR FLAT BOTTOM TC-TREATED MULTIWELL PLATE, WITH LID, NONSTERILE, 5/PACK, 50/CASE | 50 | 1 | 395.031 | Corning | 356470 | https://www.corning.com/worldwide/en.html
356500 | CORNING® BIOCOAT™ COLLAGEN I 12 WELL CLEAR FLAT BOTTOM TC-TREATED MULTIWELL PLATE, WITH LID, NONSTERILE, 5/PACK, 50/CASE | 50 | 1 | 559.091 | Corning | 356500 | https://www.corning.com/worldwide/en.html
356505 | CORNING® BIOCOAT™ COLLAGEN I 48 WELL CLEAR FLAT BOTTOM TC-TREATED MULTIWELL PLATE, WITH LID, NONSTERILE, 10 SLEEVES OF 5, 50/CS | 50 | 1 | 396.149 | Corning | 356505 | https://www.corning.com/worldwide/en.html
356509 | CORNING® BIOCOAT™ POLY-D-LYSINE 48 WELL CLEAR FLAT BOTTOM TC-TREATED MULTIWELL PLATE, WITH LID, NONSTERILE, 5/PACK, 50/CASE | 50 | 1 | 415.935 | Corning | 356509 | https://www.corning.com/worldwide/en.html
356515 | CORNING® BIOCOAT™ POLY-L-LYSINE 6 WELL CLEAR FLAT BOTTOM TC-TREATED MULTIWELL PLATE, WITH LID, NONSTERILE, 5/PACK, 50/CASE | 50 | 1 | 424.957 | Corning | 356515 | https://www.corning.com/worldwide/en.html
356652 | CORNING® BIOCOAT™ GELATIN 6 WELL CLEAR FLAT BOTTOM TC-TREATED MULTIWELL PLATE, WITH LID, NONSTERILE, 5/PACK, 50/CASE | 50 | 1 | 381.628 | Corning | 356652 | https://www.corning.com/worldwide/en.html
354077 | CORNING® BIOCOAT™ POLY-D-LYSINE 35MM COVERSLIP BOTTOM TC-TREATED DISHES, 20/PACK, 20/CASE, NONSTERILE | 20 | 1 | 231.907 | Corning | 354077 | https://www.corning.com/worldwide/en.html
354401 | CORNING® BIOCOAT™ COLLAGEN I 60MM TC-TREATED CULTURE DISHES, 20/PACK, 20/CASE, NONSTERILE | 20 | 1 | 92.716 | Corning | 354401 | https://www.corning.com/worldwide/en.html
354403 | CORNING® BIOCOAT™ FIBRONECTIN 60MM TC-TREATED CULTURE DISHES, 5/PACK, 20/CASE, NONSTERILE | 20 | 1 | 209.456 | Corning | 354403 | https://www.corning.com/worldwide/en.html
354405 | CORNING® BIOCOAT™ LAMININ 60MM TC-TREATED CULTURE DISHES, 5/PACK, 20/CASE, NONSTERILE | 20 | 1 | 236.067 | Corning | 354405 | https://www.corning.com/worldwide/en.html
354416 | CORNING® BIOCOAT™ COLLAGEN IV 60MM TC-TREATED CULTURE DISHES, 20/PACK, 20/CASE, NONSTERILE | 20 | 1 | 212.108 | Corning | 354416 | https://www.corning.com/worldwide/en.html
354450 | CORNING® BIOCOAT™ COLLAGEN I 100MM TC-TREATED CULTURE DISHES, 10/PACK, 10/CASE, NONSTERILE | 10 | 1 | 88.049 | Corning | 354450 | https://www.corning.com/worldwide/en.html
354451 | CORNING® BIOCOAT™ FIBRONECTIN 100MM TC-TREATED CULTURE DISHES, 5/PACK, 10/CASE, NONSTERILE | 10 | 1 | 221.481 | Corning | 354451 | https://www.corning.com/worldwide/en.html
354452 | CORNING® BIOCOAT™ LAMININ 100MM TC-TREATED CULTURE DISHES, 5/PACK, 10/CASE, NONSTERILE | 10 | 1 | 248.508 | Corning | 354452 | https://www.corning.com/worldwide/en.html
354453 | CORNING® BIOCOAT™ COLLAGEN IV 100MM TC-TREATED CULTURE DISHES, 5/PACK, 10/CASE, NONSTERILE | 10 | 1 | 243.906 | Corning | 354453 | https://www.corning.com/worldwide/en.html
354455 | CORNING® BIOCOAT™ POLY-D-LYSINE/LAMININ 100MM TC-TREATED CULTURE DISHES, 10/PACK, 10/CASE, NONSTERILE | 10 | 1 | 263.328 | Corning | 354455 | https://www.corning.com/worldwide/en.html
354456 | CORNING® BIOCOAT™ COLLAGEN I 35MM TC-TREATED CULTURE DISHES, 20/PACK, 20/CASE, NONSTERILE | 20 | 1 | 88.855 | Corning | 354456 | https://www.corning.com/worldwide/en.html
354458 | CORNING® BIOCOAT™ LAMININ 35MM TC-TREATED CULTURE DISHES, 5/PACK, 20/CASE, NONSTERILE | 20 | 1 | 218.79 | Corning | 354458 | https://www.corning.com/worldwide/en.html
354467 | CORNING® BIOCOAT™ POLY-D-LYSINE 35MM TC-TREATED CULTURE DISHES, 5/PACK, 20/CASE, NONSTERILE | 20 | 1 | 87.555 | Corning | 354467 | https://www.corning.com/worldwide/en.html
354468 | CORNING® BIOCOAT™ POLY-D-LYSINE 60MM TC-TREATED CULTURE DISHES, 5/PACK, 20/CASE, NONSTERILE | 20 | 1 | 90.142 | Corning | 354468 | https://www.corning.com/worldwide/en.html
354469 | CORNING® BIOCOAT™ POLY-D-LYSINE 100MM TC-TREATED CULTURE DISHES, 10PACK, 10/CASE, NONSTERILE | 10 | 1 | 86.983 | Corning | 354469 | https://www.corning.com/worldwide/en.html
354517 | CORNING® BIOCOAT™ POLY-L-LYSINE 60MM CULTURE DISHES, 5/PACK, 20/CASE, NONSTERILE | 20 | 1 | 96.577 | Corning | 354517 | https://www.corning.com/worldwide/en.html
354518 | CORNING® BIOCOAT™ POLY-L-LYSINE 35MM TC-TREATED CULTURE DISHES, 5/PACK, 20/CASE, NONSTERILE | 20 | 1 | 90.142 | Corning | 354518 | https://www.corning.com/worldwide/en.html
354550 | CORNING® BIOCOAT™ POLY-D-LYSINE 150MM TC-TREATED GRIDDED CULTURE DISHES, 5/PACK, 5/CASE, NONSTERILE | 5 | 1 | 112.034 | Corning | 354550 | https://www.corning.com/worldwide/en.html
354551 | CORNING® BIOCOAT™ COLLAGEN I 150MM TC-TREATED CULTURE DISHES, 5/PACK, 5/CASE, NONSTERILE | 5 | 1 | 130.299 | Corning | 354551 | https://www.corning.com/worldwide/en.html
354600 | CORNING® BIOCOAT™ MATRIGEL® MATRIX THIN LAYER 100MM CULTURE DISHES, 10/PACK, 10/CASE, NONSTERILE | 10 | 1 | 241.813 | Corning | 354600 | https://www.corning.com/worldwide/en.html
354601 | CORNING® BIOCOAT™ MATRIGEL® MATRIX THIN LAYER 60MM CULTURE DISHES, 5/PACK, 20/CASE, NONSTERILE | 20 | 1 | 279.578 | Corning | 354601 | https://www.corning.com/worldwide/en.html
354602 | CORNING® BIOCOAT™ MATRIGEL® MATRIX THIN LAYER 35MM CULTURE DISHES, 20/PACK, 20/CASE, NONSTERILE | 20 | 1 | 251.511 | Corning | 354602 | https://www.corning.com/worldwide/en.html
354653 | CORNING® BIOCOAT™ GELATIN 100MM TC-TREATED CULTURE DISHES, 10/PACK, 10/CASE, NONSTERILE | 10 | 1 | 70.018 | Corning | 354653 | https://www.corning.com/worldwide/en.html
356401 | CORNING® BIOCOAT™ COLLAGEN I 60MM TC-TREATED CULTURE DISHES, 100/PACK, 100/CASE, NONSTERILE | 100 | 1 | 412.1 | Corning | 356401 | https://www.corning.com/worldwide/en.html
356450 | CORNING® BIOCOAT™ COLLAGEN I 100MM TC-TREATED CULTURE DISHES, 40/PACK, 40/CASE, NONSTERILE | 40 | 1 | 225.446 | Corning | 356450 | https://www.corning.com/worldwide/en.html
356456 | CORNING® BIOCOAT™ COLLAGEN I 35MM TC-TREATED CULTURE DISHES, 100/PACK, 100/CASE, NONSTERILE | 100 | 1 | 406.939 | Corning | 356456 | https://www.corning.com/worldwide/en.html
356467 | CORNING® BIOCOAT™ POLY-D-LYSINE 35MM TC-TREATED CULTURE DISHES, 20/PACK, 100/CASE, NONSTERILE | 100 | 1 | 406.068 | Corning | 356467 | https://www.corning.com/worldwide/en.html
356468 | CORNING® BIOCOAT™ POLY-D-LYSINE 60MM CULTURE DISHES, 20/PACK, 100/CASE, NONSTERILE | 100 | 1 | 412.1 | Corning | 356468 | https://www.corning.com/worldwide/en.html
356469 | CORNING® BIOCOAT™ POLY-D-LYSINE 100MM TC-TREATED CULTURE DISHES, 10/PACK, 40/CASE, NONSTERILE | 40 | 1 | 225.446 | Corning | 356469 | https://www.corning.com/worldwide/en.html
356517 | CORNING® BIOCOAT™ POLY-L-LYSINE 60MM TC-TREATED CULTURE DISHES, 20/PACK, 100/CASE, NONSTERILE | 100 | 1 | 424.268 | Corning | 356517 | https://www.corning.com/worldwide/en.html
356518 | CORNING® BIOCOAT™ POLY-L-LYSINE 35MM TC-TREATED CULTURE DISHES, 20/PACK, 100/CASE, NONSTERILE | 100 | 1 | 424.268 | Corning | 356518 | https://www.corning.com/worldwide/en.html
356653 | CORNING® BIOCOAT™ GELATIN 100MM TC-TREATED CULTURE DISHES, 10/PACK, 40/CASE, NONSTERILE | 40 | 1 | 225.446 | Corning | 356653 | https://www.corning.com/worldwide/en.html
354484 | CORNING® BIOCOAT™ COLLAGEN I 25CM² RECTANGULAR CANTED NECK CELL CULTURE FLASK WITH VENTED CAP | 10 | 1 | 90.701 | Corning | 354484 | https://www.corning.com/worldwide/en.html
354485 | CORNING® BIOCOAT™ COLLAGEN I 75CM² RECTANGULAR CANTED NECK CELL CULTURE FLASK WITH VENTED CAP | 5 | 1 | 81.679 | Corning | 354485 | https://www.corning.com/worldwide/en.html
354486 | CORNING® BIOCOAT™ COLLAGEN I 150CM² RECTANGULAR CANTED NECK CELL CULTURE FLASK WITH VENTED CAP | 5 | 1 | 97.851 | Corning | 354486 | https://www.corning.com/worldwide/en.html
354487 | CORNING® BIOCOAT™ COLLAGEN I 175CM² RECTANGULAR STRAIGHT NECK CELL CULTURE FLASK WITH VENTED CAP | 5 | 1 | 97.903 | Corning | 354487 | https://www.corning.com/worldwide/en.html
354488 | CORNING® BIOCOAT™ GELATIN 75CM² RECTANGULAR CANTED NECK CELL CULTURE FLASK WITH VENTED CAP | 5 | 1 | 65.767 | Corning | 354488 | https://www.corning.com/worldwide/en.html
354521 | CORNING® BIOCOAT™ FIBRONECTIN 75CM² RECTANGULAR CANTED NECK CELL CULTURE FLASK WITH PLUG SEAL CAP | 10 | 1 | 426.374 | Corning | 354521 | https://www.corning.com/worldwide/en.html
354522 | CORNING® BIOCOAT™ LAMININ 75CM² RECTANGULAR CANTED NECK CELL CULTURE FLASK WITH PLUG SEAL CAP | 10 | 1 | 459.056 | Corning | 354522 | https://www.corning.com/worldwide/en.html
354523 | CORNING® BIOCOAT™ COLLAGEN IV 75CM² RECTANGULAR CANTED NECK CELL CULTURE FLASK WITH PLUG SEAL CAP | 10 | 1 | 449.553 | Corning | 354523 | https://www.corning.com/worldwide/en.html
354526 | CORNING® BIOCOAT™ FIBRONECTIN 175CM² RECTANGULAR STRAIGHT NECK CELL CULTURE FLASK WITH PLUG SEAL CAP | 5 | 1 | 454.779 | Corning | 354526 | https://www.corning.com/worldwide/en.html
354528 | CORNING® BIOCOAT™ COLLAGEN IV 175CM² RECTANGULAR STRAIGHT NECK CELL CULTURE FLASK WITH PLUG SEAL CAP | 5 | 1 | 447.252 | Corning | 354528 | https://www.corning.com/worldwide/en.html
354532 | CORNING® BIOCOAT™ FIBRONECTIN 25CM² RECTANGULAR CANTED NECK CELL CULTURE FLASK WITH PLUG SEAL CAP | 10 | 1 | 289.237 | Corning | 354532 | https://www.corning.com/worldwide/en.html
354536 | CORNING® BIOCOAT™ POLY-D-LYSINE 25CM² RECTANGULAR CANTED NECK CELL CULTURE FLASK WITH VENTED CAP | 10 | 1 | 90.701 | Corning | 354536 | https://www.corning.com/worldwide/en.html
354537 | CORNING® BIOCOAT™ POLY-D-LYSINE 75CM² RECTANGULAR CANTED NECK CELL CULTURE FLASK WITH VENTED CAP | 5 | 1 | 82.719 | Corning | 354537 | https://www.corning.com/worldwide/en.html
354538 | CORNING® BIOCOAT™ POLY-D-LYSINE 150CM² RECTANGULAR CANTED NECK CELL CULTURE FLASK WITH VENTED CAP | 5 | 1 | 97.851 | Corning | 354538 | https://www.corning.com/worldwide/en.html
354539 | CORNING® BIOCOAT™ POLY-D-LYSINE 175CM² RECTANGULAR STRAIGHT NECK CELL CULTURE FLASK WITH VENTED CAP | 5 | 1 | 97.903 | Corning | 354539 | https://www.corning.com/worldwide/en.html
354637 | VENTED SCREW CAP FOR FALCON® 25CM2 FLASKS, NONSTERILE, 20/PACK, 100/CASE | 100 | 1 | 106.093 | Corning | 354637 | https://www.corning.com/worldwide/en.html
354638 | VENTED SCREW CAP FOR FALCON® 75CM2 FLASKS, NONSTERILE, 10/PACK, 100/CASE | 100 | 1 | 130.546 | Corning | 354638 | https://www.corning.com/worldwide/en.html
354639 | VENTED SCREW CAP FOR FALCON® 175CM2 FLASKS, BULK, NONSTERILE, 50/CASE | 50 | 1 | 89.661 | Corning | 354639 | https://www.corning.com/worldwide/en.html
356484 | CORNING® BIOCOAT™ COLLAGEN 25CM² RECTANGULAR CANTED NECK CELL CULTURE FLASK WITH VENTED CAP | 50 | 1 | 448.851 | Corning | 356484 | https://www.corning.com/worldwide/en.html
356485 | CORNING® BIOCOAT™ COLLAGEN 75CM² RECTANGULAR CANTED NECK CELL CULTURE FLASK WITH VENTED CAP | 50 | 1 | 547.261 | Corning | 356485 | https://www.corning.com/worldwide/en.html
356486 | CORNING® BIOCOAT™ COLLAGEN 150CM² RECTANGULAR CANTED NECK CELL CULTURE FLASK WITH VENTED CAP | 40 | 1 | 513.929 | Corning | 356486 | https://www.corning.com/worldwide/en.html
356487 | CORNING® BIOCOAT™ COLLAGEN 175CM² RECTANGULAR STRAIGHT NECK CELL CULTURE FLASK WITH VENTED CAP | 40 | 1 | 592.41 | Corning | 356487 | https://www.corning.com/worldwide/en.html
356488 | CORNING® BIOCOAT™ GELATIN 75CM² RECTANGULAR CANTED NECK CELL CULTURE FLASK WITH VENTED CAP | 50 | 1 | 530.959 | Corning | 356488 | https://www.corning.com/worldwide/en.html
356536 | CORNING® BIOCOAT™ POLY-D-LYSINE 25CM² RECTANGULAR CANTED NECK CELL CULTURE FLASK WITH BLUE VENTED SCREW CAP | 50 | 1 | 431.405 | Corning | 356536 | https://www.corning.com/worldwide/en.html
356537 | CORNING® BIOCOAT™ POLY-D-LYSINE 75CM² RECTANGULAR CANTED NECK CELL CULTURE FLASK WITH VENTED CAP | 50 | 1 | 534.495 | Corning | 356537 | https://www.corning.com/worldwide/en.html
356538 | CORNING® BIOCOAT™ POLY-D-LYSINE 150CM² RECTANGULAR CANTED NECK CELL CULTURE FLASK WITH VENTED CAP | 40 | 1 | 513.929 | Corning | 356538 | https://www.corning.com/worldwide/en.html
356539 | CORNING® BIOCOAT™ POLY-D-LYSINE 175CM² FLASK WITH VENTED CAP | 40 | 1 | 590.668 | Corning | 356539 | https://www.corning.com/worldwide/en.html
355054 | CORNING® ENDOTHELIAL CELL CULTURE MEDIUM, KIT | 1 | 1 | 418.301 | Corning | 355054 | https://www.corning.com/worldwide/en.html
355056 | CORNING® HEPATOCYTE CULTURE MEDIA KIT, 500ML | 1 | 1 | 241.839 | Corning | 355056 | https://www.corning.com/worldwide/en.html
355057 | CORNING® INTESTINAL EPITHELIUM DIFFERENTIATION ENVIRONMENT, KIT | 1 | 1 | 614.328 | Corning | 355057 | https://www.corning.com/worldwide/en.html
355058 | CORNING® INTESTINAL DIFFERENTIATION MEDIA PACK, KIT | 1 | 1 | 294.086 | Corning | 355058 | https://www.corning.com/worldwide/en.html
355357 | CORNING® INTESTINAL EPITHELIUM DIFFERENTIATION MEDIUM, 250ML, 2/PACK | 1 | 1 | 176.475 | Corning | 355357 | https://www.corning.com/worldwide/en.html
352340 | FALCON® 40µM CELL STRAINER, BLUE, STERILE, INDIVIDUALLY PACKAGED, 50/CASE | 50 | 1 | 86.151 | Corning | 352340 | https://www.corning.com/worldwide/en.html
352350 | FALCON® 70µM CELL STRAINER, WHITE, STERILE, INDIVIDUALLY PACKAGED, 50/CASE | 50 | 1 | 86.151 | Corning | 352350 | https://www.corning.com/worldwide/en.html
352360 | FALCON® 100µM CELL STRAINER, YELLOW, STERILE, INDIVIDUALLY PACKAGED, 50/CASE | 50 | 1 | 86.151 | Corning | 352360 | https://www.corning.com/worldwide/en.html
353652 | FALCON® 60MM TC-TREATED IN VITRO FERTILIZATION (IVF) DISH, 20/PACK, 500/CASE, STERILE | 500 | 1 | 337.077 | Corning | 353652 | https://www.corning.com/worldwide/en.html
353653 | FALCON® 60MM TC-TREATED CENTER WELL IN VITRO FERTILIZATION (IVF)/ORGAN CULTURE DISH, 20/PACK, 500/CASE, STERILE | 500 | 1 | 490.204 | Corning | 353653 | https://www.corning.com/worldwide/en.html
353654 | FALCON® 4 WELL TC-TREATED IN VITRO FERTILIZATION (IVF) PLATE, INDIVIDUALLY WRAPPED, STERILE, 100/CASE | 100 | 1 | 356.2 | Corning | 353654 | https://www.corning.com/worldwide/en.html
353655 | FALCON® 50MMX9MM NOT TC-TREATED IN VITRO FERTILIZATION (IVF)/LOW WALL DISH, 4PACK, 100/CASE, STERILE | 100 | 1 | 86.593 | Corning | 353655 | https://www.corning.com/worldwide/en.html
353671 | DISH 4 WELL TISSUE CULTURE TREATED IN VITRO FERTILIZATION, WITH A ONE PIECE, FLAT LID, STERILE, 1/PACK 100/CASE | 100 | 1 | 356.2 | Corning | 353671 | https://www.corning.com/worldwide/en.html
354104 | FALCON® 4 WELL CULTURESLIDE, 12/PACK, 96/CASE | 96 | 1 | 497.822 | Corning | 354104 | https://www.corning.com/worldwide/en.html
354108 | FALCON® 8 WELL CULTURESLIDE, 12/PACK, 96/CASE | 96 | 1 | 497.822 | Corning | 354108 | https://www.corning.com/worldwide/en.html
354114 | FALCON® 4 WELL CULTURESLIDE, 12/PACK, 24/CASE | 24 | 1 | 150.943 | Corning | 354114 | https://www.corning.com/worldwide/en.html
354118 | FALCON® 8 WELL CULTURESLIDE, 12/PACK, 24/CASE | 24 | 1 | 149.838 | Corning | 354118 | https://www.corning.com/worldwide/en.html
354013 | FALCON® SAMPLE CONTAINER, WITH LID, 4.5OZ (110ML), INDIVIDUALLY WRAPPED, STERILE, 100/CASE | 100 | 1 | 76.609 | Corning | 354013 | https://www.corning.com/worldwide/en.html
354014 | FALCON®SAMPLE CONTAINER, WITHOUT LID, 4.5OZ (110ML), STERILE, 20/BAG, 500/CASE | 500 | 1 | 353.587 | Corning | 354014 | https://www.corning.com/worldwide/en.html
354015 | FALCON® SAMPLE CONTAINER, WITH LID, 8OZ (220ML), INDIVIDUALLY WRAPPED, STERILE, 100/CASE | 100 | 1 | 88.647 | Corning | 354015 | https://www.corning.com/worldwide/en.html
354017 | LID FOR FALCON® STERILE SAMPLE CONTAINERS, 4.5OZ OR 8OZ (110ML OR 220ML), STERILE, 20/BAG, 500/CASE | 500 | 1 | 124.033 | Corning | 354017 | https://www.corning.com/worldwide/en.html
354020 | FALCON® SAMPLE CONTAINER WITHOUT LID, 8OZ (220 ML), STERILE, 20/BAG, 500/CASE | 500 | 1 | 149.903 | Corning | 354020 | https://www.corning.com/worldwide/en.html
356507 | FALCON® 2ML SEROLOGICAL PIPET, POLYSTYRENE, 0.01 INCREMENTS, INDIVIDUALLY PACKED, STERILE, 100/BOX, 1,000/CASE | 1000 | 1 | 107.666 | Corning | 356507 | https://www.corning.com/worldwide/en.html
356521 | FALCON® 1ML SEROLOGICAL PIPET, POLYSTYRENE, 0.01 INCREMENTS, INDIVIDUALLY PACKED, STERILE, 100/BOX, 1,000/CASE | 1000 | 1 | 93.587 | Corning | 356521 | https://www.corning.com/worldwide/en.html
356525 | FALCON® 25ML SEROLOGICAL PIPET, POLYSTYRENE, SPACE SAVER, 0.25 INCREMENTS, INDIVIDUALLY PACKED, STERILE, 50/BAG, 200/CASE | 200 | 1 | 60.658 | Corning | 356525 | https://www.corning.com/worldwide/en.html
356535 | FALCON® 25ML SEROLOGICAL PIPET, POLYSTYRENE, EXTENDED, 0.5 INCREMENTS, INDIVIDUALLY WRAPPED, STERILE, 50/BAG, 200/CASE | 200 | 1 | 59.501 | Corning | 356535 | https://www.corning.com/worldwide/en.html
356543 | FALCON® 5ML SEROLOGICAL PIPET, POLYSTYRENE, 0.1 INCREMENTS, INDIVIDUALLY PACKED, STERILE, 50/BAG, 200/CASE | 200 | 1 | 26.026 | Corning | 356543 | https://www.corning.com/worldwide/en.html
356550 | FALCON® 50ML SEROLOGICAL PIPET, POLYSTYRENE, 1.0 INCREMENTS, INDIVIDUALLY WRAPPED, STERILE, 25/PACK, 100/CASE | 100 | 1 | 79.846 | Corning | 356550 | https://www.corning.com/worldwide/en.html
356551 | FALCON® 10ML SEROLOGICAL PIPET, POLYSTYRENE, 0.1 INCREMENTS, INDIVIDUALLY WRAPPED, STERILE, 50/BAG, 200/CASE | 200 | 1 | 26.377 | Corning | 356551 | https://www.corning.com/worldwide/en.html
357506 | FALCON® 1ML SEROLOGICAL PIPET, POLYSTYRENE, 0.01 INCREMENTS, STERILE, 25/PACK, 1,000/CASE | 1000 | 1 | 100.828 | Corning | 357506 | https://www.corning.com/worldwide/en.html
357508 | FALCON® 2ML SEROLOGICAL PIPET, POLYSTYRENE, 0.01 INCREMENTS, STERILE, 25/PACK, 1,000/CASE | 1000 | 1 | 101.036 | Corning | 357508 | https://www.corning.com/worldwide/en.html
357515 | FALCON® 25ML SEROLOGICAL PIPET, POLYSTYRENE, SPACE SAVER, 0.25 INCREMENTS, STERILE, 20/PACK, 200/CASE | 200 | 1 | 94.705 | Corning | 357515 | https://www.corning.com/worldwide/en.html
357521 | FALCON® 1ML SEROLOGICAL PIPET, POLYSTYRENE, 0.01 INCREMENTS, INDIVIDUALLY PACKED, STERILE, 100/BOX, 1,000/CASE | 1000 | 1 | 93.6 | Corning | 357521 | https://www.corning.com/worldwide/en.html
357524 | FALCON® 3ML TRANSFER PIPET, POLYETHYLENE, WITH GRADUATIONS, NONSTERILE, 500/PACK, 1,000/CASE | 1000 | 1 | 73.19 | Corning | 357524 | https://www.corning.com/worldwide/en.html
357529 | FALCON® 5ML SEROLOGICAL PIPET, POLYSTYRENE, 0.1 INCREMENTS, INDIVIDUALLY WRAPPED, STERILE, 25/PACK, 500/CASE | 500 | 1 | 113.867 | Corning | 357529 | https://www.corning.com/worldwide/en.html
357530 | FALCON® 10ML SEROLOGICAL PIPET, POLYSTYRENE, 0.1 INCREMENTS, INDIVIDUALLY WRAPPED, STERILE, 25/PACK, 500/CASE | 500 | 1 | 114.725 | Corning | 357530 | https://www.corning.com/worldwide/en.html
357575 | FALCON® 3ML TRANSFER PIPET, POLYETHYLENE, WITH GRADUATIONS, INDIVIDUALLY PACKED, STERILE, 1/PACK, 500/CASE | 500 | 1 | 81.406 | Corning | 357575 | https://www.corning.com/worldwide/en.html
357600 | FALCON® 100ML SEROLOGICAL PIPET, POLYSTYRENE, 1.0 INCREMENTS, INDIVIDUALLY PACKED, STERILE, 5/BAG, 50/CASE | 50 | 1 | 171.964 | Corning | 357600 | https://www.corning.com/worldwide/en.html
351006 | FALCON® 50MMX9MM NOT TC-TREATED TIGHT-FIT LID STYLE BACTERIOLOGICAL PETRI DISH, 20/PACK, 500/CASE, STERILE | 500 | 1 | 171.847 | Corning | 351006 | https://www.corning.com/worldwide/en.html
351007 | FALCON® 60MMX15MM NOT TC-TREATED TREATED BACTERIOLOGICAL PETRI DISH, 20/PACK, 500/CASE | 500 | 1 | 129.961 | Corning | 351007 | https://www.corning.com/worldwide/en.html
351008 | FALCON® 35MM NOT TC-TREATED EASY-GRIP STYLE BACTERIOLOGICAL PETRI DISH, 20/PACK, 500/CASE, STERILE | 500 | 1 | 108.147 | Corning | 351008 | https://www.corning.com/worldwide/en.html
351029 | FALCON® 100MMX15MM NOT TC-TREATED BACTERIOLOGICAL PETRI DISH, 20/PACK, 500/CASE, STERILE | 500 | 1 | 110.89 | Corning | 351029 | https://www.corning.com/worldwide/en.html
351058 | FALCON®150MMX15MM NOT TC-TREATED BACTERIOLOGICAL PETRI DISH, 10/PACK, 100/CASE, STERILE | 100 | 1 | 65.598 | Corning | 351058 | https://www.corning.com/worldwide/en.html
353001 | FALCON®35MM TC-TREATED EASY-GRIP STYLE CELL CULTURE DISH, 20/PACK, 500/CASE, STERILE | 500 | 1 | 107.302 | Corning | 353001 | https://www.corning.com/worldwide/en.html
353002 | FALCON® 60MMTC-TREATED CELL CULTURE DISH, 20/PACK, 500/CASE, STERILE | 500 | 1 | 127.348 | Corning | 353002 | https://www.corning.com/worldwide/en.html
353003 | FALCON® 100MM TC-TREATED CELL CULTURE DISH, 20/PACK, 200/CASE, STERILE | 200 | 1 | 72.28 | Corning | 353003 | https://www.corning.com/worldwide/en.html
353004 | FALCON® 60MMTC-TREATED EASY-GRIP STYLECELL CULTURE DISH, 20/PACK, 500/CASE, STERILE | 500 | 1 | 127.348 | Corning | 353004 | https://www.corning.com/worldwide/en.html
353025 | FALCON® 150 MM TC-TREATED CELL CULTURE DISH WITH 20MM GRID, 10/PACK, 100/CASE, STERILE | 100 | 1 | 111.631 | Corning | 353025 | https://www.corning.com/worldwide/en.html
353037 | FALCON® 60MM TC-TREATED CENTER WELL ORGAN CULTURE DISH, 20/PACK, 500/CASE, STERILE | 500 | 1 | 423.254 | Corning | 353037 | https://www.corning.com/worldwide/en.html
351143 | FALCON® 12 WELL CLEAR FLAT BOTTOM NOT TREATED MULTIWELL CELL CULTURE PLATE, WITH LID, INDIVIDUALLY WRAPPED, STERILE, 50/CASE | 50 | 1 | 99.151 | Corning | 351143 | https://www.corning.com/worldwide/en.html
351146 | FALCON® 6 WELL CLEAR FLAT BOTTOM NOT TREATED CELL MULTIWELL CULTURE PLATE, WITH LID, STERILE, 1/PACK,50/CASE | 50 | 1 | 89.232 | Corning | 351146 | https://www.corning.com/worldwide/en.html
351147 | FALCON® 24 WELL POLYSTYRENE CLEAR FLAT BOTTOM NOT TREATED CELL CULTURE PLATE, WITH LID, INDIVIDUALLY WRAPPED, STERILE, 50/CASE | 50 | 1 | 77.753 | Corning | 351147 | https://www.corning.com/worldwide/en.html
351178 | CORNING® 48 WELL CLEAR FLAT BOTTOM NOT TREATED MULTIWELL CELL CULTURE PLATE, WITH LID, INDIVIDUALLY WRAPPED, STERILE, 50/CASE | 50 | 1 | 132.21 | Corning | 351178 | https://www.corning.com/worldwide/en.html
353043 | FALCON® 12 WELL CLEAR FLAT BOTTOM TC-TREATED MULTIWELL CELL CULTURE PLATE, WITH LID, INDIVIDUALLY WRAPPED, STERILE, 50/CASE | 50 | 1 | 76.466 | Corning | 353043 | https://www.corning.com/worldwide/en.html
353046 | FALCON® 6 WELL CLEAR FLAT BOTTOM TC-TREATED MULTIWELL CELL CULTURE PLATE, WITH LID, INDIVIDUALLY WRAPPED, STERILE, 50/CASE | 50 | 1 | 65.377 | Corning | 353046 | https://www.corning.com/worldwide/en.html
353047 | FALCON® 24 WELL CLEAR FLAT BOTTOM TC-TREATED MULTIWELL CELL CULTURE PLATE, WITH LID, STERILE, 50/CASE | 50 | 1 | 68.393 | Corning | 353047 | https://www.corning.com/worldwide/en.html
353078 | FALCON® 48 WELL CLEAR FLAT BOTTOM TC-TREATED CELL CULTURE PLATE, WITH LID, INDIVIDUALLY WRAPPED, STERILE, 50/CASE | 50 | 1 | 111.475 | Corning | 353078 | https://www.corning.com/worldwide/en.html
353224 | FALCON® 6 WELL CLEAR FLAT BOTTOM TC-TREATED MULTIWELL CELL CULTURE PLATE, WITH LID, STERILE, 6/BAG, 36/CASE | 36 | 1 | 60.008 | Corning | 353224 | https://www.corning.com/worldwide/en.html
353225 | FALCON® 12 WELL CLEAR FLAT BOTTOM TC-TREATED MULTIWELL CELL CULTURE PLATE, WITH LID, STERILE, 6/PACK, 36/CASE | 36 | 1 | 66.898 | Corning | 353225 | https://www.corning.com/worldwide/en.html
353226 | FALCON® 24 WELL MULTIWELL FLAT BOTTOM TC-TREATED CELL CULTURE PLATE, WITH LID, NONSTERILE, 6/PACK, 36/CASE | 36 | 1 | 64.61 | Corning | 353226 | https://www.corning.com/worldwide/en.html
353230 | FALCON® 48 WELL CLEAR FLAT BOTTOM TC-TREATED MULTIWELL CELL CULTURE PLATE, WITH LID, STERILE, 6/PACK, 36/CASE | 36 | 1 | 107.055 | Corning | 353230 | https://www.corning.com/worldwide/en.html
353503 | FALCON® 12 WELL TC-TREATED POLYSTYRENE PERMEABLE SUPPORT COMPANION PLATE, WITH LID, STERILE, 1/PACK, 50/CASE | 50 | 1 | 98.332 | Corning | 353503 | https://www.corning.com/worldwide/en.html
353934 | FALCON® 6 WELL CELL CLEAR FLAT BOTTOM TC-TREATED MULTIWELL CULTURE PLATE, WITH LID, STERILE, 10/PACK, 60/CASE | 60 | 1 | 116.259 | Corning | 353934 | https://www.corning.com/worldwide/en.html
353935 | FALCON® 24 WELL CLEAR FLAT BOTTOM TC-TREATED MULTIWELL CELL CULTURE PLATE, WITH LID, NONSTERILE, 10/PACK, 60/CASE | 60 | 1 | 116.116 | Corning | 353935 | https://www.corning.com/worldwide/en.html
351172 | FALCON® 96 WELL CLEAR FLAT BOTTOM NOT TREATED CELL CULTURE PLATE, WITH LID, INDIVIDUALLY WRAPPED, STERILE, 50/CASE | 50 | 1 | 80.548 | Corning | 351172 | https://www.corning.com/worldwide/en.html
351177 | FALCON® 96 WELL CLEAR ROUND BOTTOM NOT TREATED MICROPLATE, WITH LID, INDIVIDUALLY WRAPPED, STERILE, 50/CASE | 50 | 1 | 108.745 | Corning | 351177 | https://www.corning.com/worldwide/en.html
353072 | FALCON® 96 WELL CELL CLEAR FLAT BOTTOM TC-TREATED CULTURE PLATE, WITH LID, INDIVIDUALLY WRAPPED, STERILE, 50/CASE | 50 | 1 | 68.614 | Corning | 353072 | https://www.corning.com/worldwide/en.html
353075 | FALCON® 96 WELL CELL CLEAR FLAT BOTTOM TC-TREATED CULTURE PLATE, WITH LID, STERILE, 5/PACK, 50/CASE | 50 | 1 | 81.51 | Corning | 353075 | https://www.corning.com/worldwide/en.html
353077 | FALCON® 96 WELL CLEAR ROUND BOTTOM TC-TREATED CELL CULTURE PLATE, WITH LID, INDIVIDUALLY WRAPPED, STERILE, 50/CASE | 50 | 1 | 70.694 | Corning | 353077 | https://www.corning.com/worldwide/en.html
353219 | FALCON® 96 WELL CLEAR FLAT BOTTOM TC-TREATED IMAGING PLATE WITH LID, 8/PACK, 32/CASE | 32 | 1 | 252.629 | Corning | 353219 | https://www.corning.com/worldwide/en.html
353227 | FALCON® 96 WELL CLEAR ROUND BOTTOM TC-TREATED CELL CULTURE PLATE, WITH LID, STERILE, 5/PACK, 50/CASE | 50 | 1 | 92.287 | Corning | 353227 | https://www.corning.com/worldwide/en.html
353296 | FALCON® 96 WELL WHITE FLAT BOTTOM TC-TREATED MICROTEST ASSAY PLATE, WITH LID, STERILE, 5/PACK, 50/CASE | 50 | 1 | 192.998 | Corning | 353296 | https://www.corning.com/worldwide/en.html
353376 | FALCON® 96 WELL BLACK FLAT BOTTOMTC-TREATED MICROPLATE, WITH LID, STERILE, 8/PACK, 32/CASE | 32 | 1 | 146.497 | Corning | 353376 | https://www.corning.com/worldwide/en.html
353377 | FALCON® 96 WELL WHITE CLEAR FLAT BOTTOM TC-TREATED MICROPLATE, WITH LID, STERILE, 8/PACK, 32/CASE | 32 | 1 | 252.044 | Corning | 353377 | https://www.corning.com/worldwide/en.html
353910 | FALCON® 96 WELL CLEAR ROUND BOTTOM NOT TREATED ASSAY PLATE, NONSTERILE, 5/PACK, 50/CASE | 50 | 1 | 68.809 | Corning | 353910 | https://www.corning.com/worldwide/en.html
353916 | FALCON® 96 WELL CLEAR FLAT BOTTOM TC-TREATED PLATE, WITH LID, 25/PACK, 100/CASE | 100 | 1 | 208.351 | Corning | 353916 | https://www.corning.com/worldwide/en.html
353936 | FALCON® 96 WELL CLEAR FLAT BOTTOM TC-TREATED MICROTEST CELL CULTURE PLATE, WITH LID, STERILE, 14TRAYS/PACK, 84/CASE | 84 | 1 | 175.019 | Corning | 353936 | https://www.corning.com/worldwide/en.html
353958 | FALCON® OPTILUX POLYSTYRENE LID FOR 384 WELL MICROPLATE WITH 120µL TOTAL WELL CAPACITY, NONSTERILE, 5/PACK, 50/CASE | 50 | 1 | 70.486 | Corning | 353958 | https://www.corning.com/worldwide/en.html
354022 | CORNING® BIOCOAT™ POLY-D-LYSINE 1536 WELL BLACK FLAT BOTTOM MICROPLATE, 5/CASE | 5 | 1 | 308.438 | Corning | 354022 | https://www.corning.com/worldwide/en.html
356022 | CORNING® BIOCOAT™ POLY-D-LYSINE 1536 WELL BLACK/CLEAR FLAT BOTTOM MICROPLATE, 5/PACK, 50/CASE | 50 | 1 | 2993.744 | Corning | 356022 | https://www.corning.com/worldwide/en.html
351151 | CORNING® FLUOROBLOK™ 24 WELL PLATE PERMEABLE SUPPORT WITH 3.0ΜM COLORED PET MEMBRANE, STERILE, 1/PACK, 48/CASE | 48 | 1 | 438.386 | Corning | 351151 | https://www.corning.com/worldwide/en.html
351152 | CORNING® FLUOROBLOK™ 24 WELL PLATE PERMEABLE SUPPORT WITH 8.0ΜM COLORED PET MEMBRANE, STERILE, 1/PACK, 48/CASE | 48 | 1 | 443.365 | Corning | 351152 | https://www.corning.com/worldwide/en.html
353090 | FALCON® PERMEABLE SUPPORT FOR 6 WELL PLATE WITH 0.4 ΜM TRANSPARENT PET MEMBRANE, STERILE, 1/PACK, 48/CASE | 48 | 1 | 265.122 | Corning | 353090 | https://www.corning.com/worldwide/en.html
353091 | FALCON® PERMEABLE SUPPORT FOR 6 WELL PLATE WITH 3.0ΜM TRANSPARENT PET MEMBRANE, STERILE, 1/PACK, 48/CASE | 48 | 1 | 279.591 | Corning | 353091 | https://www.corning.com/worldwide/en.html
353092 | FALCON® PERMEABLE SUPPORT FOR 6 WELL PLATE WITH 3.0ΜM TRANSLUCENT HIGH DENSITY PET MEMBRANE, STERILE, 1/PACK, 48/CASE | 48 | 1 | 278.746 | Corning | 353092 | https://www.corning.com/worldwide/en.html
353093 | FALCON® PERMEABLE SUPPORT FOR 6 WELL PLATE WITH 8.0ΜM TRANSPARENT PET MEMBRANE, STERILE, 1/PACK, 48/CASE | 48 | 1 | 276.64 | Corning | 353093 | https://www.corning.com/worldwide/en.html
353095 | FALCON® PERMEABLE SUPPORT FOR 24 WELL PLATE WITH 0.4 ΜM TRANSPARENT PET MEMBRANE, STERILE, 1/PACK, 48/CASE | 48 | 1 | 204.295 | Corning | 353095 | https://www.corning.com/worldwide/en.html
353096 | FALCON® PERMEABLE SUPPORT FOR 24 WELL PLATE WITH 3.0ΜM TRANSPARENT PET MEMBRANE, STERILE, 1/PACK, 48/CASE | 48 | 1 | 204.295 | Corning | 353096 | https://www.corning.com/worldwide/en.html
353097 | FALCON® PERMEABLE SUPPORT FOR 24 WELL PLATE WITH 8.0ΜM TRANSPARENT PET MEMBRANE, STERILE, 1/PACK, 48/CASE | 48 | 1 | 206.791 | Corning | 353097 | https://www.corning.com/worldwide/en.html
353102 | FALCON® PERMEABLE SUPPORT FOR 6 WELL PLATE WITH 1.0ΜM TRANSPARENT PET MEMBRANE, STERILE, 1/PACK, 48/CASE | 48 | 1 | 264.758 | Corning | 353102 | https://www.corning.com/worldwide/en.html
353103 | FALCON® PERMEABLE SUPPORT FOR 12 WELL PLATE WITH 1.0ΜM TRANSPARENT PET MEMBRANE, STERILE, 1/PACK, 48/CASE | 48 | 1 | 216.593 | Corning | 353103 | https://www.corning.com/worldwide/en.html
353104 | FALCON® PERMEABLE SUPPORT FOR 24 WELL PLATE WITH 1.0ΜM TRANSPARENT PET MEMBRANE, STERILE, 1/PACK, 48/CASE | 48 | 1 | 204.477 | Corning | 353104 | https://www.corning.com/worldwide/en.html
353180 | FALCON® PERMEABLE SUPPORT FOR 12 WELL PLATE WITH 0.4 ΜM TRANSPARENT PET MEMBRANE, STERILE, 1/PACK, 48/CASE | 48 | 1 | 216.801 | Corning | 353180 | https://www.corning.com/worldwide/en.html
353181 | FALCON® PERMEABLE SUPPORT FOR 12 WELL PLATE WITH 3.0ΜM TRANSPARENT PET MEMBRANE, STERILE, 1/PACK, 48/CASE | 48 | 1 | 216.801 | Corning | 353181 | https://www.corning.com/worldwide/en.html
353182 | FALCON® PERMEABLE SUPPORT FOR 12 WELL PLATE WITH 8.0ΜM TRANSPARENT PET MEMBRANE, STERILE, 1/PACK, 48/CASE | 48 | 1 | 216.827 | Corning | 353182 | https://www.corning.com/worldwide/en.html
353292 | FALCON®PERMEABLE SUPPORT FOR 12 WELL PLATE WITH 3.0ΜM TRANSLUCENT HIGH DENSITY PET MEMBRANE, STERILE, 1/PACK, 48/CASE | 48 | 1 | 216.801 | Corning | 353292 | https://www.corning.com/worldwide/en.html
353492 | FALCON® PERMEABLE SUPPORT FOR 24 WELL PLATE WITH 3.0ΜM TRANSLUCENT HIGH DENSITY PET MEMBRANE, STERILE, 1/PACK, 48/CASE | 48 | 1 | 204.295 | Corning | 353492 | https://www.corning.com/worldwide/en.html
353493 | FALCON® PERMEABLE SUPPORT FOR 6 WELL PLATE WITH 0.4 ΜM TRANSLUCENT HIGH DENSITY PET MEMBRANE, STERILE, 1/PACK, 48/CASE | 48 | 1 | 265.122 | Corning | 353493 | https://www.corning.com/worldwide/en.html
353494 | FALCON® PERMEABLE SUPPORT FOR 12 WELL PLATE WITH 0.4 ΜM TRANSLUCENT HIGH DENSITY PET MEMBRANE, STERILE, 1/PACK, 48/CASE | 48 | 1 | 216.801 | Corning | 353494 | https://www.corning.com/worldwide/en.html
353495 | FALCON® PERMEABLE SUPPORT FOR 24 WELL PLATE WITH 0.4 ΜM TRANSLUCENT HIGH DENSITY PET MEMBRANE, STERILE, 1/PACK, 48/CASE | 48 | 1 | 204.295 | Corning | 353495 | https://www.corning.com/worldwide/en.html
353502 | FALCON® 6 WELL TC-TREATED POLYSTYRENE PERMEABLE SUPPORT COMPANION PLATE, WITH LID, STERILE, 1/PACK, 50/CASE | 50 | 1 | 102.921 | Corning | 353502 | https://www.corning.com/worldwide/en.html
353504 | FALCON® 24 WELL TC-TREATED CELL POLYSTYRENE PERMEABLE SUPPORT COMPANION PLATE, WITH LID, STERILE, 1/PACK, 50/CASE | 50 | 1 | 103.558 | Corning | 353504 | https://www.corning.com/worldwide/en.html
351130 | FALCON® 96 WELL MULTIWELL INSERT SYSTEM WITH 1.0 ΜM PORE TRANSLUCENT PET MEMBRANE, WITH FEEDER TRAY AND LID, 1/CASE | 1 | 1 | 356.239 | Corning | 351130 | https://www.corning.com/worldwide/en.html
351131 | FALCON® 96 WELL MULTIWELL INSERT SYSTEM WITH 1.0 ΜM PORE TRANSLUCENT PET MEMBRANE, WITH FEEDER TRAY AND LID, 5/CASE | 5 | 1 | 1884.961 | Corning | 351131 | https://www.corning.com/worldwide/en.html
351155 | CORNING® FLUOROBLOK™ HTS 24 WELL MULTIWELL PERMEABLE SUPPORT SYSTEM WITH 3.0ΜM HIGH DENSITY PET MEMBRANE, S, 1/PK, 1/CS | 1 | 1 | 182.78 | Corning | 351155 | https://www.corning.com/worldwide/en.html
351156 | CORNING® FLUOROBLOK™ HTS 24 WELL MULTIWELL PERMEABLE SUPPORT SYSTEM WITH 3.0ΜM HIGH DENSITY PET MEMBRANE, S, 5/PK, 5/CS | 5 | 1 | 849.355 | Corning | 351156 | https://www.corning.com/worldwide/en.html
351157 | CORNING® FLUOROBLOK™ HTS 24 WELL MULTIWELL PERMEABLE SUPPORT SYSTEM WITH 8.0ΜM HIGH DENSITY PET MEMBRANE, S, 1/PK, 1/CS | 1 | 1 | 182.78 | Corning | 351157 | https://www.corning.com/worldwide/en.html
351158 | CORNING® FLUOROBLOK™ HTS 24 WELL MULTIWELL PERMEABLE SUPPORT SYSTEM WITH 8.0ΜM HIGH DENSITY PET MEMBRANE, S, 5/PK, 5/CS | 5 | 1 | 849.355 | Corning | 351158 | https://www.corning.com/worldwide/en.html
351161 | CORNING® FLUOROBLOK™ HTS 96 WELL MULTIWELL PERMEABLE SUPPORT SYSTEM WITH 3.0ΜM HIGH DENSITY PET MEMBRANE, S, 1/PK, 1/CS | 1 | 1 | 465.413 | Corning | 351161 | https://www.corning.com/worldwide/en.html
351162 | CORNING® FLUOROBLOK™ HTS 96 WELL MULTIWELL PERMEABLE SUPPORT SYSTEM WITH 3.0ΜM HIGH DENSITY PET MEMBRANE, S, 5/PK, 5/CS | 5 | 1 | 2158.299 | Corning | 351162 | https://www.corning.com/worldwide/en.html
351163 | CORNING® FLUOROBLOK™ HTS 96 WELL MULTIWELL PERMEABLE SUPPORT SYSTEM WITH 8.0ΜM HIGH DENSITY PET MEMBRANE, S, 1/PK, 1/CS | 1 | 1 | 459.121 | Corning | 351163 | https://www.corning.com/worldwide/en.html
351164 | CORNING® FLUOROBLOK™ HTS 96 WELL MULTIWELL PERMEABLE SUPPORT SYSTEM WITH 8.0ΜM HIGH DENSITY PET MEMBRANE, S, 5/PK, 5/CS | 5 | 1 | 2136.329 | Corning | 351164 | https://www.corning.com/worldwide/en.html
351181 | FALCON® 24 WELL MULTIWELL INSERT SYSTEM WITH 1.0 ΜM PORE HIGH DENSITY PET MEMBRANE, 5/CASE | 5 | 1 | 515.047 | Corning | 351181 | https://www.corning.com/worldwide/en.html
351183 | FALCON® HTS 24 WELL MULTIWELL PERMEABLE SUPPORT SYSTEM WITH 3.0ΜM HIGH DENSITY PET MEMBRANE, STERILE, 5/PACK, 5/CASE | 5 | 1 | 515.996 | Corning | 351183 | https://www.corning.com/worldwide/en.html
351184 | FALCON® HTS 24 WELL MULTIWELL PERMEABLE SUPPORT SYSTEM WITH 8.0ΜM HIGH DENSITY PET MEMBRANE, STERILE, 1/PACK, 1/CASE | 1 | 1 | 110.981 | Corning | 351184 | https://www.corning.com/worldwide/en.html
351185 | FALCON® HTS 24 WELL MULTIWELL PERMEABLE SUPPORT SYSTEM WITH 8.0ΜM HIGH DENSITY PET MEMBRANE, STERILE, 5/PACK, 5/CASE | 5 | 1 | 516.178 | Corning | 351185 | https://www.corning.com/worldwide/en.html
351186 | CORNING® FLUOROBLOK™ 24 WELL POLYSTYRENE FEEDER TRAY, WITH LID, STERILE, 5/PACK, 5/CASE | 5 | 1 | 106.47 | Corning | 351186 | https://www.corning.com/worldwide/en.html
353924 | FALCON® 96 WELL FEEDER POLYSTYRENE TRAY, WITH LID, STERILE, 5/PACK, 5/CASE | 5 | 1 | 101.972 | Corning | 353924 | https://www.corning.com/worldwide/en.html
353925 | FALCON® 96 SQUARE WELL ANGLED BOTTOM TC-TREATED MULTIWELL INSERT SYSTEM, WITH LID, STERILE, 5/CASE | 5 | 1 | 136.188 | Corning | 353925 | https://www.corning.com/worldwide/en.html
353928 | FALCON® 96 SQUARE WELL FLAT BOTTOM MICROPLATE, WITH LID, NONSTERILE, 5/PACK, 5/CASE | 5 | 1 | 157.248 | Corning | 353928 | https://www.corning.com/worldwide/en.html
353938 | FALCON® 96 SQUARE WELL ANGLED BOTTOM INSERT PLATE, WITH LID, STERILE, 5/CASE | 5 | 1 | 2635.139 | Corning | 353938 | https://www.corning.com/worldwide/en.html
354142 | CORNING® BIOCOAT™ HTS 24 WELL MULTIWELL ANGIOGENESIS SYSTEM FOR ENDOTHELIAL CELL INVASION, 1/PACK, 5/CASE | 5 | 1 | 2414.568 | Corning | 354142 | https://www.corning.com/worldwide/en.html
354144 | CORNING® BIOCOAT™ FIBRONECTIN HTS 24 WELL MULTIWELL ANGIOGENESIS SYSTEM WITH 3.0ΜM MEMBRANE, 5/PACK, 5/CASE | 5 | 1 | 1993.368 | Corning | 354144 | https://www.corning.com/worldwide/en.html
354148 | CORNING® BIOCOAT™ FIBRONECTIN HTS 96 WELL MULTIWELL ANGIOGENESIS SYSTEM WITH 3.0ΜM MEMBRANE, 5/PACK, 5/CASE | 5 | 1 | 3949.439 | Corning | 354148 | https://www.corning.com/worldwide/en.html
354149 | CORNING® BIOCOAT™ ANGIOGENESIS SYSTEM: ENDOTHELIAL CELL TUBE FORMATION, 96 WELL BLACK MULTIWELL MICROPLATE, 1/CASE | 1 | 1 | 449.54 | Corning | 354149 | https://www.corning.com/worldwide/en.html
354150 | CORNING® BIOCOAT™ ANGIOGENESIS SYSTEM: ENDOTHELIAL CELL TUBE FORMATION, 96 WELL BLACK MULTIWELL MICROPLATE, 5/CASE | 5 | 1 | 1963.806 | Corning | 354150 | https://www.corning.com/worldwide/en.html
354151 | CORNING®HUMAN UMBILICAL VEIN ENDOTHELIAL CELLS, HUVEC-2 CELLS (>5X105 CELLS), 1 CRYOVIAL/PACK | 1 | 1 | 405.613 | Corning | 354151 | https://www.corning.com/worldwide/en.html
354165 | CORNING® BIOCOAT™ TUMOR INVASION 24 WELL PLATE, WITH LID, 1/PACK, 1/CASE | 1 | 1 | 560.56 | Corning | 354165 | https://www.corning.com/worldwide/en.html
354166 | CORNING® BIOCOAT™ TUMOR INVASION 24 WELL PLATE, WITH LID, 5/PACK, 5/CASE | 5 | 1 | 2711.514 | Corning | 354166 | https://www.corning.com/worldwide/en.html
354167 | CORNING® BIOCOAT™ TUMOR INVASION 96 WELL PLATE, WITH LID, 5/PACK, 5/CASE | 1 | 1 | 736.996 | Corning | 354167 | https://www.corning.com/worldwide/en.html
354168 | CORNING® BIOCOAT™ TUMOR INVASION 96 WELL PLATE, WITH LID, 1/PACK, 1/CASE | 5 | 1 | 3567.213 | Corning | 354168 | https://www.corning.com/worldwide/en.html
354216 | FALCON® CALCEIN AM FLUORESCENT DYE, 500µG, 10X50µG | 1 | 1 | 276.822 | Corning | 354216 | https://www.corning.com/worldwide/en.html
354217 | FALCON® CALCEIN AM FLUORESCENT DYE, 1MG | 1 | 1 | 306.982 | Corning | 354217 | https://www.corning.com/worldwide/en.html
354218 | FALCON® DIIC12(3) FLUORESCENT DYE, 100MG | 1 | 1 | 326.131 | Corning | 354218 | https://www.corning.com/worldwide/en.html
354444 | CORNING® BIOCOAT™ COLLAGEN I INSERTS WITH 0.4 ΜM PET MEMBRANE IN TWO 24 WELL PLATES, 24/PACK, 24/CASE | 24 | 1 | 413.361 | Corning | 354444 | https://www.corning.com/worldwide/en.html
354474 | CORNING® BIOCOAT™ FIBRILLAR COLLAGEN INSERTS WITH 1.0µM PET MEMBRANE IN TWO 24 WELL PLATES, 24/PACK, 24/CASE | 24 | 1 | 514.657 | Corning | 354474 | https://www.corning.com/worldwide/en.html
354480 | CORNING® BIOCOAT™ MATRIGEL® INVASION CHAMBERS WITH 8.0ΜM PET MEMBRANE IN TWO 24 WELL PLATES, 24/PACK, 24/CASE | 24 | 1 | 556.075 | Corning | 354480 | https://www.corning.com/worldwide/en.html
354481 | CORNING® BIOCOAT™ MATRIGEL® INVASION CHAMBER WITH 8.0ΜM PET MEMBRANE IN FOUR 6 WELL PLATES, 24/PACK, 24/CASE | 24 | 1 | 632.684 | Corning | 354481 | https://www.corning.com/worldwide/en.html
354482 | CORNING® BIOCOAT™ COLLAGEN I PERMEABLE SUPPORTS WITH 1.0ΜM PET MEMBRANE IN TWO 24 WELL PLATES, 24/PACK, 24/CASE | 24 | 1 | 480.532 | Corning | 354482 | https://www.corning.com/worldwide/en.html
354483 | CORNING® BIOCOAT™ GROWTH FACTOR REDUCED MATRIGEL INVASION CHAMBER WITH 8.0ΜM PET MEMBRANE IN TWO 24 W PLTS, 24/PK, 24/CS | 24 | 1 | 592.462 | Corning | 354483 | https://www.corning.com/worldwide/en.html
354543 | CORNING® BIOCOAT™ FIBRONECTIN PERMEABLE SUPPORTS WITH 3.0ΜM PET MEMBRANE IN TWO 24 WELL PLATES, 24/PACK, 24/CASE | 24 | 1 | 477.386 | Corning | 354543 | https://www.corning.com/worldwide/en.html
354545 | CORNING® BIOCOAT™ COLLAGEN IV INSERTS WITH 3.0µM PET MEMBRANE IN TWO 24 WELL PLATES, 24/PACK, 24/CASE | 24 | 1 | 489.073 | Corning | 354545 | https://www.corning.com/worldwide/en.html
354567 | CORNING® BIOCOAT™ CONTROL INSERTS WITH 1.0µM PET MEMBRANE IN FOUR 6 WELL PLATES, 24/PACK, 24/CASE | 24 | 1 | 319.423 | Corning | 354567 | https://www.corning.com/worldwide/en.html
354569 | CORNING® BIOCOAT™ CONTROL INSERTS WITH 1.0µM PET MEMBRANE IN TWO 24 WELL PLATES, 24/PACK, 24/CASE | 24 | 1 | 282.828 | Corning | 354569 | https://www.corning.com/worldwide/en.html
354570 | CORNING® BIOCOAT™ CONTROL INSERTS WITH 0.4µM PET MEMBRANE IN FOUR 6 WELL PLATES, 24/PACK, 24/CASE | 24 | 1 | 317.252 | Corning | 354570 | https://www.corning.com/worldwide/en.html
354572 | CORNING® BIOCOAT™ CONTROL INSERTS WITH 0.4µM PET MEMBRANE IN TWO 24 WELL PLATES, 24/PACK, 24/CASE | 24 | 1 | 256.906 | Corning | 354572 | https://www.corning.com/worldwide/en.html
354573 | CORNING® BIOCOAT™ CONTROL INSERTS WITH 3.0µM PET MEMBRANE IN FOUR 6 WELL PLATES, 24/PACK, 24/CASE | 24 | 1 | 315.861 | Corning | 354573 | https://www.corning.com/worldwide/en.html
354575 | CORNING® BIOCOAT™ CONTROL INSERTS WITH 3.0µM PET MEMBRANE IN TWO 24 WELL PLATES, 24/PACK, 24/CASE | 24 | 1 | 256.906 | Corning | 354575 | https://www.corning.com/worldwide/en.html
354576 | CORNING® BIOCOAT™ CONTROL INSERTS WITH 8.0µM PET MEMBRANE IN FOUR 6 WELL PLATES, 24/PACK, 24/CASE | 24 | 1 | 317.252 | Corning | 354576 | https://www.corning.com/worldwide/en.html
354578 | CORNING® BIOCOAT™ CONTROL INSERTS WITH 8.0µM PET MEMBRANE IN TWO 24 WELL PLATES, 24/PACK, 24/CASE | 24 | 1 | 259.259 | Corning | 354578 | https://www.corning.com/worldwide/en.html
354591 | CORNING® BIOCOAT™ COLLAGEN IV INSERTS WITH1.0µM PET MEMBRANE IN TWO 24 WELL PLATES, 24/PACK, 24/CASE | 24 | 1 | 500.435 | Corning | 354591 | https://www.corning.com/worldwide/en.html
354597 | CORNING® BIOCOAT™ FIBRONECTIN INSERTS WITH 3.0µM PET MEMBRANEIN TWO 24 WELL PLATES, 24/PACK, 24/CASE | 24 | 1 | 583.544 | Corning | 354597 | https://www.corning.com/worldwide/en.html
354802 | CORNING® BIOCOAT™ HTS 1.0µM CACO-2 ASSAY SYSTEM, 5/CASE | 1 | 1 | 1524.081 | Corning | 354802 | https://www.corning.com/worldwide/en.html
354803 | CORNING® BIOCOAT™ FIBRILLAR COLLAGEN 24 WELL MULTIWELL INSERT SYSTEM WITH 1.0µM PET MEMBRANE, 1/CASE | 1 | 1 | 293.033 | Corning | 354803 | https://www.corning.com/worldwide/en.html
354804 | CORNING® BIOCOAT™ FIBRILLAR COLLAGEN 24 WELL MULTIWELL INSERT SYSTEM WITH 1.0µM PET MEMBRANE, 5/CASE | 5 | 1 | 1419.366 | Corning | 354804 | https://www.corning.com/worldwide/en.html
353961 | FALCON® 384 WELL CLEAR FLAT BOTTOM TC-TREATED MICROTEST MICROPLATE, WITH LID, STERILE, 5/PACK, 50/CASE | 50 | 1 | 265.889 | Corning | 353961 | https://www.corning.com/worldwide/en.html
353962 | FALCON® 384 WELL OPTILUX BLACK/CLEAR FLAT BOTTOM, TC-TREATED MICROTEST MICROPLATE, WITH LID, STERILE, 5/PACK, 50/CASE | 50 | 1 | 476.476 | Corning | 353962 | https://www.corning.com/worldwide/en.html
353963 | FALCON® 384 WELL OPTILUX WHITE/CLEAR FLAT BOTTOM TC-TREATED MICROTEST MICROPLATE, WITH LID, STERILE, 5/PACK, 50/CASE | 50 | 1 | 477.308 | Corning | 353963 | https://www.corning.com/worldwide/en.html
353988 | FALCON® 384 WELL WHITE FLAT BOTTOM TC-TREATED MICROTEST MICROPLATE, WITH LID, STERILE, 5/PACK, 50/CASE | 50 | 1 | 313.391 | Corning | 353988 | https://www.corning.com/worldwide/en.html
354660 | CORNING® BIOCOAT™ POLY-D-LYSINE 384 WELL WHITE/CLEAR FLAT BOTTOM TC-TREATED MICROPLATE, WITH LID, NONSTERILE, 5/CASE | 5 | 1 | 210.496 | Corning | 354660 | https://www.corning.com/worldwide/en.html
354661 | CORNING® BIOCOAT™ POLY-D-LYSINE 384 WELL WHITE FLAT BOTTOM TC-TREATED MICROPLATE, WITH LID, NONSTERILE, 5/CASE | 5 | 1 | 168.025 | Corning | 354661 | https://www.corning.com/worldwide/en.html
354662 | CORNING® BIOCOAT™ POLY-D-LYSINE 384 WELL CLEAR FLAT BOTTOM TC-TREATED MICROPLATE, WITH LID, NONSTERILE, 5/CASE | 5 | 1 | 149.24 | Corning | 354662 | https://www.corning.com/worldwide/en.html
354663 | CORNING® BIOCOAT™ POLY-D-LYSINE 384 WELL BLACK CLEAR FLAT BOTTOM TC-TREATED MICROPLATE, WITH LID, NONSTERILE, 5/CASE | 5 | 1 | 213.265 | Corning | 354663 | https://www.corning.com/worldwide/en.html
354664 | CORNING® BIOCOAT™ COLLAGEN I 384 WELL WHITE/CLEAR FLAT BOTTOM TC-TREATED MICROPLATE, WITH LID, STERILE, 5/CASE | 5 | 1 | 213.265 | Corning | 354664 | https://www.corning.com/worldwide/en.html
354665 | CORNING® BIOCOAT™ COLLAGEN I 384 WELL WHITE FLAT BOTTOM TC-TREATED MICROPLATE, WITH LID, STERILE, 5/CASE | 5 | 1 | 178.659 | Corning | 354665 | https://www.corning.com/worldwide/en.html
354666 | CORNING® BIOCOAT™ COLLAGEN I 384 WELL CLEAR FLAT BOTTOM TC-TREATED MICROPLATE, WITH LID, STERILE, 5/CASE | 5 | 1 | 149.539 | Corning | 354666 | https://www.corning.com/worldwide/en.html
354667 | CORNING® BIOCOAT™ COLLAGEN I 384 WELL BLACK/CLEAR FLAT BOTTOM TC-TREATED MICROPLATE, WITH LID, STERILE, 5/CASE | 5 | 1 | 217.607 | Corning | 354667 | https://www.corning.com/worldwide/en.html
354719 | CORNING® PURECOAT™ AMINE 384 WELL BLACK/CLEAR PLATE, 5/CASE | 5 | 1 | 185.432 | Corning | 354719 | https://www.corning.com/worldwide/en.html
356397 | CORNING® BIOCOAT™ COLLAGEN I SMALL-VOLUME 384 WELL BLACK/CLEAR FLAT BOTTOM PLATE, 5/PACK, 50/CASE | 50 | 1 | 1889.667 | Corning | 356397 | https://www.corning.com/worldwide/en.html
356660 | CORNING® BIOCOAT™ POLY-D-LYSINE 384 WELL WHITE CLEAR FLAT BOTTOM TC-TREATED MICROPLATE, WITH LID, NONSTERILE, 5/PACK, 50/CASE | 50 | 1 | 1598.935 | Corning | 356660 | https://www.corning.com/worldwide/en.html
356661 | CORNING® BIOCOAT™ POLY-D-LYSINE 384 WELL WHITE FLAT BOTTOM MICROPLATE, WITH LID, NONSTERILE, 5/PACK, 50/CASE | 50 | 1 | 1042.873 | Corning | 356661 | https://www.corning.com/worldwide/en.html
356662 | CORNING® BIOCOAT™ POLY-D-LYSINE 384 WELL CLEAR FLAT BOTTOM MICROPLATE, WITH LID, NONSTERILE, 5/PACK, 50/CASE | 50 | 1 | 906.75 | Corning | 356662 | https://www.corning.com/worldwide/en.html
356663 | CORNING® BIOCOAT™ POLY-D-LYSINE 384 WELL BLACK/CLEAR FLAT BOTTOM TC-TREATED MICROPLATE, NONSTERILE, 5/PACK, 50/CASE | 50 | 1 | 1605.942 | Corning | 356663 | https://www.corning.com/worldwide/en.html
356664 | CORNING® BIOCOAT™ COLLAGEN I 384 WELL WHITE/CLEAR FLAT BOTTOMTC-TREATED MICROPLATE, WITH LID, STERILE, 5/PACK, 50/CASE | 50 | 1 | 1610.869 | Corning | 356664 | https://www.corning.com/worldwide/en.html
356665 | CORNING® BIOCOAT™ COLLAGEN I 384 WELL WHITE FLAT BOTTOM TC-TREATED MICROPLATE, WITH LID, STERILE, 5/PACK, 50/CASE | 50 | 1 | 1044.329 | Corning | 356665 | https://www.corning.com/worldwide/en.html
356666 | CORNING® BIOCOAT™ COLLAGEN I 384 WELL CLEAR FLAT BOTTOM TC-TREATED MICROPLATE WITH LID, STERILE, 5/PACK, 50/CASE | 50 | 1 | 913.783 | Corning | 356666 | https://www.corning.com/worldwide/en.html
356667 | CORNING® BIOCOAT™ COLLAGEN I 384 WELL BLACK/CLEAR FLAT BOTTOM TC-TREATED MICROPLATE, WITH LID, NONSTERILE, 5/PACK, 50/CASE | 50 | 1 | 1604.122 | Corning | 356667 | https://www.corning.com/worldwide/en.html
356697 | CORNING® BIOCOAT™ POLY-D-LYSINE 384 WELL BLACK/CLEAR MICROPLATE, 20/PACK, 80/CASE | 80 | 1 | 2610.985 | Corning | 356697 | https://www.corning.com/worldwide/en.html
356703 | CORNING® BIOCOAT™ COLLAGEN I 384 WELL WHITE FLAT BOTTOM MICROPLATE, 20/PACK, 80/CASE | 80 | 1 | 1557.452 | Corning | 356703 | https://www.corning.com/worldwide/en.html
356705 | CORNING® BIOCOAT™ COLLAGEN I 384 WELL BLACK/CLEAR FLAT BOTTOM MICROPLATE, 20/PACK, 80/CASE | 80 | 1 | 2561.611 | Corning | 356705 | https://www.corning.com/worldwide/en.html
356719 | CORNING® PURECOAT™ AMINE 384 WELL BLACK/CLEAR PLATE, 5/PACK, 50/CASE | 50 | 1 | 1362.322 | Corning | 356719 | https://www.corning.com/worldwide/en.html
354407 | CORNING® BIOCOAT™ COLLAGEN I 96 WELL CLEAR FLAT BOTTOM TC-TREATED MICROPLATE, WITH LID, NONSTERILE, 5/CASE | 5 | 1 | 87.23 | Corning | 354407 | https://www.corning.com/worldwide/en.html
354409 | CORNING® BIOCOAT™ FIBRONECTIN 96 WELL CLEAR FLAT BOTTOM TC-TREATED MICROPLATES, NONSTERILE, 5/CASE | 5 | 1 | 234.104 | Corning | 354409 | https://www.corning.com/worldwide/en.html
354410 | CORNING® BIOCOAT™ LAMININ 96 WELL CLEAR FLAT BOTTOM TC-TREATED MICROPLATE WITH LID, NONSTERILE, 5/CASE | 5 | 1 | 253.604 | Corning | 354410 | https://www.corning.com/worldwide/en.html
354429 | CORNING® BIOCOAT™ COLLAGEN IV 96 WELL CLEAR FLAT BOTTOM TC-TREATED MICROPLATE, WITH LID, NONSTERILE, 5/CASE | 5 | 1 | 227.578 | Corning | 354429 | https://www.corning.com/worldwide/en.html
354461 | CORNING® BIOCOAT™ POLY-D-LYSINE 96 WELL CLEAR FLAT BOTTOM TC-TREATED MICROPLATE, WITH LID, NONSTERILE, 5/CASE | 5 | 1 | 83.798 | Corning | 354461 | https://www.corning.com/worldwide/en.html
354516 | CORNING® BIOCOAT™ POLY-L-LYSINE 96 WELL CLEAR TC-TREATED FLAT BOTTOM MICROPLATE, WITH LID, NONSTERILE, 5/CASE | 5 | 1 | 87.23 | Corning | 354516 | https://www.corning.com/worldwide/en.html
354519 | CORNING® BIOCOAT™ COLLAGEN I 96 WELL WHITE/OPAQUE FLAT BOTTOM TC-TREATED MICROPLATE, WITH LID, 5/CASE | 5 | 1 | 104.689 | Corning | 354519 | https://www.corning.com/worldwide/en.html
354596 | CORNING® BIOCOAT™ POLY-D-LYSINE/LAMININ 96 WELL CLEAR FLAT BOTTOM TC-TREATED MICROPLATE, WITH LID, NONSTERILE, 5/CASE | 5 | 1 | 250.614 | Corning | 354596 | https://www.corning.com/worldwide/en.html
354607 | CORNING® BIOCOAT™ MATRIGEL® MATRIX THIN-LAYER CLEAR FLAT BOTTOM 96-WELL ASSAY PLATE, 5/CASE | 5 | 1 | 292.448 | Corning | 354607 | https://www.corning.com/worldwide/en.html
354620 | CORNING® BIOCOAT™ POLY-D-LYSINE 96 WELL WHITE/OPAQUE FLAT BOTTOM TC-TREATED MICROPLATE, WITH LID, NONSTERILE, 5/CASE | 5 | 1 | 103.298 | Corning | 354620 | https://www.corning.com/worldwide/en.html
354640 | CORNING® BIOCOAT™ POLY-D-LYSINE 96 WELL BLACK/CLEAR FLAT BOTTOM TC-TREATED ASSAY PLATE, WITH LID, NONSTERILE, 5/CASE | 5 | 1 | 165.269 | Corning | 354640 | https://www.corning.com/worldwide/en.html
354649 | CORNING® BIOCOAT™ COLLAGEN I 96 WELL BLACK/CLEAR FLAT BOTTOM TC-TREATED MICROPLATE, WITH LID, NONSTERILE, 5/CASE | 5 | 1 | 167.102 | Corning | 354649 | https://www.corning.com/worldwide/en.html
354650 | CORNING® BIOCOAT™ COLLAGEN I 96 WELL WHITE FLAT BOTTOM TC-TREATED MICROPLATE, WITH LID, 5/CASE | 5 | 1 | 115.388 | Corning | 354650 | https://www.corning.com/worldwide/en.html
354651 | CORNING® BIOCOAT™ POLY-D-LYSINE 96 WELL WHITE FLAT BOTTOM TC-TREATED MICROPLATE, WITH LID, NONSTERILE, 5/CASE | 5 | 1 | 110.175 | Corning | 354651 | https://www.corning.com/worldwide/en.html
354657 | CORNING® BIOCOAT™ POLY-L-ORNITHINE/LAMININ 96 WELL CLEAR TC-TREATED FLAT BOTTOM MICROPLATE, WITH LID, NONSTERILE, 5/CASE | 5 | 1 | 250.614 | Corning | 354657 | https://www.corning.com/worldwide/en.html
354689 | CORNING® BIOCOAT™ GELATIN 96 WELL CLEAR FLAT BOTTOM MICROPLATE, WITH LID, NONSTERILE, 5/CASE | 5 | 1 | 74.62 | Corning | 354689 | https://www.corning.com/worldwide/en.html
354720 | CORNING® BIOCOAT™ T-CELL ACTIVATION ANTI-MOUSE CD3 96 WELL FLAT BOTTOM ASSAY PLATE, INDIVIDUALLY WRAPPED, 5/CASE | 5 | 1 | 494.845 | Corning | 354720 | https://www.corning.com/worldwide/en.html
354725 | CORNING® BIOCOAT™ T-CELL ACTIVATION ANTI-HUMAN CD3 96 WELL FLAT BOTTOM ASSAY PLATE, INDIVIDUALLY WRAPPED, 5/CASE | 5 | 1 | 488.93 | Corning | 354725 | https://www.corning.com/worldwide/en.html
354730 | CORNING® BIOCOAT™ T-CELL ACTIVATION CONTROL 96 WELL FLAT BOTTOM ASSAY PLATE, INDIVIDUALLY WRAPPED, 5/CASE | 5 | 1 | 61.49 | Corning | 354730 | https://www.corning.com/worldwide/en.html
356407 | CORNING® BIOCOAT™ COLLAGEN I 96 WELL CLEAR FLAT BOTTOM TC-TREATED MICROPLATE, WITH LID, NONSTERILE, 5/PACK, 50/CASE | 50 | 1 | 520.689 | Corning | 356407 | https://www.corning.com/worldwide/en.html
356461 | CORNING® BIOCOAT™ POLY-D-LYSINE 96 WELL CLEAR FLAT BOTTOM TC-TREATED MICROPLATE, WITH LID, NONSTERILE, 5/PACK, 50/CASE | 50 | 1 | 379.509 | Corning | 356461 | https://www.corning.com/worldwide/en.html
356516 | CORNING® BIOCOAT™ POLY-L-LYSINE 96 WELL CLEAR TC-TREATED FLAT BOTTOM ASSAY PLATE, WITH LID, NONSTERILE, 5/PACK, 50/CASE | 50 | 1 | 539.747 | Corning | 356516 | https://www.corning.com/worldwide/en.html
356519 | CORNING® BIOCOAT™ COLLAGEN I 96 WELL WHITE/OPAQUE FLAT BOTTOM TC-TREATED MICROPLATE, WITH LID, 5/PACK, 50/CASE | 50 | 1 | 580.255 | Corning | 356519 | https://www.corning.com/worldwide/en.html
356620 | CORNING® BIOCOAT™ POLY-D-LYSINE 96 WELL WHITE/OPAQUE FLAT BOTTOM TC-TREATED MICROPLATE, WITH LID, NONSTERILE, 5/PACK, 50/CASE | 50 | 1 | 578.786 | Corning | 356620 | https://www.corning.com/worldwide/en.html
356640 | CORNING® BIOCOAT™ POLY-D-LYSINE 96 WELL BLACK/CLEAR FLAT BOTTOM TC-TREATEDMMICROPLATE, NONSTERILE, 5/PACK, 50/CASE | 50 | 1 | 749.125 | Corning | 356640 | https://www.corning.com/worldwide/en.html
356649 | CORNING® BIOCOAT™ COLLAGEN I 96 WELL BLACK/CLEAR FLAT BOTTOM TC-TREATED MICROPLATE, WITH LID, 5/CASE | 50 | 1 | 765.128 | Corning | 356649 | https://www.corning.com/worldwide/en.html
356650 | CORNING® BIOCOAT™ COLLAGEN I 96 WELL WHITE FLAT BOTTOM TC-TREATED MICROPLATE, WITH LID, 5/PACK, 50/CASE | 50 | 1 | 1020.929 | Corning | 356650 | https://www.corning.com/worldwide/en.html
356651 | CORNING® BIOCOAT™ POLY-D-LYSINE 96 WELL WHITE FLAT BOTTOM TC-TREATED MICROPLATE, WITH LID, NONSTERILE, 5/PACK, 50/CASE | 50 | 1 | 749.125 | Corning | 356651 | https://www.corning.com/worldwide/en.html
356689 | CORNING® BIOCOAT™ GELATIN 96 WELL CLEAR FLAT BOTTOM ASSAY PLATE, WITH LID, NONSTERILE, 5/PACK, 50/CASE | 50 | 1 | 674.804 | Corning | 356689 | https://www.corning.com/worldwide/en.html
356690 | CORNING® BIOCOAT™ POLY-D-LYSINE 96 WELL CLEAR FLAT BOTTOM MICROPLATE, 20/PACK, 80/CASE | 80 | 1 | 908.869 | Corning | 356690 | https://www.corning.com/worldwide/en.html
356691 | CORNING® BIOCOAT™ POLY-D-LYSINE 96 WELL WHITE FLAT BOTTOM MICROPLATE, WITH LID, 20/PACK, 80/CASE | 80 | 1 | 967.187 | Corning | 356691 | https://www.corning.com/worldwide/en.html
356692 | CORNING® BIOCOAT™ POLY-D-LYSINE 96 WELL BLACK FLAT BOTTOM MICROPLATE, 20/PACK, 80/CASE | 80 | 1 | 1397.448 | Corning | 356692 | https://www.corning.com/worldwide/en.html
356693 | CORNING® BIOCOAT™ POLY-D-LYSINE 96 WELL WHITE FLAT BOTTOM MICROPLATE, 20/PACK, 80/CASE | 80 | 1 | 1378.65 | Corning | 356693 | https://www.corning.com/worldwide/en.html
356698 | CORNING® BIOCOAT™ COLLAGEN I 96 WELL CLEAR FLAT BOTTOM TC-TREATED MICROPLATE, 20/PACK, 80/CASE | 80 | 1 | 908.869 | Corning | 356698 | https://www.corning.com/worldwide/en.html
356699 | CORNING® BIOCOAT™ COLLAGEN I 96 WELL WHITE FLAT BOTTOM TC-TREATED MICROPLATE, WITH LID, 20/PACK, 80/CASE | 80 | 1 | 946.114 | Corning | 356699 | https://www.corning.com/worldwide/en.html
356700 | CORNING® BIOCOAT™ COLLAGEN I 96 WELL BLACK/CLEAR FLAT BOTTOM TC-TREATED MICROPLATE, 20/PACK, 80/CASE | 80 | 1 | 1427.322 | Corning | 356700 | https://www.corning.com/worldwide/en.html
356701 | CORNING® BIOCOAT™ COLLAGEN I 96 WELL WHITE/CLEAR FLAT BOTTOM TC-TREATED MICROPLATE, 20/PACK, 80/CASE | 80 | 1 | 1473.498 | Corning | 356701 | https://www.corning.com/worldwide/en.html
356702 | CORNING® BIOCOAT™ COLLAGEN I 96 WELL WHITE FLAT BOTTOM MICROPLATE, 20/PACK, 80/CASE | 80 | 1 | 2526.459 | Corning | 356702 | https://www.corning.com/worldwide/en.html
354717 | CORNING® PURECOAT™ AMINE 96 WELL BLACK/CLEAR FLAT BOTTOM PLATE, 5/CASE | 5 | 1 | 135.551 | Corning | 354717 | https://www.corning.com/worldwide/en.html
356717 | CORNING® PURECOAT™ AMINE 96 WELL BLACK/CLEAR FLAT BOTTOM PLATE, 5/PACK, 50/CASE | 50 | 1 | 645.164 | Corning | 356717 | https://www.corning.com/worldwide/en.html
351190 | FALCON® 96 WELL CLEAR ROUND BOTTOM NOT TREATED LIBRARY STORAGE PLATE, NONSTERILE, 25/PACK, 100/CASE | 100 | 1 | 202.852 | Corning | 351190 | https://www.corning.com/worldwide/en.html
353263 | FALCON® 96 WELL CLEAR V-BOTTOM NOT TREATED POLYPROPYLENE MICROPLATE, NONSTERILE, 25/PACK, 100/CASE | 100 | 1 | 184.418 | Corning | 353263 | https://www.corning.com/worldwide/en.html
353085 | FALCON® CELL SCRAPER WITH 18CM HANDLE AND 1.8CM BLADE, STERILE, INDIVIDUALLY PACKAGED, 100/CASE | 100 | 1 | 160.199 | Corning | 353085 | https://www.corning.com/worldwide/en.html
353086 | FALCON® CELL SCRAPER WITH 25CM HANDLE AND 1.8CM BLADE, STERILE, INDIVIDUALLY PACKAGED, 100/CASE | 100 | 1 | 173.667 | Corning | 353086 | https://www.corning.com/worldwide/en.html
353087 | FALCON® CELL SCRAPER WITH 40CM HANDLE AND 3.0CM BLADE, STERILE, INDIVIDUALLY PACKAGED, 100/CASE | 100 | 1 | 225.732 | Corning | 353087 | https://www.corning.com/worldwide/en.html
353089 | FALCON® CELL SCRAPERS WITH 25CM HANDLE AND 3.0CM BLADE, STERILE, INDIVIDUALLY PACKAGED, 100/CASE | 100 | 1 | 181.168 | Corning | 353089 | https://www.corning.com/worldwide/en.html
353009 | FALCON® 25CM² RECTANGULAR CANTED NECK CELL CULTURE FLASK WITH WHITE PLUG SEAL SCREW CAP | 200 | 1 | 142.22 | Corning | 353009 | https://www.corning.com/worldwide/en.html
353014 | FALCON® 25CM² RECTANGULAR CANTED NECK CELL CULTURE FLASK WITH BLUE PLUG SEAL SCREW CAP | 200 | 1 | 101.946 | Corning | 353014 | https://www.corning.com/worldwide/en.html
353018 | FALCON® 12.5CM² RECTANGULAR CANTED NECK CELL CULTURE FLASK WITH BLUE PLUG SEAL SCREW CAP | 100 | 1 | 116.636 | Corning | 353018 | https://www.corning.com/worldwide/en.html
353024 | FALCON® 75CM² RECTANGULAR STRAIGHT NECK CELL CULTURE FLASK WITH PLUG SEAL CAP | 100 | 1 | 100.204 | Corning | 353024 | https://www.corning.com/worldwide/en.html
353028 | FALCON® 175CM² RECTANGULAR STRAIGHT NECK CELL CULTURE FLASK WITH PLUG SEAL CAP | 40 | 1 | 80.522 | Corning | 353028 | https://www.corning.com/worldwide/en.html
353082 | FALCON® 25CM² RECTANGULAR CANTED NECK CELL CULTURE FLASK WITH PLUG SEAL SCREW CAP | 200 | 1 | 99.125 | Corning | 353082 | https://www.corning.com/worldwide/en.html
353107 | FALCON® 12.5CM² RECTANGULAR CANTED NECK CELL CULTURE FLASK WITH BLUE VENTED SCREW CAP | 100 | 1 | 132.899 | Corning | 353107 | https://www.corning.com/worldwide/en.html
353108 | FALCON® 25CM² RECTANGULAR CANTED NECK CELL CULTURE FLASK WITH VENTED CAP | 100 | 1 | 56.693 | Corning | 353108 | https://www.corning.com/worldwide/en.html
353109 | FALCON® 25CM² RECTANGULAR CANTED NECK CELL CULTURE FLASK WITH VENTED CAP | 100 | 1 | 61.581 | Corning | 353109 | https://www.corning.com/worldwide/en.html
353110 | FALCON® 75CM² RECTANGULAR STRAIGHT NECK CELL CULTURE FLASK WITH VENTED CAP | 100 | 1 | 98.605 | Corning | 353110 | https://www.corning.com/worldwide/en.html
353112 | FALCON® 175CM² RECTANGULAR STRAIGHT NECK CELL CULTURE FLASK WITH VENTED CAP | 40 | 1 | 80.535 | Corning | 353112 | https://www.corning.com/worldwide/en.html
353133 | FALCON® 75CM² RECTANGULAR CANTED NECK CELL CULTURE FLASK WITH PLUG SEAL CAP | 60 | 1 | 75.127 | Corning | 353133 | https://www.corning.com/worldwide/en.html
353135 | FALCON® 75CM² RECTANGULAR CANTED NECK CELL CULTURE FLASK WITH PLUG-SEAL CAP | 60 | 1 | 55.64 | Corning | 353135 | https://www.corning.com/worldwide/en.html
353136 | FALCON® 75CM² RECTANGULAR CANTED NECK CELL CULTURE FLASK WITH VENTED CAP | 60 | 1 | 59.15 | Corning | 353136 | https://www.corning.com/worldwide/en.html
353138 | FALCON® 225CM² RECTANGULAR CANTED NECK CELL CULTURE FLASK WITH VENTED CAP | 30 | 1 | 119.054 | Corning | 353138 | https://www.corning.com/worldwide/en.html
353139 | FALCON® 225CM² RECTANGULAR CANTED NECK CELL CULTURE FLASK WITH PLUG SEAL SCREW CAP | 30 | 1 | 111.618 | Corning | 353139 | https://www.corning.com/worldwide/en.html
355000 | FALCON® 150CM² RECTANGULAR CANTED NECK CELL CULTURE FLASK WITH PLUG SEAL CAP | 40 | 1 | 81.744 | Corning | 355000 | https://www.corning.com/worldwide/en.html
355001 | FALCON® 150CM² RECTANGULAR CANTED NECK CELL CULTURE FLASK WITH VENTED CAP | 40 | 1 | 88.751 | Corning | 355001 | https://www.corning.com/worldwide/en.html
352001 | FALCON® 14ML ROUND BOTTOM POLYSTYRENE TEST TUBE, WITH SNAP CAP, STERILE, INDIVIDUALLY WRAPPED, 500/CASE | 500 | 1 | 99.112 | Corning | 352001 | https://www.corning.com/worldwide/en.html
352002 | FALCON® 5ML ROUND BOTTOM PP TEST TUBE, WITHOUT CAP, NONSTERILE, 1000/BAG | 1000 | 1 | 59.228 | Corning | 352002 | https://www.corning.com/worldwide/en.html
352003 | FALCON® 5ML ROUND BOTTOM POLYSTYRENE TEST TUBE, WITH SNAP CAP, STERILE, INDIVIDUALLY WRAPPED, 500/CASE | 500 | 1 | 93.99 | Corning | 352003 | https://www.corning.com/worldwide/en.html
352006 | FALCON® 14ML ROUND BOTTOM PP TEST TUBE, WITH SNAP CAP, STERILE, INDIVIDUALLY WRAPPED, 500/CASE | 500 | 1 | 104.962 | Corning | 352006 | https://www.corning.com/worldwide/en.html
352008 | FALCON® 5ML ROUND BOTTOM POLYSTYRENE TEST TUBE, WITHOUT CAP, NONSTERILE, 1000/BAG, 1000/CASE | 1000 | 1 | 77.428 | Corning | 352008 | https://www.corning.com/worldwide/en.html
352017 | FALCON® 14ML ROUND BOTTOM POLYSTYRENE TEST TUBE, WITHOUT CAP, NONSTERILE, 125/PACK, 1000/CASE | 1000 | 1 | 113.854 | Corning | 352017 | https://www.corning.com/worldwide/en.html
352018 | FALCON® 14ML ROUND BOTTOM PP TEST TUBE, WITHOUT CAP, STERILE, 125/PACK, 1000/CASE | 1000 | 1 | 126.022 | Corning | 352018 | https://www.corning.com/worldwide/en.html
352025 | FALCON® 16ML ROUND BOTTOM POLYSTYRENE TEST TUBE, WITH SCREW CAP, STERILE, 125/PACK, 1000/CASE | 1000 | 1 | 235.547 | Corning | 352025 | https://www.corning.com/worldwide/en.html
352027 | FALCON® 8ML ROUND BOTTOM POLYSTYRENE TEST TUBE, WITH BLUE SCREW CAP, STERILE, 125/PACK, 1000/CASE | 1000 | 1 | 234.897 | Corning | 352027 | https://www.corning.com/worldwide/en.html
352032 | FALCON® SNAP CAPS FOR 12X75 MM TEST TUBES, STERILE, 500/PACK, 2000/CASE | 2000 | 1 | 98.748 | Corning | 352032 | https://www.corning.com/worldwide/en.html
352037 | FALCON® 16ML ROUND BOTTOM POLYSTYRENE TEST TUBE, WITH SCREW CAP, STERILE, INDIVIDUALLY WRAPPED, 500/CASE | 500 | 1 | 149.994 | Corning | 352037 | https://www.corning.com/worldwide/en.html
352045 | FALCON® 19ML ROUND BOTTOM POLYSTYRENE TEST TUBE, WITH SCREW CAP, STERILE, INDIVIDUALLY WRAPPED, 500/CASE | 500 | 1 | 167.024 | Corning | 352045 | https://www.corning.com/worldwide/en.html
352051 | FALCON® 14ML ROUND BOTTOM POLYSTYRENE TEST TUBE, WITH SNAP CAP, STERILE, 125/PACK, 1000/CASE | 1000 | 1 | 149.487 | Corning | 352051 | https://www.corning.com/worldwide/en.html
352052 | FALCON® 5ML ROUND BOTTOM POLYSTYRENE TEST TUBE, WITHOUT CAP, STERILE, 125/PACK, 1000/CASE | 1000 | 1 | 103.155 | Corning | 352052 | https://www.corning.com/worldwide/en.html
352053 | FALCON® 5ML ROUND BOTTOM PP TEST TUBE, WITHOUT CAP, STERILE, 125/PACK, 1000/CASE | 1000 | 1 | 107.627 | Corning | 352053 | https://www.corning.com/worldwide/en.html
352054 | FALCON® 5ML ROUND BOTTOM POLYSTYRENE TEST TUBE, WITH SNAP CAP, STERILE, 125/PACK, 1000/CASE | 1000 | 1 | 140.946 | Corning | 352054 | https://www.corning.com/worldwide/en.html
352057 | FALCON® 14ML ROUND BOTTOM POLYSTYRENE TEST TUBE, WITH SNAP CAP, STERILE, 25/PACK, 500/CASE | 500 | 1 | 85.41 | Corning | 352057 | https://www.corning.com/worldwide/en.html
352058 | FALCON® 5ML ROUND BOTTOM POLYSTYRENE TEST TUBE, WITH SNAP CAP, STERILE, 25/PACK, 500/CASE | 500 | 1 | 86.567 | Corning | 352058 | https://www.corning.com/worldwide/en.html
352059 | FALCON® 14ML ROUND BOTTOM HIGH CLARITY PP TEST TUBE, GRADUATED, WITH SNAP CAP, STERILE, 25/PACK, 500/CASE | 500 | 1 | 88.205 | Corning | 352059 | https://www.corning.com/worldwide/en.html
352063 | FALCON® 5ML ROUND BOTTOM HIGH CLARITY PP TEST TUBE, WITH SNAP CAP, STERILE, 25/PACK, 500/CASE | 500 | 1 | 85.41 | Corning | 352063 | https://www.corning.com/worldwide/en.html
352235 | FALCON® 5ML ROUND BOTTOM POLYSTYRENE TEST TUBE, WITH CELL STRAINER SNAP CAP, 25/PACK, 500/CASE | 500 | 1 | 458.419 | Corning | 352235 | https://www.corning.com/worldwide/en.html
352070 | FALCON® 50ML HIGH CLARITY PP CENTRIFUGE TUBE, CONICAL BOTTOM, STERILE, 25/BAG, 500/CASE | 500 | 1 | 84.422 | Corning | 352070 | https://www.corning.com/worldwide/en.html
352075 | FALCON® 225ML PP CENTRIFUGETUBE, CONICAL BOTTOM, WITH PLUG SEAL SCREW CAP, STERILE, 8/BAG, 48/CASE | 48 | 1 | 89.141 | Corning | 352075 | https://www.corning.com/worldwide/en.html
352076 | FALCON® 175ML PP CENTRIFUGETUBE, CONICAL BOTTOM, WITH PLUG SEAL SCREW CAP, STERILE, 8/BAG, 48/CASE | 48 | 1 | 88.27 | Corning | 352076 | https://www.corning.com/worldwide/en.html
352090 | FALCON® CUSHIONS (FOR 175ML AND 225ML CONICAL CENTRIFUGE TUBES WITH EXTRACTOR) | 8 | 1 | 61.88 | Corning | 352090 | https://www.corning.com/worldwide/en.html
352095 | FALCON® 15 ML POLYSTYRENE CENTRIFUGE TUBE, CONICAL BOTTOM, WITH DOME-SEAL SCREW CAP, STERILE, 50/BAG, 500/CASE | 500 | 1 | 107.484 | Corning | 352095 | https://www.corning.com/worldwide/en.html
352096 | FALCON® 15ML HIGH CLARITY PP CENTRIFUGE TUBE, CONICAL BOTTOM, WITH DOME-SEAL SCREW CAP, STERILE, 50/BAG, 500/CASE | 500 | 1 | 85.8 | Corning | 352096 | https://www.corning.com/worldwide/en.html
352097 | FALCON® 15ML HIGH CLARITY PP CENTRIFUGE TUBE, CONICAL BOTTOM, WITH DOME-SEAL SCREW CAP, STERILE, 50/RACK, 500/CASE | 500 | 1 | 98.085 | Corning | 352097 | https://www.corning.com/worldwide/en.html
352098 | FALCON® 50ML HIGH CLARITY PP CENTRIFUGE TUBE, CONICAL BOTTOM, STERILE, 25/RACK, 500/CASE | 500 | 1 | 99.346 | Corning | 352098 | https://www.corning.com/worldwide/en.html
352099 | FALCON® 15 ML POLYSTYRENE CENTRIFUGE TUBE, CONICAL BOTTOM, WITH DOME-SEAL SCREW CAP, STERILE, 50/RACK, 500/CASE | 500 | 1 | 111.436 | Corning | 352099 | https://www.corning.com/worldwide/en.html
352196 | FALCON® 15ML HIGH CLARITY PP CENTRIFUGE TUBE, CONICAL BOTTOM, WITH DOME-SEAL SCREW CAP, STERILE, 50/BAG, 500/CASE | 500 | 1 | 111.969 | Corning | 352196 | https://www.corning.com/worldwide/en.html
358206 | FALCON®POLYSTYRENE PLUG SEAL SCREW CAPS FOR 50ML CONICAL BOTTOM CENTRIFUGE TUBES, STERILE, 50/PACK, 1000/CASE | 1000 | 1 | 99.515 | Corning | 358206 | https://www.corning.com/worldwide/en.html
357501 | FALCON® 5ML ASPIRATING PIPET, POLYSTYRENE, WITHOUT GRADUATIONS, INDIVIDUALLY WRAPPED, STERILE, 50/BAG, 200/CASE | 200 | 1 | 49.517 | Corning | 357501 | https://www.corning.com/worldwide/en.html
357507 | FALCON® 2ML SEROLOGICAL PIPET, POLYSTYRENE, 0.01 INCREMENTS, INDIVIDUALLY PACKED, STERILE, 100/BOX, 1,000/CASE | 1000 | 1 | 107.055 | Corning | 357507 | https://www.corning.com/worldwide/en.html
357525 | FALCON® 25ML SEROLOGICAL PIPET, POLYSTYRENE, SPACE SAVER, 0.25 INCREMENTS, STERILE, 50/PACK, 200/CASE | 200 | 1 | 59.501 | Corning | 357525 | https://www.corning.com/worldwide/en.html
357535 | FALCON® 25ML SEROLOGICAL PIPET, POLYSTYRENE, EXTENDED, 0.5 INCREMENTS, INDIVIDUALLY WRAPPED, STERILE, 50/BAG, 200/CASE | 200 | 1 | 58.591 | Corning | 357535 | https://www.corning.com/worldwide/en.html
357543 | FALCON® 5ML SEROLOGICAL PIPET, POLYSTYRENE, 0.1 INCREMENTS, INDIVIDUALLY PACKED, STERILE, 50/BAG, 200/CASE | 200 | 1 | 26.026 | Corning | 357543 | https://www.corning.com/worldwide/en.html
357550 | FALCON® 50ML SEROLOGICAL PIPET, POLYSTYRENE, 1.0 INCREMENTS, INDIVIDUALLY PACKED, STERILE, 25/PACK, 100/CASE | 100 | 1 | 81.718 | Corning | 357550 | https://www.corning.com/worldwide/en.html
357551 | FALCON® 10ML SEROLOGICAL PIPET, POLYSTYRENE, 0.1 INCREMENTS, INDIVIDUALLY PACKED, STERILE, 50/BAG, 200/CASE | 200 | 1 | 26.494 | Corning | 357551 | https://www.corning.com/worldwide/en.html
357558 | FALCON® 2ML ASPIRATING PIPET, POLYSTYRENE, WITHOUT GRADUATIONS, INDIVIDUALLY WRAPPED, STERILE, 50/BAG, 200/CASE | 200 | 1 | 50.284 | Corning | 357558 | https://www.corning.com/worldwide/en.html
354006 | CORNING® ENDOTHELIAL CELL GROWTH SUPPLEMENT (ECGS), 15MG, 1/PACK | 1 | 1 | 113.256 | Corning | 354006 | https://www.corning.com/worldwide/en.html
354115 | CORNING® T-CELL CULTURE SUPPLEMENT WITH CONA (IL-2 CULTURE SUPPLEMENT), RAT, 100ML, 1/PACK | 1 | 1 | 627.302 | Corning | 354115 | https://www.corning.com/worldwide/en.html
354123 | CORNING® BOVINE PITUITARY EXTRACT (BPE), 15MG, 1/PACK | 1 | 1 | 129.48 | Corning | 354123 | https://www.corning.com/worldwide/en.html
354350 | CORNING® ITS PREMIX UNIVERSAL CULTURE SUPPLEMENT, 20ML, 1/PACK | 1 | 1 | 416.988 | Corning | 354350 | https://www.corning.com/worldwide/en.html
354351 | CORNING® ITS PREMIX UNIVERSAL CULTURE SUPPLEMENT, 5ML, 1/PACK | 1 | 1 | 139.464 | Corning | 354351 | https://www.corning.com/worldwide/en.html
354352 | CORNING® ITS+ PREMIX UNIVERSAL CULTURE SUPPLEMENT, 20ML, 1/PACK | 1 | 1 | 119.756 | Corning | 354352 | https://www.corning.com/worldwide/en.html
355006 | CORNING® MITO+ SERUM EXTENDER, 5ML, 1/PACK | 1 | 1 | 174.876 | Corning | 355006 | https://www.corning.com/worldwide/en.html
355100 | CORNING® NU-SERUM™ GROWTH MEDIUM SUPPLEMENT, 100ML, 1/PACK | 1 | 1 | 79.105 | Corning | 355100 | https://www.corning.com/worldwide/en.html
355104 | CORNING® NU-SERUM™ IV GROWTH SERUM REPLACEMENTS, 100ML, 1/PACK | 1 | 1 | 126.828 | Corning | 355104 | https://www.corning.com/worldwide/en.html
355500 | CORNING® NU-SERUM™ GROWTH MEDIUM SUPPLEMENT, 500ML, 1/PACK | 1 | 1 | 185.523 | Corning | 355500 | https://www.corning.com/worldwide/en.html
355504 | CORNING® NU-SERUM™ IV GROWTH MEDIUM SUPPLEMENT, 500ML, 1/PACK | 1 | 1 | 383.318 | Corning | 355504 | https://www.corning.com/worldwide/en.html
356006 | CORNING® ENDOTHELIAL CELL GROWTH SUPPLEMENT (ECGS), 100MG, 1/PACK | 1 | 1 | 443.885 | Corning | 356006 | https://www.corning.com/worldwide/en.html
356123 | CORNING® BOVINE PITUITARY EXTRACT (BPE), 75MG, 15MG/CONTAINER, 5/PACK | 1 | 1 | 449.202 | Corning | 356123 | https://www.corning.com/worldwide/en.html
354008 | CORNING® FIBRONECTIN, HUMAN, 1MG | 1 | 1 | 136.994 | Corning | 354008 | https://www.corning.com/worldwide/en.html
354210 | CORNING® BIOCOAT™ POLY-D-LYSINE, 20MG | 1 | 1 | 134.485 | Corning | 354210 | https://www.corning.com/worldwide/en.html
354230 | CORNING® MATRIGEL® GROWTH FACTOR REDUCED (GFR) BASEMENT MEMBRANE MATRIX, *LDEV-FREE, 10ML | 1 | 1 | 521.508 | Corning | 354230 | https://www.corning.com/worldwide/en.html
354231 | CORNING® COLLAGEN I, BOVINE, 30MG | 1 | 1 | 188.058 | Corning | 354231 | https://www.corning.com/worldwide/en.html
354232 | CORNING® LAMININ, MOUSE, 1MG | 1 | 1 | 195.637 | Corning | 354232 | https://www.corning.com/worldwide/en.html
354233 | CORNING® COLLAGEN IV, MOUSE, 1MG | 1 | 1 | 160.888 | Corning | 354233 | https://www.corning.com/worldwide/en.html
354234 | CORNING® BASEMENT MEMBRANE MATRIX, 10ML | 1 | 1 | 449.137 | Corning | 354234 | https://www.corning.com/worldwide/en.html
354235 | CORNING® DISPASE, 100ML | 1 | 1 | 466.544 | Corning | 354235 | https://www.corning.com/worldwide/en.html
354236 | CORNING® COLLAGEN I, RAT TAIL, 100MG | 1 | 1 | 202.514 | Corning | 354236 | https://www.corning.com/worldwide/en.html
354237 | CORNING® EXTRACELLULAR MATRIX, HUMAN, 1MG | 1 | 1 | 255.827 | Corning | 354237 | https://www.corning.com/worldwide/en.html
354238 | CORNING® VITRONECTIN, HUMAN, 0.25MG | 1 | 1 | 619.567 | Corning | 354238 | https://www.corning.com/worldwide/en.html
354239 | CORNING® ULTRAPURE LAMININ, MOUSE, 1MG | 1 | 1 | 230.178 | Corning | 354239 | https://www.corning.com/worldwide/en.html
354240 | CORNING® CELL-TAK™ CELL AND TISSUE ADHESIVE, 1MG | 1 | 1 | 288.951 | Corning | 354240 | https://www.corning.com/worldwide/en.html
354241 | CORNING® CELL-TAK™ CELL AND TISSUE ADHESIVE, 5MG | 1 | 1 | 1187.875 | Corning | 354241 | https://www.corning.com/worldwide/en.html
354242 | CORNING® CELL-TAK™ CELL AND TISSUE ADHESIVE, 10MG | 2 | 1 | 2244.58 | Corning | 354242 | https://www.corning.com/worldwide/en.html
354243 | CORNING® COLLAGEN I, HUMAN, 0.25MG | 1 | 1 | 334.516 | Corning | 354243 | https://www.corning.com/worldwide/en.html
354244 | CORNING® COLLAGEN III, HUMAN, 0.25MG | 1 | 1 | 413.114 | Corning | 354244 | https://www.corning.com/worldwide/en.html
354245 | CORNING® COLLAGEN IV, HUMAN, 0.25MG | 1 | 1 | 512.33 | Corning | 354245 | https://www.corning.com/worldwide/en.html
354246 | CORNING® COLLAGEN V, HUMAN, 0.25MG | 1 | 1 | 445.653 | Corning | 354246 | https://www.corning.com/worldwide/en.html
354248 | CORNING® BASEMENT MEMBRANE MATRIX HIGH CONCENTRATION (HC), *LDEV-FREE, 10ML | 1 | 1 | 720.447 | Corning | 354248 | https://www.corning.com/worldwide/en.html
354249 | CORNING® COLLAGEN I, HIGH CONCENTRATION, RAT TAIL, 100MG | 1 | 1 | 241.384 | Corning | 354249 | https://www.corning.com/worldwide/en.html
354250 | CORNING® PURAMATRIX™ PEPTIDE HYDROGEL, 5ML | 1 | 1 | 279.968 | Corning | 354250 | https://www.corning.com/worldwide/en.html
354253 | CORNING® CELL RECOVERY SOLUTION, 100ML | 1 | 1 | 97.461 | Corning | 354253 | https://www.corning.com/worldwide/en.html
354256 | CORNING® OSTEOPONTIN, HUMAN, 50µG | 1 | 1 | 404.209 | Corning | 354256 | https://www.corning.com/worldwide/en.html
354257 | CORNING® COLLAGEN II, BOVINE, 5MG | 1 | 1 | 386.191 | Corning | 354257 | https://www.corning.com/worldwide/en.html
354259 | CORNING® LAMININ/ENTACTIN HIGH CONCENTRATION, 10.5MG | 1 | 1 | 598.806 | Corning | 354259 | https://www.corning.com/worldwide/en.html
354261 | CORNING® COLLAGEN VI, HUMAN, 500µG | 1 | 1 | 682.968 | Corning | 354261 | https://www.corning.com/worldwide/en.html
354262 | CORNING® MATRIGEL® MATRIX HIGH CONCENTRATION (HC), PHENOL-RED FREE *LDEV-FREE, 10ML | 1 | 1 | 825.292 | Corning | 354262 | https://www.corning.com/worldwide/en.html
354263 | CORNING® MATRIGEL® MATRIX HIGH CONCENTRATION (HC), GROWTH FACTOR REDUCED *LDEV-FREE, 10ML | 1 | 1 | 817.687 | Corning | 354263 | https://www.corning.com/worldwide/en.html
354265 | CORNING® COLLAGEN I, HUMAN, 10MG | 1 | 1 | 363.974 | Corning | 354265 | https://www.corning.com/worldwide/en.html
354277 | CORNING® MATRIGEL® HESC-QUALIFIED MATRIX, 5ML | 1 | 1 | 422.578 | Corning | 354277 | https://www.corning.com/worldwide/en.html
356008 | CORNING® FIBRONECTIN, HUMAN, 5MG | 1 | 1 | 458.705 | Corning | 356008 | https://www.corning.com/worldwide/en.html
356009 | CORNING® FIBRONECTIN, HUMAN, 25MG (5 X 5MG) | 1 | 1 | 1626.235 | Corning | 356009 | https://www.corning.com/worldwide/en.html
356230 | CORNING® MATRIGEL® GROWTH FACTOR REDUCED (GFR) BASEMENT MEMBRANE MATRIX, 5ML | 1 | 1 | 333.632 | Corning | 356230 | https://www.corning.com/worldwide/en.html
356231 | CORNING® MATRIGEL® GROWTH FACTOR REDUCED (GFR) BASEMENT MEMBRANE MATRIX, PHENOL RED-FREE, 10ML | 1 | 1 | 548.925 | Corning | 356231 | https://www.corning.com/worldwide/en.html
356232 | CORNING® MATRIGEL® BASEMENT MEMBRANE MATRIX, 5X5ML | 5 | 1 | 1394.289 | Corning | 356232 | https://www.corning.com/worldwide/en.html
356233 | CORNING® BIOCOAT™ COLLAGEN IV, MOUSE, 10MG (10 X 1MG) | 1 | 1 | 1281.436 | Corning | 356233 | https://www.corning.com/worldwide/en.html
356234 | CORNING® MATRIGEL® BASEMENT MEMBRANE MATRIX, *LDEV-FREE, 5ML | 1 | 1 | 301.925 | Corning | 356234 | https://www.corning.com/worldwide/en.html
356235 | CORNING® MATRIGEL® BASEMENT MEMBRANE MATRIX, *LDEV-FREE, 50ML | 5 | 1 | 1897.987 | Corning | 356235 | https://www.corning.com/worldwide/en.html
356236 | CORNING® BIOCOAT™ COLLAGEN I, RAT TAIL, 1G (10 X 100MG) | 1 | 1 | 1500.837 | Corning | 356236 | https://www.corning.com/worldwide/en.html
356237 | CORNING® MATRIGEL® BASEMENT MEMBRANE MATRIX, PHENOL RED-FREE, 10ML | 1 | 1 | 521.508 | Corning | 356237 | https://www.corning.com/worldwide/en.html
356238 | CORNING® MATRIGEL® GROWTH FACTOR REDUCED (GFR) BASEMENT MEMBRANE MATRIX, PHENOL RED-FREE (PRF), 5X10ML | 5 | 1 | 2534.935 | Corning | 356238 | https://www.corning.com/worldwide/en.html
356239 | CORNING® MATRIGEL® GROWTH FACTOR REDUCED (GFR) BASEMENT MEMBRANE MATRIX, PHENOL RED-FREE (PRF), 10X10ML | 10 | 1 | 4937.582 | Corning | 356239 | https://www.corning.com/worldwide/en.html
356252 | CORNING® MATRIGEL® GROWTH FACTOR REDUCED (GFR) BASEMENT MEMBRANE MATRIX, 5X10ML | 5 | 1 | 2408.224 | Corning | 356252 | https://www.corning.com/worldwide/en.html
356253 | CORNING® MATRIGEL® GROWTH FACTOR REDUCED (GFR) BASEMENT MEMBRANE MATRIX, 10X10ML | 10 | 1 | 4690.777 | Corning | 356253 | https://www.corning.com/worldwide/en.html
356254 | CORNING® MATRIGEL® BASEMENT MEMBRANE MATRIX, 10X10ML | 10 | 1 | 4135.365 | Corning | 356254 | https://www.corning.com/worldwide/en.html
356277 | CORNING® MATRIGEL® HESC-QUALIFIED MATRIX, 5X5ML | 5 | 1 | 1806.311 | Corning | 356277 | https://www.corning.com/worldwide/en.html
356278 | CORNING® MATRIGEL® HESC-QUALIFIED MATRIX, 10X5ML | 10 | 1 | 3518.32 | Corning | 356278 | https://www.corning.com/worldwide/en.html
354221 | CORNING® RLAMININ-521 (HUMAN), 100 µG | 1 | 1 | 58.656 | Corning | 354221 | https://www.corning.com/worldwide/en.html
354222 | CORNING® RLAMININ-521 (HUMAN), 1 MG | 1 | 1 | 547.599 | Corning | 354222 | https://www.corning.com/worldwide/en.html
354223 | CORNING® RLAMININ-521 (HUMAN), 5 MG | 1 | 1 | 2607.709 | Corning | 354223 | https://www.corning.com/worldwide/en.html
354224 | CORNING® RLAMININ-521 (HUMAN), 0,5 MG | 1 | 1 | 284.232 | Corning | 354224 | https://www.corning.com/worldwide/en.html
357469 | FALCON® PIPETTE CONTROLLER - STANDARD VERSION WITH TWO 0.2UM FILTERS AND TWO 0.45UM FILTERS, 2-POSITION CHARGING STAND, UNIVERSAL POWER SUPPLY AND SET OF 3 BATTERIES | 1 | 1 | 192.27 | Corning | 357469 | https://www.corning.com/worldwide/en.html
357471 | FALCON® PIPETTE CONTROLLER - US VERSION WITH TWO 0.2UM FILTERS AND TWO 0.45UM FILTERS, 2-POSITION CHARGING STAND, UNIVERSAL POWER SUPPLY AND SET OF 3 BATTERIES | 1 | 1 | 192.27 | Corning | 357471 | https://www.corning.com/worldwide/en.html
357472 | HYDROPHOBIC PTFE FILTER (0.2UM) - SET OF 5 | 5 | 1 | 37.726 | Corning | 357472 | https://www.corning.com/worldwide/en.html
357473 | HYDROPHOBIC PTFE FILTER (0.45UM) - SET OF 5 | 5 | 1 | 37.726 | Corning | 357473 | https://www.corning.com/worldwide/en.html
357474 | SILICONE PIPETTE HOLDER | 1 | 1 | 18.525 | Corning | 357474 | https://www.corning.com/worldwide/en.html
357475 | PIPET CONTROLLER CASING PART 1 AND 2 | 2 | 1 | 34.502 | Corning | 357475 | https://www.corning.com/worldwide/en.html
357476 | PIPET CONTROLLER NOSE CONE | 1 | 1 | 4.42 | Corning | 357476 | https://www.corning.com/worldwide/en.html
357477 | PIPET CONTROLLER CONNECTOR GASKET | 1 | 1 | 5.369 | Corning | 357477 | https://www.corning.com/worldwide/en.html
357478 | PIPET CONTROLLER CONNECTOR | 1 | 1 | 3.913 | Corning | 357478 | https://www.corning.com/worldwide/en.html
357479 | PIPET CONTROLLER OPERATION BUTTONS | 2 | 1 | 15.574 | Corning | 357479 | https://www.corning.com/worldwide/en.html
357480 | PIPET CONTROLLER DIVIDER CASING | 1 | 1 | 18.109 | Corning | 357480 | https://www.corning.com/worldwide/en.html
357481 | PIPET CONTROLLER SPRING | 1 | 1 | 3.64 | Corning | 357481 | https://www.corning.com/worldwide/en.html
357482 | PIPET CONTROLLER O-RING | 1 | 1 | 9.334 | Corning | 357482 | https://www.corning.com/worldwide/en.html
357483 | PIPET CONTROLLER SILICONE TUBE | 1 | 1 | 13.975 | Corning | 357483 | https://www.corning.com/worldwide/en.html
357484 | PIPET CONTROLLER CONTROL BOARD | 1 | 1 | 61.659 | Corning | 357484 | https://www.corning.com/worldwide/en.html
357485 | PIPET CONTROLLER PUMP | 1 | 1 | 51.688 | Corning | 357485 | https://www.corning.com/worldwide/en.html
357486 | PIPET CONTROLLER BATTERY - SET OF 3 | 3 | 1 | 21.58 | Corning | 357486 | https://www.corning.com/worldwide/en.html
357487 | PIPET CONTROLLER BATTERY COVER (US VERSION) | 1 | 1 | 15.574 | Corning | 357487 | https://www.corning.com/worldwide/en.html
357488 | PIPET CONTROLLER BATTERY COVER (STANDARD VERSION) | 1 | 1 | 15.574 | Corning | 357488 | https://www.corning.com/worldwide/en.html
357489 | PIPET CONTROLLER - UNIVERSAL POWER SUPPLY IN:100-250V, OUT: | 1 | 1 | 30.173 | Corning | 357489 | https://www.corning.com/worldwide/en.html
357490 | PIPET CONTROLLER - 2-POSITION CHARGING STAND | 1 | 1 | 36.634 | Corning | 357490 | https://www.corning.com/worldwide/en.html
2947-75X25 | 2947 75 X 25MM | 10 | 1 | 242.229 | Corning | 2947-75X25 | https://www.corning.com/worldwide/en.html
2947-75X38 | 2947 75 X 38MM | 5 | 1 | 199.212 | Corning | 2947-75X38 | https://www.corning.com/worldwide/en.html
2947-75X50 | 2947 75 X 50MM | 5 | 1 | 261.183 | Corning | 2947-75X50 | https://www.corning.com/worldwide/en.html
2948-75X25 | 2948 75 X 25MM | 10 | 1 | 319.371 | Corning | 2948-75X25 | https://www.corning.com/worldwide/en.html
2949-75X25 | 2949 75 X 25MM | 10 | 1 | 416.325 | Corning | 2949-75X25 | https://www.corning.com/worldwide/en.html
2845-18 | COVER GLASS, NO. 1, SQUARE 18 X 18MM | 2000 | 1 | 91.26 | Corning | 2845-18 | https://www.corning.com/worldwide/en.html
2845-22 | COVER GLASS, NO. 1, SQUARE 22 X 22MM | 2000 | 1 | 91.26 | Corning | 2845-22 | https://www.corning.com/worldwide/en.html
2845-25 | COVER GLASS, NO. 1, SQUARE 25 X 25MM | 2000 | 1 | 91.26 | Corning | 2845-25 | https://www.corning.com/worldwide/en.html
2850-18 | COVER GLASS, NO. 1 1/2, SQUARE 18 X 18MM | 2000 | 1 | 111.852 | Corning | 2850-18 | https://www.corning.com/worldwide/en.html
2850-22 | COVER GLASS, NO. 1 1/2, SQUARE 22 X 22MM | 2000 | 1 | 165.75 | Corning | 2850-22 | https://www.corning.com/worldwide/en.html
2850-25 | COVER GLASS, NO. 1 1/2, SQUARE 25 X 25MM | 2000 | 1 | 219.336 | Corning | 2850-25 | https://www.corning.com/worldwide/en.html
2855-18 | COVER GLASS, NO. 2, SQUARE 18 X 18MM | 1000 | 1 | 58.812 | Corning | 2855-18 | https://www.corning.com/worldwide/en.html
2855-22 | COVER GLASS, NO. 2, SQUARE 22 X 22MM | 1000 | 1 | 88.218 | Corning | 2855-22 | https://www.corning.com/worldwide/en.html
2855-25 | COVER GLASS, NO. 2, SQUARE 25 X 25MM | 1000 | 1 | 61.815 | Corning | 2855-25 | https://www.corning.com/worldwide/en.html
2975-223 | COVER GLASS, NO. 1, RECTANGLE 22 X 30MM | 1000 | 1 | 92.781 | Corning | 2975-223 | https://www.corning.com/worldwide/en.html
2975-224 | COVER GLASS, NO. 1, RECTANGLE 22 X 40MM | 1000 | 1 | 124.41 | Corning | 2975-224 | https://www.corning.com/worldwide/en.html
2975-225 | COVER GLASS, NO. 1, RECTANGLE 22 X 50MM | 1000 | 1 | 152.061 | Corning | 2975-225 | https://www.corning.com/worldwide/en.html
2975-243 | COVER GLASS, NO. 1, RECTANGLE 24 X 30MM | 1000 | 1 | 101.4 | Corning | 2975-243 | https://www.corning.com/worldwide/en.html
2975-244 | COVER GLASS, NO. 1, RECTANGLE 24 X 40MM | 1000 | 1 | 135.213 | Corning | 2975-244 | https://www.corning.com/worldwide/en.html
2975-245 | COVER GLASS, NO. 1, RECTANGLE 24 X 50MM | 1000 | 1 | 168.441 | Corning | 2975-245 | https://www.corning.com/worldwide/en.html
2975-246 | COVER GLASS, NO. 1, RECTANGLE 24 X 60MM | 1000 | 1 | 255.879 | Corning | 2975-246 | https://www.corning.com/worldwide/en.html
2980-223 | COVER GLASS, NO. 1 1/2, RECTANGLE 22 X 30MM | 1000 | 1 | 114.114 | Corning | 2980-223 | https://www.corning.com/worldwide/en.html
2980-224 | COVER GLASS, NO. 1 1/2, RECTANGLE 22 X 40MM | 1000 | 1 | 145.587 | Corning | 2980-224 | https://www.corning.com/worldwide/en.html
2980-225 | COVER GLASS, NO. 1 1/2, RECTANGLE 22 X 50MM | 1000 | 1 | 190.788 | Corning | 2980-225 | https://www.corning.com/worldwide/en.html
2980-243 | COVER GLASS, NO. 1 1/2, RECTANGLE 24 X 30MM | 1000 | 1 | 124.332 | Corning | 2980-243 | https://www.corning.com/worldwide/en.html
2980-244 | COVER GLASS, NO. 1 1/2, RECTANGLE 24 X 40MM | 1000 | 1 | 165.165 | Corning | 2980-244 | https://www.corning.com/worldwide/en.html
2980-245 | COVER GLASS, NO. 1 1/2, RECTANGLE 24 X 50MM | 1000 | 1 | 204.906 | Corning | 2980-245 | https://www.corning.com/worldwide/en.html
2980-246 | COVER GLASS, NO. 1 1/2, RECTANGLE 24 X 60MM | 1000 | 1 | 245.934 | Corning | 2980-246 | https://www.corning.com/worldwide/en.html
99445-10 | 99445-10 DCT 10 X 75MM | 1000 | 1 | 36.309 | Corning | 99445-10 | https://www.corning.com/worldwide/en.html
99445-12 | 99445-12 DCT 12 X 75MM | 1000 | 1 | 40.794 | Corning | 99445-12 | https://www.corning.com/worldwide/en.html
99445-13 | 99445-13 DCT 13 X 100MM | 1000 | 1 | 51.207 | Corning | 99445-13 | https://www.corning.com/worldwide/en.html
99445-15 | 99445-15 DCT 15 X 85MM | 1000 | 1 | 74.1 | Corning | 99445-15 | https://www.corning.com/worldwide/en.html
99445-16 | 99445-16 DCT 16 X 100MM | 1000 | 1 | 72.891 | Corning | 99445-16 | https://www.corning.com/worldwide/en.html
99445-16X | 99445-16X DCT 16 X 125MM | 1000 | 1 | 85.917 | Corning | 99445-16X | https://www.corning.com/worldwide/en.html
99445-16XX | 99445-16XX DCT 16 X 150MM | 1000 | 1 | 94.224 | Corning | 99445-16XX | https://www.corning.com/worldwide/en.html
99445-18 | 99445-18 DCT 18 X 150MM | 500 | 1 | 74.802 | Corning | 99445-18 | https://www.corning.com/worldwide/en.html
99445-20 | 99445-20 DCT 20 X 150MM | 500 | 1 | 98.943 | Corning | 99445-20 | https://www.corning.com/worldwide/en.html
99502-10 | CENT TUBE,DISP,SCREW CAP,10ML | 125 | 1 | 74.646 | Corning | 99502-10 | https://www.corning.com/worldwide/en.html
99502-15 | CENT TUBE,DISP,SCREW CAP,15ML | 125 | 1 | 78.078 | Corning | 99502-15 | https://www.corning.com/worldwide/en.html
99502-5 | CENT TUBE,DISP,SCREW CAP,5ML | 125 | 1 | 74.217 | Corning | 99502-5 | https://www.corning.com/worldwide/en.html
99502-50 | CENT TUBE,DISP,SCREW CAP,50ML GPI 24-400 | 72 | 1 | 290.004 | Corning | 99502-50 | https://www.corning.com/worldwide/en.html
99447-13 | 99447 DSSCT 13 X 100MM W/ MARING SPOT | 1000 | 1 | 335.088 | Corning | 99447-13 | https://www.corning.com/worldwide/en.html
99447-16 | TC-TUBES GLASS | 1000 | 1 | 381.069 | Corning | 99447-16 | https://www.corning.com/worldwide/en.html
99447-161 | 99447 DSSCT 16 X 100 W/ MARKING SPOT | 1000 | 1 | 319.8 | Corning | 99447-161 | https://www.corning.com/worldwide/en.html
99447-16X | 99447 DSSCT 16 X 150MM W/ MARKING SPOT | 1000 | 1 | 395.499 | Corning | 99447-16X | https://www.corning.com/worldwide/en.html
99447-20 | 99447 DSSCT 20 X 125 W/ MARKING SPOT | 500 | 1 | 200.928 | Corning | 99447-20 | https://www.corning.com/worldwide/en.html
99447-20X | 99447 DSSCT 20 X 150 W/ MARKING SPOT | 500 | 1 | 274.014 | Corning | 99447-20X | https://www.corning.com/worldwide/en.html
99448-16 | 99448 DSSCT 16 X 125MM FLAT BOTTOM W/O MARKING SPOT | 1000 | 1 | 365.508 | Corning | 99448-16 | https://www.corning.com/worldwide/en.html
99448-16X | 99448 DSSCT 16 X 100MM FLAT BOTTOM | 1000 | 1 | 273.78 | Corning | 99448-16X | https://www.corning.com/worldwide/en.html
99448-19 | 99448 DSSCT 19.5 X 145MM FLAT BOTTOM W/O MARKING SPOT | 500 | 1 | 241.527 | Corning | 99448-19 | https://www.corning.com/worldwide/en.html
99449-13 | 99449 DSSCT 13 X 100MM W/O MARKING SPOT | 1000 | 1 | 279.435 | Corning | 99449-13 | https://www.corning.com/worldwide/en.html
99449-16 | 99449 DSSCT 16 X 100MM W/O MARKING SPOT | 1000 | 1 | 294.567 | Corning | 99449-16 | https://www.corning.com/worldwide/en.html
99449-16X | 99449 DSSCT 16 X 125MM W/O MARKING SPOT | 1000 | 1 | 304.785 | Corning | 99449-16X | https://www.corning.com/worldwide/en.html
99449-16XX | 99449 DSSCT 16 X 150MM W/O MARKING SPOT | 1000 | 1 | 322.881 | Corning | 99449-16XX | https://www.corning.com/worldwide/en.html
99449-20 | 99449 DSSCT 20 X 125MM W/O MARKING SPOT | 500 | 1 | 219.804 | Corning | 99449-20 | https://www.corning.com/worldwide/en.html
99449-20X | 99449 DSSCT 20 X 150MM W/O MARKING SPOT | 500 | 1 | 250.536 | Corning | 99449-20X | https://www.corning.com/worldwide/en.html
99999-13 | 99999 CAP 13-415 | 1000 | 1 | 209.703 | Corning | 99999-13 | https://www.corning.com/worldwide/en.html
99999-15 | SCREW CAP DISPOSABLE | 1000 | 1 | 237.822 | Corning | 99999-15 | https://www.corning.com/worldwide/en.html
99999-18 | 99999 CAP 18-415 | 1000 | 1 | 294.177 | Corning | 99999-18 | https://www.corning.com/worldwide/en.html
26795-25 | 26795 25 CLOSURE NTRL 25MM | 100 | 1 | 72.891 | Corning | 26795-25 | https://www.corning.com/worldwide/en.html
26796-38 | CORNING® 38MM POLYPROPYLENE CLOSURE, ORANGE | 100 | 1 | 117.117 | Corning | 26796-38 | https://www.corning.com/worldwide/en.html
26797-38 | 26797 38 CLOSURE NTRL 38MM NATURAL COLOR | 100 | 1 | 122.811 | Corning | 26797-38 | https://www.corning.com/worldwide/en.html
7077-10N | 7077 10 PIPET 10ML STERILE | 600 | 1 | 264.186 | Corning | 7077-10N | https://www.corning.com/worldwide/en.html
7077-1N | 7077 1 PIPET 1ML STERILE STERILE | 800 | 1 | 230.997 | Corning | 7077-1N | https://www.corning.com/worldwide/en.html
7077-2N | 7077 2 PIPET 2ML STERILE STERILE | 720 | 1 | 227.604 | Corning | 7077-2N | https://www.corning.com/worldwide/en.html
7077-5N | 7077 5 PIPET 5ML STERILE STERILE | 720 | 1 | 242.112 | Corning | 7077-5N | https://www.corning.com/worldwide/en.html
7078-10N | 7078 10 PIPET 10ML STER MULTI PACK | 720 | 1 | 264.849 | Corning | 7078-10N | https://www.corning.com/worldwide/en.html
7078-1CN | 7078 1 PIPET 1 X 1/100ML STERILE | 1000 | 1 | 229.71 | Corning | 7078-1CN | https://www.corning.com/worldwide/en.html
7078-1N | 7078 1 PIPET 1 X 1/10ML STERI STERILE | 1000 | 1 | 234.897 | Corning | 7078-1N | https://www.corning.com/worldwide/en.html
7078-2N | 7078 2 PIPET 2ML STERILE STERILE | 700 | 1 | 186.264 | Corning | 7078-2N | https://www.corning.com/worldwide/en.html
7078-5N | 7078 5 PIPET 5ML STERILE STERILE | 960 | 1 | 280.176 | Corning | 7078-5N | https://www.corning.com/worldwide/en.html
7079-10N | 7079 10 PIPET 10ML NON STERILE | 720 | 1 | 249.756 | Corning | 7079-10N | https://www.corning.com/worldwide/en.html
7079-1N | 7079 1 PIPET 1ML NON STERILE NON STERILE | 1000 | 1 | 227.76 | Corning | 7079-1N | https://www.corning.com/worldwide/en.html
7079-2N | 7079 2 PIPET 2ML NON STERILE NON STERILE | 700 | 1 | 156.702 | Corning | 7079-2N | https://www.corning.com/worldwide/en.html
7079-5N | 7079 5 PIPET 5ML NON STERILE NON STERILE | 960 | 1 | 266.565 | Corning | 7079-5N | https://www.corning.com/worldwide/en.html
7095B-5X | 7095B 5-3/4 PASTEUR PIPET | 1000 | 1 | 40.872 | Corning | 7095B-5X | https://www.corning.com/worldwide/en.html
7095B-9 | 7095B 9 PASTEUR PIPET | 1000 | 1 | 43.914 | Corning | 7095B-9 | https://www.corning.com/worldwide/en.html
7095B-NMR | 7095B PASTEUR PIPET NMR LG TI | 100 | 1 | 74.997 | Corning | 7095B-NMR | https://www.corning.com/worldwide/en.html
7095D-5X | 7095D 5-3/4 PASTEUR PIPET BOROSILICATE | 1000 | 1 | 48.204 | Corning | 7095D-5X | https://www.corning.com/worldwide/en.html
7095D-9 | 7095D 9 PASTEUR PIPET BOROSILICATE | 1000 | 1 | 53.664 | Corning | 7095D-9 | https://www.corning.com/worldwide/en.html
7058-2X | 7058 2.2 PIPET 2.2ML STERILE STERILE | 500 | 1 | 243.477 | Corning | 7058-2X | https://www.corning.com/worldwide/en.html
7077B-1 | 7077B PIPET SHRTY 1ML | 500 | 1 | 222.846 | Corning | 7077B-1 | https://www.corning.com/worldwide/en.html
7077B-10 | 7077B PIPET SHRTY 10ML | 400 | 1 | 473.85 | Corning | 7077B-10 | https://www.corning.com/worldwide/en.html
7077B-25 | 7077B PIPET SHRTY 25ML | 400 | 1 | 630.552 | Corning | 7077B-25 | https://www.corning.com/worldwide/en.html
7077B-5 | 7077B PIPET SHRTY 5ML | 400 | 1 | 408.33 | Corning | 7077B-5 | https://www.corning.com/worldwide/en.html
7077B-50 | 7077B PIPET SHRTY 50ML STER, DISP, IND WR | 50 | 1 | 173.784 | Corning | 7077B-50 | https://www.corning.com/worldwide/en.html
7078B-1 | 7078B PIPET SHRTY 1ML | 500 | 1 | 233.883 | Corning | 7078B-1 | https://www.corning.com/worldwide/en.html
7078B-10 | 7078B PIPET SHRTY 10ML | 400 | 1 | 481.455 | Corning | 7078B-10 | https://www.corning.com/worldwide/en.html
7078B-25 | 7078B PIPET SHRTY 25ML | 400 | 1 | 647.517 | Corning | 7078B-25 | https://www.corning.com/worldwide/en.html
7078B-5 | 7078B PIPET SHRTY 5ML | 400 | 1 | 388.44 | Corning | 7078B-5 | https://www.corning.com/worldwide/en.html
7078B-50 | 7078B PIPET SHRTY 50ML MULTI-PACK, STER | 50 | 1 | 173.472 | Corning | 7078B-50 | https://www.corning.com/worldwide/en.html
7078D-1 | 7078D 1 PIPET 1ML STERILE STERILE | 500 | 1 | 166.335 | Corning | 7078D-1 | https://www.corning.com/worldwide/en.html
7078D-10 | 7078D 10 PIPET 10ML STERILE | 400 | 1 | 254.241 | Corning | 7078D-10 | https://www.corning.com/worldwide/en.html
7078D-5 | 7078D 5 PIPET 5ML STERILE STERILE | 400 | 1 | 207.441 | Corning | 7078D-5 | https://www.corning.com/worldwide/en.html
1700-100 | 1700 COLIFORM CTNR W/TBLT CONT, STERILE W/SOD | 100 | 1 | 53.274 | Corning | 1700-100 | https://www.corning.com/worldwide/en.html
1705-100 | 1705 COLIFORM CTNRWO/TBLT STERILE W/O PILL | 100 | 1 | 48.36 | Corning | 1705-100 | https://www.corning.com/worldwide/en.html
1730-10 | 1730 10 SNAP-SEAL 10 OZ | 100 | 1 | 55.419 | Corning | 1730-10 | https://www.corning.com/worldwide/en.html
1730-2C | 1730 2C SNAP-SEAL 1.5 OZ | 400 | 1 | 99.333 | Corning | 1730-2C | https://www.corning.com/worldwide/en.html
1730-4H | 1730 4H SNAP-SEAL 4 OZ HP PROFILE 4 OZ | 200 | 1 | 65.871 | Corning | 1730-4H | https://www.corning.com/worldwide/en.html
1730-4L | 1730 4L SNAP-SEAL 4 OZ LP PROFILE 4 OZ | 200 | 1 | 67.821 | Corning | 1730-4L | https://www.corning.com/worldwide/en.html
1730-5X | 1730 5X SNAP-SEAL 13ML | 500 | 1 | 93.444 | Corning | 1730-5X | https://www.corning.com/worldwide/en.html
1730-8 | 1730 8 SNAP-SEAL 8 OZ | 100 | 1 | 48.633 | Corning | 1730-8 | https://www.corning.com/worldwide/en.html
431729 | STORAGE BOTTLE,30 ML, 17.5 MM HDPE SCREW CAP,PET,S,BK,12/TRAY,120/CS | 120 | 1 | 232.973 | Corning | 431729 | https://www.corning.com/worldwide/en.html
431730 | STORAGE BOTTLE,60 ML, 17.5 MM HDPE SCREW CAP,PET,S,BK,12/TRAY,96/CS | 96 | 1 | 244.972 | Corning | 431730 | https://www.corning.com/worldwide/en.html
431731 | STORAGE BOTTLE,125 ML, 31.7MM HDPE SCREW CAP,PET,S,BK,24/TRAY,48/CS | 48 | 1 | 191.724 | Corning | 431731 | https://www.corning.com/worldwide/en.html
431732 | STORAGE BOTTLE,250 ML, 31.7MM HDPE SCREW CAP,PET,S,BK,24/TRAY,48/CS | 48 | 1 | 239.642 | Corning | 431732 | https://www.corning.com/worldwide/en.html
431733 | STORAGE BOTTLE,500 ML, 31.7MM HDPE SCREW CAP,PET,S,BK,12/TRAY, 24/CS | 24 | 1 | 183.729 | Corning | 431733 | https://www.corning.com/worldwide/en.html
431734 | STORAGE BOTTLE,1000 ML,31.7MM HDPE SCREW CAP,PET,S,BK,12/TRAY,24/CS | 24 | 1 | 236.977 | Corning | 431734 | https://www.corning.com/worldwide/en.html
1395-3H | PYREX® THREE-HOLE MOBILE PHASE DELIVERY SCREW CAP, GL45 | 1 | 1 | 227.877 | Corning | 1395-3H | https://www.corning.com/worldwide/en.html
9998-13 | 9998 SCREW CAP 415/13 | 288 | 1 | 187.083 | Corning | 9998-13 | https://www.corning.com/worldwide/en.html
9998-15 | 9998 SCREW CAP 415/15 | 288 | 1 | 187.083 | Corning | 9998-15 | https://www.corning.com/worldwide/en.html
9998-18 | 9998 SCREW CAP 415/18 | 192 | 1 | 80.73 | Corning | 9998-18 | https://www.corning.com/worldwide/en.html
9998-24 | 9998 SCREW CAP 400/24 | 12 | 1 | 26.247 | Corning | 9998-24 | https://www.corning.com/worldwide/en.html
9998-241 | 9998 SCREW CAP 410/24 | 144 | 1 | 192.504 | Corning | 9998-241 | https://www.corning.com/worldwide/en.html
9999-132 | 9999 CAP ONLY 415/13 | 288 | 1 | 66.846 | Corning | 9999-132 | https://www.corning.com/worldwide/en.html
9999-152 | 9999 CAP ONLY 415/15 | 288 | 1 | 54.249 | Corning | 9999-152 | https://www.corning.com/worldwide/en.html
9999-182 | CORNING® REUSABLE PHENOLIC GPI 18-415 THREADED SCREW CAP WITH RUBBER LINER | 192 | 1 | 59.319 | Corning | 9999-182 | https://www.corning.com/worldwide/en.html
9999-24 | 9999 CAP ONLY 400/24 | 12 | 1 | 21.957 | Corning | 9999-24 | https://www.corning.com/worldwide/en.html
9999-241 | CORNING® REUSABLE PHENOLIC GPI 24-410 THREADED SCREW CAP WITH RUBBER LINER | 144 | 1 | 76.83 | Corning | 9999-241 | https://www.corning.com/worldwide/en.html
9999-28 | CORNING® REUSABLE PHENOLIC GPI 28-400 THREADED SCREW CAP WITH RUBBER LINER | 144 | 1 | 232.869 | Corning | 9999-28 | https://www.corning.com/worldwide/en.html
9999-281 | CORNING® REUSABLE PHENOLIC GPI 28-410 THREADED SCREW CAP WITH RUBBER LINER | 12 | 1 | 23.634 | Corning | 9999-281 | https://www.corning.com/worldwide/en.html
9999-38 | CORNING® REUSABLE PHENOLIC GPI 38-400 THREADED SCREW CAP WITH RUBBER LINER | 144 | 1 | 213.486 | Corning | 9999-38 | https://www.corning.com/worldwide/en.html
9999-381M | 9999 CAP ONLY 430/38 MOD | 72 | 1 | 120.783 | Corning | 9999-381M | https://www.corning.com/worldwide/en.html
9999-40 | CORNING® REUSABLE PHENOLIC GPI 40-400 THREADED SCREW CAP WITH RUBBER LINER | 72 | 1 | 122.382 | Corning | 9999-40 | https://www.corning.com/worldwide/en.html
7715 | 7715 THERM HOLDER | 1 | 1 | 5.031 | Corning | 7715 | https://www.corning.com/worldwide/en.html
3166-10 | PYREX® 10X10MM CLONING CYLINDERS | 125 | 1 | 49.998 | Corning | 3166-10 | https://www.corning.com/worldwide/en.html
3166-6 | PYREX® 6X8MM CLONING CYLINDERS | 125 | 1 | 40.053 | Corning | 3166-6 | https://www.corning.com/worldwide/en.html
3166-8 | PYREX® 8X8MM CLONING CYLINDERS | 125 | 1 | 46.215 | Corning | 3166-8 | https://www.corning.com/worldwide/en.html
4500-125 | 125 ML SPINNER FLASK, 70 MM CENTRE NECK, 2 X 32 MM SIDEARMS | 1 | 1 | 505.44 | Corning | 4500-125 | https://www.corning.com/worldwide/en.html
4500-15L | 15 LTR SPINNER FLASK, 100 MM CENTRE NECK, 2 X 45 MM SIDEARMS | 1 | 1 | 1588.119 | Corning | 4500-15L | https://www.corning.com/worldwide/en.html
4500-1L | 1 LTR SPINNER FLASK, 100 MM CENTRE NECK, 2 X 45 MM SIDEARMS | 1 | 1 | 797.238 | Corning | 4500-1L | https://www.corning.com/worldwide/en.html
4500-250 | 250 ML SPINNER FLASK, 70MM+B707 CENTRE NECK, 2 X 32 MM SIDEARMS | 1 | 1 | 524.472 | Corning | 4500-250 | https://www.corning.com/worldwide/en.html
4500-36L | 36 LTR SPINNER FLASK, 100 MM CENTRE NECK, 2 X 45 MM SIDEARMS | 1 | 1 | 2319.759 | Corning | 4500-36L | https://www.corning.com/worldwide/en.html
4500-3L | 3 LTR SPINNER FLASK, 100 MM CENTRE NECK, 2 X 45 MM SIDEARMS | 1 | 1 | 901.875 | Corning | 4500-3L | https://www.corning.com/worldwide/en.html
4500-500 | 500 ML SPINNER FLASK, 100 MM CENTRE NECK, 2 X 45 MM SIDEARMS | 1 | 1 | 554.034 | Corning | 4500-500 | https://www.corning.com/worldwide/en.html
4500-6L | 6 LTR SPINNER FLASK, 100 MM CENTRE NECK, 2 X 45 MM SIDEARMS | 1 | 1 | 1062.594 | Corning | 4500-6L | https://www.corning.com/worldwide/en.html
4500-8L | 8 LTR SPINNER FLASK, 100 MM CENTRE NECK, 2 X 45 MM SIDEARMS | 1 | 1 | 1229.67 | Corning | 4500-8L | https://www.corning.com/worldwide/en.html
BP-3405-104 | REPLACEMENT FLASK W/70MM CENTER NECK OPENING 500ML | 1 | 1 | 400.062 | Corning | BP-3405-104 | https://www.corning.com/worldwide/en.html
4502-15L | 15 LTR SPINNER FLASK, 120 MM CENTRE NECK, 2 X 45 MM SIDEARMS | 1 | 1 | 1602.978 | Corning | 4502-15L | https://www.corning.com/worldwide/en.html
4502-36L | 36 LTR SPINNER FLASK, 120 MM CENTRE NECK, 2 X 45 MM SIDEARMS | 1 | 1 | 2390.583 | Corning | 4502-36L | https://www.corning.com/worldwide/en.html
4502-3L | 3 LTR SPINNER FLASK, 120 MM CENTRE NECK, 2 X 45 MM SIDEARMS | 1 | 1 | 941.304 | Corning | 4502-3L | https://www.corning.com/worldwide/en.html
4502-6L | 6 LTR SPINNER FLASK, 120 MM CENTRE NECK, 2 X 45 MM SIDEARMS | 1 | 1 | 1134.51 | Corning | 4502-6L | https://www.corning.com/worldwide/en.html
4502-8L | 8 LTR SPINNER FLASK, 120 MM CENTRE NECK, 2 X 45 MM SIDEARMS | 1 | 1 | 1279.59 | Corning | 4502-8L | https://www.corning.com/worldwide/en.html
4510-15L | 15 LTR SPINNER FLASK, 100 MM CENTRE NECK, 4 X 45 MM SIDEARMS | 1 | 1 | 1500.525 | Corning | 4510-15L | https://www.corning.com/worldwide/en.html
4510-36L | 36 LTR SPINNER FLASK, 100 MM CENTRE NECK, 6 X 45 MM SIDEARMS | 1 | 1 | 2288.169 | Corning | 4510-36L | https://www.corning.com/worldwide/en.html
4510-8L | 8 LTR SPINNER FLASK, 100 MM CENTRE NECK, 4 X 45 MM SIDEARMS | 1 | 1 | 1230.528 | Corning | 4510-8L | https://www.corning.com/worldwide/en.html
4512-15L | 15 LTR SPINNER FLASK, 120 MM CENTRE NECK, 4 X 45 MM SIDEARMS | 1 | 1 | 1549.626 | Corning | 4512-15L | https://www.corning.com/worldwide/en.html
4512-36L | 36 LTR SPINNER FLASK, 120 MM CENTRE NECK, 6 X 45 MM SIDEARMS | 1 | 1 | 2337.231 | Corning | 4512-36L | https://www.corning.com/worldwide/en.html
4512-8L | 8 LTR SPINNER FLASK, 120 MM CENTRE NECK, 4 X 45 MM SIDEARMS | 1 | 1 | 1181.427 | Corning | 4512-8L | https://www.corning.com/worldwide/en.html
400649 | DRIVE SHAFT/CAP ASY,HI TORQUE,120MM | 1 | 1 | 2134.08 | Corning | 400649 | https://www.corning.com/worldwide/en.html
401392 | IMPELLR ASSBLY,S/S SHFT,DUAL B,8L,CMPLT | 1 | 1 | 143.91 | Corning | 401392 | https://www.corning.com/worldwide/en.html
401577 | IMP ASY SS SHFT DUAL BEARING,6L COMP | 1 | 1 | 411.255 | Corning | 401577 | https://www.corning.com/worldwide/en.html
401654 | CAP FITTING,45MM,DUAL,1/4" STRAIGHT | 1 | 1 | 147.186 | Corning | 401654 | https://www.corning.com/worldwide/en.html
401661 | IMPLR ASMB, S/SFT, DL B, 15000 ML | 1 | 1 | 765.57 | Corning | 401661 | https://www.corning.com/worldwide/en.html
401750 | IMPELLR ASS'Y,POLY SHFT,,AG,1L,CMPLT | 1 | 1 | 177.84 | Corning | 401750 | https://www.corning.com/worldwide/en.html
401901 | IMPELLAR,ASMB,S/S FT,DL B,36L | 1 | 1 | 870.519 | Corning | 401901 | https://www.corning.com/worldwide/en.html
402576 | CAP ASSY,120MM,NORLYL,(12MM),2(1/4"),2(1/4")FTGS | 1 | 1 | 468.182 | Corning | 402576 | https://www.corning.com/worldwide/en.html
402577 | CAP ASSY,120MM,NORYL2(12MM,1(1/4"),1(3/8")FTGS | 1 | 1 | 484.614 | Corning | 402577 | https://www.corning.com/worldwide/en.html
402614 | DRV SHFT/CAP ASY HI TORQ 100MM | 1 | 1 | 2134.08 | Corning | 402614 | https://www.corning.com/worldwide/en.html
402645 | MOTOR, DD HI-TORQUE, 220V, CLOCKWISETURNING | 1 | 1 | 2087.787 | Corning | 402645 | https://www.corning.com/worldwide/en.html
402648 | IMPELLR ASSBLY, S/S SHFT, DUAL B, 3L, CMPLT | 1 | 1 | 314.262 | Corning | 402648 | https://www.corning.com/worldwide/en.html
4515-15L | PADDLE ASSEMBLY, 15L FLASK | 1 | 1 | 255.021 | Corning | 4515-15L | https://www.corning.com/worldwide/en.html
4515-36L | PADDLE ASSEMBLY, 36 L FLASK | 1 | 1 | 260.676 | Corning | 4515-36L | https://www.corning.com/worldwide/en.html
4515-8L | PADDLE ASSEMBLY, 8 L FLASK | 1 | 1 | 252.096 | Corning | 4515-8L | https://www.corning.com/worldwide/en.html
4519-100 | SIDEARM FITTING, GAS DELIVERY, 1/8 INLET | 1 | 1 | 282.945 | Corning | 4519-100 | https://www.corning.com/worldwide/en.html
4519-102 | SIDEARM FITTING, GAS DELIVERY, 1/4 INLET | 1 | 1 | 297.96 | Corning | 4519-102 | https://www.corning.com/worldwide/en.html
4519-104 | SIDEARM FITTING, DELIVERY AND VENT, 1/8 AND 1/4 INLET | 1 | 1 | 475.566 | Corning | 4519-104 | https://www.corning.com/worldwide/en.html
4519-106 | SIDEARM FITTING, VENT CAP, 0.2 MICRON, 50 MM FILTER | 1 | 1 | 176.436 | Corning | 4519-106 | https://www.corning.com/worldwide/en.html
4519-108 | SIDEARM FITTING, SENSOR, O2 PROBES | 1 | 1 | 189.072 | Corning | 4519-108 | https://www.corning.com/worldwide/en.html
4519-110 | SIDEARM FITTING, SENSOR, PH PROBES | 1 | 1 | 189.072 | Corning | 4519-110 | https://www.corning.com/worldwide/en.html
4519-112 | SIDEARM FITTING, DUAL, MEDIA HANDLING, 8 L , 15 L , 1/8 TUBING | 1 | 1 | 446.901 | Corning | 4519-112 | https://www.corning.com/worldwide/en.html
4519-114 | SIDEARM FITTING, DUAL, MEDIA HANDLING, 36 L, 1/8 TUBING, | 1 | 1 | 446.901 | Corning | 4519-114 | https://www.corning.com/worldwide/en.html
4519-116 | SIDEARM FITTING, DUAL, MEDIA HANDLING, 8 L, 15 L, 1/4 TUBING | 1 | 1 | 469.833 | Corning | 4519-116 | https://www.corning.com/worldwide/en.html
4519-118 | SIDEARM FITTING, DUAL, MEDIA HANDLING, 36 L, 1/4 TUBING | 1 | 1 | 469.833 | Corning | 4519-118 | https://www.corning.com/worldwide/en.html
4519-120 | SIDEARM FITTING, DUAL, MEDIA HANDLING, 8 L, 15 L, 1/8, 1/4 TUBING | 1 | 1 | 455.481 | Corning | 4519-120 | https://www.corning.com/worldwide/en.html
4519-121 | SIDEARM FITTING, DUAL, 8 L, 1/8, 1/4 TUBINGS | 1 | 1 | 386.022 | Corning | 4519-121 | https://www.corning.com/worldwide/en.html
4519-122 | SIDEARM FITTING, DUAL, MEDIA HANDLING, 36 L, 1/8, 1/4 TUBING | 1 | 1 | 455.481 | Corning | 4519-122 | https://www.corning.com/worldwide/en.html
4519-124 | SIDEARM FITTING, DUAL, MEDIA HANDLING, 8 L, 15 L, 1/2 TUBING | 1 | 1 | 372.411 | Corning | 4519-124 | https://www.corning.com/worldwide/en.html
4519-126 | SIDEARM FITTING, DUAL, MEDIA HANDLING, 36 L, 1/2 TUBING, | 1 | 1 | 400.998 | Corning | 4519-126 | https://www.corning.com/worldwide/en.html
4519-128 | SIDEARM FITTING, SENSOR, TEMPERATURE PROBES | 1 | 1 | 189.072 | Corning | 4519-128 | https://www.corning.com/worldwide/en.html
4519-130 | SIDEARM FITTING,COMPRESSION,1/8",FOR CENTER NECK,8L&15L | 1 | 1 | 466.908 | Corning | 4519-130 | https://www.corning.com/worldwide/en.html
4519-134 | SIDEARM FITTING,COMPRESSION,1/4",FOR CENTER NECK,8L&15L | 1 | 1 | 466.908 | Corning | 4519-134 | https://www.corning.com/worldwide/en.html
4519-150 | SIDEARM FITTING, DUAL, I L, 1/8 TUBINGS | 1 | 1 | 344.643 | Corning | 4519-150 | https://www.corning.com/worldwide/en.html
4519-151 | SIDEARM FITTING, DUAL, 3 L, 1/8 TUBING | 1 | 1 | 349.167 | Corning | 4519-151 | https://www.corning.com/worldwide/en.html
4519-152 | SIDEARM FITTING, DUAL, 6 L, 1/8 TUBING | 1 | 1 | 358.332 | Corning | 4519-152 | https://www.corning.com/worldwide/en.html
4519-153 | SIDEARM FITTING, DUAL, 8 L, 1/8 TUBING | 1 | 1 | 368.472 | Corning | 4519-153 | https://www.corning.com/worldwide/en.html
4519-154 | SIDEARM FITTING, DUAL, I L, 1/4 TUBING | 1 | 1 | 344.643 | Corning | 4519-154 | https://www.corning.com/worldwide/en.html
4519-155 | SIDEARM FITTING, DUAL, 3 L, 1/4 TUBING | 1 | 1 | 349.167 | Corning | 4519-155 | https://www.corning.com/worldwide/en.html
4519-156 | SIDEARM FITTING, DUAL, 6 L, 1/4 TUBING | 1 | 1 | 358.332 | Corning | 4519-156 | https://www.corning.com/worldwide/en.html
4519-157 | SIDEARM FITTING, DUAL, 8 L, 1/4 TUBING | 1 | 1 | 368.472 | Corning | 4519-157 | https://www.corning.com/worldwide/en.html
4519-158 | SIDEARM FITTING, COMBINATION, 1 L, 1/8 TUBING | 1 | 1 | 344.643 | Corning | 4519-158 | https://www.corning.com/worldwide/en.html
4519-159 | SIDEARM FITTING, COMBINATION, 3 L, 1/8 TUBING | 1 | 1 | 349.167 | Corning | 4519-159 | https://www.corning.com/worldwide/en.html
4519-160 | SIDEARM FITTING, COMBINATION, 6 L, 1/8 TUBING | 1 | 1 | 358.332 | Corning | 4519-160 | https://www.corning.com/worldwide/en.html
4519-161 | SIDEARM FITTING, COMBINATION, 8 L, 1/8 TUBING | 1 | 1 | 368.472 | Corning | 4519-161 | https://www.corning.com/worldwide/en.html
4519-162 | SIDEARM FITTING, COMBINATION, 1 L, 1/4 TUBING | 1 | 1 | 344.643 | Corning | 4519-162 | https://www.corning.com/worldwide/en.html
4519-163 | SIDEARM FITTING, COMBINATION, 3 L, 1/4 TUBING | 1 | 1 | 349.167 | Corning | 4519-163 | https://www.corning.com/worldwide/en.html
4519-164 | SIDEARM FITTING, COMBINATION, 6 L, 1/4 TUBING | 1 | 1 | 358.332 | Corning | 4519-164 | https://www.corning.com/worldwide/en.html
4519-165 | SIDEARM FITTING, COMBINATION, 8 L, 1/4 TUBING | 1 | 1 | 368.472 | Corning | 4519-165 | https://www.corning.com/worldwide/en.html
4519-166 | SIDEARM FITTING, COMBINATION, TRIPLE, 1 L, 1/8 TUBING | 1 | 1 | 373.074 | Corning | 4519-166 | https://www.corning.com/worldwide/en.html
4519-167 | SIDEARM FITTING, COMBINATION, TRIPLE, 3 L, 1/8 TUBING | 1 | 1 | 379.899 | Corning | 4519-167 | https://www.corning.com/worldwide/en.html
4519-168 | SIDEARM FITTING, COMBINATION, TRIPLE, 6 L, 1/8 TUBING | 1 | 1 | 384.462 | Corning | 4519-168 | https://www.corning.com/worldwide/en.html
4519-169 | SIDEARM FITTING, COMBINATION, TRIPLE, 8 L, 1/8 TUBING | 1 | 1 | 389.064 | Corning | 4519-169 | https://www.corning.com/worldwide/en.html
4519-170 | SIDEARM FITTING, DUAL, 15 L, 1/4 TUBING | 1 | 1 | 416.949 | Corning | 4519-170 | https://www.corning.com/worldwide/en.html
4519-171 | SIDEARM FITTING, COMBINATION, 15 L, 1/4 TUBING | 1 | 1 | 416.949 | Corning | 4519-171 | https://www.corning.com/worldwide/en.html
4519-172 | SIDEARM FITTING, 18 MM PROBE | 1 | 1 | 186.225 | Corning | 4519-172 | https://www.corning.com/worldwide/en.html
4519-173 | SIDEARM FITTING, DUAL, 1L, 1/8, 1/4 TUBING | 1 | 1 | 386.061 | Corning | 4519-173 | https://www.corning.com/worldwide/en.html
4519-174 | SIDEARM FITTING, DUAL, 500 ML, 1/8 ANGLED TO 250 ML, 1/4 TUBING | 1 | 1 | 381.303 | Corning | 4519-174 | https://www.corning.com/worldwide/en.html
4519-176 | SIDEARM FITTING, DUAL, MEDIA HANDLING, EPDM, 8 L, 15 L, 1/4 TUBING | 1 | 1 | 430.17 | Corning | 4519-176 | https://www.corning.com/worldwide/en.html
4519-177 | SIDEARM FITTING, VENT CAP, 0.2µM SANITARY, 50 MM FILTER | 1 | 1 | 248.547 | Corning | 4519-177 | https://www.corning.com/worldwide/en.html
4520-104 | FOR 100 MM NECK FLASKS, CAP/SHAFT ASSEMBLIES | 1 | 1 | 1165.71 | Corning | 4520-104 | https://www.corning.com/worldwide/en.html
4520-106 | FOR 120 MM NECK FLASKS, CAP/SHAFT ASSEMBLIES | 1 | 1 | 1234.064 | Corning | 4520-106 | https://www.corning.com/worldwide/en.html
4520-9106 | DRIVE SHAFT/CAP ASSEMBLY HI-TORQUE 120MM | 1 | 1 | 905.307 | Corning | 4520-9106 | https://www.corning.com/worldwide/en.html
BP-3411-031 | PADDLE THRUST BEARING WASHERS | 1 | 1 | 8.242 | Corning | BP-3411-031 | https://www.corning.com/worldwide/en.html
1395-45DC | CORNING® GL45 3-HOLE DELIVERY, RED HIGH TEMPERATURE (180°C) PBT | 1 | 1 | 142.818 | Corning | 1395-45DC | https://www.corning.com/worldwide/en.html
1000P-100 | BEAKER,100ML,PLASTIC,LOW FORM,PP,12/12 | 12 | 1 | 21.125 | Corning | 1000P-100 | https://www.corning.com/worldwide/en.html
1000P-150 | BEAKER,150ML,PLASTIC,LOW FORM,PP,12/12 | 12 | 1 | 26.104 | Corning | 1000P-150 | https://www.corning.com/worldwide/en.html
1000P-1L | BEAKER,1L,PLASTIC,LOW FORM,PP,6/6 | 6 | 1 | 36.777 | Corning | 1000P-1L | https://www.corning.com/worldwide/en.html
1000P-25 | BEAKER,25ML,PLASTIC,LOW FORM,PP,24/24 | 24 | 1 | 36.959 | Corning | 1000P-25 | https://www.corning.com/worldwide/en.html
1000P-250 | BEAKER,250ML,PLASTIC,LOW FORM,PP,6/6 | 6 | 1 | 17.979 | Corning | 1000P-250 | https://www.corning.com/worldwide/en.html
1000P-2L | BEAKER,2L,PLASTIC,LOW FORM,PP,6/6 | 6 | 1 | 79.612 | Corning | 1000P-2L | https://www.corning.com/worldwide/en.html
1000P-3L | BEAKER,3L,PLASTIC,LOW FORM,PP,4/4 | 4 | 1 | 57.499 | Corning | 1000P-3L | https://www.corning.com/worldwide/en.html
1000P-400 | BEAKER,400ML,PLASTIC,LOW FORM,PP,6/6 | 6 | 1 | 22.399 | Corning | 1000P-400 | https://www.corning.com/worldwide/en.html
1000P-50 | BEAKER,50ML,PLASTIC,LOW FORM,PP,12/12 | 12 | 1 | 20.813 | Corning | 1000P-50 | https://www.corning.com/worldwide/en.html
1000P-5L | BEAKER,5L,PLASTIC,LOW FORM,PP,4/4 | 4 | 1 | 80.977 | Corning | 1000P-5L | https://www.corning.com/worldwide/en.html
1000P-600 | BEAKER,600ML,PLASTIC,LOW FORM,PP,6/6 | 6 | 1 | 29.068 | Corning | 1000P-600 | https://www.corning.com/worldwide/en.html
1003P-100 | BEAKER,100ML,PLASTIC,LOW FORM,PFA,1/12 | 12 | 1 | 335.699 | Corning | 1003P-100 | https://www.corning.com/worldwide/en.html
1003P-1L | BEAKER,1L,PLASTIC,LOW FORM,PFA,1/6 | 6 | 1 | 700.375 | Corning | 1003P-1L | https://www.corning.com/worldwide/en.html
1003P-25 | BEAKER,25ML,PLASTIC,LOW FORM,PFA,1/12 | 12 | 1 | 197.47 | Corning | 1003P-25 | https://www.corning.com/worldwide/en.html
1003P-250 | BEAKER,250ML,PLASTIC,LOW FORM,PFA,1/6 | 6 | 1 | 267.891 | Corning | 1003P-250 | https://www.corning.com/worldwide/en.html
1003P-50 | BEAKER,50ML,PLASTIC,LOW FORM,PFA,1/12 | 12 | 1 | 285.753 | Corning | 1003P-50 | https://www.corning.com/worldwide/en.html
1003P-500 | BEAKER,500ML,PLASTIC,LOW FORM,PFA,1/6 | 6 | 1 | 399.971 | Corning | 1003P-500 | https://www.corning.com/worldwide/en.html
1015P-1L | BEAKER,1L,WITH HANDLE AND SPOUT,PP,12/12 | 12 | 1 | 96.382 | Corning | 1015P-1L | https://www.corning.com/worldwide/en.html
1015P-250 | BEAKER,250ML,WITH HANDLE AND SPOUT,PP,12/12 | 12 | 1 | 68.445 | Corning | 1015P-250 | https://www.corning.com/worldwide/en.html
1015P-2L | BEAKER,2L,WITH HANDLE AND SPOUT,PP,8/8 | 8 | 1 | 120.042 | Corning | 1015P-2L | https://www.corning.com/worldwide/en.html
1015P-3L | BEAKER,3L,WITH HANDLE AND SPOUT,PP,6/6 | 6 | 1 | 103.974 | Corning | 1015P-3L | https://www.corning.com/worldwide/en.html
1015P-500 | BEAKER,500ML,WITH HANDLE AND SPOUT,PP,12/12 | 12 | 1 | 80.132 | Corning | 1015P-500 | https://www.corning.com/worldwide/en.html
3022P-10 | CYLINDER,GRAD,10ML,PLASTIC,SINGLE METRIC SCALE,PP,TC W/FUNNEL TOP,1/12 | 12 | 1 | 93.483 | Corning | 3022P-10 | https://www.corning.com/worldwide/en.html
3022P-100 | CYLINDER,GRAD,100ML,PLASTIC,SINGLE METRIC SCALE,PP,TC W/FUNNEL TOP,1/12 | 12 | 1 | 137.813 | Corning | 3022P-100 | https://www.corning.com/worldwide/en.html
3022P-1L | CYLINDER,GRAD,1L,PLASTIC,SINGLE METRIC SCALE,PP,TC W/FUNNEL,1/6 | 6 | 1 | 147.498 | Corning | 3022P-1L | https://www.corning.com/worldwide/en.html
3022P-25 | CYLINDER,GRAD,25ML,PLASTIC,SINGLE METRIC SCALE,PP,TC W/FUNNEL TOP,1/12 | 12 | 1 | 105.053 | Corning | 3022P-25 | https://www.corning.com/worldwide/en.html
3022P-250 | CYLINDER,GRAD,250ML,PLASTIC,SINGLE METRIC SCALE,PP,TC W/FUNNEL TOP,1/6 | 6 | 1 | 93.587 | Corning | 3022P-250 | https://www.corning.com/worldwide/en.html
3022P-2L | CYLINDER,GRAD,2L,PLASTIC,SINGLE METRIC SCALE,PP,TC W/FUNNEL,1/3 | 3 | 1 | 122.148 | Corning | 3022P-2L | https://www.corning.com/worldwide/en.html
3022P-50 | CYLINDER,GRAD,50ML,PLASTIC,SINGLE METRIC SCALE,PP,TC W/FUNNEL TOP,1/12 | 12 | 1 | 117.546 | Corning | 3022P-50 | https://www.corning.com/worldwide/en.html
3022P-500 | CYLINDER,GRAD,500ML,PLASTIC,SINGLE METRIC SCALE,PP,TC W/FUNNEL TOP,1/6 | 6 | 1 | 118.534 | Corning | 3022P-500 | https://www.corning.com/worldwide/en.html
5640P-10 | VOL FLASK,10ML,PLASTIC,CLASS A,PMP,10/19 TAPERED PP STOPPER,1/6 | 6 | 1 | 74.867 | Corning | 5640P-10 | https://www.corning.com/worldwide/en.html
5640P-100 | VOL FLASK,100ML,PLASTIC,CLASS A,PMP,14/23 TAPERED PP STOPPER,1/6 | 6 | 1 | 114.153 | Corning | 5640P-100 | https://www.corning.com/worldwide/en.html
5640P-1L | VOL FLASK,1L,PLASTIC,CLASS A,PMP,24/29 TAPERED PP STOPPER,1/3 | 3 | 1 | 116.155 | Corning | 5640P-1L | https://www.corning.com/worldwide/en.html
5640P-25 | VOL FLASK,25ML,PLASTIC,CLASS A,PMP,10/19 TAPERED PP STOPPER,1/6 | 6 | 1 | 87.477 | Corning | 5640P-25 | https://www.corning.com/worldwide/en.html
5640P-250 | VOL FLASK,250ML,PLASTIC,CLASS A,PMP,19/26 TAPERED PP STOPPER,1/5 | 5 | 1 | 116.428 | Corning | 5640P-250 | https://www.corning.com/worldwide/en.html
5640P-50 | VOL FLASK,50ML,PLASTIC,CLASS A,PMP,12/21 TAPERED PP STOPPER,1/6 | 6 | 1 | 105.963 | Corning | 5640P-50 | https://www.corning.com/worldwide/en.html
5640P-500 | VOL FLASK,500ML,PLASTIC,CLASS A,PMP,19/26 TAPERED PP STOPPER,1/4 | 4 | 1 | 111.475 | Corning | 5640P-500 | https://www.corning.com/worldwide/en.html
5641P-10 | VOL FLASK,10ML,PLASTIC,CLASS B,PP,10/19 TAPERED PP STOPPER,1/6 | 6 | 1 | 63.635 | Corning | 5641P-10 | https://www.corning.com/worldwide/en.html
5641P-100 | VOL FLASK,100ML,PLASTIC,CLASS B,PP,14/23 TAPERED PP STOPPER,1/6 | 6 | 1 | 98.878 | Corning | 5641P-100 | https://www.corning.com/worldwide/en.html
5641P-1L | VOL FLASK,1L,PLASTIC,CLASS B,PP,24/29 TAPERED PP STOPPER,1/3 | 3 | 1 | 102.076 | Corning | 5641P-1L | https://www.corning.com/worldwide/en.html
5641P-25 | VOL FLASK,25ML,PLASTIC,CLASS B,PP,10/19 TAPERED PP STOPPER,1/6 | 6 | 1 | 80.418 | Corning | 5641P-25 | https://www.corning.com/worldwide/en.html
5641P-250 | VOL FLASK,250ML,PLASTIC,CLASS B,PP,19/26 TAPERED PP STOPPER,1/5 | 5 | 1 | 100.386 | Corning | 5641P-250 | https://www.corning.com/worldwide/en.html
5641P-50 | VOL FLASK,50ML,PLASTIC,CLASS B,PP,12/21 TAPERED PP STOPPER,1/6 | 6 | 1 | 91.299 | Corning | 5641P-50 | https://www.corning.com/worldwide/en.html
5641P-500 | VOL FLASK,500ML,PLASTIC,CLASS B,PP,19/26 TAPERED PP STOPPER,1/4 | 4 | 1 | 96.382 | Corning | 5641P-500 | https://www.corning.com/worldwide/en.html
5650P-10 | VOL FLASK,10ML,PLASTIC,CLASS A,PFA,WITH GL-18 SCREW CAP,1/6 | 6 | 1 | 585.936 | Corning | 5650P-10 | https://www.corning.com/worldwide/en.html
5650P-100 | VOL FLASK,100ML,PLASTIC,CLASS A,PFA, WITH GL-18 SCREW CAP,1/6 | 6 | 1 | 927.966 | Corning | 5650P-100 | https://www.corning.com/worldwide/en.html
5650P-25 | VOL FLASK,25ML,PLASTIC,CLASS A,PFA, WITH GL-18 SCREW CAP,1/6 | 6 | 1 | 743.626 | Corning | 5650P-25 | https://www.corning.com/worldwide/en.html
5650P-250 | VOL FLASK,250ML,PLASTIC,CLASS A,PFA, WITH GL-25 SCREW CAP,1/5 | 5 | 1 | 967.668 | Corning | 5650P-250 | https://www.corning.com/worldwide/en.html
5650P-50 | VOL FLASK,50ML,PLASTIC,CLASS A,PFA, WITH GL-18 SCREW CAP,1/6 | 6 | 1 | 750.516 | Corning | 5650P-50 | https://www.corning.com/worldwide/en.html
5650P-500 | VOL FLASK,500ML,PLASTIC,CLASS A,PFA, WITH GL-25 SCREW CAP,1/4 | 4 | 1 | 927.316 | Corning | 5650P-500 | https://www.corning.com/worldwide/en.html
4985P-100 | ERLENMEYER FLASK, 100 ML, PP | 6 | 1 | 26.637 | Corning | 4985P-100 | https://www.corning.com/worldwide/en.html
4985P-1L | ERLENMEYER FLASK, 1 L, PP | 4 | 1 | 34.645 | Corning | 4985P-1L | https://www.corning.com/worldwide/en.html
4985P-250 | ERLENMEYER FLASK, 250 ML, PP | 6 | 1 | 32.786 | Corning | 4985P-250 | https://www.corning.com/worldwide/en.html
4985P-50 | ERLENMEYER FLASK, 50 ML, PP | 6 | 1 | 22.711 | Corning | 4985P-50 | https://www.corning.com/worldwide/en.html
4985P-500 | ERLENMEYER FLASK, 500 ML, PP | 6 | 1 | 37.973 | Corning | 4985P-500 | https://www.corning.com/worldwide/en.html
4990P-100 | ERLENMEYER FLASK, 100 ML, PMP | 6 | 1 | 30.329 | Corning | 4990P-100 | https://www.corning.com/worldwide/en.html
4990P-1L | ERLENMEYER FLASK, 1 L, PMP | 4 | 1 | 58.552 | Corning | 4990P-1L | https://www.corning.com/worldwide/en.html
4990P-250 | ERLENMEYER FLASK, 250 ML, PMP | 6 | 1 | 52.299 | Corning | 4990P-250 | https://www.corning.com/worldwide/en.html
4990P-50 | ERLENMEYER FLASK, 50 ML, PMP | 6 | 1 | 27.027 | Corning | 4990P-50 | https://www.corning.com/worldwide/en.html
4990P-500 | ERLENMEYER FLASK, 500 ML, PMP | 6 | 1 | 69.394 | Corning | 4990P-500 | https://www.corning.com/worldwide/en.html
6120P-100 | FUNNEL, 100 MM, PP | 12 | 1 | 18.603 | Corning | 6120P-100 | https://www.corning.com/worldwide/en.html
6120P-120 | FUNNEL, 120 MM, PP | 12 | 1 | 25.35 | Corning | 6120P-120 | https://www.corning.com/worldwide/en.html
6120P-150 | FUNNEL, 150 MM, PP | 12 | 1 | 35.022 | Corning | 6120P-150 | https://www.corning.com/worldwide/en.html
6120P-30 | FUNNEL, 30 MM, PP | 24 | 1 | 14.742 | Corning | 6120P-30 | https://www.corning.com/worldwide/en.html
6120P-40 | FUNNEL, 40 MM, PP | 24 | 1 | 15.444 | Corning | 6120P-40 | https://www.corning.com/worldwide/en.html
6120P-50 | FUNNEL, 50 MM, PP | 24 | 1 | 20.748 | Corning | 6120P-50 | https://www.corning.com/worldwide/en.html
6120P-75 | FUNNEL, 75 MM, PP | 12 | 1 | 11.232 | Corning | 6120P-75 | https://www.corning.com/worldwide/en.html
1300P-1L | WASH BOTTLE 1 L, LDPE | 12 | 1 | 79.911 | Corning | 1300P-1L | https://www.corning.com/worldwide/en.html
1300P-1LW | WASH BOTTLE 1 L, WIDE MOUTH, LDPE | 12 | 1 | 83.46 | Corning | 1300P-1LW | https://www.corning.com/worldwide/en.html
1300P-250 | WASH BOTTLE 250 ML, LDPE | 12 | 1 | 44.304 | Corning | 1300P-250 | https://www.corning.com/worldwide/en.html
1300P-250W | WASH BOTTLE 250 ML, WIDE MOUTH, LDPE | 12 | 1 | 54.561 | Corning | 1300P-250W | https://www.corning.com/worldwide/en.html
1300P-500 | WASH BOTTLE 500 ML, LDPE | 12 | 1 | 56.472 | Corning | 1300P-500 | https://www.corning.com/worldwide/en.html
1300P-500W | WASH BOTTLE 500 ML, WIDE MOUTH, LDPE | 12 | 1 | 63.57 | Corning | 1300P-500W | https://www.corning.com/worldwide/en.html
1500P-1L | REAGENT BOTTLE, 1L, PP | 10 | 1 | 77.844 | Corning | 1500P-1L | https://www.corning.com/worldwide/en.html
1500P-250 | REAGENT BOTTLE, 250 ML, PP | 20 | 1 | 62.049 | Corning | 1500P-250 | https://www.corning.com/worldwide/en.html
1500P-2L | REAGENT BOTTLE, 2 L, PP | 6 | 1 | 54.561 | Corning | 1500P-2L | https://www.corning.com/worldwide/en.html
1500P-500 | REAGENT BOTTLE,500 ML, PP | 10 | 1 | 35.841 | Corning | 1500P-500 | https://www.corning.com/worldwide/en.html
70165-100 | CORNING® 100X10MM PETRI DISH WITH COVER | 24 | 1 | 82.953 | Corning | 70165-100 | https://www.corning.com/worldwide/en.html
70165-101 | CORNING® 100X15MM PETRI DISH WITH COVER | 24 | 1 | 81.861 | Corning | 70165-101 | https://www.corning.com/worldwide/en.html
70165-102 | CORNING® 100X20MM PETRI DISH WITH COVER | 24 | 1 | 82.368 | Corning | 70165-102 | https://www.corning.com/worldwide/en.html
70165-152 | CORNING®150X20 MM PETRI DISH WITH COVER | 24 | 1 | 236.808 | Corning | 70165-152 | https://www.corning.com/worldwide/en.html
70165-60 | CORNING®60 X 15 MM PETRI DISH WITH COVER | 24 | 1 | 98.436 | Corning | 70165-60 | https://www.corning.com/worldwide/en.html
MR-10XT | 10UL AXYGEN MULTIRACK EXTENDED LENGTH PIPET TIP BULK, 1000/BAG, 10 BAG/CASE | 10000 | 1 | 238.251 | Corning | MR-10XT | https://www.corning.com/worldwide/en.html
MR-200 | 200UL AXYGEN MULTIRACK PIPET TIP BULK, 1000/BAG, 10 BAG/CASE | 10000 | 1 | 235.131 | Corning | MR-200 | https://www.corning.com/worldwide/en.html
MR-1000XT | 1000UL AXYGEN MULTIRACK EXTENDED PIPET TIP BULK, 768/BAG, 10 BAG/CASE | 7680 | 1 | 242.073 | Corning | MR-1000XT | https://www.corning.com/worldwide/en.html
MR-10XT-R | 10UL AXYGEN MULTIRACK EXTENDED LENGTH PIPET TIP RACKED, 960/PACK 5 PACK/CASE | 4800 | 1 | 179.829 | Corning | MR-10XT-R | https://www.corning.com/worldwide/en.html
MR-200-R | 200UL AXYGEN MULTIRACK NATURAL PIPET TIP RACKED 960/PACK 5 PACK/CASE | 4800 | 1 | 179.829 | Corning | MR-200-R | https://www.corning.com/worldwide/en.html
MR-300-R | 300UL AXYGEN MULTIRACK PIPET TIP RACKED 960 TIPS/PCK 5 PCK/CASE | 4800 | 1 | 196.287 | Corning | MR-300-R | https://www.corning.com/worldwide/en.html
MR-300XT-R | 300UL AXYGEN MULTIRACK EXTENDED PIPET TIP RACKED 768 TIPS/PCK 5 PCK/CASE | 3840 | 1 | 196.287 | Corning | MR-300XT-R | https://www.corning.com/worldwide/en.html
MR-1000XT-R | 1000UL AXYGEN MULTIRACK EXTENDED PIPET TIP RACKED 768/PACK 5 PACK/CASE | 3840 | 1 | 196.287 | Corning | MR-1000XT-R | https://www.corning.com/worldwide/en.html
MR-10XT-R-S | 10UL AXYGEN MULTIRACK EXTENDED LENGTH PIPET TIP RACKED,STERILE 960/PACK 5 PACK/CASE | 4800 | 1 | 206.817 | Corning | MR-10XT-R-S | https://www.corning.com/worldwide/en.html
MR-200-R-S | 200UL AXYGEN MULTIRACK NATURAL PIPET TIP RACKED,STERILE, 960/PACK 5 PACK/CASE | 4800 | 1 | 206.817 | Corning | MR-200-R-S | https://www.corning.com/worldwide/en.html
MR-300-R-S | 300UL AXYGEN MULTIRACK PIPET TIP RACKED,STERILE 960 TIPS/PCK 5 PCK/CASE | 4800 | 1 | 206.817 | Corning | MR-300-R-S | https://www.corning.com/worldwide/en.html
MR-300XT-R-S | 300UL AXYGEN MULTIRACK EXTENDED LENGTH PIPET TIP RACKED,STERILE, 768 TIPS/PCK 5 PCK/CASE STERILE | 3840 | 1 | 225.732 | Corning | MR-300XT-R-S | https://www.corning.com/worldwide/en.html
MR-1000XT-R-S | 1000UL AXYGEN MULTIRACK EXTENDED PIPET TIP RACKED,STERILE 768/PACK 5 PACK/CASE STERILE | 3840 | 1 | 225.732 | Corning | MR-1000XT-R-S | https://www.corning.com/worldwide/en.html
MR-10XT-L-R-S | 10UL AXYGEN MULTIRACK EXTENDED LENGTH PIPET TIP, RACKED, STERILE, MAXYMUM RECOVERY, 960/PCK 5 PCK/CASE | 4800 | 1 | 248.157 | Corning | MR-10XT-L-R-S | https://www.corning.com/worldwide/en.html
MR-200-L-R-S | 200UL AXYGEN MULTIRACK NATURAL PIPET TIP, RACKED,STERILE, MAXYMUM RECOVERY, 960/PCK 5 PCK/CASE, | 4800 | 1 | 248.157 | Corning | MR-200-L-R-S | https://www.corning.com/worldwide/en.html
MR-300-L-R-S | 300UL AXYGEN MULTIRACK PIPET TIP RACKED 960 TIPS/PCK 5 PCK/CASE, STERILE, MAXYMUM RECOVERY | 4800 | 1 | 270.894 | Corning | MR-300-L-R-S | https://www.corning.com/worldwide/en.html
MR-300XT-L-R-S | 300UL AXYGEN MULTIRACK EXTENDED LENGTH PIPET TIP RACKED, STERILE, MAXYMUM RECOVERY 768 TIPS/PCK 5 PCK/CASE, | 3840 | 1 | 270.894 | Corning | MR-300XT-L-R-S | https://www.corning.com/worldwide/en.html
MR-1000XT-L-R-S | 1000UL AXYGEN MULTIRACK EXTENDED LENGTH PIPET TIP RACKED, STERILE, MAXYMUM RECOVERY, 768/PCK 5 PCK/CASE | 3840 | 1 | 270.894 | Corning | MR-1000XT-L-R-S | https://www.corning.com/worldwide/en.html
MR-10XT-TS | 10UL AXYGEN MULTIRACK EXTENDED LENGTH PIPET TIP TIPSTA NS 960/STCK 5 STCK/CASE | 4800 | 1 | 216.762 | Corning | MR-10XT-TS | https://www.corning.com/worldwide/en.html
MR-10XT-TS-S | 10UL AXYGEN MULTIRACK EXTENDED LENGTH PIPET TIP TIPSTA S 960/STCK 5 STCK/CASE | 4800 | 1 | 238.407 | Corning | MR-10XT-TS-S | https://www.corning.com/worldwide/en.html
MR-200-TS | 200UL AXYGEN MULTIRACK NATURAL PIPET TIP TIPSTA NS 960/STCK 5 STCK/CS | 4800 | 1 | 216.762 | Corning | MR-200-TS | https://www.corning.com/worldwide/en.html
MR-200-TS-S | 200UL AXYGEN MULTIRACKNATURAL PIPET TIP TIPSTA S 960/STCK 5 STCK/CS | 4800 | 1 | 238.407 | Corning | MR-200-TS-S | https://www.corning.com/worldwide/en.html
MR-10XT-RL | 10UL AXYGEN MULTIRACK EXTENDED LENGTH PIPET TIP, RELOAD 960/PCK 4PCK/CS | 3840 | 1 | 110.643 | Corning | MR-10XT-RL | https://www.corning.com/worldwide/en.html
MR-200-RL | 200UL AXYGEN MULTIRACK NATURAL PIPET TIP, RELOAD 960/PCK 4 PCK/CS | 3840 | 1 | 110.643 | Corning | MR-200-RL | https://www.corning.com/worldwide/en.html
MR-300-RL | 300UL AXYGEN MULTIRACK PIPET TIP, RELOAD 960/PCK 4 PCK/CS | 3840 | 1 | 114.153 | Corning | MR-300-RL | https://www.corning.com/worldwide/en.html
MR-1000XT-RL | 1000UL AXYGEN MULTIRACK EXTENDED PIPET TIP RELOAD 768/PACK 4 PACK/CASE | 3072 | 1 | 110.643 | Corning | MR-1000XT-RL | https://www.corning.com/worldwide/en.html
MRF-10XT-R-S | 10UL AXYGEN MULTIRACK EXTENDED LENGTH FILTER TIP, RACKED, STERILE, 960/PCK 5 PCK/CASE, | 4800 | 1 | 343.083 | Corning | MRF-10XT-R-S | https://www.corning.com/worldwide/en.html
MRF-20-R-S | 20UL AXYGEN MULTIRACK FILTERED TIP, RACKED, STERILE, 960/PCK 5 PCK/CASE | 4800 | 1 | 343.083 | Corning | MRF-20-R-S | https://www.corning.com/worldwide/en.html
MRF-100-R-S | 100UL AXYGEN MULTIRACK FILTERED TIP, RACKED, STERILE, 960/PCK 5 PCK/CASE | 4800 | 1 | 343.083 | Corning | MRF-100-R-S | https://www.corning.com/worldwide/en.html
MRF-200NX-R-S | 200UL NX AXYGEN MULTIRACK FILTER TIP, RACKED, STERILE, 960/PCK 5 PCK/CASE | 4800 | 1 | 343.083 | Corning | MRF-200NX-R-S | https://www.corning.com/worldwide/en.html
MRF-200XT-R-S | 200UL AXYGEN MULTIRACK EXTENDED LENGTH FILTER TIP, RACKED, STERILE, 768/PCK 5 PCK/CASE | 3840 | 1 | 343.083 | Corning | MRF-200XT-R-S | https://www.corning.com/worldwide/en.html
MRF-300XT-R-S | 300UL AXYGEN MULTIRACK EXTENDED LENGTH FILTER TIP, RACKED, STERILE,768/PCK 5 PCK/CS | 3840 | 1 | 343.083 | Corning | MRF-300XT-R-S | https://www.corning.com/worldwide/en.html
MRF-1000XT-R-S | 1000UL AXYGEN MULTIRACK EXTENDED LENGTH, FILTER TIP, RACKED, STERILE, 768/PCK 5 PCK/CS | 3840 | 1 | 343.083 | Corning | MRF-1000XT-R-S | https://www.corning.com/worldwide/en.html
MRF-10XT-L-R-S | 10UL AXYGEN MULTIRACK EXTENDED LENGTH FILTER TIP, RACKED, STERILE, MAXYMUM RECOVERY 960/PCK 5 PCK/CASE, | 4800 | 1 | 377.403 | Corning | MRF-10XT-L-R-S | https://www.corning.com/worldwide/en.html
MRF-20-L-R-S | 20UL AXYGEN MULTIRACK FILTERED TIP, RACKED, STERILE, MAXYMUM RECOVERY, 960/PCK 5 PCK/CASE | 4800 | 1 | 377.403 | Corning | MRF-20-L-R-S | https://www.corning.com/worldwide/en.html
MRF-100-L-R-S | 100UL AXYGEN MULTIRACK FILTERED TIP, RACKED, STERILE, MAXYMUM RECOVERY, 960/PCK 5 PCK/CASE | 4800 | 1 | 377.403 | Corning | MRF-100-L-R-S | https://www.corning.com/worldwide/en.html
MRF-200NX-L-R-S | 200UL NX AXYGEN MULTIRACK FILTER TIP, RACKED STERILE, MAXYMUM RECOVERY, 960/PCK 5 PCK/CASE | 4800 | 1 | 377.403 | Corning | MRF-200NX-L-R-S | https://www.corning.com/worldwide/en.html
MRF-200XT-L-R-S | 200UL AXYGEN MULTIRACK EXTENDED LENGTH FILTER TIP, RACKED, STERILE, MAXYMUM RECOVERY, 768/PCK 5 PCK/CASE | 3840 | 1 | 377.403 | Corning | MRF-200XT-L-R-S | https://www.corning.com/worldwide/en.html
MRF-300XT-L-R-S | 300UL AXYGEN MULTIRACK EXTENDED LENGTH FILTER TIP, RACKED, STERILE, MAXYMUM RECOVERY, 768/PCK 5 PCK/CS | 3840 | 1 | 377.403 | Corning | MRF-300XT-L-R-S | https://www.corning.com/worldwide/en.html
MRF-1000XT-L-R-S | 1000UL AXYGEN MULTIRACK EXTENDED LENGTH, FILTER TIP, RACKED, STERILE, MAXYMUM RECOVERY, 768/PCK 5 PCK/CS | 3840 | 1 | 377.403 | Corning | MRF-1000XT-L-R-S | https://www.corning.com/worldwide/en.html
MR-R-A | EMPTY RACK FOR AXYGEN MULTIRACK 10UL EXTENDED LENGTH, 200UL, 200 UL NX, 300 UL | 5 | 1 | 74.139 | Corning | MR-R-A | https://www.corning.com/worldwide/en.html
MR-R-B | EMPTY RACK FOR AXYGEN MULTIRACK 200UL EXTENDED LENGTH, 300UL EXTENDED LENTGH, AND 1000 UL EXTENDED LENGTH | 5 | 1 | 74.139 | Corning | MR-R-B | https://www.corning.com/worldwide/en.html
| VISO be PVM | 1284644.26
| 21 % PVM | 269775.3
| VISO su PVM | 1554419.55