Z351792-1PAK | EPPENDORF(R) MAXITIP P FOR MAXIPETTOR B& | 1X1PAK | 1 | 365 | Sigma-Aldrich | Z351792-1PAK | https://www.sigmaaldrich.com/LT/en
Z353507-400EA | FINNPIPETTE(R) MULTISTEPPER PIPETTE TIP& | 1X400EA | 1 | 49 | Sigma-Aldrich | Z353507-400EA | https://www.sigmaaldrich.com/LT/en
Z353523-10EA | FINNPIPETTE(R) MULTISTEPPER PIPETTE TIP& | 1X10EA | 1 | 207 | Sigma-Aldrich | Z353523-10EA | https://www.sigmaaldrich.com/LT/en
Z354333-400EA | TRANSFER PIPETTE, POLYETHYLENE FINE TIP& | 1X400EA | 1 | 108 | Sigma-Aldrich | Z354333-400EA | https://www.sigmaaldrich.com/LT/en
Z354368-250EA | TRANSFER PIPETTE, POLYETHYLENE FINE TIP& | 1X250EA | 1 | 70 | Sigma-Aldrich | Z354368-250EA | https://www.sigmaaldrich.com/LT/en
Z719986-8EA | MILLIPORE ZIPTIPS MICRO-C18 | 1X8EA | 1 | 42 | Sigma-Aldrich | Z719986-8EA | https://www.sigmaaldrich.com/LT/en
Z720003-96EA | MILLIPORE ZIPTIPS MICRO-C18 | 1X96EA | 1 | 284 | Sigma-Aldrich | Z720003-96EA | https://www.sigmaaldrich.com/LT/en
Z720011-960EA | MILLIPORE ZIPTIPS MICRO-C18 | 1X960EA | 1 | 2012 | Sigma-Aldrich | Z720011-960EA | https://www.sigmaaldrich.com/LT/en
Z720038-8EA | MILLIPORE ZIPTIPS C18 | 1X8EA | 1 | 42 | Sigma-Aldrich | Z720038-8EA | https://www.sigmaaldrich.com/LT/en
Z720046-960EA | MILLIPORE ZIPTIPS C18 | 1X960EA | 1 | 2130 | Sigma-Aldrich | Z720046-960EA | https://www.sigmaaldrich.com/LT/en
Z720070-96EA | MILLIPORE ZIPTIPS C18 | 1X96EA | 1 | 284 | Sigma-Aldrich | Z720070-96EA | https://www.sigmaaldrich.com/LT/en
Z719676-1000EA | SORENSON(TM) LOW BINDING STANDARD TIPS & | 1X1000EA | 1 | 50 | Sigma-Aldrich | Z719676-1000EA | https://www.sigmaaldrich.com/LT/en
Z719676-5000EA | SORENSON(TM) LOW BINDING STANDARD TIPS & | 1X5000EA | 1 | 182 | Sigma-Aldrich | Z719676-5000EA | https://www.sigmaaldrich.com/LT/en
Z762989-100EA | EPPENDORF(R) COMBITIPS ADVANCED(R), 0.1& | 1X100EA | 1 | 189 | Sigma-Aldrich | Z762989-100EA | https://www.sigmaaldrich.com/LT/en
Z763004-100EA | EPPENDORF(R) COMBITIPS ADVANCED(R), 0.5& | 1X100EA | 1 | 189 | Sigma-Aldrich | Z763004-100EA | https://www.sigmaaldrich.com/LT/en
Z763071-1PAK | EPPENDORF(R) COMBITIPS ADVANCED(R) ASSO& | 1X1PAK | 1 | 27 | Sigma-Aldrich | Z763071-1PAK | https://www.sigmaaldrich.com/LT/en
Z763055-100EA | EPPENDORF(R) COMBITIPS ADVANCED(R), 25 & | 1X100EA | 1 | 221 | Sigma-Aldrich | Z763055-100EA | https://www.sigmaaldrich.com/LT/en
Z763047-100EA | EPPENDORF(R) COMBITIPS ADVANCED(R), 10 & | 1X100EA | 1 | 189 | Sigma-Aldrich | Z763047-100EA | https://www.sigmaaldrich.com/LT/en
Z763012-100EA | EPPENDORF(R) COMBITIPS ADVANCED(R), 1.0& | 1X100EA | 1 | 189 | Sigma-Aldrich | Z763012-100EA | https://www.sigmaaldrich.com/LT/en
Z762997-100EA | EPPENDORF(R) COMBITIPS ADVANCED(R), 0.2& | 1X100EA | 1 | 189 | Sigma-Aldrich | Z762997-100EA | https://www.sigmaaldrich.com/LT/en
Z763020-100EA | EPPENDORF(R) COMBITIPS ADVANCED(R), 2.5& | 1X100EA | 1 | 189 | Sigma-Aldrich | Z763020-100EA | https://www.sigmaaldrich.com/LT/en
Z763063-100EA | EPPENDORF(R) COMBITIPS ADVANCED(R), 50 & | 1X100EA | 1 | 221 | Sigma-Aldrich | Z763063-100EA | https://www.sigmaaldrich.com/LT/en
Z763039-100EA | EPPENDORF(R) COMBITIPS ADVANCED(R), 5.0& | 1X100EA | 1 | 189 | Sigma-Aldrich | Z763039-100EA | https://www.sigmaaldrich.com/LT/en
EP4987000339-1EA | EPPENDORF(R) MULTIPETTE E3 BASIC, WITH & | 1X1EA | 1 | 535 | Sigma-Aldrich | EP4987000339-1EA | https://www.sigmaaldrich.com/LT/en
EP5195000036-25EA | EPPENDORF(R) VACUTIP I, STERILE, SET OF& | 1X25EA | 1 | 442 | Sigma-Aldrich | EP5195000036-25EA | https://www.sigmaaldrich.com/LT/en
EP5195000044-25EA | EPPENDORF(R) VACUTIP II STERILE, SET OF& | 1X25EA | 1 | 453 | Sigma-Aldrich | EP5195000044-25EA | https://www.sigmaaldrich.com/LT/en
EP5195000052-25EA | EPPENDORF(R) BIOPSY TIP I, STERILE, SET& | 1X25EA | 1 | 453 | Sigma-Aldrich | EP5195000052-25EA | https://www.sigmaaldrich.com/LT/en
EP5195000060-25EA | EPPENDORF(R) BIOPSY TIP II STERILE, SET& | 1X25EA | 1 | 453 | Sigma-Aldrich | EP5195000060-25EA | https://www.sigmaaldrich.com/LT/en
EP5195000087-25EA | EPPENDORF(R) PIEZO DRILL TIP (M. ICSI) & | 1X25EA | 1 | 453 | Sigma-Aldrich | EP5195000087-25EA | https://www.sigmaaldrich.com/LT/en
EP5195000095-25EA | EPPENDORF(R) PIEZO DRILL TIP (ES) STERI& | 1X25EA | 1 | 453 | Sigma-Aldrich | EP5195000095-25EA | https://www.sigmaaldrich.com/LT/en
EP4987000010-1EA | EPPENDORF(R) MULTIPETTE E3, WITH CHARGI& | 1X1EA | 1 | 670 | Sigma-Aldrich | EP4987000010-1EA | https://www.sigmaaldrich.com/LT/en
EP4987000029-1EA | EPPENDORF(R) MULTIPETTE E3X, WITH CHARG& | 1X1EA | 1 | 856 | Sigma-Aldrich | EP4987000029-1EA | https://www.sigmaaldrich.com/LT/en
EP4987000347-1EA | EPPENDORF(R) MULTIPETTE E3X BASIC, WITH& | 1X1EA | 1 | 682 | Sigma-Aldrich | EP4987000347-1EA | https://www.sigmaaldrich.com/LT/en
EP4987000371-1EA | EPPENDORF(R) MULTIPETTE E3, WITH CHARGI& | 1X1EA | 1 | 757 | Sigma-Aldrich | EP4987000371-1EA | https://www.sigmaaldrich.com/LT/en
EP4987000380-1EA | EPPENDORF(R) MULTIPETTE E3X, WITH CHARG& | 1X1EA | 1 | 920 | Sigma-Aldrich | EP4987000380-1EA | https://www.sigmaaldrich.com/LT/en
EP5195000001-25EA | EPPENDORF(R) TRANSFERTIP F (ICSI) STERI& | 1X25EA | 1 | 581 | Sigma-Aldrich | EP5195000001-25EA | https://www.sigmaaldrich.com/LT/en
EP5195000010-25EA | EPPENDORF(R) TRANSFERTIP RP (ICSI) STER& | 1X25EA | 1 | 580 | Sigma-Aldrich | EP5195000010-25EA | https://www.sigmaaldrich.com/LT/en
EP5195000028-25EA | EPPENDORF(R) TRANSFERTIP R (ICSI),STERI& | 1X25EA | 1 | 580 | Sigma-Aldrich | EP5195000028-25EA | https://www.sigmaaldrich.com/LT/en
EP5195000079-25EA | EPPENDORF(R) TRANSFERTIP (ES), STERILE,& | 1X25EA | 1 | 581 | Sigma-Aldrich | EP5195000079-25EA | https://www.sigmaaldrich.com/LT/en
EP0030000951-500EA | EPPENDORF(R) EPTIPS(R) STANDARD 0,25-2,& | 1X500EA | 1 | 46 | Sigma-Aldrich | EP0030000951-500EA | https://www.sigmaaldrich.com/LT/en
EP0030000978-500EA | EPPENDORF(R) EPTIPS(R) STANDARD 100-500& | 1X500EA | 1 | 54 | Sigma-Aldrich | EP0030000978-500EA | https://www.sigmaaldrich.com/LT/en
EP0030010027-100EA | EPPENDORF(R) EPTIPS(R) G SINGLES, BIOPU& | 1X100EA | 1 | 31 | Sigma-Aldrich | EP0030010027-100EA | https://www.sigmaaldrich.com/LT/en
EP0030010043-100EA | EPPENDORF(R) EPTIPS(R) G SINGLES, BIOPU& | 1X100EA | 1 | 31 | Sigma-Aldrich | EP0030010043-100EA | https://www.sigmaaldrich.com/LT/en
EP0030010060-100EA | EPPENDORF(R) EPTIPS(R) G SINGLES, BIOPU& | 1X100EA | 1 | 31 | Sigma-Aldrich | EP0030010060-100EA | https://www.sigmaaldrich.com/LT/en
EP0030073010-96EA | EPPENDORF(R) EPTIPS(R) G BOX, QUALITY(T& | 1X96EA | 1 | 38 | Sigma-Aldrich | EP0030073010-96EA | https://www.sigmaaldrich.com/LT/en
EP0030073037-96EA | EPPENDORF(R) EPTIPS(R) G BOX, QUALITY(T& | 1X96EA | 1 | 38 | Sigma-Aldrich | EP0030073037-96EA | https://www.sigmaaldrich.com/LT/en
EP0030073053-96EA | EPPENDORF(R) EPTIPS(R) G BOX, QUALITY(T& | 1X96EA | 1 | 34 | Sigma-Aldrich | EP0030073053-96EA | https://www.sigmaaldrich.com/LT/en
EP0030073070-96EA | EPPENDORF(R) EPTIPS(R) G BOX, QUALITY(T& | 1X96EA | 1 | 34 | Sigma-Aldrich | EP0030073070-96EA | https://www.sigmaaldrich.com/LT/en
EP0030073096-96EA | EPPENDORF(R) EPTIPS(R) G BOX, QUALITY(T& | 1X96EA | 1 | 34 | Sigma-Aldrich | EP0030073096-96EA | https://www.sigmaaldrich.com/LT/en
EP0030073118-96EA | EPPENDORF(R) EPTIPS(R) G BOX, QUALITY(T& | 1X96EA | 1 | 34 | Sigma-Aldrich | EP0030073118-96EA | https://www.sigmaaldrich.com/LT/en
EP0030073134-96EA | EPPENDORF(R) EPTIPS(R) G BOX, QUALITY(T& | 1X96EA | 1 | 38 | Sigma-Aldrich | EP0030073134-96EA | https://www.sigmaaldrich.com/LT/en
EP0030073150-48EA | EPPENDORF(R) EPTIPS(R) G BOX, QUALITY(T& | 1X48EA | 1 | 45 | Sigma-Aldrich | EP0030073150-48EA | https://www.sigmaaldrich.com/LT/en
EP0030073177-24EA | EPPENDORF(R) EPTIPS(R) G BOX, QUALITY(T& | 1X24EA | 1 | 40 | Sigma-Aldrich | EP0030073177-24EA | https://www.sigmaaldrich.com/LT/en
EP0030073355-480EA | EPPENDORF(R) EPTIPS(R) G SET, QUALITY(T& | 1X480EA | 1 | 54 | Sigma-Aldrich | EP0030073355-480EA | https://www.sigmaaldrich.com/LT/en
EP0030073657-96EA | EPPENDORF(R) EPTIPS(R) G BOX, QUALITY(T& | 1X96EA | 1 | 39 | Sigma-Aldrich | EP0030073657-96EA | https://www.sigmaaldrich.com/LT/en
EP0030000781-200EA | EPPENDORF(R) EPTIPS(R) STANDARD 0,5-10 & | 1X200EA | 1 | 78 | Sigma-Aldrich | EP0030000781-200EA | https://www.sigmaaldrich.com/LT/en
EP0030048130-100EA | EPPENDORF(R) VARITIPS P, 100 PCS.& | 1X100EA | 1 | 114 | Sigma-Aldrich | EP0030048130-100EA | https://www.sigmaaldrich.com/LT/en
EP0030050525-100EA | EPPENDORF(R) STARTER KIT (100 MAXITIPS,& | 1X100EA | 1 | 87 | Sigma-Aldrich | EP0030050525-100EA | https://www.sigmaaldrich.com/LT/en
EP0030050568-200EA | EPPENDORF(R) MAXITIP FOR VARITIP S, 200& | 1X200EA | 1 | 82 | Sigma-Aldrich | EP0030050568-200EA | https://www.sigmaaldrich.com/LT/en
EP0030072006-960EA | EPPENDORF(R) EPTIPS(R) LORETENTION RELO& | 1X960EA | 1 | 88 | Sigma-Aldrich | EP0030072006-960EA | https://www.sigmaaldrich.com/LT/en
EP0030072014-960EA | EPPENDORF(R) EPTIPS(R) LORETENTION RELO& | 1X960EA | 1 | 84 | Sigma-Aldrich | EP0030072014-960EA | https://www.sigmaaldrich.com/LT/en
EP0030072022-960EA | EPPENDORF(R) EPTIPS(R) LORETENTION RELO& | 1X960EA | 1 | 79 | Sigma-Aldrich | EP0030072022-960EA | https://www.sigmaaldrich.com/LT/en
EP0030072030-960EA | EPPENDORF(R) EPTIPS(R) LORETENTION RELO& | 1X960EA | 1 | 79 | Sigma-Aldrich | EP0030072030-960EA | https://www.sigmaaldrich.com/LT/en
EP0030072049-960EA | EPPENDORF(R) EPTIPS(R) LORETENTION RELO& | 1X960EA | 1 | 83 | Sigma-Aldrich | EP0030072049-960EA | https://www.sigmaaldrich.com/LT/en
EP0030073495-960EA | EPPENDORF(R) EPTIPS(R) G RELOADS, QUALI& | 1X960EA | 1 | 79 | Sigma-Aldrich | EP0030073495-960EA | https://www.sigmaaldrich.com/LT/en
EP0030073630-960EA | EPPENDORF(R) EPTIPS(R) G RELOADS, QUALI& | 1X960EA | 1 | 80 | Sigma-Aldrich | EP0030073630-960EA | https://www.sigmaaldrich.com/LT/en
EP0030073649-960EA | EPPENDORF(R) EPTIPS(R) G RELOADS, PCR C& | 1X960EA | 1 | 89 | Sigma-Aldrich | EP0030073649-960EA | https://www.sigmaaldrich.com/LT/en
EP0030073754-960EA | EPPENDORF(R) EPTIPS(R) G RELOADS, PCR C& | 1X960EA | 1 | 80 | Sigma-Aldrich | EP0030073754-960EA | https://www.sigmaaldrich.com/LT/en
EP0030073770-960EA | EPPENDORF(R) EPTIPS(R) G RELOADS, PCR C& | 1X960EA | 1 | 82 | Sigma-Aldrich | EP0030073770-960EA | https://www.sigmaaldrich.com/LT/en
EP0030073878-960EA | EPPENDORF(R) EPTIPS(R) G RELOADS, PCR C& | 1X960EA | 1 | 88 | Sigma-Aldrich | EP0030073878-960EA | https://www.sigmaaldrich.com/LT/en
EP0030077598-100EA | EPPENDORF(R) EP DUALFILTER TIPS 0,5-10M& | 1X100EA | 1 | 77 | Sigma-Aldrich | EP0030077598-100EA | https://www.sigmaaldrich.com/LT/en
EP0030089502-100EA | EPPENDORF(R) VISCOTIP, 10 ML, QUALITYTM& | 1X100EA | 1 | 106 | Sigma-Aldrich | EP0030089502-100EA | https://www.sigmaaldrich.com/LT/en
EP5242952008-20EA | EPPENDORF(R) FEMTOTIP, STERILE INJECTIO& | 1X20EA | 1 | 128 | Sigma-Aldrich | EP5242952008-20EA | https://www.sigmaaldrich.com/LT/en
EP5242957000-20EA | EPPENDORF(R) FEMTOTIP II, STERILE INJEC& | 1X20EA | 1 | 128 | Sigma-Aldrich | EP5242957000-20EA | https://www.sigmaaldrich.com/LT/en
EP0030001320-480EA | EPPENDORF(R) MASTERTIPS, TIPS PLUS PIST& | 1X480EA | 1 | 250 | Sigma-Aldrich | EP0030001320-480EA | https://www.sigmaaldrich.com/LT/en
EP0030000765-200EA | EPPENDORF(R) EPTIPS(R) STANDARD 0,5-10 & | 1X200EA | 1 | 55 | Sigma-Aldrich | EP0030000765-200EA | https://www.sigmaaldrich.com/LT/en
EP0030001222-192EA | EPPENDORF(R) EPTIPS(R) GELOADER 0.5-20U& | 1X192EA | 1 | 69 | Sigma-Aldrich | EP0030001222-192EA | https://www.sigmaaldrich.com/LT/en
EP0030050541-100EA | EPPENDORF(R) VALVE FOR VARITIPS S, 100 & | 1X100EA | 1 | 67 | Sigma-Aldrich | EP0030050541-100EA | https://www.sigmaaldrich.com/LT/en
EP0030072057-960EA | EPPENDORF(R) EPTIPS(R) LORETENTION RELO& | 1X960EA | 1 | 75 | Sigma-Aldrich | EP0030072057-960EA | https://www.sigmaaldrich.com/LT/en
EP0030072065-960EA | EPPENDORF(R) EPTIPS(R) LORETENTION RELO& | 1X960EA | 1 | 71 | Sigma-Aldrich | EP0030072065-960EA | https://www.sigmaaldrich.com/LT/en
EP0030072073-960EA | EPPENDORF(R) EPTIPS(R) LORETENTION RELO& | 1X960EA | 1 | 71 | Sigma-Aldrich | EP0030072073-960EA | https://www.sigmaaldrich.com/LT/en
EP0030073215-480EA | EPPENDORF(R) EPTIPS(R) G SET, QUALITY(T& | 1X480EA | 1 | 62 | Sigma-Aldrich | EP0030073215-480EA | https://www.sigmaaldrich.com/LT/en
EP0030073231-480EA | EPPENDORF(R) EPTIPS(R) G SET, QUALITY(T& | 1X480EA | 1 | 62 | Sigma-Aldrich | EP0030073231-480EA | https://www.sigmaaldrich.com/LT/en
EP0030073258-480EA | EPPENDORF(R) EPTIPS(R) G SET, QUALITY(T& | 1X480EA | 1 | 57 | Sigma-Aldrich | EP0030073258-480EA | https://www.sigmaaldrich.com/LT/en
EP0030073274-480EA | EPPENDORF(R) EPTIPS(R) G SET, QUALITY(T& | 1X480EA | 1 | 55 | Sigma-Aldrich | EP0030073274-480EA | https://www.sigmaaldrich.com/LT/en
EP0030073290-480EA | EPPENDORF(R) EPTIPS(R) G SET, QUALITY(T& | 1X480EA | 1 | 55 | Sigma-Aldrich | EP0030073290-480EA | https://www.sigmaaldrich.com/LT/en
EP0030073312-480EA | EPPENDORF(R) EPTIPS(R) G SET, QUALITY(T& | 1X480EA | 1 | 58 | Sigma-Aldrich | EP0030073312-480EA | https://www.sigmaaldrich.com/LT/en
EP0030073339-480EA | EPPENDORF(R) EPTIPS(R) G SET, QUALITY(T& | 1X480EA | 1 | 76 | Sigma-Aldrich | EP0030073339-480EA | https://www.sigmaaldrich.com/LT/en
EP0030073371-960EA | EPPENDORF(R) EPTIPS(R) G RELOADS, QUALI& | 1X960EA | 1 | 76 | Sigma-Aldrich | EP0030073371-960EA | https://www.sigmaaldrich.com/LT/en
EP0030073398-960EA | EPPENDORF(R) EPTIPS(R) G RELOADS, QUALI& | 1X960EA | 1 | 76 | Sigma-Aldrich | EP0030073398-960EA | https://www.sigmaaldrich.com/LT/en
EP0030073410-960EA | EPPENDORF(R) EPTIPS(R) G RELOADS, QUALI& | 1X960EA | 1 | 69 | Sigma-Aldrich | EP0030073410-960EA | https://www.sigmaaldrich.com/LT/en
EP0030073436-960EA | EPPENDORF(R) EPTIPS(R) G RELOADS, QUALI& | 1X960EA | 1 | 65 | Sigma-Aldrich | EP0030073436-960EA | https://www.sigmaaldrich.com/LT/en
EP0030073452-960EA | EPPENDORF(R) EPTIPS(R) G RELOADS, QUALI& | 1X960EA | 1 | 65 | Sigma-Aldrich | EP0030073452-960EA | https://www.sigmaaldrich.com/LT/en
EP0030073479-960EA | EPPENDORF(R) EPTIPS(R) G RELOADS, QUALI& | 1X960EA | 1 | 65 | Sigma-Aldrich | EP0030073479-960EA | https://www.sigmaaldrich.com/LT/en
EP0030073517-480EA | EPPENDORF(R) EPTIPS(R) G RELOADS, QUALI& | 1X480EA | 1 | 54 | Sigma-Aldrich | EP0030073517-480EA | https://www.sigmaaldrich.com/LT/en
EP0030073797-960EA | EPPENDORF(R) EPTIPS(R) G RELOADS, PCR C& | 1X960EA | 1 | 76 | Sigma-Aldrich | EP0030073797-960EA | https://www.sigmaaldrich.com/LT/en
EP0030073819-960EA | EPPENDORF(R) EPTIPS(R) G RELOADS, PCR C& | 1X960EA | 1 | 72 | Sigma-Aldrich | EP0030073819-960EA | https://www.sigmaaldrich.com/LT/en
EP0030073835-960EA | EPPENDORF(R) EPTIPS(R) G RELOADS, PCR C& | 1X960EA | 1 | 72 | Sigma-Aldrich | EP0030073835-960EA | https://www.sigmaaldrich.com/LT/en
EP0030073851-960EA | EPPENDORF(R) EPTIPS(R) G RELOADS, PCR C& | 1X960EA | 1 | 72 | Sigma-Aldrich | EP0030073851-960EA | https://www.sigmaaldrich.com/LT/en
EP0030073894-480EA | EPPENDORF(R) EPTIPS(R) G RELOADS, PCR C& | 1X480EA | 1 | 58 | Sigma-Aldrich | EP0030073894-480EA | https://www.sigmaaldrich.com/LT/en
EP0013088101-1EA | EPPENDORF(R) FELT-TIP PEN, BLACK& | 1X1EA | 1 | 10 | Sigma-Aldrich | EP0013088101-1EA | https://www.sigmaaldrich.com/LT/en
EP4986810000-1EA | EPPENDORF(R) COMBITIP TEST ADAPTER& | 1X1EA | 1 | 15 | Sigma-Aldrich | EP4986810000-1EA | https://www.sigmaaldrich.com/LT/en
EP0030089855-100EA | EPPENDORF(R) COMBITIPS ADVANCED 1.0 ML & | 1X100EA | 1 | 135 | Sigma-Aldrich | EP0030089855-100EA | https://www.sigmaaldrich.com/LT/en
Z710229-10EA | NICHIPET GLASS TIP FOR ECO PIPETTE 20-2& | 1X10EA | 1 | 112 | Sigma-Aldrich | Z710229-10EA | https://www.sigmaaldrich.com/LT/en
Z710237-10EA | NICHIPET GLASS TIP FOR ECO PIPETTE 100-& | 1X10EA | 1 | 112 | Sigma-Aldrich | Z710237-10EA | https://www.sigmaaldrich.com/LT/en
Z710245-10EA | NICHIPET GLASS TIP FOR ECO PIPETTE 1000& | 1X10EA | 1 | 124 | Sigma-Aldrich | Z710245-10EA | https://www.sigmaaldrich.com/LT/en
Z710253-10EA | NICHIPET GLASS TIP FOR ECO PIPETTE 1000& | 1X10EA | 1 | 133 | Sigma-Aldrich | Z710253-10EA | https://www.sigmaaldrich.com/LT/en
Z717177-4800EA | ART(R) SELF-SEALING BARRIER PIPETTE TIP& | 1X4800EA | 1 | 536 | Sigma-Aldrich | Z717177-4800EA | https://www.sigmaaldrich.com/LT/en
Z717177-960EA | ART(R) SELF-SEALING BARRIER PIPETTE TIP& | 1X960EA | 1 | 145 | Sigma-Aldrich | Z717177-960EA | https://www.sigmaaldrich.com/LT/en
CLS6710-1EA | CORNING(R) LSE(TM) MULTIPOSITION DIGITA& | 1X1EA | 1 | 1367 | Sigma-Aldrich | CLS6710-1EA | https://www.sigmaaldrich.com/LT/en
Z708941-1PAK | ART(R) NON-FILTERED TIP, HLT 10 MICROPOI | 1X1PAK | 1 | 58 | Sigma-Aldrich | Z708941-1PAK | https://www.sigmaaldrich.com/LT/en
Z708941-5PAK | ART(R) NON-FILTERED TIP, HLT 10 MICROPOI | 1X5PAK | 1 | 212 | Sigma-Aldrich | Z708941-5PAK | https://www.sigmaaldrich.com/LT/en
Z708976-1PAK | ART(R) NON-FILTERED TIP, HLT 10 REACH, V | 1X1PAK | 1 | 67 | Sigma-Aldrich | Z708976-1PAK | https://www.sigmaaldrich.com/LT/en
Z708976-5PAK | ART(R) NON-FILTERED TIP, HLT 10 REACH, V | 1X5PAK | 1 | 245 | Sigma-Aldrich | Z708976-5PAK | https://www.sigmaaldrich.com/LT/en
Z708992-1PAK | ART(R) NON-FILTERED TIP, HLT ULTRAMICRO, | 1X1PAK | 1 | 59 | Sigma-Aldrich | Z708992-1PAK | https://www.sigmaaldrich.com/LT/en
Z709026-1PAK | ART(R) NON-FILTERED TIP, HLT XLP, 200 UL | 1X1PAK | 1 | 89 | Sigma-Aldrich | Z709026-1PAK | https://www.sigmaaldrich.com/LT/en
Z709026-5PAK | ART(R) NON-FILTERED TIP, HLT XLP, 200 UL | 1X5PAK | 1 | 263 | Sigma-Aldrich | Z709026-5PAK | https://www.sigmaaldrich.com/LT/en
Z709115-1PAK | ART 50U SELF-SEALING BARRIER TIP, 0.5-5& | 1X1PAK | 1 | 146 | Sigma-Aldrich | Z709115-1PAK | https://www.sigmaaldrich.com/LT/en
Z709115-5PAK | ART 50U SELF-SEALING BARRIER TIP, 0.5-5& | 1X5PAK | 1 | 537 | Sigma-Aldrich | Z709115-5PAK | https://www.sigmaaldrich.com/LT/en
Z709131-1PAK | ART GEL 20P SELF-SEALING BARRIER TIP, 0& | 1X1PAK | 1 | 182 | Sigma-Aldrich | Z709131-1PAK | https://www.sigmaaldrich.com/LT/en
Z709166-1PAK | ART(R) SELF-SEALING BARRIER PIPETTE TIP& | 1X1PAK | 1 | 182 | Sigma-Aldrich | Z709166-1PAK | https://www.sigmaaldrich.com/LT/en
Z709182-1PAK | ART SELF-SEALING BARRIER PIPETTE TIPS, A | 1X1PAK | 1 | 145 | Sigma-Aldrich | Z709182-1PAK | https://www.sigmaaldrich.com/LT/en
Z709182-5PAK | ART SELF-SEALING BARRIER PIPETTE TIPS, A | 1X5PAK | 1 | 536 | Sigma-Aldrich | Z709182-5PAK | https://www.sigmaaldrich.com/LT/en
Z709204-4PAK | ART XLP 200 SELF-SEALING BARRIER TIP, 5& | 1X4PAK | 1 | 510 | Sigma-Aldrich | Z709204-4PAK | https://www.sigmaaldrich.com/LT/en
BR705720-1EA | BRAND(R) PD-TIPS II, 20 PCS. OF EACH SI& | 1X1EA | 1 | 98 | Sigma-Aldrich | BR705720-1EA | https://www.sigmaaldrich.com/LT/en
Z709131-4PAK | ART GEL 20P SELF-SEALING BARRIER TIP, 0& | 1X4PAK | 1 | 536 | Sigma-Aldrich | Z709131-4PAK | https://www.sigmaaldrich.com/LT/en
Z709166-4PAK | ART(R) SELF-SEALING BARRIER PIPETTE TIP& | 1X4PAK | 1 | 536 | Sigma-Aldrich | Z709166-4PAK | https://www.sigmaaldrich.com/LT/en
Z692964-3EA | CARGO INTERLOCKING MANUAL PIPETTE RACK | 1X3EA | 1 | 94 | Sigma-Aldrich | Z692964-3EA | https://www.sigmaaldrich.com/LT/en
Z350966-500EA | TRANSFER PIPETTE, POLYETHYLENE NARROW S& | 1X500EA | 1 | 108 | Sigma-Aldrich | Z350966-500EA | https://www.sigmaaldrich.com/LT/en
Z368997-1EA | FINNPIPETTE STAND | 1X1EA | 1 | 74 | Sigma-Aldrich | Z368997-1EA | https://www.sigmaaldrich.com/LT/en
Z369039-1EA | FINNPIPETTE(R) STEPPER | 1X1EA | 1 | 361 | Sigma-Aldrich | Z369039-1EA | https://www.sigmaaldrich.com/LT/en
Z369047-10EA | FINNPIPETTE(R) STEPPER ADAPTERS NON-STE& | 1X10EA | 1 | 112 | Sigma-Aldrich | Z369047-10EA | https://www.sigmaaldrich.com/LT/en
Z370797-1EA | VACCU-PETTE/96(TM) MULTIWELL PIPETTER ST | 1X1EA | 1 | 68 | Sigma-Aldrich | Z370797-1EA | https://www.sigmaaldrich.com/LT/en
Z370800-1EA | VACCU-PETTE/96(TM) MULTIWELL PIPETTER NO | 1X1EA | 1 | 60 | Sigma-Aldrich | Z370800-1EA | https://www.sigmaaldrich.com/LT/en
Z543241-1PAK | KIMBLE(R) MICROCAPILLARY PIPETTES CAPAC& | 1X1PAK | 1 | 106 | Sigma-Aldrich | Z543241-1PAK | https://www.sigmaaldrich.com/LT/en
Z543268-1PAK | KIMBLE(R) MICROCAPILLARY PIPETTES CAPAC& | 1X1PAK | 1 | 106 | Sigma-Aldrich | Z543268-1PAK | https://www.sigmaaldrich.com/LT/en
Z543276-1PAK | KIMBLE(R) MICROCAPILLARY PIPETTES CAPAC& | 1X1PAK | 1 | 107 | Sigma-Aldrich | Z543276-1PAK | https://www.sigmaaldrich.com/LT/en
Z543284-1PAK | KIMBLE(R) MICROCAPILLARY PIPETTES CAPAC& | 1X1PAK | 1 | 107 | Sigma-Aldrich | Z543284-1PAK | https://www.sigmaaldrich.com/LT/en
Z543292-1PAK | KIMBLE(R) MICROCAPILLARY PIPETTES CAPAC& | 1X1PAK | 1 | 107 | Sigma-Aldrich | Z543292-1PAK | https://www.sigmaaldrich.com/LT/en
Z543306-1PAK | KIMBLE(R) MICROCAPILLARY PIPETTES CAPAC& | 1X1PAK | 1 | 107 | Sigma-Aldrich | Z543306-1PAK | https://www.sigmaaldrich.com/LT/en
Z381888-1EA | FINNPIPETTE(R) MULTISTEPPER 8-CHANNEL R& | 1X1EA | 1 | 910 | Sigma-Aldrich | Z381888-1EA | https://www.sigmaaldrich.com/LT/en
Z610127-12EA | HIRSCHMANN GRAD. PIPETTE, KB CERT., CLAS | 1X12EA | 1 | 66 | Sigma-Aldrich | Z610127-12EA | https://www.sigmaaldrich.com/LT/en
Z610135-12EA | HIRSCHMANN GRAD. PIPETTE, KB CERT., CLAS | 1X12EA | 1 | 66 | Sigma-Aldrich | Z610135-12EA | https://www.sigmaaldrich.com/LT/en
Z610143-12EA | HIRSCHMANN GRAD. PIPETTE, KB CERT., CLAS | 1X12EA | 1 | 77 | Sigma-Aldrich | Z610143-12EA | https://www.sigmaaldrich.com/LT/en
Z610151-12EA | HIRSCHMANN GRAD. PIPETTE, KB CERT., CLAS | 1X12EA | 1 | 72 | Sigma-Aldrich | Z610151-12EA | https://www.sigmaaldrich.com/LT/en
Z610178-12EA | HIRSCHMANN GRAD. PIPETTE, KB CERT., CLAS | 1X12EA | 1 | 76 | Sigma-Aldrich | Z610178-12EA | https://www.sigmaaldrich.com/LT/en
Z610186-6EA | HIRSCHMANN GRAD. PIPETTE, KB CERT., CLAS | 1X6EA | 1 | 76 | Sigma-Aldrich | Z610186-6EA | https://www.sigmaaldrich.com/LT/en
Z610194-6EA | HIRSCHMANN GRAD. PIPETTE, KB CERT., CLAS | 1X6EA | 1 | 76 | Sigma-Aldrich | Z610194-6EA | https://www.sigmaaldrich.com/LT/en
Z610208-6EA | HIRSCHMANN GRAD. PIPETTE, KB CERT., CLAS | 1X6EA | 1 | 129 | Sigma-Aldrich | Z610208-6EA | https://www.sigmaaldrich.com/LT/en
Z610216-12EA | HIRSCHMANN VOL. PIPETTES, KB CERT., CLAS | 1X12EA | 1 | 68 | Sigma-Aldrich | Z610216-12EA | https://www.sigmaaldrich.com/LT/en
Z610224-12EA | HIRSCHMANN VOL. PIPETTES, KB CERT., CLAS | 1X12EA | 1 | 66 | Sigma-Aldrich | Z610224-12EA | https://www.sigmaaldrich.com/LT/en
Z610232-12EA | HIRSCHMANN VOL. PIPETTES, KB CERT., CLAS | 1X12EA | 1 | 66 | Sigma-Aldrich | Z610232-12EA | https://www.sigmaaldrich.com/LT/en
Z610240-6EA | HIRSCHMANN VOL. PIPETTES, KB CERT., CLAS | 1X6EA | 1 | 36 | Sigma-Aldrich | Z610240-6EA | https://www.sigmaaldrich.com/LT/en
Z610259-6EA | HIRSCHMANN VOL. PIPETTES, KB CERT., CLAS | 1X6EA | 1 | 42 | Sigma-Aldrich | Z610259-6EA | https://www.sigmaaldrich.com/LT/en
Z610267-6EA | HIRSCHMANN VOL. PIPETTES, KB CERT., CLAS | 1X6EA | 1 | 39 | Sigma-Aldrich | Z610267-6EA | https://www.sigmaaldrich.com/LT/en
Z610275-6EA | HIRSCHMANN VOL. PIPETTES, KB CERT., CLAS | 1X6EA | 1 | 43 | Sigma-Aldrich | Z610275-6EA | https://www.sigmaaldrich.com/LT/en
Z610283-6EA | HIRSCHMANN VOL. PIPETTES, KB CERT., CLAS | 1X6EA | 1 | 53 | Sigma-Aldrich | Z610283-6EA | https://www.sigmaaldrich.com/LT/en
Z610291-6EA | HIRSCHMANN VOL. PIPETTES, KB CERT., CLAS | 1X6EA | 1 | 53 | Sigma-Aldrich | Z610291-6EA | https://www.sigmaaldrich.com/LT/en
Z610305-6EA | HIRSCHMANN VOL. PIPETTES, KB CERT., CLAS | 1X6EA | 1 | 54 | Sigma-Aldrich | Z610305-6EA | https://www.sigmaaldrich.com/LT/en
Z610313-6EA | HIRSCHMANN VOL. PIPETTES, KB CERT., CLAS | 1X6EA | 1 | 65 | Sigma-Aldrich | Z610313-6EA | https://www.sigmaaldrich.com/LT/en
Z610321-6EA | HIRSCHMANN VOL. PIPETTES, KB CERT., CLAS | 1X6EA | 1 | 70 | Sigma-Aldrich | Z610321-6EA | https://www.sigmaaldrich.com/LT/en
Z610348-6EA | HIRSCHMANN VOL. PIPETTES, KB CERT., CLAS | 1X6EA | 1 | 70 | Sigma-Aldrich | Z610348-6EA | https://www.sigmaaldrich.com/LT/en
Z610356-6EA | HIRSCHMANN VOL. PIPETTES, KB CERT., CLAS | 1X6EA | 1 | 98 | Sigma-Aldrich | Z610356-6EA | https://www.sigmaaldrich.com/LT/en
Z611239-250EA | HIRSCHMANN MICROPIPETTE, GRAD., SINGLE U | 1X250EA | 1 | 27 | Sigma-Aldrich | Z611239-250EA | https://www.sigmaaldrich.com/LT/en
Z611247-250EA | HIRSCHMANN MICROPIPETTES, SINGLE USE 20 | 1X250EA | 1 | 24 | Sigma-Aldrich | Z611247-250EA | https://www.sigmaaldrich.com/LT/en
Z611255-250EA | HIRSCHMANN MICROPIPETTES, SINGLE USE 50 | 1X250EA | 1 | 24 | Sigma-Aldrich | Z611255-250EA | https://www.sigmaaldrich.com/LT/en
Z611263-250EA | HIRSCHMANN MICROPIPETTES, SINGLE USE 100 | 1X250EA | 1 | 24 | Sigma-Aldrich | Z611263-250EA | https://www.sigmaaldrich.com/LT/en
Z615218-100EA | IVSS VIVAPORE PLASTIC RECOVERY PIPETTES, | 1X100EA | 1 | 23 | Sigma-Aldrich | Z615218-100EA | https://www.sigmaaldrich.com/LT/en
Z615226-100EA | IVSS VIVAPORE PLASTIC RECOVERY PIPETTES, | 1X100EA | 1 | 19 | Sigma-Aldrich | Z615226-100EA | https://www.sigmaaldrich.com/LT/en
Z615927-100EA | BRAND(R) PIPETTE BULB | 1X100EA | 1 | 71 | Sigma-Aldrich | Z615927-100EA | https://www.sigmaaldrich.com/LT/en
Z617741-200EA | Greiner Shorty Pipettes 5 ml, sterile | 1X200EA | 1 | 184 | Sigma-Aldrich | Z617741-200EA | https://www.sigmaaldrich.com/LT/en
Z617768-200EA | Greiner Shorty Pipettes 10 ml, sterile | 1X200EA | 1 | 224 | Sigma-Aldrich | Z617768-200EA | https://www.sigmaaldrich.com/LT/en
Z503673-1EA | SCIENCEWARE(R) ROTARY PIPETTE STAND | 1X1EA | 1 | 77 | Sigma-Aldrich | Z503673-1EA | https://www.sigmaaldrich.com/LT/en
Z627992-1000EA | PASTEUR PIPETTES SHORT | 1X1000EA | 1 | 55 | Sigma-Aldrich | Z627992-1000EA | https://www.sigmaaldrich.com/LT/en
Z628018-1000EA | PASTEUR PIPETTES LONG | 1X1000EA | 1 | 60 | Sigma-Aldrich | Z628018-1000EA | https://www.sigmaaldrich.com/LT/en
Z509035-1PAK | PIPETTE BULB CAPACITY 1 ML | 1X1PAK | 1 | 27 | Sigma-Aldrich | Z509035-1PAK | https://www.sigmaaldrich.com/LT/en
Z509043-1PAK | PIPETTE BULB CAPACITY 3 ML | 1X1PAK | 1 | 61 | Sigma-Aldrich | Z509043-1PAK | https://www.sigmaaldrich.com/LT/en
Z623962-1EA | HIRSCHMANN MICROPIPETTER | 1X1EA | 1 | 26 | Sigma-Aldrich | Z623962-1EA | https://www.sigmaaldrich.com/LT/en
Z675997-1EA | RF1000 PIPETTE FILLER | 1X1EA | 1 | 62 | Sigma-Aldrich | Z675997-1EA | https://www.sigmaaldrich.com/LT/en
Z679004-5EA | RF1000 PIPETTE FILLER FILTERS | 1X5EA | 1 | 38 | Sigma-Aldrich | Z679004-5EA | https://www.sigmaaldrich.com/LT/en
Z742231-1EA | LABNET FASTPETTE(TM) PRO PIPETTE CONTRO& | 1X1EA | 1 | 357 | Sigma-Aldrich | Z742231-1EA | https://www.sigmaaldrich.com/LT/en
Z742233-5EA | LABNET FASTPETTE(TM) PRO PIPETTE CONTRO& | 1X5EA | 1 | 23 | Sigma-Aldrich | Z742233-5EA | https://www.sigmaaldrich.com/LT/en
Z742234-5EA | LABNET FASTPETTE(TM) PRO PIPETTE CONTRO& | 1X5EA | 1 | 22 | Sigma-Aldrich | Z742234-5EA | https://www.sigmaaldrich.com/LT/en
Z742235-1EA | LABNET FASTPETTE(TM) PRO PIPETTE CONTRO& | 1X1EA | 1 | 60 | Sigma-Aldrich | Z742235-1EA | https://www.sigmaaldrich.com/LT/en
Z742237-1EA | LABNET FASTPETTE(TM) PRO PIPETTE CONTROL | 1X1EA | 1 | 9 | Sigma-Aldrich | Z742237-1EA | https://www.sigmaaldrich.com/LT/en
Z742238-1EA | LABNET FASTPETTE(TM) PRO PIPETTE CONTRO& | 1X1EA | 1 | 27 | Sigma-Aldrich | Z742238-1EA | https://www.sigmaaldrich.com/LT/en
Z742239-1EA | LABNET FASTPETTE(TM) PRO PIPETTE CONTRO& | 1X1EA | 1 | 99 | Sigma-Aldrich | Z742239-1EA | https://www.sigmaaldrich.com/LT/en
CLS9016-500EA | CORNING ASPIRATING PIPETTE, 2ML, POLYST& | 1X500EA | 1 | 332 | Sigma-Aldrich | CLS9016-500EA | https://www.sigmaaldrich.com/LT/en
Z678023-1EA | FINNPIPETTE(R) F2 MULTICHANNEL, 12 CHAN& | 1X1EA | 1 | 992 | Sigma-Aldrich | Z678023-1EA | https://www.sigmaaldrich.com/LT/en
Z678120-1EA | FINNPIPETTE(R) F3 VARIABLE VOLUME, 10-1& | 1X1EA | 1 | 288 | Sigma-Aldrich | Z678120-1EA | https://www.sigmaaldrich.com/LT/en
Z677973-1EA | FINNPIPETTE(R) F2 MULTICHANNEL, 8 CHANN& | 1X1EA | 1 | 879 | Sigma-Aldrich | Z677973-1EA | https://www.sigmaaldrich.com/LT/en
Z678031-1EA | FINNPIPETTE(R) F2 MULTICHANNEL PIPETTE & | 1X1EA | 1 | 992 | Sigma-Aldrich | Z678031-1EA | https://www.sigmaaldrich.com/LT/en
Z678139-1EA | FINNPIPETTE(R) F3 VARIABLE VOLUME, 20-2& | 1X1EA | 1 | 288 | Sigma-Aldrich | Z678139-1EA | https://www.sigmaaldrich.com/LT/en
Z678082-1EA | FINNPIPETTE(R) F2 MULTICHANNEL, 16 CHAN& | 1X1EA | 1 | 1065 | Sigma-Aldrich | Z678082-1EA | https://www.sigmaaldrich.com/LT/en
Z678090-1EA | FINNPIPETTE(R) F3 VARIABLE VOLUME, 1-10& | 1X1EA | 1 | 288 | Sigma-Aldrich | Z678090-1EA | https://www.sigmaaldrich.com/LT/en
Z677981-1EA | FINNPIPETTE(R) F2 MULTICHANNEL PIPETTE & | 1X1EA | 1 | 879 | Sigma-Aldrich | Z677981-1EA | https://www.sigmaaldrich.com/LT/en
Z678104-1EA | FINNPIPETTE(R) F3 VARIABLE VOLUME, 2-20& | 1X1EA | 1 | 288 | Sigma-Aldrich | Z678104-1EA | https://www.sigmaaldrich.com/LT/en
Z678112-1EA | FINNPIPETTE(R) F3 VARIABLE VOLUME, 5-50& | 1X1EA | 1 | 288 | Sigma-Aldrich | Z678112-1EA | https://www.sigmaaldrich.com/LT/en
Z679074-1EA | FINNPIPETTE(R) F2 MULTICHANNEL, 16 CHAN& | 1X1EA | 1 | 1065 | Sigma-Aldrich | Z679074-1EA | https://www.sigmaaldrich.com/LT/en
Z678007-1EA | FINNPIPETTE(R) F2 MULTICHANNEL, 8 CHANN& | 1X1EA | 1 | 879 | Sigma-Aldrich | Z678007-1EA | https://www.sigmaaldrich.com/LT/en
Z678015-1EA | FINNPIPETTE(R) F2 MULTICHANNEL, 8 CHANN& | 1X1EA | 1 | 879 | Sigma-Aldrich | Z678015-1EA | https://www.sigmaaldrich.com/LT/en
Z678058-1EA | FINNPIPETTE(R) F2 MULTICHANNEL, 12 CHAN& | 1X1EA | 1 | 992 | Sigma-Aldrich | Z678058-1EA | https://www.sigmaaldrich.com/LT/en
Z678066-1EA | FINNPIPETTE(R) F2 MULTICHANNEL, 12 CHAN& | 1X1EA | 1 | 992 | Sigma-Aldrich | Z678066-1EA | https://www.sigmaaldrich.com/LT/en
Z678147-1EA | FINNPIPETTE(R) F3 VARIABLE VOLUME, 100-& | 1X1EA | 1 | 288 | Sigma-Aldrich | Z678147-1EA | https://www.sigmaaldrich.com/LT/en
Z678155-1EA | FINNPIPETTE(R) F3 VARIABLE VOLUME, 1-10& | 1X1EA | 1 | 310 | Sigma-Aldrich | Z678155-1EA | https://www.sigmaaldrich.com/LT/en
Z678279-1EA | FINNPIPETTE(R) F2 VARIABLE VOLUME, 0.2-& | 1X1EA | 1 | 321 | Sigma-Aldrich | Z678279-1EA | https://www.sigmaaldrich.com/LT/en
Z678287-1EA | FINNPIPETTE(R) F2 VARIABLE VOLUME, 0.5-& | 1X1EA | 1 | 320 | Sigma-Aldrich | Z678287-1EA | https://www.sigmaaldrich.com/LT/en
Z678295-1EA | FINNPIPETTE(R) F2 VARIABLE VOLUME, 1-10& | 1X1EA | 1 | 320 | Sigma-Aldrich | Z678295-1EA | https://www.sigmaaldrich.com/LT/en
Z678309-1EA | FINNPIPETTE(R) F2 VARIABLE VOLUME, 2-20& | 1X1EA | 1 | 320 | Sigma-Aldrich | Z678309-1EA | https://www.sigmaaldrich.com/LT/en
Z678317-1EA | FINNPIPETTE(R) F2 VARIABLE VOLUME, 5-50& | 1X1EA | 1 | 320 | Sigma-Aldrich | Z678317-1EA | https://www.sigmaaldrich.com/LT/en
Z678325-1EA | FINNPIPETTE(R) F2 VARIABLE VOLUME, 10-1& | 1X1EA | 1 | 320 | Sigma-Aldrich | Z678325-1EA | https://www.sigmaaldrich.com/LT/en
Z678333-1EA | FINNPIPETTE(R) F2 VARIABLE VOLUME, 20-2& | 1X1EA | 1 | 320 | Sigma-Aldrich | Z678333-1EA | https://www.sigmaaldrich.com/LT/en
Z678341-1EA | FINNPIPETTE(R) F2 VARIABLE VOLUME, 100-& | 1X1EA | 1 | 320 | Sigma-Aldrich | Z678341-1EA | https://www.sigmaaldrich.com/LT/en
Z678368-1EA | FINNPIPETTE(R) F2 VARIABLE VOLUME, 0.5-& | 1X1EA | 1 | 334 | Sigma-Aldrich | Z678368-1EA | https://www.sigmaaldrich.com/LT/en
Z678376-1EA | FINNPIPETTE(R) F2 VARIABLE VOLUME, 1-10& | 1X1EA | 1 | 334 | Sigma-Aldrich | Z678376-1EA | https://www.sigmaaldrich.com/LT/en
BR747775-500EA | BRAND(R)PIPETTE 1 ML WITHDRAW VOLUME, & | 1X500EA | 1 | 86 | Sigma-Aldrich | BR747775-500EA | https://www.sigmaaldrich.com/LT/en
BR708605-10EA | BRAND(R) PIPETTE HOLDER FOR INTRAEND AN | 1X10EA | 1 | 37 | Sigma-Aldrich | BR708605-10EA | https://www.sigmaaldrich.com/LT/en
BR26225-1EA | BRAND(R) MACRO PIPETTE CONTROLLER REPLA | 1X1EA | 1 | 16 | Sigma-Aldrich | BR26225-1EA | https://www.sigmaaldrich.com/LT/en
BR27115-6EA | BRAND(R) GRADUATED PIPETTE SEROLOGICAL,& | 1X6EA | 1 | 81 | Sigma-Aldrich | BR27115-6EA | https://www.sigmaaldrich.com/LT/en
BR27113-12EA | BRAND(R) GRADUATED PIPETTE SEROLOGICAL,& | 1X12EA | 1 | 86 | Sigma-Aldrich | BR27113-12EA | https://www.sigmaaldrich.com/LT/en
BR26128-1EA | BRAND(R) MACRO PIPETTE CONTROLLER REPLA | 1X1EA | 1 | 23 | Sigma-Aldrich | BR26128-1EA | https://www.sigmaaldrich.com/LT/en
BR29215-1EA | BRAND(R) SOAKING JAR, FOR PIPETTE LENGT | 1X1EA | 1 | 123 | Sigma-Aldrich | BR29215-1EA | https://www.sigmaaldrich.com/LT/en
BR26220-1EA | BRAND(R) MACRO PIPETTE REPLACEMENT ADAP | 1X1EA | 1 | 9 | Sigma-Aldrich | BR26220-1EA | https://www.sigmaaldrich.com/LT/en
BR27107-12EA | BRAND(R) GRADUATED PIPETTE SEROLOGICAL,& | 1X12EA | 1 | 74 | Sigma-Aldrich | BR27107-12EA | https://www.sigmaaldrich.com/LT/en
BR26146-1EA | BRAND(R) ACCU-JET(R) PRO PIPETTE CONTRO | 1X1EA | 1 | 9 | Sigma-Aldrich | BR26146-1EA | https://www.sigmaaldrich.com/LT/en
BR27109-12EA | BRAND(R) GRADUATED PIPETTE SEROLOGICAL,& | 1X12EA | 1 | 74 | Sigma-Aldrich | BR27109-12EA | https://www.sigmaaldrich.com/LT/en
BR27112-12EA | BRAND(R) GRADUATED PIPETTE SEROLOGICAL,& | 1X12EA | 1 | 75 | Sigma-Aldrich | BR27112-12EA | https://www.sigmaaldrich.com/LT/en
Z740301-200EA | DISPOSABLE PLASTIC BIOSAFE PIPETTE, 0.1& | 1X200EA | 1 | 94 | Sigma-Aldrich | Z740301-200EA | https://www.sigmaaldrich.com/LT/en
BR25900-1EA | BRAND(R) PIPETTE CONTROLLER, MICRO-CLAS | 1X1EA | 1 | 47 | Sigma-Aldrich | BR25900-1EA | https://www.sigmaaldrich.com/LT/en
BR29210-1EA | BRAND(R) SOAKING JAR, FOR PIPETTE LENGT | 1X1EA | 1 | 111 | Sigma-Aldrich | BR29210-1EA | https://www.sigmaaldrich.com/LT/en
Z740302-200EA | DISPOSABLE PLASTIC BIOSAFE PIPETTE, 0.1& | 1X200EA | 1 | 98 | Sigma-Aldrich | Z740302-200EA | https://www.sigmaaldrich.com/LT/en
Z740303-150EA | DISPOSABLE PLASTIC BIOSAFE PIPETTE, 0.1& | 1X150EA | 1 | 154 | Sigma-Aldrich | Z740303-150EA | https://www.sigmaaldrich.com/LT/en
CLS9186-1000EA | CORNING(R) ASPIRATION PIPETTES VOLUME 2& | 1X1000EA | 1 | 664 | Sigma-Aldrich | CLS9186-1000EA | https://www.sigmaaldrich.com/LT/en
CLS9099-200EA | CORNING(R) ASPIRATION PIPETTES VOLUME 5& | 1X200EA | 1 | 170 | Sigma-Aldrich | CLS9099-200EA | https://www.sigmaaldrich.com/LT/en
BR26323-1EA | BRAND(TM) ACCU-JET(R) PRO PIPETTE CONT& | 1X1EA | 1 | 435 | Sigma-Aldrich | BR26323-1EA | https://www.sigmaaldrich.com/LT/en
BR27822-12EA | BRAND(TM) GRADUATED PIPETTE, 5 ML,WITH 0 | 1X12EA | 1 | 70 | Sigma-Aldrich | BR27822-12EA | https://www.sigmaaldrich.com/LT/en
BR708745-1000EA | BRAND(TM) BLAUBRAND(R) MICROPIPETTES, & | 1X1000EA | 1 | 118 | Sigma-Aldrich | BR708745-1000EA | https://www.sigmaaldrich.com/LT/en
BR29125-1EA | BRAND(TM) PIPETTE RINSING SYSTEM, RINS& | 1X1EA | 1 | 281 | Sigma-Aldrich | BR29125-1EA | https://www.sigmaaldrich.com/LT/en
BR708728-1000EA | BRAND(TM) BLAUBRAND(R) MICROPIPETTES, & | 1X1000EA | 1 | 118 | Sigma-Aldrich | BR708728-1000EA | https://www.sigmaaldrich.com/LT/en
BR709144-1000EA | BRAND(TM) BLAUBRAND(R) MICROPIPETTES, & | 1X1000EA | 1 | 81 | Sigma-Aldrich | BR709144-1000EA | https://www.sigmaaldrich.com/LT/en
BR27816-12EA | BRAND(TM) GRADUATED PIPETTE, 0.5 ML& | 1X12EA | 1 | 76 | Sigma-Aldrich | BR27816-12EA | https://www.sigmaaldrich.com/LT/en
BR27826-6EA | BRAND(TM) GRADUATED PIPETTE, 50 ML& | 1X6EA | 1 | 121 | Sigma-Aldrich | BR27826-6EA | https://www.sigmaaldrich.com/LT/en
BR27827-12EA | BRAND(TM) GRADUATED PIPETTE, 1 ML& | 1X12EA | 1 | 72 | Sigma-Aldrich | BR27827-12EA | https://www.sigmaaldrich.com/LT/en
BR28300-1EA | BRAND(TM) PIPETTE TRAY, PVC, 280 X 220& | 1X1EA | 1 | 25 | Sigma-Aldrich | BR28300-1EA | https://www.sigmaaldrich.com/LT/en
BR28305-1EA | BRAND(TM) PIPETTE TRAY, PVC, 420 X 300& | 1X1EA | 1 | 42 | Sigma-Aldrich | BR28305-1EA | https://www.sigmaaldrich.com/LT/en
BR29010-1EA | BRAND(TM) PIPETTE RINSING SYSTEM, BASK& | 1X1EA | 1 | 59 | Sigma-Aldrich | BR29010-1EA | https://www.sigmaaldrich.com/LT/en
BR708718-1000EA | BRAND(TM) BLAUBRAND(R) MICROPIPETTES, & | 1X1000EA | 1 | 113 | Sigma-Aldrich | BR708718-1000EA | https://www.sigmaaldrich.com/LT/en
BR709105-1000EA | BRAND(TM) BLAUBRAND(R) MICROPIPETTES, & | 1X1000EA | 1 | 81 | Sigma-Aldrich | BR709105-1000EA | https://www.sigmaaldrich.com/LT/en
BR709107-1000EA | BRAND(TM) BLAUBRAND(R) MICROPIPETTES, & | 1X1000EA | 1 | 81 | Sigma-Aldrich | BR709107-1000EA | https://www.sigmaaldrich.com/LT/en
BR709118-1000EA | BRAND(TM) BLAUBRAND(R) MICROPIPETTES, & | 1X1000EA | 1 | 74 | Sigma-Aldrich | BR709118-1000EA | https://www.sigmaaldrich.com/LT/en
BR747765-500EA | BRAND(TM) PLASTIBRAND(TM) PIPETTE, CAP& | 1X500EA | 1 | 31 | Sigma-Aldrich | BR747765-500EA | https://www.sigmaaldrich.com/LT/en
BR27818-12EA | BRAND(TM) GRADUATED PIPETTE, 1 ML& | 1X12EA | 1 | 60 | Sigma-Aldrich | BR27818-12EA | https://www.sigmaaldrich.com/LT/en
BR29120-1EA | BRAND(TM) PIPETTE RINSING SYSTEM, RINS& | 1X1EA | 1 | 260 | Sigma-Aldrich | BR29120-1EA | https://www.sigmaaldrich.com/LT/en
BR26321-1EA | BRAND(TM) ACCU-JET(R) PRO PIPETTE CONT& | 1X1EA | 1 | 435 | Sigma-Aldrich | BR26321-1EA | https://www.sigmaaldrich.com/LT/en
BR27820-12EA | BRAND(TM) GRADUATED PIPETTE, 2 ML,WITH 0 | 1X12EA | 1 | 60 | Sigma-Aldrich | BR27820-12EA | https://www.sigmaaldrich.com/LT/en
BR708733-1000EA | BRAND(TM) BLAUBRAND(R) MICROPIPETTES, & | 1X1000EA | 1 | 113 | Sigma-Aldrich | BR708733-1000EA | https://www.sigmaaldrich.com/LT/en
BR27817-12EA | BRAND(TM) GRADUATED PIPETTE, 1 ML& | 1X12EA | 1 | 60 | Sigma-Aldrich | BR27817-12EA | https://www.sigmaaldrich.com/LT/en
BR29015-1EA | BRAND(TM) PIPETTE RINSING SYSTEM, BASK& | 1X1EA | 1 | 74 | Sigma-Aldrich | BR29015-1EA | https://www.sigmaaldrich.com/LT/en
BR708722-1000EA | BRAND(TM) BLAUBRAND(R) MICROPIPETTES, & | 1X1000EA | 1 | 113 | Sigma-Aldrich | BR708722-1000EA | https://www.sigmaaldrich.com/LT/en
BR747770-500EA | BRAND(R)PIPETTE 4 ML WITHDRAW VOLUME, & | 1X500EA | 1 | 85 | Sigma-Aldrich | BR747770-500EA | https://www.sigmaaldrich.com/LT/en
BR26320-1EA | BRAND(TM) ACCU-JET(R) PRO PIPETTE CONT& | 1X1EA | 1 | 435 | Sigma-Aldrich | BR26320-1EA | https://www.sigmaaldrich.com/LT/en
BR27819-12EA | BRAND(TM) GRADUATED PIPETTE, 2 ML& | 1X12EA | 1 | 60 | Sigma-Aldrich | BR27819-12EA | https://www.sigmaaldrich.com/LT/en
BR27824-6EA | BRAND(TM) GRADUATED PIPETTE, 20 ML& | 1X6EA | 1 | 74 | Sigma-Aldrich | BR27824-6EA | https://www.sigmaaldrich.com/LT/en
BR709101-1000EA | BRAND(TM) BLAUBRAND(R) MICROPIPETTES, & | 1X1000EA | 1 | 81 | Sigma-Aldrich | BR709101-1000EA | https://www.sigmaaldrich.com/LT/en
BR27825-6EA | BRAND(TM) GRADUATED PIPETTE, 25 ML& | 1X6EA | 1 | 74 | Sigma-Aldrich | BR27825-6EA | https://www.sigmaaldrich.com/LT/en
BR27829-12EA | BRAND(TM) GRADUATED PIPETTE, 2 ML& | 1X12EA | 1 | 78 | Sigma-Aldrich | BR27829-12EA | https://www.sigmaaldrich.com/LT/en
BR708709-1000EA | BRAND(TM) BLAUBRAND(R) MICROPIPETTES, & | 1X1000EA | 1 | 113 | Sigma-Aldrich | BR708709-1000EA | https://www.sigmaaldrich.com/LT/en
BR709103-1000EA | BRAND(TM) BLAUBRAND(R) MICROPIPETTES, & | 1X1000EA | 1 | 81 | Sigma-Aldrich | BR709103-1000EA | https://www.sigmaaldrich.com/LT/en
BR768515-1EA | BRAND(TM) PIPETTE TRAY, PVC, 355 X 300& | 1X1EA | 1 | 60 | Sigma-Aldrich | BR768515-1EA | https://www.sigmaaldrich.com/LT/en
BR27823-12EA | BRAND(TM) GRADUATED PIPETTE, 10 ML& | 1X12EA | 1 | 72 | Sigma-Aldrich | BR27823-12EA | https://www.sigmaaldrich.com/LT/en
BR708757-800EA | BRAND(TM) BLAUBRAND(R) MICROPIPETTES, & | 1X800EA | 1 | 168 | Sigma-Aldrich | BR708757-800EA | https://www.sigmaaldrich.com/LT/en
BR26322-1EA | BRAND(TM) ACCU-JET(R) PRO PIPETTE CONT& | 1X1EA | 1 | 435 | Sigma-Aldrich | BR26322-1EA | https://www.sigmaaldrich.com/LT/en
BR27821-12EA | BRAND(TM) GRADUATED PIPETTE, 5 ML& | 1X12EA | 1 | 72 | Sigma-Aldrich | BR27821-12EA | https://www.sigmaaldrich.com/LT/en
BR708744-1000EA | BRAND(TM) BLAUBRAND(R) MICROPIPETTES, & | 1X1000EA | 1 | 118 | Sigma-Aldrich | BR708744-1000EA | https://www.sigmaaldrich.com/LT/en
BR709109-1000EA | BRAND(TM) BLAUBRAND(R) MICROPIPETTES, & | 1X1000EA | 1 | 81 | Sigma-Aldrich | BR709109-1000EA | https://www.sigmaaldrich.com/LT/en
BR26312-1EA | BRAND(R) ACCU-JET(R) PRO PIPETTE CONTROL | 1X1EA | 1 | 435 | Sigma-Aldrich | BR26312-1EA | https://www.sigmaaldrich.com/LT/en
BR26313-1EA | BRAND(R) ACCU-JET(R) PRO PIPETTE CONTROL | 1X1EA | 1 | 435 | Sigma-Aldrich | BR26313-1EA | https://www.sigmaaldrich.com/LT/en
BR26310-1EA | BRAND(R) ACCU-JET(R) PRO PIPETTE CONTROL | 1X1EA | 1 | 435 | Sigma-Aldrich | BR26310-1EA | https://www.sigmaaldrich.com/LT/en
BR26311-1EA | BRAND(R) ACCU-JET(R) PRO PIPETTE CONTROL | 1X1EA | 1 | 435 | Sigma-Aldrich | BR26311-1EA | https://www.sigmaaldrich.com/LT/en
CLS707810N-720EA | PYREX(R) SEROLOGICAL PIPETTES, DISPOSAB& | 1X720EA | 1 | 446 | Sigma-Aldrich | CLS707810N-720EA | https://www.sigmaaldrich.com/LT/en
CLS707910N-720EA | PYREX(R) SEROLOGICAL PIPETTES, DISPOSAB& | 1X720EA | 1 | 422 | Sigma-Aldrich | CLS707910N-720EA | https://www.sigmaaldrich.com/LT/en
CLS70791N-1000EA | PYREX(R) SEROLOGICAL PIPETTES, DISPOSAB& | 1X1000EA | 1 | 385 | Sigma-Aldrich | CLS70791N-1000EA | https://www.sigmaaldrich.com/LT/en
CLS70781CN-1000EA | PYREX(R) SEROLOGICAL PIPETTES, DISPOSAB& | 1X1000EA | 1 | 387 | Sigma-Aldrich | CLS70781CN-1000EA | https://www.sigmaaldrich.com/LT/en
CLS7077B50-50EA | PYREX(R) SHORTY SEROLOGICAL PIPETTES, D& | 1X50EA | 1 | 293 | Sigma-Aldrich | CLS7077B50-50EA | https://www.sigmaaldrich.com/LT/en
CLS70785N-960EA | PYREX(R) SEROLOGICAL PIPETTES, DISPOSAB& | 1X960EA | 1 | 472 | Sigma-Aldrich | CLS70785N-960EA | https://www.sigmaaldrich.com/LT/en
CLS70795N-960EA | PYREX(R) SEROLOGICAL PIPETTES, DISPOSAB& | 1X960EA | 1 | 450 | Sigma-Aldrich | CLS70795N-960EA | https://www.sigmaaldrich.com/LT/en
CLS7077B10-400EA | PYREX(R) SHORTY SEROLOGICAL PIPETTES, D& | 1X400EA | 1 | 799 | Sigma-Aldrich | CLS7077B10-400EA | https://www.sigmaaldrich.com/LT/en
CLS7077B25-400EA | PYREX(R) SHORTY SEROLOGICAL PIPETTES, D& | 1X400EA | 1 | 1063 | Sigma-Aldrich | CLS7077B25-400EA | https://www.sigmaaldrich.com/LT/en
CLS70781N-1000EA | PYREX(R) SEROLOGICAL PIPETTES, DISPOSAB& | 1X1000EA | 1 | 396 | Sigma-Aldrich | CLS70781N-1000EA | https://www.sigmaaldrich.com/LT/en
CLS7078D10-400EA | PYREX(R) SEROLOGICAL PIPETTES, DISPOSAB& | 1X400EA | 1 | 429 | Sigma-Aldrich | CLS7078D10-400EA | https://www.sigmaaldrich.com/LT/en
CLS7095BNMR-100EA | CORNING(R) PASTEUR PIPETTES, NON-STERIL& | 1X100EA | 1 | 128 | Sigma-Aldrich | CLS7095BNMR-100EA | https://www.sigmaaldrich.com/LT/en
CLS7077B1-500EA | PYREX(R) SHORTY SEROLOGICAL PIPETTES, D& | 1X500EA | 1 | 376 | Sigma-Aldrich | CLS7077B1-500EA | https://www.sigmaaldrich.com/LT/en
CLS7077B5-400EA | PYREX(R) SHORTY SEROLOGICAL PIPETTES, D& | 1X400EA | 1 | 688 | Sigma-Aldrich | CLS7077B5-400EA | https://www.sigmaaldrich.com/LT/en
CLS70782N-700EA | PYREX(R) SEROLOGICAL PIPETTES, DISPOSAB& | 1X700EA | 1 | 315 | Sigma-Aldrich | CLS70782N-700EA | https://www.sigmaaldrich.com/LT/en
CLS7078D1-500EA | PYREX(R) SEROLOGICAL PIPETTES, DISPOSAB& | 1X500EA | 1 | 282 | Sigma-Aldrich | CLS7078D1-500EA | https://www.sigmaaldrich.com/LT/en
CLS7078D5-400EA | PYREX(R) SEROLOGICAL PIPETTES, DISPOSAB& | 1X400EA | 1 | 350 | Sigma-Aldrich | CLS7078D5-400EA | https://www.sigmaaldrich.com/LT/en
CLS70792N-700EA | PYREX(R) SEROLOGICAL PIPETTES, DISPOSAB& | 1X700EA | 1 | 265 | Sigma-Aldrich | CLS70792N-700EA | https://www.sigmaaldrich.com/LT/en
CLS707710N-600EA | PYREX(R) DISPOSABLE SEROLOGICAL PIPETTE& | 1X600EA | 1 | 446 | Sigma-Aldrich | CLS707710N-600EA | https://www.sigmaaldrich.com/LT/en
CLS70772N-180EA | PYREX(R) DISPOSABLE SEROLOGICAL PIPETTE& | 1X180EA | 1 | 135 | Sigma-Aldrich | CLS70772N-180EA | https://www.sigmaaldrich.com/LT/en
CLS70772N-720EA | PYREX(R) DISPOSABLE SEROLOGICAL PIPETTE& | 1X720EA | 1 | 385 | Sigma-Aldrich | CLS70772N-720EA | https://www.sigmaaldrich.com/LT/en
CLS70775N-720EA | PYREX(R) DISPOSABLE SEROLOGICAL PIPETTE& | 1X720EA | 1 | 409 | Sigma-Aldrich | CLS70775N-720EA | https://www.sigmaaldrich.com/LT/en
CLS7095B5X-1000EA | CORNING(R) PASTEUR PIPETTES, NON-STERIL& | 1X1000EA | 1 | 70 | Sigma-Aldrich | CLS7095B5X-1000EA | https://www.sigmaaldrich.com/LT/en
CLS7095B9-1000EA | CORNING(R) PASTEUR PIPETTES, NON-STERIL& | 1X1000EA | 1 | 75 | Sigma-Aldrich | CLS7095B9-1000EA | https://www.sigmaaldrich.com/LT/en
CLS4975-1000EA | CORNING(R) ASPIRATION PIPETTES VOLUME 1& | 1X1000EA | 1 | 336 | Sigma-Aldrich | CLS4975-1000EA | https://www.sigmaaldrich.com/LT/en
CLS7000-100EA | STRIPETTE(R) SEROLOGICAL PIPETTES, INDI& | 1X100EA | 1 | 576 | Sigma-Aldrich | CLS7000-100EA | https://www.sigmaaldrich.com/LT/en
EP3116000015-1EA | EPPENDORF(R) PIPETTE CAROUSEL 2, FOR 6 | 1X1EA | 1 | 146 | Sigma-Aldrich | EP3116000015-1EA | https://www.sigmaaldrich.com/LT/en
BAH171210000-1EA | CLEANWARE(TM) PIPETTE RINSING SYSTEM, F& | 1X1EA | 1 | 543 | Sigma-Aldrich | BAH171210000-1EA | https://www.sigmaaldrich.com/LT/en
BAH171220000-1EA | CLEANWARE(TM) PIPETTE RINSING SYSTEM, F& | 1X1EA | 1 | 607 | Sigma-Aldrich | BAH171220000-1EA | https://www.sigmaaldrich.com/LT/en
BAF378820000-10EA | THREE-IN-ONE MULTI-CHANNEL PIPETTE RESE& | 1X10EA | 1 | 72 | Sigma-Aldrich | BAF378820000-10EA | https://www.sigmaaldrich.com/LT/en
Z637637-1EA | BRAND(R) ACCU-JET(R) PRO PIPETTE CONTRO& | 1X1EA | 1 | 435 | Sigma-Aldrich | Z637637-1EA | https://www.sigmaaldrich.com/LT/en
Z637645-1EA | BRAND(R) ACCU-JET(R) PRO PIPETTE CONTRO& | 1X1EA | 1 | 435 | Sigma-Aldrich | Z637645-1EA | https://www.sigmaaldrich.com/LT/en
Z637653-1EA | BRAND(R) ACCU-JET(R) PRO PIPETTE CONTRO& | 1X1EA | 1 | 435 | Sigma-Aldrich | Z637653-1EA | https://www.sigmaaldrich.com/LT/en
Z637661-1EA | BRAND(R) ACCU-JET(R) PRO PIPETTE CONTRO& | 1X1EA | 1 | 435 | Sigma-Aldrich | Z637661-1EA | https://www.sigmaaldrich.com/LT/en
Z370843-8EA | PIPETTE RESERVOIR, 12 WELL | 1X8EA | 1 | 52 | Sigma-Aldrich | Z370843-8EA | https://www.sigmaaldrich.com/LT/en
Z740106-480EA | BRAND(TM) PLASTIBRAND(TM) PIPETTE, 3.5 | 1X480EA | 1 | 37 | Sigma-Aldrich | Z740106-480EA | https://www.sigmaaldrich.com/LT/en
Z740130-1EA | BRAND(R) PIPETTE FILLERS STANDARD | 1X1EA | 1 | 9 | Sigma-Aldrich | Z740130-1EA | https://www.sigmaaldrich.com/LT/en
Z717283-1EA | NICHIPET EX-PLUS PIPETTE VOLUME 0.1-2.0& | 1X1EA | 1 | 452 | Sigma-Aldrich | Z717283-1EA | https://www.sigmaaldrich.com/LT/en
Z717290-1EA | NICHIPET EX-PLUS LL PIPETTE | 1X1EA | 1 | 452 | Sigma-Aldrich | Z717290-1EA | https://www.sigmaaldrich.com/LT/en
Z717304-1EA | NICHIPET EX-PLUS PIPETTE VOLUME 2-20UL | 1X1EA | 1 | 452 | Sigma-Aldrich | Z717304-1EA | https://www.sigmaaldrich.com/LT/en
Z717312-1EA | NICHIPET EX-PLUS PIPETTE VOLUME 10-100 & | 1X1EA | 1 | 452 | Sigma-Aldrich | Z717312-1EA | https://www.sigmaaldrich.com/LT/en
Z717320-1EA | NICHIPET EX-PLUS PIPETTE VOLUME 20-200 & | 1X1EA | 1 | 452 | Sigma-Aldrich | Z717320-1EA | https://www.sigmaaldrich.com/LT/en
Z717339-1EA | NICHIPET EX-PLUS PIPETTE VOLUME 100-100& | 1X1EA | 1 | 452 | Sigma-Aldrich | Z717339-1EA | https://www.sigmaaldrich.com/LT/en
Z717347-1EA | NICHIPET EX-PLUS PIPETTE VOLUME 1000-50& | 1X1EA | 1 | 452 | Sigma-Aldrich | Z717347-1EA | https://www.sigmaaldrich.com/LT/en
Z717355-1EA | NICHIPET EX-PLUS PIPETTE VOLUME 1-10 ML | 1X1EA | 1 | 452 | Sigma-Aldrich | Z717355-1EA | https://www.sigmaaldrich.com/LT/en
CLS4096-1EA | REPLACEMENT SILICONE PIPETTE HOLDER, FO& | 1X1EA | 1 | 27 | Sigma-Aldrich | CLS4096-1EA | https://www.sigmaaldrich.com/LT/en
Z767670-1EA | RF3000(TM) PIPETTE CONTROLLER | 1X1EA | 1 | 320 | Sigma-Aldrich | Z767670-1EA | https://www.sigmaaldrich.com/LT/en
Z740087-28EA | BRAND(TM) ROTARY PIPETTE STAND, FOR 94 | 1X28EA | 1 | 37 | Sigma-Aldrich | Z740087-28EA | https://www.sigmaaldrich.com/LT/en
Z740108-480EA | BRAND BLAUBRAND(R) GRADUATED PIPETTE, C | 1X480EA | 1 | 38 | Sigma-Aldrich | Z740108-480EA | https://www.sigmaaldrich.com/LT/en
CLS70771N-800EA | PYREX(R) DISPOSABLE SEROLOGICAL PIPETTE& | 1X800EA | 1 | 389 | Sigma-Aldrich | CLS70771N-800EA | https://www.sigmaaldrich.com/LT/en
EP3124000083-1EA | EPPENDORF RESEARCH(R) PLUS PIPETTE, SIN& | 1X1EA | 1 | 169 | Sigma-Aldrich | EP3124000083-1EA | https://www.sigmaaldrich.com/LT/en
EP3124000091-1EA | EPPENDORF RESEARCH(R) PLUS PIPETTE, SIN& | 1X1EA | 1 | 169 | Sigma-Aldrich | EP3124000091-1EA | https://www.sigmaaldrich.com/LT/en
EP3124000105-1EA | EPPENDORF RESEARCH(R) PLUS PIPETTE, SIN& | 1X1EA | 1 | 169 | Sigma-Aldrich | EP3124000105-1EA | https://www.sigmaaldrich.com/LT/en
EP4880602000-1EA | ACCESSORIES FOR EPPENDORF(R) PIPETTES && | 1X1EA | 1 | 51 | Sigma-Aldrich | EP4880602000-1EA | https://www.sigmaaldrich.com/LT/en
EP4923601002-1EA | ACCESSORIES FOR EPPENDORF(R) PIPETTES && | 1X1EA | 1 | 17 | Sigma-Aldrich | EP4923601002-1EA | https://www.sigmaaldrich.com/LT/en
EP3124000032-1EA | EPPENDORF RESEARCH(R) PLUS PIPETTE, SIN& | 1X1EA | 1 | 169 | Sigma-Aldrich | EP3124000032-1EA | https://www.sigmaaldrich.com/LT/en
EP3124000059-1EA | EPPENDORF RESEARCH(R) PLUS PIPETTE, SIN& | 1X1EA | 1 | 169 | Sigma-Aldrich | EP3124000059-1EA | https://www.sigmaaldrich.com/LT/en
EP4880601003-1EA | ACCESSORIES FOR EPPENDORF(R) PIPETTES && | 1X1EA | 1 | 51 | Sigma-Aldrich | EP4880601003-1EA | https://www.sigmaaldrich.com/LT/en
EP3124000024-1EA | EPPENDORF RESEARCH(R) PLUS PIPETTE, SIN& | 1X1EA | 1 | 169 | Sigma-Aldrich | EP3124000024-1EA | https://www.sigmaaldrich.com/LT/en
EP3124000075-1EA | EPPENDORF RESEARCH(R) PLUS PIPETTE, SIN& | 1X1EA | 1 | 169 | Sigma-Aldrich | EP3124000075-1EA | https://www.sigmaaldrich.com/LT/en
EP3124000121-1EA | EPPENDORF RESEARCH(R) PLUS PIPETTE, SIN& | 1X1EA | 1 | 169 | Sigma-Aldrich | EP3124000121-1EA | https://www.sigmaaldrich.com/LT/en
EP3124000113-1EA | EPPENDORF RESEARCH(R) PLUS PIPETTE, SIN& | 1X1EA | 1 | 169 | Sigma-Aldrich | EP3124000113-1EA | https://www.sigmaaldrich.com/LT/en
EP3124000067-1EA | EPPENDORF RESEARCH(R) PLUS PIPETTE, SIN& | 1X1EA | 1 | 169 | Sigma-Aldrich | EP3124000067-1EA | https://www.sigmaaldrich.com/LT/en
EP3124000040-1EA | EPPENDORF RESEARCH(R) PLUS PIPETTE, SIN& | 1X1EA | 1 | 169 | Sigma-Aldrich | EP3124000040-1EA | https://www.sigmaaldrich.com/LT/en
AXYMOTOSPHLDR | CORNING(R) AXGEN(R) SILICONE PIPETTE HO& | 1X1EA | 1 | 27 | Sigma-Aldrich | AXYMOTOSPHLDR | https://www.sigmaaldrich.com/LT/en
CLS7041-1000EA | STRIPETTE(R) SEROLOGICAL PIPETTES, INDI& | 1X1000EA | 1 | 371 | Sigma-Aldrich | CLS7041-1000EA | https://www.sigmaaldrich.com/LT/en
CLS7042-1000EA | STRIPETTE(R) SEROLOGICAL PIPETTES, INDI& | 1X1000EA | 1 | 422 | Sigma-Aldrich | CLS7042-1000EA | https://www.sigmaaldrich.com/LT/en
CLS7045-200EA | STRIPETTE(R) SEROLOGICAL PIPETTES, INDI& | 1X200EA | 1 | 156 | Sigma-Aldrich | CLS7045-200EA | https://www.sigmaaldrich.com/LT/en
CLS7095D9-200EA | CORNING(R) DISPOSABLE PASTEUR PIPETTES,& | 1X200EA | 1 | 26 | Sigma-Aldrich | CLS7095D9-200EA | https://www.sigmaaldrich.com/LT/en
CLS7095D5X-200EA | CORNING(R) DISPOSABLE PASTEUR PIPETTES,& | 1X200EA | 1 | 23 | Sigma-Aldrich | CLS7095D5X-200EA | https://www.sigmaaldrich.com/LT/en
CLS7095D9-1000EA | CORNING(R) DISPOSABLE PASTEUR PIPETTES,& | 1X1000EA | 1 | 92 | Sigma-Aldrich | CLS7095D9-1000EA | https://www.sigmaaldrich.com/LT/en
CLS7095D5X-1000EA | CORNING(R) DISPOSABLE PASTEUR PIPETTES,& | 1X1000EA | 1 | 83 | Sigma-Aldrich | CLS7095D5X-1000EA | https://www.sigmaaldrich.com/LT/en
HS120056 | FLIP & GRIP(R) PIPETTE HOLDER OR PIPETT& | 1X1EA | 1 | 108 | Sigma-Aldrich | HS120056 | https://www.sigmaaldrich.com/LT/en
HS120480 | UNIVERSAL CAROUSEL PIPETTE STAND, BLUE & | 1X1EA | 1 | 104 | Sigma-Aldrich | HS120480 | https://www.sigmaaldrich.com/LT/en
HS120479 | MANUAL PIPETTE CONTROLLER, BLUE | 1X1EA | 1 | 62 | Sigma-Aldrich | HS120479 | https://www.sigmaaldrich.com/LT/en
HS120499 | UNIVERSAL CAROUSEL PIPETTE STAND, MULTI& | 1X1EA | 1 | 104 | Sigma-Aldrich | HS120499 | https://www.sigmaaldrich.com/LT/en
HS120575 | WALL MOUNTED UNIVERSAL PIPETTE STAND | 1X1EA | 1 | 40 | Sigma-Aldrich | HS120575 | https://www.sigmaaldrich.com/LT/en
HS20612 | MANUAL PIPETTE RACK, ABS PLASTIC, BLUE | 1X1EA | 1 | 133 | Sigma-Aldrich | HS20612 | https://www.sigmaaldrich.com/LT/en
HS120482 | POWER ADAPTOR FOR RF3000(R) PIPETTE CON& | 1X1EA | 1 | 77 | Sigma-Aldrich | HS120482 | https://www.sigmaaldrich.com/LT/en
HS120057 | FLIP & GRIP(R) PIPETTE HOLDER OR PIPETT& | 1X1EA | 1 | 108 | Sigma-Aldrich | HS120057 | https://www.sigmaaldrich.com/LT/en
HS120481 | UNIVERSAL CAROUSEL PIPETTE STAND, PURPL& | 1X1EA | 1 | 104 | Sigma-Aldrich | HS120481 | https://www.sigmaaldrich.com/LT/en
HS120026 | FLIP & GRIP(R) PIPETTE HOLDER OR PIPETT& | 1X1EA | 1 | 108 | Sigma-Aldrich | HS120026 | https://www.sigmaaldrich.com/LT/en
HS20613 | MANUAL PIPETTE RACK, ABS PLASTIC, RED | 1X1EA | 1 | 133 | Sigma-Aldrich | HS20613 | https://www.sigmaaldrich.com/LT/en
AXYAP10 | AXYPET(R) PIPETTE, 1 CHANNEL, 0.5-10.0 U | 1X1EA | 1 | 238 | Sigma-Aldrich | AXYAP10 | https://www.sigmaaldrich.com/LT/en
AXYAP100 | AXYPET(R) PIPETTE, 1 CHANNEL, 10-100 UL, | 1X1EA | 1 | 238 | Sigma-Aldrich | AXYAP100 | https://www.sigmaaldrich.com/LT/en
AXYAP1000 | AXYPET(R) PIPETTE, 1 CHANNEL, 100-1000 U | 1X1EA | 1 | 238 | Sigma-Aldrich | AXYAP1000 | https://www.sigmaaldrich.com/LT/en
AXYAP10ML | AXYPET(R) PIPETTE, 1 CHANNEL, 1-10 ML, A | 1X1EA | 1 | 266 | Sigma-Aldrich | AXYAP10ML | https://www.sigmaaldrich.com/LT/en
AXYAP1210 | AXYPET(R) PIPETTE, 12 CHANNELS, 1-10 ML, | 1X1EA | 1 | 656 | Sigma-Aldrich | AXYAP1210 | https://www.sigmaaldrich.com/LT/en
AXYAP12200 | AXYPET(R) PIPETTE, 12 CHANNELS, 20-200 M | 1X1EA | 1 | 656 | Sigma-Aldrich | AXYAP12200 | https://www.sigmaaldrich.com/LT/en
AXYAP12300 | AXYPET(R) PIPETTE, 12 CHANNELS, 50-300 M | 1X1EA | 1 | 656 | Sigma-Aldrich | AXYAP12300 | https://www.sigmaaldrich.com/LT/en
AXYAP1250 | AXYPET(R) PIPETTE, 12 CHANNELS, 5-50 ML, | 1X1EA | 1 | 656 | Sigma-Aldrich | AXYAP1250 | https://www.sigmaaldrich.com/LT/en
AXYAP16 | ADJUSTABLE VOLUME PIPETTE, 16 CHANNELS, | 1X1EA | 1 | 926 | Sigma-Aldrich | AXYAP16 | https://www.sigmaaldrich.com/LT/en
AXYAP162 | ADJUSTABLE VOLUME PIPETTE, 16 CHANNELS, | 1X1EA | 1 | 926 | Sigma-Aldrich | AXYAP162 | https://www.sigmaaldrich.com/LT/en
AXYAP1650 | ADJUSTABLE VOLUME PIPETTE, 16 CHANNELS, | 1X1EA | 1 | 926 | Sigma-Aldrich | AXYAP1650 | https://www.sigmaaldrich.com/LT/en
AXYAP2 | AXYPET(R) PIPETTE, 1 CHANNEL, 0.2-2.0 UL | 1X1EA | 1 | 239 | Sigma-Aldrich | AXYAP2 | https://www.sigmaaldrich.com/LT/en
AXYAP20 | AXYPET(R) PIPETTE, 1 CHANNEL, 2-20 UL, A | 1X1EA | 1 | 238 | Sigma-Aldrich | AXYAP20 | https://www.sigmaaldrich.com/LT/en
AXYAP200 | AXYPET(R) PIPETTE, 1 CHANNEL, 20-200 UL, | 1X1EA | 1 | 238 | Sigma-Aldrich | AXYAP200 | https://www.sigmaaldrich.com/LT/en
AXYAP250 | AXYPET(R) PIPETTE, 1 CHANNEL, 50-250 UL, | 1X1EA | 1 | 238 | Sigma-Aldrich | AXYAP250 | https://www.sigmaaldrich.com/LT/en
AXYAP50 | AXYPET(R) PIPETTE, 1 CHANNEL, 5-50 UL, A | 1X1EA | 1 | 238 | Sigma-Aldrich | AXYAP50 | https://www.sigmaaldrich.com/LT/en
AXYAP5000 | AXYPET(R) PIPETTE, 1 CHANNEL, 1-5 ML, AU | 1X1EA | 1 | 266 | Sigma-Aldrich | AXYAP5000 | https://www.sigmaaldrich.com/LT/en
AXYAP810 | AXYPET(R) PIPETTE, 8 CHANNELS, 1-10 ML, | 1X1EA | 1 | 613 | Sigma-Aldrich | AXYAP810 | https://www.sigmaaldrich.com/LT/en
AXYAP8200 | AXYPET(R) PIPETTE, 8 CHANNELS, 20-200 ML | 1X1EA | 1 | 613 | Sigma-Aldrich | AXYAP8200 | https://www.sigmaaldrich.com/LT/en
AXYAP8300 | AXYPET(R) PIPETTE, 8 CHANNELS, 50-300 ML | 1X1EA | 1 | 613 | Sigma-Aldrich | AXYAP8300 | https://www.sigmaaldrich.com/LT/en
AXYAP850 | AXYPET(R) PIPETTE, 8 CHANNELS, 5-50 ML, | 1X1EA | 1 | 613 | Sigma-Aldrich | AXYAP850 | https://www.sigmaaldrich.com/LT/en
AXYMOTOPET1 | MOTOPET PIPETTE CONTROLLER, CORDLESS, WI | 1X1EA | 1 | 352 | Sigma-Aldrich | AXYMOTOPET1 | https://www.sigmaaldrich.com/LT/en
AXYT300LSTKS | MAXYMUM RECOVERY(R) ULTRA MICRO PIPETTE | 1X1EA | 1 | 300 | Sigma-Aldrich | AXYT300LSTKS | https://www.sigmaaldrich.com/LT/en
AXYT400L | MAXYMUM RECOVERY(R) ULTRA MICRO PIPETTE | 1X1EA | 1 | 585 | Sigma-Aldrich | AXYT400L | https://www.sigmaaldrich.com/LT/en
AXYT400LR | MAXYMUM RECOVERY(R) ULTRA MICRO PIPETTE | 1X1EA | 1 | 347 | Sigma-Aldrich | AXYT400LR | https://www.sigmaaldrich.com/LT/en
AXYT400LRS | MAXYMUM RECOVERY(R) ULTRA MICRO PIPETTE | 1X1EA | 1 | 416 | Sigma-Aldrich | AXYT400LRS | https://www.sigmaaldrich.com/LT/en
AXYTR222CL | MAXYMUM RECOVERY(R) PIPETTE REFERENCE T | 1X1EA | 1 | 560 | Sigma-Aldrich | AXYTR222CL | https://www.sigmaaldrich.com/LT/en
AXYTR222CLR | MAXYMUM RECOVERY(R) PIPETTE REFERENCE T | 1X1EA | 1 | 326 | Sigma-Aldrich | AXYTR222CLR | https://www.sigmaaldrich.com/LT/en
AXYTR222CLRS | MAXYMUM RECOVERY(R) PIPETTE REFERENCE T | 1X1EA | 1 | 416 | Sigma-Aldrich | AXYTR222CLRS | https://www.sigmaaldrich.com/LT/en
AXYTR222CLSTK | MAXYMUM RECOVERY(R) PIPETTE REFERENCE T | 1X1EA | 1 | 273 | Sigma-Aldrich | AXYTR222CLSTK | https://www.sigmaaldrich.com/LT/en
AXYTR222CLSTKS | MAXYMUM RECOVERY(R) PIPETTE REFERENCE T | 1X1EA | 1 | 319 | Sigma-Aldrich | AXYTR222CLSTKS | https://www.sigmaaldrich.com/LT/en
P4925-1EA | PIPETTE FILLER FOR CALIBRATED MICROCAPI& | 1X1EA | 1 | 136 | Sigma-Aldrich | P4925-1EA | https://www.sigmaaldrich.com/LT/en
P5925-1EA | PIPET-AID(R) AUTOMATIC PIPETTE PUMPS RE& | 1X1EA | 1 | 407 | Sigma-Aldrich | P5925-1EA | https://www.sigmaaldrich.com/LT/en
P1825-1EA | PIPET-AID(R) AUTOMATIC PIPETTE PUMPS MO& | 1X1EA | 1 | 590 | Sigma-Aldrich | P1825-1EA | https://www.sigmaaldrich.com/LT/en
P6175-1EA | PIPET-AID(R) AUTOMATIC PIPETTE PUMPS CO& | 1X1EA | 1 | 544 | Sigma-Aldrich | P6175-1EA | https://www.sigmaaldrich.com/LT/en
P1950-1EA | PIPET-AID(R) AUTOMATIC PIPETTE PUMPS MO& | 1X1EA | 1 | 422 | Sigma-Aldrich | P1950-1EA | https://www.sigmaaldrich.com/LT/en
P6300-1EA | PIPET-AID(R) AUTOMATIC PIPETTE PUMPS CO& | 1X1EA | 1 | 629 | Sigma-Aldrich | P6300-1EA | https://www.sigmaaldrich.com/LT/en
P6425-1EA | PIPET-AID(R) AUTOMATIC PIPETTE PUMPS WI& | 1X1EA | 1 | 501 | Sigma-Aldrich | P6425-1EA | https://www.sigmaaldrich.com/LT/en
P6679-1PAK | MICROCAPILLARY PIPETTES, POSITIVE DISPL& | 1X1PAK | 1 | 107 | Sigma-Aldrich | P6679-1PAK | https://www.sigmaaldrich.com/LT/en
P6804-1PAK | MICROCAPILLARY PIPETTES, POSITIVE DISPL& | 1X1PAK | 1 | 102 | Sigma-Aldrich | P6804-1PAK | https://www.sigmaaldrich.com/LT/en
P7289-1EA | DRUMMOND SEQUENCING PIPETTE SIZE 0.05-3& | 1X1EA | 1 | 682 | Sigma-Aldrich | P7289-1EA | https://www.sigmaaldrich.com/LT/en
P7490-1000EA | GREINER SEROLOGICAL PIPETTES VOLUME 1 M& | 1X1000EA | 1 | 287 | Sigma-Aldrich | P7490-1000EA | https://www.sigmaaldrich.com/LT/en
P7615-200EA | GREINER SEROLOGICAL PIPETTES VOLUME 5 M& | 1X200EA | 1 | 91 | Sigma-Aldrich | P7615-200EA | https://www.sigmaaldrich.com/LT/en
P7738-1EA | PASTEUR PIPETTE CAN HOLDER | 1X1EA | 1 | 56 | Sigma-Aldrich | P7738-1EA | https://www.sigmaaldrich.com/LT/en
P7740-200EA | GREINER SEROLOGICAL PIPETTES VOLUME 10 & | 1X200EA | 1 | 94 | Sigma-Aldrich | P7740-200EA | https://www.sigmaaldrich.com/LT/en
P7799-1EA | PIPETTE PUMP(R) II RED | 1X1EA | 1 | 50 | Sigma-Aldrich | P7799-1EA | https://www.sigmaaldrich.com/LT/en
P7865-200EA | GREINER SEROLOGICAL PIPETTES VOLUME 25 & | 1X200EA | 1 | 173 | Sigma-Aldrich | P7865-200EA | https://www.sigmaaldrich.com/LT/en
P7924-1EA | PIPETTE PUMP(R) II GREEN | 1X1EA | 1 | 38 | Sigma-Aldrich | P7924-1EA | https://www.sigmaaldrich.com/LT/en
P7990-1000EA | GREINER SEROLOGICAL PIPETTES VOLUME 2 M& | 1X1000EA | 1 | 267 | Sigma-Aldrich | P7990-1000EA | https://www.sigmaaldrich.com/LT/en
P8049-1EA | PIPETTE PUMP(R) II BLUE | 1X1EA | 1 | 38 | Sigma-Aldrich | P8049-1EA | https://www.sigmaaldrich.com/LT/en
P4169-1EA | PIPETTE WORKSTATION ACRYLIC, WITH UPPER& | 1X1EA | 1 | 107 | Sigma-Aldrich | P4169-1EA | https://www.sigmaaldrich.com/LT/en
Z757853-1EA | BIOHIT(R) PICUS ELECTRONIC PIPETTE, SIN& | 1X1EA | 1 | 696 | Sigma-Aldrich | Z757853-1EA | https://www.sigmaaldrich.com/LT/en
Z757918-1EA | BIOHIT(R) PICUS ELECTRONIC PIPETTE, 8 C& | 1X1EA | 1 | 1074 | Sigma-Aldrich | Z757918-1EA | https://www.sigmaaldrich.com/LT/en
Z757845-1EA | BIOHIT(R) PICUS ELECTRONIC PIPETTE, SIN& | 1X1EA | 1 | 696 | Sigma-Aldrich | Z757845-1EA | https://www.sigmaaldrich.com/LT/en
Z757861-1EA | BIOHIT(R) PICUS ELECTRONIC PIPETTE, SIN& | 1X1EA | 1 | 696 | Sigma-Aldrich | Z757861-1EA | https://www.sigmaaldrich.com/LT/en
Z757896-1EA | BIOHIT(R) PICUS ELECTRONIC PIPETTE, SIN& | 1X1EA | 1 | 696 | Sigma-Aldrich | Z757896-1EA | https://www.sigmaaldrich.com/LT/en
Z757934-1EA | BIOHIT(R) PICUS ELECTRONIC PIPETTE, 8 C& | 1X1EA | 1 | 1074 | Sigma-Aldrich | Z757934-1EA | https://www.sigmaaldrich.com/LT/en
Z757969-1EA | BIOHIT(R) PICUS ELECTRONIC PIPETTE, 12 & | 1X1EA | 1 | 1293 | Sigma-Aldrich | Z757969-1EA | https://www.sigmaaldrich.com/LT/en
Z757942-1EA | BIOHIT(R) PICUS ELECTRONIC PIPETTE, 8 C& | 1X1EA | 1 | 1074 | Sigma-Aldrich | Z757942-1EA | https://www.sigmaaldrich.com/LT/en
Z757977-1EA | BIOHIT(R) PICUS ELECTRONIC PIPETTE, 12 & | 1X1EA | 1 | 1293 | Sigma-Aldrich | Z757977-1EA | https://www.sigmaaldrich.com/LT/en
Z758027-1EA | BRAND(R)PLT UNIT (PIPETTE LEAK TESTING | 1X1EA | 1 | 1102 | Sigma-Aldrich | Z758027-1EA | https://www.sigmaaldrich.com/LT/en
Z757888-1EA | BIOHIT(R) PICUS ELECTRONIC PIPETTE, SIN& | 1X1EA | 1 | 696 | Sigma-Aldrich | Z757888-1EA | https://www.sigmaaldrich.com/LT/en
Z757950-1EA | BIOHIT(R) PICUS ELECTRONIC PIPETTE, 12 & | 1X1EA | 1 | 1293 | Sigma-Aldrich | Z757950-1EA | https://www.sigmaaldrich.com/LT/en
Z758035-1EA | BRAND(R)ADAPTER FOR PLT UNIT (PIPETTE& | 1X1EA | 1 | 30 | Sigma-Aldrich | Z758035-1EA | https://www.sigmaaldrich.com/LT/en
Z757926-1EA | BIOHIT(R) PICUS ELECTRONIC PIPETTE, 8 C& | 1X1EA | 1 | 1074 | Sigma-Aldrich | Z757926-1EA | https://www.sigmaaldrich.com/LT/en
Z757837-1EA | BIOHIT(R) PICUS ELECTRONIC PIPETTE, SIN& | 1X1EA | 1 | 696 | Sigma-Aldrich | Z757837-1EA | https://www.sigmaaldrich.com/LT/en
Z757985-1EA | BIOHIT(R) PICUS ELECTRONIC PIPETTE, 12 & | 1X1EA | 1 | 1293 | Sigma-Aldrich | Z757985-1EA | https://www.sigmaaldrich.com/LT/en
S5893-1000EA | SIGMA PASTEUR PIPETTES COTTON PLUGGED, & | 1X1000EA | 1 | 270 | Sigma-Aldrich | S5893-1000EA | https://www.sigmaaldrich.com/LT/en
S5893-250EA | SIGMA PASTEUR PIPETTES COTTON PLUGGED, & | 1X250EA | 1 | 86 | Sigma-Aldrich | S5893-250EA | https://www.sigmaaldrich.com/LT/en
S6018-1000EA | SIGMA PASTEUR PIPETTES NON-PLUGGED, L 5& | 1X1000EA | 1 | 244 | Sigma-Aldrich | S6018-1000EA | https://www.sigmaaldrich.com/LT/en
S6018-250EA | SIGMA PASTEUR PIPETTES NON-PLUGGED, L 5& | 1X250EA | 1 | 70 | Sigma-Aldrich | S6018-250EA | https://www.sigmaaldrich.com/LT/en
S6143-1000EA | SIGMA PASTEUR PIPETTES COTTON PLUGGED, & | 1X1000EA | 1 | 320 | Sigma-Aldrich | S6143-1000EA | https://www.sigmaaldrich.com/LT/en
S6143-250EA | SIGMA PASTEUR PIPETTES COTTON PLUGGED, & | 1X250EA | 1 | 93 | Sigma-Aldrich | S6143-250EA | https://www.sigmaaldrich.com/LT/en
S6268-1000EA | SIGMA PASTEUR PIPETTES NON-PLUGGED, L 9& | 1X1000EA | 1 | 268 | Sigma-Aldrich | S6268-1000EA | https://www.sigmaaldrich.com/LT/en
S6268-250EA | SIGMA PASTEUR PIPETTES NON-PLUGGED, L 9& | 1X250EA | 1 | 74 | Sigma-Aldrich | S6268-250EA | https://www.sigmaaldrich.com/LT/en
Z111589-12EA | PASTEUR PIPETTE RUBBER BULBS CAPACITY 1& | 1X12EA | 1 | 13 | Sigma-Aldrich | Z111589-12EA | https://www.sigmaaldrich.com/LT/en
Z111597-12EA | PASTEUR PIPETTE RUBBER BULBS CAPACITY 2& | 1X12EA | 1 | 16 | Sigma-Aldrich | Z111597-12EA | https://www.sigmaaldrich.com/LT/en
Z135003-500EA | TRANSFER PIPETTE, POLYETHYLENE GENERAL & | 1X500EA | 1 | 68 | Sigma-Aldrich | Z135003-500EA | https://www.sigmaaldrich.com/LT/en
Z135011-500EA | TRANSFER PIPETTE, POLYETHYLENE GRADUATE& | 1X500EA | 1 | 72 | Sigma-Aldrich | Z135011-500EA | https://www.sigmaaldrich.com/LT/en
Z135046-500EA | TRANSFER PIPETTE, POLYETHYLENE NARROW S& | 1X500EA | 1 | 64 | Sigma-Aldrich | Z135046-500EA | https://www.sigmaaldrich.com/LT/en
Z135054-400EA | TRANSFER PIPETTE, POLYETHYLENE GENERAL & | 1X400EA | 1 | 75 | Sigma-Aldrich | Z135054-400EA | https://www.sigmaaldrich.com/LT/en
Z135062-500EA | TRANSFER PIPETTE, POLYETHYLENE GENERAL & | 1X500EA | 1 | 66 | Sigma-Aldrich | Z135062-500EA | https://www.sigmaaldrich.com/LT/en
Z135070-500EA | TRANSFER PIPETTE, POLYETHYLENE GRADUATE& | 1X500EA | 1 | 121 | Sigma-Aldrich | Z135070-500EA | https://www.sigmaaldrich.com/LT/en
Z135089-500EA | TRANSFER PIPETTE, POLYETHYLENE GRADUATE& | 1X500EA | 1 | 114 | Sigma-Aldrich | Z135089-500EA | https://www.sigmaaldrich.com/LT/en
Z136042-12EA | PIPETTE BULB CAPACITY 2 ML | 1X12EA | 1 | 12 | Sigma-Aldrich | Z136042-12EA | https://www.sigmaaldrich.com/LT/en
Z136050-3EA | PIPETTE BULB CAPACITY 8 ML | 1X3EA | 1 | 32 | Sigma-Aldrich | Z136050-3EA | https://www.sigmaaldrich.com/LT/en
Z136069-3EA | PIPETTE BULB CAPACITY 60 ML | 1X3EA | 1 | 38 | Sigma-Aldrich | Z136069-3EA | https://www.sigmaaldrich.com/LT/en
Z136107-1EA | SCIENCEWARE(R) PIPETTE SUPPORT RACK | 1X1EA | 1 | 46 | Sigma-Aldrich | Z136107-1EA | https://www.sigmaaldrich.com/LT/en
Z136468-1EA | PIPETTE FILLERS RED NATURAL RUBBER BULB& | 1X1EA | 1 | 33 | Sigma-Aldrich | Z136468-1EA | https://www.sigmaaldrich.com/LT/en
Z162078-1EA | SCIENCEWARE(R) PIPETTE SUPPORT/REST | 1X1EA | 1 | 40 | Sigma-Aldrich | Z162078-1EA | https://www.sigmaaldrich.com/LT/en
Z186678-3EA | PIPETTE BULB CAPACITY 5 ML | 1X3EA | 1 | 38 | Sigma-Aldrich | Z186678-3EA | https://www.sigmaaldrich.com/LT/en
Z186686-6EA | PIPETTE BULB CAPACITY 15 ML | 1X6EA | 1 | 52 | Sigma-Aldrich | Z186686-6EA | https://www.sigmaaldrich.com/LT/en
Z186694-6EA | PIPETTE BULB CAPACITY 35 ML | 1X6EA | 1 | 68 | Sigma-Aldrich | Z186694-6EA | https://www.sigmaaldrich.com/LT/en
Z186708-3EA | PIPETTE BULB CAPACITY 150 ML | 1X3EA | 1 | 95 | Sigma-Aldrich | Z186708-3EA | https://www.sigmaaldrich.com/LT/en
Z189936-1EA | SCIENCEWARE(R) PIPETTE SUPPORT STAND | 1X1EA | 1 | 36 | Sigma-Aldrich | Z189936-1EA | https://www.sigmaaldrich.com/LT/en
Z239089-1EA | PIPETTE FILLERS RED SILICONE BULB TYPE | 1X1EA | 1 | 40 | Sigma-Aldrich | Z239089-1EA | https://www.sigmaaldrich.com/LT/en
Z254320-12EA | KIMAX(R) 51 SEROLOGICAL PIPETTES FOR CO& | 1X12EA | 1 | 160 | Sigma-Aldrich | Z254320-12EA | https://www.sigmaaldrich.com/LT/en
Z254320-1EA | KIMAX(R) 51 SEROLOGICAL PIPETTES FOR CO& | 1X1EA | 1 | 19 | Sigma-Aldrich | Z254320-1EA | https://www.sigmaaldrich.com/LT/en
Z254347-12EA | KIMAX(R) 51 SEROLOGICAL PIPETTES FOR CO& | 1X12EA | 1 | 172 | Sigma-Aldrich | Z254347-12EA | https://www.sigmaaldrich.com/LT/en
Z254347-1EA | KIMAX(R) 51 SEROLOGICAL PIPETTES FOR CO& | 1X1EA | 1 | 21 | Sigma-Aldrich | Z254347-1EA | https://www.sigmaaldrich.com/LT/en
Z254355-12EA | KIMAX(R) 51 SEROLOGICAL PIPETTES FOR CO& | 1X12EA | 1 | 197 | Sigma-Aldrich | Z254355-12EA | https://www.sigmaaldrich.com/LT/en
Z254355-1EA | KIMAX(R) 51 SEROLOGICAL PIPETTES FOR CO& | 1X1EA | 1 | 24 | Sigma-Aldrich | Z254355-1EA | https://www.sigmaaldrich.com/LT/en
Z254487-12EA | KIMAX(R) 51 SEROLOGICAL PIPETTES WITH S& | 1X12EA | 1 | 161 | Sigma-Aldrich | Z254487-12EA | https://www.sigmaaldrich.com/LT/en
Z254487-1EA | KIMAX(R) 51 SEROLOGICAL PIPETTES WITH S& | 1X1EA | 1 | 19 | Sigma-Aldrich | Z254487-1EA | https://www.sigmaaldrich.com/LT/en
Z254517-12EA | KIMAX(R) 51 SEROLOGICAL PIPETTES WITH S& | 1X12EA | 1 | 172 | Sigma-Aldrich | Z254517-12EA | https://www.sigmaaldrich.com/LT/en
Z254517-1EA | KIMAX(R) 51 SEROLOGICAL PIPETTES WITH S& | 1X1EA | 1 | 21 | Sigma-Aldrich | Z254517-1EA | https://www.sigmaaldrich.com/LT/en
Z254525-12EA | KIMAX(R) 51 SEROLOGICAL PIPETTES WITH S& | 1X12EA | 1 | 172 | Sigma-Aldrich | Z254525-12EA | https://www.sigmaaldrich.com/LT/en
Z254525-1EA | KIMAX(R) 51 SEROLOGICAL PIPETTES WITH S& | 1X1EA | 1 | 21 | Sigma-Aldrich | Z254525-1EA | https://www.sigmaaldrich.com/LT/en
Z275743-1EA | NALGENE(R) PIPETTE JARS SIZE D, MAX. PI& | 1X1EA | 1 | 142 | Sigma-Aldrich | Z275743-1EA | https://www.sigmaaldrich.com/LT/en
Z275751-1EA | NALGENE(R) PIPETTE JARS SIZE E, MAX. PI& | 1X1EA | 1 | 197 | Sigma-Aldrich | Z275751-1EA | https://www.sigmaaldrich.com/LT/en
Z275786-1EA | NALGENE(R) PIPETTE BASKETS SIZE B, MAX.& | 1X1EA | 1 | 155 | Sigma-Aldrich | Z275786-1EA | https://www.sigmaaldrich.com/LT/en
Z275794-1EA | NALGENE(R) PIPETTE BASKETS SIZE D, MAX.& | 1X1EA | 1 | 166 | Sigma-Aldrich | Z275794-1EA | https://www.sigmaaldrich.com/LT/en
Z275808-1EA | NALGENE(R) PIPETTE BASKETS SIZE E, MAX.& | 1X1EA | 1 | 215 | Sigma-Aldrich | Z275808-1EA | https://www.sigmaaldrich.com/LT/en
Z281328-1PAK | LABORATORY BRUSHES PIPETTE, L 17 IN., B& | 1X1PAK | 1 | 37 | Sigma-Aldrich | Z281328-1PAK | https://www.sigmaaldrich.com/LT/en
Z281514-1PAK | VIKEM(R) PIPETTE AID | 1X1PAK | 1 | 58 | Sigma-Aldrich | Z281514-1PAK | https://www.sigmaaldrich.com/LT/en
Z310727-1PAK | VOLAC(R) PASTEUR PIPETTE NON-PLUGGED, L& | 1X1PAK | 1 | 45 | Sigma-Aldrich | Z310727-1PAK | https://www.sigmaaldrich.com/LT/en
Z310735-1PAK | PASTEUR PIPETTE, GLASS, PLAIN, VOLAC, 23 | 1X1PAK | 1 | 49 | Sigma-Aldrich | Z310735-1PAK | https://www.sigmaaldrich.com/LT/en
Z310743-1PAK | PASTEUR PIPETTE, GLASS, PLUGGED, VOLAC, | 1X1PAK | 1 | 101 | Sigma-Aldrich | Z310743-1PAK | https://www.sigmaaldrich.com/LT/en
Z310751-1PAK | PASTEUR PIPETTE, GLASS, PLUGGED, VOLAC, | 1X1PAK | 1 | 104 | Sigma-Aldrich | Z310751-1PAK | https://www.sigmaaldrich.com/LT/en
Z315001-1EA | HIRSCHMANN(R) PIPETUS(R) JUNIOR PIPETTE& | 1X1EA | 1 | 148 | Sigma-Aldrich | Z315001-1EA | https://www.sigmaaldrich.com/LT/en
Z315028-1EA | HIRSCHMANN(R) PIPETUS(R) PIPETTE CONTRO& | 1X1EA | 1 | 34 | Sigma-Aldrich | Z315028-1EA | https://www.sigmaaldrich.com/LT/en
Z315036-1EA | HIRSCHMANN(R) PIPETUS(R) PIPETTE CONTRO& | 1X1EA | 1 | 10 | Sigma-Aldrich | Z315036-1EA | https://www.sigmaaldrich.com/LT/en
Z315044-1EA | HIRSCHMANN(R) PIPETUS(R) PIPETTE CONTRO& | 1X1EA | 1 | 35 | Sigma-Aldrich | Z315044-1EA | https://www.sigmaaldrich.com/LT/en
Z315052-1EA | HIRSCHMANN(R) PIPETUS(R) PIPETTE CONTRO& | 1X1EA | 1 | 31 | Sigma-Aldrich | Z315052-1EA | https://www.sigmaaldrich.com/LT/en
Z315060-1EA | HIRSCHMANN(R) PIPETUS(R) PIPETTE CONTRO& | 1X1EA | 1 | 58 | Sigma-Aldrich | Z315060-1EA | https://www.sigmaaldrich.com/LT/en
Z316318-1EA | HIRSCHMANN(R) PIPETUS(R) PIPETTE CONTRO& | 1X1EA | 1 | 12 | Sigma-Aldrich | Z316318-1EA | https://www.sigmaaldrich.com/LT/en
Z316326-1EA | HIRSCHMANN(R) PIPETUS(R) PIPETTE CONTRO& | 1X1EA | 1 | 24 | Sigma-Aldrich | Z316326-1EA | https://www.sigmaaldrich.com/LT/en
Z324906-12EA | BRAND BLAUBRAND(R) BULB PIPETTE, CALIBR& | 1X12EA | 1 | 72 | Sigma-Aldrich | Z324906-12EA | https://www.sigmaaldrich.com/LT/en
Z324914-12EA | BRAND BLAUBRAND(R) BULB PIPETTE, CALIBR& | 1X12EA | 1 | 61 | Sigma-Aldrich | Z324914-12EA | https://www.sigmaaldrich.com/LT/en
Z324922-12EA | BRAND BLAUBRAND(R) BULB PIPETTE, CALIBR& | 1X12EA | 1 | 61 | Sigma-Aldrich | Z324922-12EA | https://www.sigmaaldrich.com/LT/en
Z324930-6EA | BRAND BLAUBRAND(R) BULB PIPETTE, CALIBR& | 1X6EA | 1 | 41 | Sigma-Aldrich | Z324930-6EA | https://www.sigmaaldrich.com/LT/en
Z324949-6EA | BRAND BLAUBRAND(R) BULB PIPETTE, CALIBR& | 1X6EA | 1 | 34 | Sigma-Aldrich | Z324949-6EA | https://www.sigmaaldrich.com/LT/en
Z324957-6EA | BRAND BLAUBRAND(R) BULB PIPETTE, CALIBR& | 1X6EA | 1 | 40 | Sigma-Aldrich | Z324957-6EA | https://www.sigmaaldrich.com/LT/en
Z324965-6EA | BRAND BLAUBRAND(R) BULB PIPETTE, CALIBR& | 1X6EA | 1 | 37 | Sigma-Aldrich | Z324965-6EA | https://www.sigmaaldrich.com/LT/en
Z324973-6EA | BRAND BLAUBRAND(R) BULB PIPETTE, CALIBR& | 1X6EA | 1 | 51 | Sigma-Aldrich | Z324973-6EA | https://www.sigmaaldrich.com/LT/en
Z324981-6EA | BRAND BLAUBRAND(R) BULB PIPETTE, CALIBR& | 1X6EA | 1 | 51 | Sigma-Aldrich | Z324981-6EA | https://www.sigmaaldrich.com/LT/en
Z325007-6EA | BRAND BLAUBRAND(R) BULB PIPETTE, CALIBR& | 1X6EA | 1 | 51 | Sigma-Aldrich | Z325007-6EA | https://www.sigmaaldrich.com/LT/en
Z325015-6EA | BRAND BLAUBRAND(R) BULB PIPETTE, CALIBR& | 1X6EA | 1 | 51 | Sigma-Aldrich | Z325015-6EA | https://www.sigmaaldrich.com/LT/en
Z325031-6EA | BRAND BLAUBRAND(R) BULB PIPETTE, CALIBR& | 1X6EA | 1 | 51 | Sigma-Aldrich | Z325031-6EA | https://www.sigmaaldrich.com/LT/en
Z325058-6EA | BRAND BLAUBRAND(R) BULB PIPETTE, CALIBR& | 1X6EA | 1 | 51 | Sigma-Aldrich | Z325058-6EA | https://www.sigmaaldrich.com/LT/en
Z325066-6EA | BRAND BLAUBRAND(R) BULB PIPETTE, CALIBR& | 1X6EA | 1 | 52 | Sigma-Aldrich | Z325066-6EA | https://www.sigmaaldrich.com/LT/en
Z325074-6EA | BRAND BLAUBRAND(R) BULB PIPETTE, CALIBR& | 1X6EA | 1 | 61 | Sigma-Aldrich | Z325074-6EA | https://www.sigmaaldrich.com/LT/en
Z325082-6EA | BRAND BLAUBRAND(R) BULB PIPETTE, CALIBR& | 1X6EA | 1 | 75 | Sigma-Aldrich | Z325082-6EA | https://www.sigmaaldrich.com/LT/en
Z325090-6EA | BRAND BLAUBRAND(R) BULB PIPETTE, CALIBR& | 1X6EA | 1 | 69 | Sigma-Aldrich | Z325090-6EA | https://www.sigmaaldrich.com/LT/en
Z325104-6EA | BRAND BLAUBRAND(R) BULB PIPETTE, CALIBR& | 1X6EA | 1 | 96 | Sigma-Aldrich | Z325104-6EA | https://www.sigmaaldrich.com/LT/en
Z325287-12EA | BRAND BLAUBRAND(R) BULB PIPETTE, CALIBR& | 1X12EA | 1 | 87 | Sigma-Aldrich | Z325287-12EA | https://www.sigmaaldrich.com/LT/en
Z325295-12EA | BRAND BLAUBRAND(R) BULB PIPETTE, CALIBR& | 1X12EA | 1 | 81 | Sigma-Aldrich | Z325295-12EA | https://www.sigmaaldrich.com/LT/en
Z325309-12EA | BRAND BLAUBRAND(R) BULB PIPETTE, CALIBR& | 1X12EA | 1 | 81 | Sigma-Aldrich | Z325309-12EA | https://www.sigmaaldrich.com/LT/en
Z325317-6EA | BRAND BLAUBRAND(R) BULB PIPETTE, CALIBR& | 1X6EA | 1 | 43 | Sigma-Aldrich | Z325317-6EA | https://www.sigmaaldrich.com/LT/en
Z325325-6EA | BRAND BLAUBRAND(R) BULB PIPETTE, CALIBR& | 1X6EA | 1 | 49 | Sigma-Aldrich | Z325325-6EA | https://www.sigmaaldrich.com/LT/en
Z325333-6EA | BRAND BLAUBRAND(R) BULB PIPETTE, CALIBR& | 1X6EA | 1 | 51 | Sigma-Aldrich | Z325333-6EA | https://www.sigmaaldrich.com/LT/en
Z325341-6EA | BRAND BLAUBRAND(R) BULB PIPETTE, CALIBR& | 1X6EA | 1 | 61 | Sigma-Aldrich | Z325341-6EA | https://www.sigmaaldrich.com/LT/en
Z325368-6EA | BRAND BLAUBRAND(R) BULB PIPETTE, CALIBR& | 1X6EA | 1 | 67 | Sigma-Aldrich | Z325368-6EA | https://www.sigmaaldrich.com/LT/en
Z325376-6EA | BRAND BLAUBRAND(R) BULB PIPETTE, CALIBR& | 1X6EA | 1 | 68 | Sigma-Aldrich | Z325376-6EA | https://www.sigmaaldrich.com/LT/en
Z325384-6EA | BRAND BLAUBRAND(R) BULB PIPETTE, CALIBR& | 1X6EA | 1 | 82 | Sigma-Aldrich | Z325384-6EA | https://www.sigmaaldrich.com/LT/en
Z325643-12EA | BRAND(R) MACRO PIPETTE CONTROLLER REPLA | 1X12EA | 1 | 60 | Sigma-Aldrich | Z325643-12EA | https://www.sigmaaldrich.com/LT/en
Z325678-12EA | BRAND(TM) BLAUBRAND(R) MICROPIPETTES, | 1X12EA | 1 | 78 | Sigma-Aldrich | Z325678-12EA | https://www.sigmaaldrich.com/LT/en
Z325775-12EA | BRAND BLAUBRAND(R) GRADUATED PIPETTE, C& | 1X12EA | 1 | 81 | Sigma-Aldrich | Z325775-12EA | https://www.sigmaaldrich.com/LT/en
Z326038-12EA | BRAND BLAUBRAND(R) GRADUATED PIPETTE, C& | 1X12EA | 1 | 72 | Sigma-Aldrich | Z326038-12EA | https://www.sigmaaldrich.com/LT/en
Z326046-12EA | BRAND BLAUBRAND(R) GRADUATED PIPETTE, C& | 1X12EA | 1 | 72 | Sigma-Aldrich | Z326046-12EA | https://www.sigmaaldrich.com/LT/en
Z327700-12EA | PLASTIBRAND(R) VOLUMETRIC PIPETTE, PP, & | 1X12EA | 1 | 99 | Sigma-Aldrich | Z327700-12EA | https://www.sigmaaldrich.com/LT/en
Z327719-12EA | PLASTIBRAND(R) VOLUMETRIC PIPETTE, PP, & | 1X12EA | 1 | 117 | Sigma-Aldrich | Z327719-12EA | https://www.sigmaaldrich.com/LT/en
Z327727-6EA | PLASTIBRAND(R) VOLUMETRIC PIPETTE, PP, & | 1X6EA | 1 | 89 | Sigma-Aldrich | Z327727-6EA | https://www.sigmaaldrich.com/LT/en
Z327735-6EA | PLASTIBRAND(R) VOLUMETRIC PIPETTE, PP, & | 1X6EA | 1 | 93 | Sigma-Aldrich | Z327735-6EA | https://www.sigmaaldrich.com/LT/en
Z327743-6EA | PLASTIBRAND(R) VOLUMETRIC PIPETTE, PP, & | 1X6EA | 1 | 93 | Sigma-Aldrich | Z327743-6EA | https://www.sigmaaldrich.com/LT/en
Z327751-6EA | PLASTIBRAND(R) VOLUMETRIC PIPETTE, PP, & | 1X6EA | 1 | 99 | Sigma-Aldrich | Z327751-6EA | https://www.sigmaaldrich.com/LT/en
Z327778-12EA | PLASTIBRAND(R) GRADUATED PIPETTE, PP, H& | 1X12EA | 1 | 112 | Sigma-Aldrich | Z327778-12EA | https://www.sigmaaldrich.com/LT/en
Z327786-12EA | PLASTIBRAND(R) GRADUATED PIPETTE, PP, H& | 1X12EA | 1 | 117 | Sigma-Aldrich | Z327786-12EA | https://www.sigmaaldrich.com/LT/en
Z327794-12EA | PLASTIBRAND(R) GRADUATED PIPETTE, PP, H& | 1X12EA | 1 | 122 | Sigma-Aldrich | Z327794-12EA | https://www.sigmaaldrich.com/LT/en
Z327808-12EA | PLASTIBRAND(R) GRADUATED PIPETTE, PP, H& | 1X12EA | 1 | 161 | Sigma-Aldrich | Z327808-12EA | https://www.sigmaaldrich.com/LT/en
Z327816-12EA | PLASTIBRAND(R) GRADUATED PIPETTE, PP, H& | 1X12EA | 1 | 132 | Sigma-Aldrich | Z327816-12EA | https://www.sigmaaldrich.com/LT/en
Z331678-1EA | BRAND BLAUBRAND(R) BULB PIPETTE, CALIBR | 1X1EA | 1 | 54 | Sigma-Aldrich | Z331678-1EA | https://www.sigmaaldrich.com/LT/en
Z331694-1EA | BRAND(R) MACRO PIPETTE CONTROLLER MAGEN& | 1X1EA | 1 | 54 | Sigma-Aldrich | Z331694-1EA | https://www.sigmaaldrich.com/LT/en
Z331716-1EA | BRAND(R) MACRO PIPETTE CONTROLLER GREEN | 1X1EA | 1 | 54 | Sigma-Aldrich | Z331716-1EA | https://www.sigmaaldrich.com/LT/en
Z331732-1EA | BRAND(R) MICRO PIPETTE CONTROLLER | 1X1EA | 1 | 43 | Sigma-Aldrich | Z331732-1EA | https://www.sigmaaldrich.com/LT/en
Z331740-1PAK | BRAND(TM) PLASTIBRAND(TM) PIPETTE, 3 ML& | 1X1PAK | 1 | 30 | Sigma-Aldrich | Z331740-1PAK | https://www.sigmaaldrich.com/LT/en
Z331759-1PAK | BRAND(TM) PLASTIBRAND(TM) PIPETTE, 3.5 & | 1X1PAK | 1 | 30 | Sigma-Aldrich | Z331759-1PAK | https://www.sigmaaldrich.com/LT/en
Z331775-1PAK | PLASTIBRAND(R) DROPPING PIPETTES CAPACI& | 1X1PAK | 1 | 86 | Sigma-Aldrich | Z331775-1PAK | https://www.sigmaaldrich.com/LT/en
Z331783-1PAK | PLASTIBRAND(R) DROPPING PIPETTES CAPACI& | 1X1PAK | 1 | 22 | Sigma-Aldrich | Z331783-1PAK | https://www.sigmaaldrich.com/LT/en
Z331805-1PAK | PLASTIBRAND(R) DROPPING PIPETTES CAPACI& | 1X1PAK | 1 | 24 | Sigma-Aldrich | Z331805-1PAK | https://www.sigmaaldrich.com/LT/en
Z333913-1PAK | BRAND(R) ACCU-JET(R) PRO PIPETTE CONTRO& | 1X1PAK | 1 | 45 | Sigma-Aldrich | Z333913-1PAK | https://www.sigmaaldrich.com/LT/en
Z333921-1PAK | BRAND(R) MACRO PIPETTE CONTROLLER MEMBR& | 1X1PAK | 1 | 9 | Sigma-Aldrich | Z333921-1PAK | https://www.sigmaaldrich.com/LT/en
Z333948-1PAK | BRAND(R) MACRO PIPETTE CONTROLLER MEMBR& | 1X1PAK | 1 | 39 | Sigma-Aldrich | Z333948-1PAK | https://www.sigmaaldrich.com/LT/en
Z333972-1EA | BRAND(R) PIPETTE FILLERS FLIP | 1X1EA | 1 | 19 | Sigma-Aldrich | Z333972-1EA | https://www.sigmaaldrich.com/LT/en
Z333999-1EA | BRAND(R) PIPETTE FILLERS UNIVERSAL | 1X1EA | 1 | 16 | Sigma-Aldrich | Z333999-1EA | https://www.sigmaaldrich.com/LT/en
Z350591-500EA | TRANSFER PIPETTE, POLYETHYLENE GENERAL & | 1X500EA | 1 | 114 | Sigma-Aldrich | Z350591-500EA | https://www.sigmaaldrich.com/LT/en
Z350605-500EA | TRANSFER PIPETTE, POLYETHYLENE GENERAL & | 1X500EA | 1 | 101 | Sigma-Aldrich | Z350605-500EA | https://www.sigmaaldrich.com/LT/en
Z350613-400EA | TRANSFER PIPETTE, POLYETHYLENE GENERAL & | 1X400EA | 1 | 66 | Sigma-Aldrich | Z350613-400EA | https://www.sigmaaldrich.com/LT/en
Z350621-400EA | TRANSFER PIPETTE, POLYETHYLENE GENERAL & | 1X400EA | 1 | 112 | Sigma-Aldrich | Z350621-400EA | https://www.sigmaaldrich.com/LT/en
Z350648-400EA | TRANSFER PIPETTE, POLYETHYLENE GENERAL & | 1X400EA | 1 | 101 | Sigma-Aldrich | Z350648-400EA | https://www.sigmaaldrich.com/LT/en
Z350656-500EA | TRANSFER PIPETTE, POLYETHYLENE GENERAL & | 1X500EA | 1 | 59 | Sigma-Aldrich | Z350656-500EA | https://www.sigmaaldrich.com/LT/en
Z350664-500EA | TRANSFER PIPETTE, POLYETHYLENE GENERAL & | 1X500EA | 1 | 112 | Sigma-Aldrich | Z350664-500EA | https://www.sigmaaldrich.com/LT/en
Z350672-500EA | TRANSFER PIPETTE, POLYETHYLENE GENERAL & | 1X500EA | 1 | 71 | Sigma-Aldrich | Z350672-500EA | https://www.sigmaaldrich.com/LT/en
Z350680-500EA | TRANSFER PIPETTE, POLYETHYLENE GENERAL & | 1X500EA | 1 | 115 | Sigma-Aldrich | Z350680-500EA | https://www.sigmaaldrich.com/LT/en
Z350699-500EA | TRANSFER PIPETTE, POLYETHYLENE GENERAL & | 1X500EA | 1 | 101 | Sigma-Aldrich | Z350699-500EA | https://www.sigmaaldrich.com/LT/en
Z350702-250EA | TRANSFER PIPETTE, POLYETHYLENE GENERAL & | 1X250EA | 1 | 54 | Sigma-Aldrich | Z350702-250EA | https://www.sigmaaldrich.com/LT/en
Z350710-250EA | TRANSFER PIPETTE, POLYETHYLENE GENERAL & | 1X250EA | 1 | 108 | Sigma-Aldrich | Z350710-250EA | https://www.sigmaaldrich.com/LT/en
Z350729-400EA | TRANSFER PIPETTE, POLYETHYLENE GENERAL & | 1X400EA | 1 | 123 | Sigma-Aldrich | Z350729-400EA | https://www.sigmaaldrich.com/LT/en
Z350737-400EA | TRANSFER PIPETTE, POLYETHYLENE GENERAL & | 1X400EA | 1 | 162 | Sigma-Aldrich | Z350737-400EA | https://www.sigmaaldrich.com/LT/en
Z350745-400EA | TRANSFER PIPETTE, POLYETHYLENE GENERAL & | 1X400EA | 1 | 110 | Sigma-Aldrich | Z350745-400EA | https://www.sigmaaldrich.com/LT/en
Z350753-100EA | TRANSFER PIPETTE, POLYETHYLENE GENERAL & | 1X100EA | 1 | 68 | Sigma-Aldrich | Z350753-100EA | https://www.sigmaaldrich.com/LT/en
Z350761-100EA | TRANSFER PIPETTE, POLYETHYLENE GENERAL & | 1X100EA | 1 | 105 | Sigma-Aldrich | Z350761-100EA | https://www.sigmaaldrich.com/LT/en
Z350788-100EA | TRANSFER PIPETTE, POLYETHYLENE GENERAL & | 1X100EA | 1 | 87 | Sigma-Aldrich | Z350788-100EA | https://www.sigmaaldrich.com/LT/en
Z350796-500EA | TRANSFER PIPETTE, POLYETHYLENE GRADUATE& | 1X500EA | 1 | 69 | Sigma-Aldrich | Z350796-500EA | https://www.sigmaaldrich.com/LT/en
Z350818-500EA | TRANSFER PIPETTE, POLYETHYLENE GRADUATE& | 1X500EA | 1 | 116 | Sigma-Aldrich | Z350818-500EA | https://www.sigmaaldrich.com/LT/en
Z350826-500EA | TRANSFER PIPETTE, POLYETHYLENE GRADUATE& | 1X500EA | 1 | 102 | Sigma-Aldrich | Z350826-500EA | https://www.sigmaaldrich.com/LT/en
Z350834-500EA | TRANSFER PIPETTE, POLYETHYLENE GRADUATE& | 1X500EA | 1 | 116 | Sigma-Aldrich | Z350834-500EA | https://www.sigmaaldrich.com/LT/en
Z350982-500EA | TRANSFER PIPETTE, POLYETHYLENE NARROW S& | 1X500EA | 1 | 109 | Sigma-Aldrich | Z350982-500EA | https://www.sigmaaldrich.com/LT/en
Z350990-500EA | TRANSFER PIPETTE, POLYETHYLENE NARROW S& | 1X500EA | 1 | 98 | Sigma-Aldrich | Z350990-500EA | https://www.sigmaaldrich.com/LT/en
Z351008-250EA | TRANSFER PIPETTE, POLYETHYLENE NARROW S& | 1X250EA | 1 | 63 | Sigma-Aldrich | Z351008-250EA | https://www.sigmaaldrich.com/LT/en
Z351016-250EA | TRANSFER PIPETTE, POLYETHYLENE NARROW S& | 1X250EA | 1 | 99 | Sigma-Aldrich | Z351016-250EA | https://www.sigmaaldrich.com/LT/en
Z351024-200EA | TRANSFER PIPETTE, POLYETHYLENE NARROW S& | 1X200EA | 1 | 79 | Sigma-Aldrich | Z351024-200EA | https://www.sigmaaldrich.com/LT/en
Z351032-500EA | TRANSFER PIPETTE, POLYETHYLENE NARROW T& | 1X500EA | 1 | 69 | Sigma-Aldrich | Z351032-500EA | https://www.sigmaaldrich.com/LT/en
Z351040-500EA | TRANSFER PIPETTE, POLYETHYLENE NARROW T& | 1X500EA | 1 | 116 | Sigma-Aldrich | Z351040-500EA | https://www.sigmaaldrich.com/LT/en
Z354287-500EA | TRANSFER PIPETTE, POLYETHYLENE GRADUATE& | 1X500EA | 1 | 105 | Sigma-Aldrich | Z354287-500EA | https://www.sigmaaldrich.com/LT/en
Z354309-500EA | TRANSFER PIPETTE, POLYETHYLENE GRADUATE& | 1X500EA | 1 | 67 | Sigma-Aldrich | Z354309-500EA | https://www.sigmaaldrich.com/LT/en
Z354317-500EA | TRANSFER PIPETTE, POLYETHYLENE NARROW S& | 1X500EA | 1 | 64 | Sigma-Aldrich | Z354317-500EA | https://www.sigmaaldrich.com/LT/en
Z363499-1EA | PIPETTE WORKSTATION STAINLESS STEEL | 1X1EA | 1 | 100 | Sigma-Aldrich | Z363499-1EA | https://www.sigmaaldrich.com/LT/en
EP4861614005-1EA | EPPENDORF(R) PIPETTE LOWER PART, 12 CHA& | 1X1EA | 1 | 348 | Sigma-Aldrich | EP4861614005-1EA | https://www.sigmaaldrich.com/LT/en
EP3115600019-1EA | EPPENDORF(R) PIPETTE HOLDER FOR CAROUSE& | 1X1EA | 1 | 17 | Sigma-Aldrich | EP3115600019-1EA | https://www.sigmaaldrich.com/LT/en
EP4861606002-1EA | EPPENDORF(R) PIPETTE LOWER PART, 8 CHAN& | 1X1EA | 1 | 204 | Sigma-Aldrich | EP4861606002-1EA | https://www.sigmaaldrich.com/LT/en
EP4861608005-1EA | EPPENDORF(R) PIPETTE LOWER PART, 8 CHAN& | 1X1EA | 1 | 204 | Sigma-Aldrich | EP4861608005-1EA | https://www.sigmaaldrich.com/LT/en
EP4861610000-1EA | EPPENDORF(R) PIPETTE LOWER PART, 8 CHAN& | 1X1EA | 1 | 204 | Sigma-Aldrich | EP4861610000-1EA | https://www.sigmaaldrich.com/LT/en
EP4861612002-1EA | EPPENDORF(R) PIPETTE LOWER PART, 8 CHAN& | 1X1EA | 1 | 204 | Sigma-Aldrich | EP4861612002-1EA | https://www.sigmaaldrich.com/LT/en
EP4861607009-1EA | EPPENDORF(R) PIPETTE LOWER PART 12 CHAN& | 1X1EA | 1 | 254 | Sigma-Aldrich | EP4861607009-1EA | https://www.sigmaaldrich.com/LT/en
EP4861609001-1EA | EPPENDORF(R) PIPETTE LOWER PART, 12 CHA& | 1X1EA | 1 | 254 | Sigma-Aldrich | EP4861609001-1EA | https://www.sigmaaldrich.com/LT/en
EP4861611006-1EA | EPPENDORF(R) PIPETTE LOWER PART, 12 CHA& | 1X1EA | 1 | 254 | Sigma-Aldrich | EP4861611006-1EA | https://www.sigmaaldrich.com/LT/en
EP4861602007-1EA | EPPENDORF(R) PIPETTE LOWER PART, SINGLE& | 1X1EA | 1 | 63 | Sigma-Aldrich | EP4861602007-1EA | https://www.sigmaaldrich.com/LT/en
EP4861603003-1EA | EPPENDORF(R) PIPETTE LOWER PART, SINGLE& | 1X1EA | 1 | 63 | Sigma-Aldrich | EP4861603003-1EA | https://www.sigmaaldrich.com/LT/en
Z710180-1EA | NICHIPET ECO PIPETTE 20-200 ML VOLUME | 1X1EA | 1 | 536 | Sigma-Aldrich | Z710180-1EA | https://www.sigmaaldrich.com/LT/en
Z710199-1EA | NICHIPET ECO PIPETTE 100-1000 ML VOLUM | 1X1EA | 1 | 536 | Sigma-Aldrich | Z710199-1EA | https://www.sigmaaldrich.com/LT/en
Z710202-1EA | NICHIPET ECO PIPETTE 1000-5000 ML VOLU | 1X1EA | 1 | 536 | Sigma-Aldrich | Z710202-1EA | https://www.sigmaaldrich.com/LT/en
Z710210-1EA | NICHIPET ECO PIPETTE 1000-10000 ML VOL& | 1X1EA | 1 | 589 | Sigma-Aldrich | Z710210-1EA | https://www.sigmaaldrich.com/LT/en
Z652555-100EA | GREINER SEROLOGICAL PIPETTES VOLUME 50 & | 1X100EA | 1 | 130 | Sigma-Aldrich | Z652555-100EA | https://www.sigmaaldrich.com/LT/en
DWK233302303 | DWK(R) PASTEUR PIPETTE WITH LONG DRAW F& | 1X1EA | 1 | 65 | Sigma-Aldrich | DWK233302303 | https://www.sigmaaldrich.com/LT/en
DWK233301504 | DWK(R) PASTEUR PIPETTE WITH SHORT DRAW & | 1X1EA | 1 | 59 | Sigma-Aldrich | DWK233301504 | https://www.sigmaaldrich.com/LT/en
| VISO be PVM |  |  | 9759371
| 21% PVM |  |  | 2049467.91
| VISO su PVM |  |  | 11808838.91