## Lab. priemonės
TECHNINĖ SPECIFIKACIJA IR PASIŪLYMO FORMA
| PIRKIMO PAVADINIMAS: | Reagentų ir smulkios laboratorinės įrangos bei priemonių pirkimas
| PIRKIMO DALIS (neskirstoma) | 27
| TIEKĖJO PAVADINIMAS: | UAB Labochema LT
| BENDRIEJI REIKALAVIMAI: | Būtina siūlyti visas prekes ir pateikti kiekvienos prekės įkainį. Jeigu tiekėjas prie kurios nors prekės neįrašo kainos, laikoma, kad jis ją siūlo už 0,00 Eur. Jeigu tiekėjas dėl kitokių priežasčių išbraukia iš sąrašo prekės pavadinimą - tiekėjo pasiūlymas tai daliai atmetamas
SUBTIEKĖJAS
Prekės kodas kataloge/ Product Code by Catalog | Reikalaujami techniniai/parametraiProduct Descripton | Pakuotė/Package | Kiekis/ Quantity | Kaina kiekiui (4 stulpelis), Eur be PVM/ Price for Quantity (column 4) without VAT | Gamintojo pavadinimas/ Manufacturer (Producer) | Gamintojo suteiktas prekės kodas /Manufacturer's (Producer's) product Code | Nuoroda į išsamų prekės aprašymą arba gamintojo svetainę /Link to detailed product specification or manufacturer's website
52813-U | PK1 HYBRIDSPE-PHOSPHOLIPID 96-WELL PLATE | 1X1EA | 1 | 241 | Sigma-Aldrich | 52813-U | https://www.sigmaaldrich.com/LT/en
29539-U | PK10 TENAX TA 60/80 FRITTED 89MM GLASS & | 1X1EA | 1 | 950 | Sigma-Aldrich | 29539-U | https://www.sigmaaldrich.com/LT/en
5048-U | PK10 ASSET EZ4-NCO FLOW CALIBRATION & | 1X1EA | 1 | 30 | Sigma-Aldrich | 5048-U | https://www.sigmaaldrich.com/LT/en
Z800015-1EA | Hellma(R) absorption cuvettes, Micro | 1X1EA | 1 | 168 | Sigma-Aldrich | Z800015-1EA | https://www.sigmaaldrich.com/LT/en
Z802549-1EA | Hellma(R) fluorescence cuvettes, ultra M | 1X1EA | 1 | 398 | Sigma-Aldrich | Z802549-1EA | https://www.sigmaaldrich.com/LT/en
5047-U | PK2 ASSET EZ4-NCO DRY SAMPLER KIT | 1X1EA | 1 | 116 | Sigma-Aldrich | 5047-U | https://www.sigmaaldrich.com/LT/en
Z800783-1EA | Hellma(R) absorption cuvettes, standard | 1X1EA | 1 | 91 | Sigma-Aldrich | Z800783-1EA | https://www.sigmaaldrich.com/LT/en
Z801224-1EA | Hellma(R) absorption cuvettes, standard | 1X1EA | 1 | 87 | Sigma-Aldrich | Z801224-1EA | https://www.sigmaaldrich.com/LT/en
Z801550-1EA | Hellma(R) absorption cuvettes, Flow-thro | 1X1EA | 1 | 678 | Sigma-Aldrich | Z801550-1EA | https://www.sigmaaldrich.com/LT/en
Z801992-1EA | Hellma(R) absorption cuvettes, Flow-thro | 1X1EA | 1 | 1111 | Sigma-Aldrich | Z801992-1EA | https://www.sigmaaldrich.com/LT/en
Z802433-1EA | Hellma(R) fluorescence cuvettes, ultra M | 1X1EA | 1 | 414 | Sigma-Aldrich | Z802433-1EA | https://www.sigmaaldrich.com/LT/en
Z802875-1EA | Hellma(R) fluorescence cuvettes, Micro | 1X1EA | 1 | 270 | Sigma-Aldrich | Z802875-1EA | https://www.sigmaaldrich.com/LT/en
Z803200-1EA | Hellma(R) cuvettes for light-scattering | 1X1EA | 1 | 117 | Sigma-Aldrich | Z803200-1EA | https://www.sigmaaldrich.com/LT/en
Z800570-1EA | Hellma(R) absorption cuvettes, standard | 1X1EA | 1 | 281 | Sigma-Aldrich | Z800570-1EA | https://www.sigmaaldrich.com/LT/en
Z801763-1EA | Hellma(R) absorption cuvettes, Flow-thro | 1X1EA | 1 | 678 | Sigma-Aldrich | Z801763-1EA | https://www.sigmaaldrich.com/LT/en
Z803081-1EA | Hellma(R) fluorescence cuvettes, standar | 1X1EA | 1 | 154 | Sigma-Aldrich | Z803081-1EA | https://www.sigmaaldrich.com/LT/en
29549-U | PK10 TENAX GR 60/80 FRITTED 89MM GLASS & | 1X1EA | 1 | 950 | Sigma-Aldrich | 29549-U | https://www.sigmaaldrich.com/LT/en
Z123544-25EA | ECONO-CARDS | 1X25EA | 1 | 45 | Sigma-Aldrich | Z123544-25EA | https://www.sigmaaldrich.com/LT/en
Z800244-1EA | Hellma(R) absorption cuvettes, Micro | 1X1EA | 1 | 113 | Sigma-Aldrich | Z800244-1EA | https://www.sigmaaldrich.com/LT/en
Z801437-1EA | Hellma(R) absorption cuvettes, standard | 1X1EA | 1 | 397 | Sigma-Aldrich | Z801437-1EA | https://www.sigmaaldrich.com/LT/en
Z802212-1EA | Hellma(R) absorption cuvettes, Flow-thro | 1X1EA | 1 | 717 | Sigma-Aldrich | Z802212-1EA | https://www.sigmaaldrich.com/LT/en
Z802778-1EA | Hellma(R) fluorescence cuvettes, Micro | 1X1EA | 1 | 306 | Sigma-Aldrich | Z802778-1EA | https://www.sigmaaldrich.com/LT/en
Z800120-1EA | Hellma(R) absorption cuvettes, Micro | 1X1EA | 1 | 168 | Sigma-Aldrich | Z800120-1EA | https://www.sigmaaldrich.com/LT/en
Z802662-1EA | Hellma(R) fluorescence cuvettes, ultra M | 1X1EA | 1 | 398 | Sigma-Aldrich | Z802662-1EA | https://www.sigmaaldrich.com/LT/en
Z801119-1EA | Hellma(R) absorption cuvettes, standard | 1X1EA | 1 | 74 | Sigma-Aldrich | Z801119-1EA | https://www.sigmaaldrich.com/LT/en
Z802336-1EA | Hellma(R) fluorescence cuvettes, ultra M | 1X1EA | 1 | 414 | Sigma-Aldrich | Z802336-1EA | https://www.sigmaaldrich.com/LT/en
Z801003-1EA | Hellma(R) absorption cuvettes, standard | 1X1EA | 1 | 55 | Sigma-Aldrich | Z801003-1EA | https://www.sigmaaldrich.com/LT/en
Z800686-1EA | Hellma(R) absorption cuvettes, standard | 1X1EA | 1 | 71 | Sigma-Aldrich | Z800686-1EA | https://www.sigmaaldrich.com/LT/en
Z800899-1EA | Hellma(R) absorption cuvettes, semi Micr | 1X1EA | 1 | 135 | Sigma-Aldrich | Z800899-1EA | https://www.sigmaaldrich.com/LT/en
Z805939-1EA | HELLMANEX(TM) III, SPECIAL CLEANING CON& | 1X1EA | 1 | 53 | Sigma-Aldrich | Z805939-1EA | https://www.sigmaaldrich.com/LT/en
Z800457-1EA | Hellma(R) absorption cuvettes, standard | 1X1EA | 1 | 168 | Sigma-Aldrich | Z800457-1EA | https://www.sigmaaldrich.com/LT/en
Z801666-1EA | Hellma(R) absorption cuvettes, Flow-thro | 1X1EA | 1 | 678 | Sigma-Aldrich | Z801666-1EA | https://www.sigmaaldrich.com/LT/en
Z802980-1EA | Hellma(R) fluorescence cuvettes, standar | 1X1EA | 1 | 115 | Sigma-Aldrich | Z802980-1EA | https://www.sigmaaldrich.com/LT/en
Z802565-1EA | HELLMA(R) ABSORPTION CUVETTES, FLOW-THRO | 1X1EA | 1 | 312 | Sigma-Aldrich | Z802565-1EA | https://www.sigmaaldrich.com/LT/en
Z802239-1EA | HELLMA(R) ALL-QUARTZ CUVETTES, FLOW-THRO | 1X1EA | 1 | 938 | Sigma-Aldrich | Z802239-1EA | https://www.sigmaaldrich.com/LT/en
Z802468-1EA | HELLMA(R) ALL-QUARTZ CUVETTES, FLOW-THRO | 1X1EA | 1 | 938 | Sigma-Aldrich | Z802468-1EA | https://www.sigmaaldrich.com/LT/en
Z802352-1EA | HELLMA(R) ALL-QUARTZ CUVETTES, FLOW-THRO | 1X1EA | 1 | 938 | Sigma-Aldrich | Z802352-1EA | https://www.sigmaaldrich.com/LT/en
55284-U | PK100 SUPELQUE Z-SEP/C18 2ML SPE TUBES | 1X1EA | 1 | 153 | Sigma-Aldrich | 55284-U | https://www.sigmaaldrich.com/LT/en
Z801879-1EA | HELLMA(R) CALIBRATION STANDARD, NG5 NEUT | 1X1EA | 1 | 333 | Sigma-Aldrich | Z801879-1EA | https://www.sigmaaldrich.com/LT/en
Z801542-1EA | HELLMA CUVETTE OG,50MM PATH,17500 UL, 52 | 1X1EA | 1 | 80 | Sigma-Aldrich | Z801542-1EA | https://www.sigmaaldrich.com/LT/en
Z801658-1EA | HELLMA(R) CALIBRATION STANDARD HOLMIUM O | 1X1EA | 1 | 294 | Sigma-Aldrich | Z801658-1EA | https://www.sigmaaldrich.com/LT/en
Z801984-1EA | HELLMA(R) CALIBRATION STANDARD, NG4 NEUT | 1X1EA | 1 | 333 | Sigma-Aldrich | Z801984-1EA | https://www.sigmaaldrich.com/LT/en
Z802204-1EA | HELLMA UV CALIBRATION COMPLETE LIQUID FI | 1X1EA | 1 | 3422 | Sigma-Aldrich | Z802204-1EA | https://www.sigmaaldrich.com/LT/en
Z802654-1EA | HELLMA UV CALIBRATION STANDARD SET 667.3 | 1X1EA | 1 | 1456 | Sigma-Aldrich | Z802654-1EA | https://www.sigmaaldrich.com/LT/en
Z802867-1EA | HELLMA MICRO GLASS CUVETTE, 10MM PATH, 7 | 1X1EA | 1 | 70 | Sigma-Aldrich | Z802867-1EA | https://www.sigmaaldrich.com/LT/en
Z803197-1EA | HELLMA QUARTZ CUVETTE, 10MM PATH, 4 WIND | 1X1EA | 1 | 281 | Sigma-Aldrich | Z803197-1EA | https://www.sigmaaldrich.com/LT/en
Z803405-1EA | HELLMA QUARTZ CYLINDRICAL CUVETTE, 20MM | 1X1EA | 1 | 136 | Sigma-Aldrich | Z803405-1EA | https://www.sigmaaldrich.com/LT/en
Z803510-1EA | HELLMA QUARTZ CYLINDRICAL CUVETTE, 50MM | 1X1EA | 1 | 180 | Sigma-Aldrich | Z803510-1EA | https://www.sigmaaldrich.com/LT/en
Z803634-1EA | HELLMA QUARTZ CYLINDRICAL CUVETTE, 100MM | 1X1EA | 1 | 203 | Sigma-Aldrich | Z803634-1EA | https://www.sigmaaldrich.com/LT/en
30229-U | PK10 10L SUPELINERT FOIL SCV GAS SAMPLI | 1X1EA | 1 | 199 | Sigma-Aldrich | 30229-U | https://www.sigmaaldrich.com/LT/en
30240-U | PK10 10L SUPELINERT FOIL PLV GAS SAMPLI | 1X1EA | 1 | 196 | Sigma-Aldrich | 30240-U | https://www.sigmaaldrich.com/LT/en
Z803073-1EA | HELLMA QUARTZ CUVETTE, 10MM PATH, 4 WIND | 1X1EA | 1 | 274 | Sigma-Aldrich | Z803073-1EA | https://www.sigmaaldrich.com/LT/en
Z801755-1EA | HELLMA(R) CALIBRATION STANDARD, NG11 NEU | 1X1EA | 1 | 333 | Sigma-Aldrich | Z801755-1EA | https://www.sigmaaldrich.com/LT/en
Z803308-1EA | HELLMA QUARTZ CYLINDRICAL CUVETTE, 10MM | 1X1EA | 1 | 129 | Sigma-Aldrich | Z803308-1EA | https://www.sigmaaldrich.com/LT/en
Z801216-1EA | HELLMA CUVETTE OS,10MM PATH, 1400 UL, 12 | 1X1EA | 1 | 66 | Sigma-Aldrich | Z801216-1EA | https://www.sigmaaldrich.com/LT/en
Z802751-1EA | HELLMA QUARTZ CUVETTE,10MM PATH, 3500 UL | 1X1EA | 1 | 213 | Sigma-Aldrich | Z802751-1EA | https://www.sigmaaldrich.com/LT/en
Z802328-1EA | HELLMA UV CALIBRATION STANDARD 667-UV5, | 1X1EA | 1 | 587 | Sigma-Aldrich | Z802328-1EA | https://www.sigmaaldrich.com/LT/en
Z801313-1EA | HELLMA QUARTZ CUVETTE,10MM PATH, 3500 UL | 1X1EA | 1 | 221 | Sigma-Aldrich | Z801313-1EA | https://www.sigmaaldrich.com/LT/en
55255-U | PK5 15.6 X 190MM GLASS SPE TUBE W/FRITS | 1X1EA | 1 | 81 | Sigma-Aldrich | 55255-U | https://www.sigmaaldrich.com/LT/en
55254-U | PK1 SUPELCLEAN SULFOXIDE 100G BULK | 1X1EA | 1 | 347 | Sigma-Aldrich | 55254-U | https://www.sigmaaldrich.com/LT/en
54117-U | PK30 ENVI-CARB/NH2 1000MG/500MG 6ML SPE& | 1X1EA | 1 | 259 | Sigma-Aldrich | 54117-U | https://www.sigmaaldrich.com/LT/en
54103-U | PK300 ENVI-CARB II/PSA 500/500MG 6ML & | 1X1EA | 1 | 1630 | Sigma-Aldrich | 54103-U | https://www.sigmaaldrich.com/LT/en
54259-U | PK3 25ML PTFE RESERVOIR FOR 6ML SPE TUBE | 1X1EA | 1 | 155 | Sigma-Aldrich | 54259-U | https://www.sigmaaldrich.com/LT/en
55252-U | PK5 SUPELCLEAN SULFOXIDE 6G/20ML GLASS& | 1X1EA | 1 | 131 | Sigma-Aldrich | 55252-U | https://www.sigmaaldrich.com/LT/en
54118-U | PK20 ENVI-CARB/NH2 1000MG/500MG 12ML SPE | 1X1EA | 1 | 259 | Sigma-Aldrich | 54118-U | https://www.sigmaaldrich.com/LT/en
55253-U | PK30 SUPELCLEAN SULFOXIDE 3G/6ML SPE& | 1X1EA | 1 | 216 | Sigma-Aldrich | 55253-U | https://www.sigmaaldrich.com/LT/en
000J004 | PK100 DSD-DNPH COLOR CAP INSERT,ASSORTED | 1X1EA | 1 | 32 | Sigma-Aldrich | 000J004 | https://www.sigmaaldrich.com/LT/en
57144-U | PK30 SUPELCLEAN COCONUT CHARCOAL 2G/6ML& | 1X1EA | 1 | 200 | Sigma-Aldrich | 57144-U | https://www.sigmaaldrich.com/LT/en
57145-U | PK20 12ML SI/1G-44%H2SO4/SI SPE TUBE | 1X1EA | 1 | 168 | Sigma-Aldrich | 57145-U | https://www.sigmaaldrich.com/LT/en
57148-U | PK20 12ML SI/5G-44%H2SO4/SI SPE TUBE | 1X1EA | 1 | 263 | Sigma-Aldrich | 57148-U | https://www.sigmaaldrich.com/LT/en
54036-U | PK20 20ML ENVICARB/NH2/SI SPE TUBE | 1X1EA | 1 | 277 | Sigma-Aldrich | 54036-U | https://www.sigmaaldrich.com/LT/en
575656-U | PK1 50MG/96-WELL HYBRIDSPE-PHOSPHOLIPID& | 1X1EA | 1 | 201 | Sigma-Aldrich | 575656-U | https://www.sigmaaldrich.com/LT/en
55261-U | PK100 30MG/1ML HYBRIDSPE-PHOSPHOLIPID & | 1X1EA | 1 | 174 | Sigma-Aldrich | 55261-U | https://www.sigmaaldrich.com/LT/en
55263-U | PK1 96-WELL PROTEIN PPT FILTER PLATE | 1X1EA | 1 | 69 | Sigma-Aldrich | 55263-U | https://www.sigmaaldrich.com/LT/en
52732-U | PK30 6ML 0.1/0.2/0.4/0.2G 4-LAYER & | 1X1EA | 1 | 341 | Sigma-Aldrich | 52732-U | https://www.sigmaaldrich.com/LT/en
53269-U | PK50 SUPELMIP FLUOROQUINOLONES 25MG/3ML& | 1X1EA | 1 | 443 | Sigma-Aldrich | 53269-U | https://www.sigmaaldrich.com/LT/en
505320-U | PK50 LPDNPH H10 350MG/3ML SPE TUBES | 1X1EA | 1 | 831 | Sigma-Aldrich | 505320-U | https://www.sigmaaldrich.com/LT/en
54235-U | PK30 SUPEL-SELECT SAX 200MG/6ML SPE TUBE | 1X1EA | 1 | 169 | Sigma-Aldrich | 54235-U | https://www.sigmaaldrich.com/LT/en
54245-U | PK20 SUPEL-SELECT SCX 1G/20ML SPE TUBE | 1X1EA | 1 | 254 | Sigma-Aldrich | 54245-U | https://www.sigmaaldrich.com/LT/en
54236-U | PK20 SUPEL-SELECT SAX 500MG/12ML SPE & | 1X1EA | 1 | 173 | Sigma-Aldrich | 54236-U | https://www.sigmaaldrich.com/LT/en
54241-U | PK50 SUPEL-SELECT SCX 60MG/3ML SPE TUBE | 1X1EA | 1 | 142 | Sigma-Aldrich | 54241-U | https://www.sigmaaldrich.com/LT/en
575660-U | PK1 SUPEL-SELECT SAX 96-WELL 30MG/WELL | 1X1EA | 1 | 312 | Sigma-Aldrich | 575660-U | https://www.sigmaaldrich.com/LT/en
54242-U | PK30 SUPEL-SELECT SCX 200MG/6ML SPE TUBE | 1X1EA | 1 | 169 | Sigma-Aldrich | 54242-U | https://www.sigmaaldrich.com/LT/en
54243-U | PK20 SUPEL-SELECT SCX 500MG/12ML SPE & | 1X1EA | 1 | 173 | Sigma-Aldrich | 54243-U | https://www.sigmaaldrich.com/LT/en
575665-U | PK1 SUPEL-SELECT SCX 96-WELL 60MG/WELL | 1X1EA | 1 | 312 | Sigma-Aldrich | 575665-U | https://www.sigmaaldrich.com/LT/en
54231-U | PK100 SUPEL-SELECT SAX 30MG/1ML SPE TUBE | 1X1EA | 1 | 179 | Sigma-Aldrich | 54231-U | https://www.sigmaaldrich.com/LT/en
575663-U | PK1 SUPEL-SELECT SAX 96-WELL 60MG/WELL | 1X1EA | 1 | 312 | Sigma-Aldrich | 575663-U | https://www.sigmaaldrich.com/LT/en
54020-U | PK20 ORBO-555 LPDNPH SILICA GEL (20/40)& | 1X1EA | 1 | 114 | Sigma-Aldrich | 54020-U | https://www.sigmaaldrich.com/LT/en
54240-U | PK100 SUPEL-SELECT SCX 30MG/1ML SPE TUBE | 1X1EA | 1 | 179 | Sigma-Aldrich | 54240-U | https://www.sigmaaldrich.com/LT/en
54237-U | PK20 SUPEL-SELECT SAX 1G/20ML SPE TUBE | 1X1EA | 1 | 254 | Sigma-Aldrich | 54237-U | https://www.sigmaaldrich.com/LT/en
55295-U | PK50 SUPEL QUE NON-BUFFERED TUBE 2 | 1X1EA | 1 | 166 | Sigma-Aldrich | 55295-U | https://www.sigmaaldrich.com/LT/en
55276-U | PK200 30MG/1ML HYBRIDSPE-PHOSPHOLIPID & | 1X1EA | 1 | 322 | Sigma-Aldrich | 55276-U | https://www.sigmaaldrich.com/LT/en
575657-U | PK20 50MG/96-WELL HYBRIDSPE-PHOSPHOLIPID | 1X1EA | 1 | 3839 | Sigma-Aldrich | 575657-U | https://www.sigmaaldrich.com/LT/en
23124-U | PK50 LPDNPH S10 350MG/3ML, BULK | 1X1EA | 1 | 583 | Sigma-Aldrich | 23124-U | https://www.sigmaaldrich.com/LT/en
55294-U | PK50 SUPEL QUE NON-BUFFERED TUBE 1 | 1X1EA | 1 | 163 | Sigma-Aldrich | 55294-U | https://www.sigmaaldrich.com/LT/en
52798-U | PK20 15MG/96-WELL HYBRIDSPE-PHOSPHOLIPID | 1X1EA | 1 | 3268 | Sigma-Aldrich | 52798-U | https://www.sigmaaldrich.com/LT/en
XX1012508 | STOPPER 5/PK SIZE 5 | 1X1EA | 1 | 205 | Sigma-Aldrich | XX1012508 | https://www.sigmaaldrich.com/LT/en
XX2014718 | SILICONE NO 8 STOPPER 3/8 HOLE, 5/PK | 1X1EA | 1 | 171 | Sigma-Aldrich | XX2014718 | https://www.sigmaaldrich.com/LT/en
S2GPU11RE | Stericup-GP 1000/1000mL Express Pus PES | 1X1EA | 1 | 395 | Sigma-Aldrich | S2GPU11RE | https://www.sigmaaldrich.com/LT/en
SLCR033NS | MillexLCR 33mm PhilicPTFE.45um NS 50pk | 1X1EA | 1 | 401 | Sigma-Aldrich | SLCR033NS | https://www.sigmaaldrich.com/LT/en
SLLG033NK | MillexLG 33mm PhilicPTFE.2um NS 1000pk | 1X1EA | 1 | 3206 | Sigma-Aldrich | SLLG033NK | https://www.sigmaaldrich.com/LT/en
XX1012506 | FILTER FLASK 125ML, THREADED SIDEARM | 1X1EA | 1 | 135 | Sigma-Aldrich | XX1012506 | https://www.sigmaaldrich.com/LT/en
XX1012542 | BASE FOR 25MM SS FILTER HOLDER W/SS SCR | 1X1EA | 1 | 497 | Sigma-Aldrich | XX1012542 | https://www.sigmaaldrich.com/LT/en
S2GPU01RE | Stericup-GP 150mL Express Plus PES .22um | 1X1EA | 1 | 149 | Sigma-Aldrich | S2GPU01RE | https://www.sigmaaldrich.com/LT/en
SLCR033NB | MillexLCR 33mm PhilicPTFE.45um NS 250pk | 1X1EA | 1 | 1277 | Sigma-Aldrich | SLCR033NB | https://www.sigmaaldrich.com/LT/en
SLLG033NB | MillexLG 33mm PhilicPTFE.2um NS 250pk | 1X1EA | 1 | 1277 | Sigma-Aldrich | SLLG033NB | https://www.sigmaaldrich.com/LT/en
XX1012502 | FRITTED GLASS BASE W/STOPPER, 25MM | 1X1EA | 1 | 349 | Sigma-Aldrich | XX1012502 | https://www.sigmaaldrich.com/LT/en
XX1012514 | 15ML GLASS FUNNEL, 25MM | 1X1EA | 1 | 159 | Sigma-Aldrich | XX1012514 | https://www.sigmaaldrich.com/LT/en
XX1019004 | GLASS BASE AND CAP WITHOUT SS SCREEN, 90 | 1X1EA | 1 | 611 | Sigma-Aldrich | XX1019004 | https://www.sigmaaldrich.com/LT/en
XX1019020 | GLASS FILTER HOLDER W/SS SCREEN, 90MM | 1X1EA | 1 | 1778 | Sigma-Aldrich | XX1019020 | https://www.sigmaaldrich.com/LT/en
XX1019022 | GLASS FILTER HOLDER 90MM, FRIT SUPPORT | 1X1EA | 1 | 1960 | Sigma-Aldrich | XX1019022 | https://www.sigmaaldrich.com/LT/en
S2GPT10RE | Steritop-GP 1000mL Express Plus PES .22u | 1X1EA | 1 | 325 | Sigma-Aldrich | S2GPT10RE | https://www.sigmaaldrich.com/LT/en
S2GPU10RE | Stericup-GP 500/1000mL Express Plus PES | 1X1EA | 1 | 325 | Sigma-Aldrich | S2GPU10RE | https://www.sigmaaldrich.com/LT/en
SLCR033NK | MillexLCR 33mm PhilicPTFE.45um NS 1000pk | 1X1EA | 1 | 3206 | Sigma-Aldrich | SLCR033NK | https://www.sigmaaldrich.com/LT/en
XX1012503 | SPRING CLAMP F/25MM GLASS FILTER HOLDER | 1X1EA | 1 | 105 | Sigma-Aldrich | XX1012503 | https://www.sigmaaldrich.com/LT/en
XX1012505 | FILTER FLASK 125ML | 1X1EA | 1 | 104 | Sigma-Aldrich | XX1012505 | https://www.sigmaaldrich.com/LT/en
XX1012540 | ANALYTICAL 50ML SS FILTER HOLDER, 25MM | 1X1EA | 1 | 1231 | Sigma-Aldrich | XX1012540 | https://www.sigmaaldrich.com/LT/en
XX1019000 | 1L FUNNEL, 90MM, GROUND GLASS SEAL | 1X1EA | 1 | 317 | Sigma-Aldrich | XX1019000 | https://www.sigmaaldrich.com/LT/en
S2GPT01RE | Steritop-GP 150mL Express Plus PES .22um | 1X1EA | 1 | 138 | Sigma-Aldrich | S2GPT01RE | https://www.sigmaaldrich.com/LT/en
S2GPT02RE | Steritop-GP 250mL Express Plus PES .22um | 1X1EA | 1 | 149 | Sigma-Aldrich | S2GPT02RE | https://www.sigmaaldrich.com/LT/en
S2GPU02RE | Stericup-GP 250mL Express Plus PES .22um | 1X1EA | 1 | 180 | Sigma-Aldrich | S2GPU02RE | https://www.sigmaaldrich.com/LT/en
SLLG033NS | MillexLG 33mm PhilicPTFE.2um NS 50pk | 1X1EA | 1 | 401 | Sigma-Aldrich | SLLG033NS | https://www.sigmaaldrich.com/LT/en
XX1012500 | GLASS FILTER HOLDER, 25MM, FRIT SUPPORT | 1X1EA | 1 | 413 | Sigma-Aldrich | XX1012500 | https://www.sigmaaldrich.com/LT/en
XX1012530 | GLASS FILTER HOLDER, 25MM, SS SUPPORT | 1X1EA | 1 | 469 | Sigma-Aldrich | XX1012530 | https://www.sigmaaldrich.com/LT/en
XX1012532 | GLASS BASE W/STOPPER AND SS SCREEN, 25MM | 1X1EA | 1 | 433 | Sigma-Aldrich | XX1012532 | https://www.sigmaaldrich.com/LT/en
XX1019003 | SPRING CLAMP F/90MM GLASS FILTER HOLDER | 1X1EA | 1 | 447 | Sigma-Aldrich | XX1019003 | https://www.sigmaaldrich.com/LT/en
52775-U | PK50 SUPELMIP SPE-BPA 100MG/3ML TUBES | 1X1EA | 1 | 1020 | Sigma-Aldrich | 52775-U | https://www.sigmaaldrich.com/LT/en
54277-U | PK50 SUPELMIP SPE-BPA 100MG/6ML TUBES | 1X1EA | 1 | 1020 | Sigma-Aldrich | 54277-U | https://www.sigmaaldrich.com/LT/en
XX1014730 | GLASS HOLDER 47MM SS SCREEN 300ML FUNNEL | 1X1EA | 1 | 569 | Sigma-Aldrich | XX1014730 | https://www.sigmaaldrich.com/LT/en
ALIGNED25 | 25 MM FUNNEL ALIGNMENT GUIDE | 1X1EA | 1 | 136 | Sigma-Aldrich | ALIGNED25 | https://www.sigmaaldrich.com/LT/en
54293-U | PK10 CARBOXEN-572 REZORIAN CARTRIDGE | 1X1EA | 1 | 97 | Sigma-Aldrich | 54293-U | https://www.sigmaaldrich.com/LT/en
54294-U | PK50 CARBOXEN-572 REZORIAN CARTRIDGE | 1X1EA | 1 | 473 | Sigma-Aldrich | 54294-U | https://www.sigmaaldrich.com/LT/en
5462-U | PK5 CARBOXEN-572 REZORIAN CARTRIDGE | 1X1EA | 1 | 50 | Sigma-Aldrich | 5462-U | https://www.sigmaaldrich.com/LT/en
XX1014720 | GLSS HLDER 47MM PTFE COATED 300ML FUNNEL | 1X1EA | 1 | 555 | Sigma-Aldrich | XX1014720 | https://www.sigmaaldrich.com/LT/en
SLCRX13NK | MillexLCR 13mm PhilicPTFE.45um NS 1000pk | 1X1EA | 1 | 2548 | Sigma-Aldrich | SLCRX13NK | https://www.sigmaaldrich.com/LT/en
SLCRX13NL | MillexLCR 13mm PhilicPTFE.45um NS 100pk | 1X1EA | 1 | 425 | Sigma-Aldrich | SLCRX13NL | https://www.sigmaaldrich.com/LT/en
SLCRX13TL | MillexLCR 13mm PhilicPTFE.45um NS 100pk | 1X1EA | 1 | 447 | Sigma-Aldrich | SLCRX13TL | https://www.sigmaaldrich.com/LT/en
SLLGX13NL | MillexLG 13mm PhilicPTFE.2um NS 100pk | 1X1EA | 1 | 247 | Sigma-Aldrich | SLLGX13NL | https://www.sigmaaldrich.com/LT/en
XX1014703 | SPRING CLAMP FOR 47MM GLASS FILTER HOLDR | 1X1EA | 1 | 152 | Sigma-Aldrich | XX1014703 | https://www.sigmaaldrich.com/LT/en
XX1014704 | 300ML GLASS FUNNEL, 47MM | 1X1EA | 1 | 222 | Sigma-Aldrich | XX1014704 | https://www.sigmaaldrich.com/LT/en
XX1014708 | SILICONE NO 8 STOPPER 9/16 HOLE, 5/PK | 1X1EA | 1 | 206 | Sigma-Aldrich | XX1014708 | https://www.sigmaaldrich.com/LT/en
XX1014733 | GLASS BSE AND STOPPR W/O SS SCREEN 47MM | 1X1EA | 1 | 245 | Sigma-Aldrich | XX1014733 | https://www.sigmaaldrich.com/LT/en
XX1014744 | VACUUM FILTERING FLASK, 4L | 1X1EA | 1 | 425 | Sigma-Aldrich | XX1014744 | https://www.sigmaaldrich.com/LT/en
XX1514702 | VACUUM GLASS BASE AND CAP, 47MM | 1X1EA | 1 | 423 | Sigma-Aldrich | XX1514702 | https://www.sigmaaldrich.com/LT/en
XX5014704 | 47mm Glass Funnel, 500mL | 1X1EA | 1 | 216 | Sigma-Aldrich | XX5014704 | https://www.sigmaaldrich.com/LT/en
XX5411560 | Millivac Mini Vacuum Pump, 115V, 60Hz | 1X1EA | 1 | 1568 | Sigma-Aldrich | XX5411560 | https://www.sigmaaldrich.com/LT/en
XX1014702 | FRITTED BASE FOR 47MM GLASS FILTER HOLDR | 1X1EA | 1 | 259 | Sigma-Aldrich | XX1014702 | https://www.sigmaaldrich.com/LT/en
XX1014707 | 1L FUNNEL, 47MM, GROUND GLASS SEAL | 1X1EA | 1 | 369 | Sigma-Aldrich | XX1014707 | https://www.sigmaaldrich.com/LT/en
XX1014724 | PTFE-FACED GLASS FUNNEL, 300ML | 1X1EA | 1 | 245 | Sigma-Aldrich | XX1014724 | https://www.sigmaaldrich.com/LT/en
XX1014732 | Glass Base w/Stopper and SS Screen, 47MM | 1X1EA | 1 | 349 | Sigma-Aldrich | XX1014732 | https://www.sigmaaldrich.com/LT/en
XX1614705 | 2L VACUUM FLASK W/CONICAL BOTTOM | 1X1EA | 1 | 600 | Sigma-Aldrich | XX1614705 | https://www.sigmaaldrich.com/LT/en
XX1614706 | 5L VACUUM FLASK W/CONICAL BOTTOM | 1X1EA | 1 | 1400 | Sigma-Aldrich | XX1614706 | https://www.sigmaaldrich.com/LT/en
ALIGNED05 | 47mm Funnel Aligment Guide | 1X1EA | 1 | 105 | Sigma-Aldrich | ALIGNED05 | https://www.sigmaaldrich.com/LT/en
SLLGX13NK | MillexLG 13mm PhilicPTFE.2um NS 1000pk | 1X1EA | 1 | 1610 | Sigma-Aldrich | SLLGX13NK | https://www.sigmaaldrich.com/LT/en
XX1014705 | VACUUM FILTERING FLASK, 1L | 1X1EA | 1 | 157 | Sigma-Aldrich | XX1014705 | https://www.sigmaaldrich.com/LT/en
XX1014722 | PTFE-FACED GLASS BASE, 47MM | 1X1EA | 1 | 338 | Sigma-Aldrich | XX1014722 | https://www.sigmaaldrich.com/LT/en
XX1014745 | 4000mL Flask, Ground Tapered Joint | 1X1EA | 1 | 622 | Sigma-Aldrich | XX1014745 | https://www.sigmaaldrich.com/LT/en
XX1514705 | GROUND JOINT FLASK, 1L | 1X1EA | 1 | 308 | Sigma-Aldrich | XX1514705 | https://www.sigmaaldrich.com/LT/en
XX1514706 | Trapflask, 1000mL, Threaded Sidearm | 1X1EA | 1 | 133 | Sigma-Aldrich | XX1514706 | https://www.sigmaaldrich.com/LT/en
XX1514732 | VACUUM GLASS BASE, CAP W/SS SCREEN, 47MM | 1X1EA | 1 | 535 | Sigma-Aldrich | XX1514732 | https://www.sigmaaldrich.com/LT/en
XX1614701 | VACUUM COVER, GROUND GLASS | 1X1EA | 1 | 230 | Sigma-Aldrich | XX1614701 | https://www.sigmaaldrich.com/LT/en
04973-1EA | MICRO-ARRAY FOR MASS SPECTROMETRY (MAMS) | 1X1EA | 1 | 98 | Sigma-Aldrich | 04973-1EA | https://www.sigmaaldrich.com/LT/en
SLM-243-B | DMEM/F12 Complete | 1X1EA | 1 | 238 | Sigma-Aldrich | SLM-243-B | https://www.sigmaaldrich.com/LT/en
XX1014700 | GLASS FILTER HLDR 47MM 300ML FUNNEL | 1X1EA | 1 | 419 | Sigma-Aldrich | XX1014700 | https://www.sigmaaldrich.com/LT/en
XX5014700 | GLASS FILTER HLDR 47MM 500ML FUNNEL | 1X1EA | 1 | 462 | Sigma-Aldrich | XX5014700 | https://www.sigmaaldrich.com/LT/en
XX5514700 | ALL-GLSSFLTRHODRCOMPLETE 47MM 500ML FUNL | 1X1EA | 1 | 919 | Sigma-Aldrich | XX5514700 | https://www.sigmaaldrich.com/LT/en
XX1614700 | MillisolveFiltrationSystCompletew2LFlask | 1X1EA | 1 | 1386 | Sigma-Aldrich | XX1614700 | https://www.sigmaaldrich.com/LT/en
XX1514700 | ALL-GLSS FILTR HLDR COMPLETE 47MM FUNNEL | 1X1EA | 1 | 923 | Sigma-Aldrich | XX1514700 | https://www.sigmaaldrich.com/LT/en
57284-U | PK4 SPME KIT MISC ASSORT SF 23GA AUTO | 1X1EA | 1 | 657 | Sigma-Aldrich | 57284-U | https://www.sigmaaldrich.com/LT/en
57285-U | PK3 SPME KIT ASSORT #1 VOL/SEMI-VOL FS & | 1X1EA | 1 | 494 | Sigma-Aldrich | 57285-U | https://www.sigmaaldrich.com/LT/en
57286-U | PK3 SPME KIT ASSORT #2 VOL (WATER) FS & | 1X1EA | 1 | 494 | Sigma-Aldrich | 57286-U | https://www.sigmaaldrich.com/LT/en
57287-U | PK3 SPME KIT ASSORT #4 FLAVORS/ODORS FS& | 1X1EA | 1 | 494 | Sigma-Aldrich | 57287-U | https://www.sigmaaldrich.com/LT/en
57289-U | PK3 SPME ASSY 30UM PDMS FS 23GA AUTO & | 1X1EA | 1 | 494 | Sigma-Aldrich | 57289-U | https://www.sigmaaldrich.com/LT/en
57291-U | PK3 SPME ASSY 7UM PDMS FS 23GA AUTO & | 1X1EA | 1 | 494 | Sigma-Aldrich | 57291-U | https://www.sigmaaldrich.com/LT/en
57293-U | PK3 SPME ASSY 65UM PDMS/DVB SF 23GA AUTO | 1X1EA | 1 | 494 | Sigma-Aldrich | 57293-U | https://www.sigmaaldrich.com/LT/en
57294-U | PK3 SPME ASSY 85UM POLYACRYLATE FS 23GA | 1X1EA | 1 | 494 | Sigma-Aldrich | 57294-U | https://www.sigmaaldrich.com/LT/en
57295-U | PK3 SPME ASSY 85UM CAR/PDMS SF 23GA AUTO | 1X1EA | 1 | 494 | Sigma-Aldrich | 57295-U | https://www.sigmaaldrich.com/LT/en
57298-U | PK3 SPME ASSY 50/30UM DVB/CAR/PDMS SF & | 1X1EA | 1 | 494 | Sigma-Aldrich | 57298-U | https://www.sigmaaldrich.com/LT/en
57299-U | PK3 SPME ASSY 50/30UM DVB/CAR/PDMS (2CM) | 1X1EA | 1 | 494 | Sigma-Aldrich | 57299-U | https://www.sigmaaldrich.com/LT/en
GXKT1064P-1EA | IsoMist(TM) Kit with PFA Spray Chamber f | 1X1EA | 1 | 5779 | Sigma-Aldrich | GXKT1064P-1EA | https://www.sigmaaldrich.com/LT/en
GX709002002C-1EA | RF COIL COPPER FOR PE OPTIMA 3000 SERIES | 1X1EA | 1 | 292 | Sigma-Aldrich | GX709002002C-1EA | https://www.sigmaaldrich.com/LT/en
GX019OR3BF-1EA | CONTOUR FLARED END PVC PUMP TUBE 3TAG 0. | 1X1EA | 1 | 55 | Sigma-Aldrich | GX019OR3BF-1EA | https://www.sigmaaldrich.com/LT/en
GX089ORGF-1EA | CONTOUR PVC PUMP TUBE 2TAG 0.89MM ID ORA | 1X1EA | 1 | 95 | Sigma-Aldrich | GX089ORGF-1EA | https://www.sigmaaldrich.com/LT/en
GX089ORGSFF-1EA | CONTOUR SOLVA FLEX PUMP TUBE 2TAG 0.89MM | 1X1EA | 1 | 62 | Sigma-Aldrich | GX089ORGSFF-1EA | https://www.sigmaaldrich.com/LT/en
GX318000006-1EA | QUARTZ TORCH BONNET FOR OPTIMA RADIAL - | 1X1EA | 1 | 60 | Sigma-Aldrich | GX318000006-1EA | https://www.sigmaaldrich.com/LT/en
GX318070521-1EA | SEMI DEMOUNTABLE QUARTZ TORCH BODY | 1X1EA | 1 | 483 | Sigma-Aldrich | GX318070521-1EA | https://www.sigmaaldrich.com/LT/en
GX318080774-1EA | TAPERED ALUMINA INJECTOR 1.5MM | 1X1EA | 1 | 512 | Sigma-Aldrich | GX318080774-1EA | https://www.sigmaaldrich.com/LT/en
GX318080775-1EA | TAPERED ALUMINA INJECTOR 1.8MM | 1X1EA | 1 | 512 | Sigma-Aldrich | GX318080775-1EA | https://www.sigmaaldrich.com/LT/en
GX318080806-1EA | TAPERED QUARTZ INJECTOR WITH BALL JOINT | 1X1EA | 1 | 427 | Sigma-Aldrich | GX318080806-1EA | https://www.sigmaaldrich.com/LT/en
GX318080908-1EA | QUARTZ INNER TUBE FOR FULLY DEMOUNTABLE | 1X1EA | 1 | 190 | Sigma-Aldrich | GX318080908-1EA | https://www.sigmaaldrich.com/LT/en
GX318082761-1EA | SAPPHIRE INJECTOR 2.4MM | 1X1EA | 1 | 1156 | Sigma-Aldrich | GX318082761-1EA | https://www.sigmaaldrich.com/LT/en
GX318082771-1EA | TAPERED ALUMINA INJECTOR 2.4MM | 1X1EA | 1 | 512 | Sigma-Aldrich | GX318082771-1EA | https://www.sigmaaldrich.com/LT/en
GX318082847-1EA | BASE AND INNER TUBE FOR D-TORCH | 1X1EA | 1 | 346 | Sigma-Aldrich | GX318082847-1EA | https://www.sigmaaldrich.com/LT/en
GX318082918-1EA | BASE AND INNER TUBE FOR D-TORCH | 1X1EA | 1 | 718 | Sigma-Aldrich | GX318082918-1EA | https://www.sigmaaldrich.com/LT/en
GX318083043-1EA | TAPERED QUARTZ INJECTOR FOR D-TORCH 2.4M | 1X1EA | 1 | 172 | Sigma-Aldrich | GX318083043-1EA | https://www.sigmaaldrich.com/LT/en
GX318083051-1EA | QUARTZ TORCH BODY FOR AGILENT SDT | 1X1EA | 1 | 375 | Sigma-Aldrich | GX318083051-1EA | https://www.sigmaaldrich.com/LT/en
GX318083230-1EA | ALUMINA INJECTOR FOR RADIAL D-TORCH 1.5M | 1X1EA | 1 | 381 | Sigma-Aldrich | GX318083230-1EA | https://www.sigmaaldrich.com/LT/en
GX318083302-1EA | TAPERED QUARTZ INJECTOR FOR D-TORCH 2.5M | 1X1EA | 1 | 200 | Sigma-Aldrich | GX318083302-1EA | https://www.sigmaaldrich.com/LT/en
GX318083355-1EA | SAPPHIRE INJECTOR FOR AXIAL D-TORCH 2.0M | 1X1EA | 1 | 1629 | Sigma-Aldrich | GX318083355-1EA | https://www.sigmaaldrich.com/LT/en
GX318083410-1EA | QUARTZ INJECTOR 1.2 MM | 1X1EA | 1 | 350 | Sigma-Aldrich | GX318083410-1EA | https://www.sigmaaldrich.com/LT/en
GX318083411-1EA | QUARTZ INJECTOR 2.0 MM | 1X1EA | 1 | 350 | Sigma-Aldrich | GX318083411-1EA | https://www.sigmaaldrich.com/LT/en
GX318083425-1EA | CERAMIC OUTER TUBE AND OPTIC FIBRE FOR S | 1X1EA | 1 | 1766 | Sigma-Aldrich | GX318083425-1EA | https://www.sigmaaldrich.com/LT/en
GX709001000G-1EA | RF COIL GOLD FOR VARIAN SERIES 2 AXIAL | 1X1EA | 1 | 171 | Sigma-Aldrich | GX709001000G-1EA | https://www.sigmaaldrich.com/LT/en
GX709001004T-1EA | RF COIL INSTALLATION TOOL FOR 700-ES SER | 1X1EA | 1 | 138 | Sigma-Aldrich | GX709001004T-1EA | https://www.sigmaaldrich.com/LT/en
GX709001005G-1EA | RF COIL GOLD FOR 700-ES SERIES RADIAL | 1X1EA | 1 | 176 | Sigma-Aldrich | GX709001005G-1EA | https://www.sigmaaldrich.com/LT/en
GX709002000C-1EA | RF COIL COPPER FOR PE OPTIMA 3000 SERIES | 1X1EA | 1 | 484 | Sigma-Aldrich | GX709002000C-1EA | https://www.sigmaaldrich.com/LT/en
GX709002003T-1EA | RF COIL INSTALLATION TOOL FOR OPTIMA 200 | 1X1EA | 1 | 127 | Sigma-Aldrich | GX709002003T-1EA | https://www.sigmaaldrich.com/LT/en
GX709002005S-1EA | RF COIL SILVER FOR PE ELAN 5000 | 1X1EA | 1 | 339 | Sigma-Aldrich | GX709002005S-1EA | https://www.sigmaaldrich.com/LT/en
GX709002006T-1EA | RF COIL INSTALLATION TOOL FOR PE ELAN/NE | 1X1EA | 1 | 127 | Sigma-Aldrich | GX709002006T-1EA | https://www.sigmaaldrich.com/LT/en
GXAT1001TNI-1EA | NICKEL SAMPLER CONE, FOR AGILENT 7500 - | 1X1EA | 1 | 446 | Sigma-Aldrich | GXAT1001TNI-1EA | https://www.sigmaaldrich.com/LT/en
GXAT1002CENI-1EA | NICKEL SKIMMER CONE | 1X1EA | 1 | 360 | Sigma-Aldrich | GXAT1002CENI-1EA | https://www.sigmaaldrich.com/LT/en
GXAT7703-1EA | GRAPHITE GASKET FOR AGILENT 7700/7900/88 | 1X1EA | 1 | 21 | Sigma-Aldrich | GXAT7703-1EA | https://www.sigmaaldrich.com/LT/en
GXAT7704-1EA | RETAINING RING FOR AGILENT 7700 SAMPLER | 1X1EA | 1 | 276 | Sigma-Aldrich | GXAT7704-1EA | https://www.sigmaaldrich.com/LT/en
GXNU1008APT-1EA | PLATINUM SKIMMER CONE | 1X1EA | 1 | 2021 | Sigma-Aldrich | GXNU1008APT-1EA | https://www.sigmaaldrich.com/LT/en
GXPE2010PT-1EA | PLATINUM SKIMMER CONE | 1X1EA | 1 | 3386 | Sigma-Aldrich | GXPE2010PT-1EA | https://www.sigmaaldrich.com/LT/en
PMEF-DR4-5P | EMBRYOMAX PMEFS STRAIN DR4 MITO-C 5 PACK | 1X5P | 1 | 860 | Sigma-Aldrich | PMEF-DR4-5P | https://www.sigmaaldrich.com/LT/en
GX218092733-1EA | SCREW MOUNT CSC ADAPTOR WITH AUX PORT FO | 1X1EA | 1 | 205 | Sigma-Aldrich | GX218092733-1EA | https://www.sigmaaldrich.com/LT/en
GX318070008-1EA | TAPERED QUARTZ INJECTOR 1.8MM | 1X1EA | 1 | 180 | Sigma-Aldrich | GX318070008-1EA | https://www.sigmaaldrich.com/LT/en
GX318082649-1EA | AXIAL PURGE WINDOW FOR 3000 XL OR 2/7/80 | 1X1EA | 1 | 44 | Sigma-Aldrich | GX318082649-1EA | https://www.sigmaaldrich.com/LT/en
GX318082809-1EA | BASE AND INNER TUBE FOR D-TORCH, OPTIMA | 1X1EA | 1 | 362 | Sigma-Aldrich | GX318082809-1EA | https://www.sigmaaldrich.com/LT/en
GX318082883-1EA | RETAINING RING FOR D-TORCH | 1X1EA | 1 | 37 | Sigma-Aldrich | GX318082883-1EA | https://www.sigmaaldrich.com/LT/en
GX318082974-1EA | TAPERED QUARTZ INJECTOR FOR D-TORCH 1.8M | 1X1EA | 1 | 200 | Sigma-Aldrich | GX318082974-1EA | https://www.sigmaaldrich.com/LT/en
GX318083259-1EA | TAPERED QUARTZ INJECTOR 3.0MM | 1X1EA | 1 | 91 | Sigma-Aldrich | GX318083259-1EA | https://www.sigmaaldrich.com/LT/en
GX318083388-1EA | TAPERED ALUMINA INJECTOR 2.4MM FOR D-TOR | 1X1EA | 1 | 512 | Sigma-Aldrich | GX318083388-1EA | https://www.sigmaaldrich.com/LT/en
GX709001001T-1EA | RF COIL INSTALLATION TOOL FOR VARIAN SER | 1X1EA | 1 | 127 | Sigma-Aldrich | GX709001001T-1EA | https://www.sigmaaldrich.com/LT/en
GX709002001S-1EA | RF COIL SILVER FOR PE OPTIMA 3000 SERIES | 1X1EA | 1 | 253 | Sigma-Aldrich | GX709002001S-1EA | https://www.sigmaaldrich.com/LT/en
GX709005000S-1EA | RF COIL SILVER FOR JY | 1X1EA | 1 | 331 | Sigma-Aldrich | GX709005000S-1EA | https://www.sigmaaldrich.com/LT/en
GXAT1008PT-1EA | PLATINUM SKIMMER CONE | 1X1EA | 1 | 1338 | Sigma-Aldrich | GXAT1008PT-1EA | https://www.sigmaaldrich.com/LT/en
GXAT7908XPTNI-1EA | PLATINUM SKIMMER CONE | 1X1EA | 1 | 1129 | Sigma-Aldrich | GXAT7908XPTNI-1EA | https://www.sigmaaldrich.com/LT/en
GXPE3013PT-1EA | PLATINUM SAMPLER CONE | 1X1EA | 1 | 2385 | Sigma-Aldrich | GXPE3013PT-1EA | https://www.sigmaaldrich.com/LT/en
GX208099199HE-1EA | TWISTER SPRAY CHAMBER WITH HELIX | 1X1EA | 1 | 744 | Sigma-Aldrich | GX208099199HE-1EA | https://www.sigmaaldrich.com/LT/en
GX3080804883-1EA | DEMOUNTABLE TORCH TUBE ASSEMBLY FOR SPEC | 1X1EA | 1 | 255 | Sigma-Aldrich | GX3080804883-1EA | https://www.sigmaaldrich.com/LT/en
GX308080965-1EA | DEMOUNTABLE TORCH TUBE ASSEMBLY FOR SPEC | 1X1EA | 1 | 278 | Sigma-Aldrich | GX308080965-1EA | https://www.sigmaaldrich.com/LT/en
GX318070051-1EA | TAPERED ALUMINA INJECTOR 1.5MM | 1X1EA | 1 | 512 | Sigma-Aldrich | GX318070051-1EA | https://www.sigmaaldrich.com/LT/en
GX318080772-1EA | TAPERED QUARTZ INJECTOR 1.8MM | 1X1EA | 1 | 200 | Sigma-Aldrich | GX318080772-1EA | https://www.sigmaaldrich.com/LT/en
GX318083150-1EA | TAPERED QUARTZ INJECTOR FOR D-TORCH 1.5M | 1X1EA | 1 | 222 | Sigma-Aldrich | GX318083150-1EA | https://www.sigmaaldrich.com/LT/en
GX318083287-1EA | TAPERED ALUMINA INJECTOR 1.2MM | 1X1EA | 1 | 512 | Sigma-Aldrich | GX318083287-1EA | https://www.sigmaaldrich.com/LT/en
GX318083405-1EA | QUARTZ TORCH FOR SPECTRO BLUE SOP | 1X1EA | 1 | 344 | Sigma-Aldrich | GX318083405-1EA | https://www.sigmaaldrich.com/LT/en
GX708030608-1EA | CAPRICORN ARGON HUMIDIFIER WITH BYPASS F | 1X1EA | 1 | 1729 | Sigma-Aldrich | GX708030608-1EA | https://www.sigmaaldrich.com/LT/en
GX709001004G-1EA | RF COIL GOLD FOR 700-ES SERIES AXIAL | 1X1EA | 1 | 188 | Sigma-Aldrich | GX709001004G-1EA | https://www.sigmaaldrich.com/LT/en
GX709002002T-1EA | RF COIL INSTALLATION TOOL FOR PE OPTIMA | 1X1EA | 1 | 127 | Sigma-Aldrich | GX709002002T-1EA | https://www.sigmaaldrich.com/LT/en
GX75060520-1EA | TORCH MOUNT FOR SPECTRO SOP FD TORCH | 1X1EA | 1 | 560 | Sigma-Aldrich | GX75060520-1EA | https://www.sigmaaldrich.com/LT/en
GXAT7702SNI-1EA | NICKEL SKIMMER CONE | 1X1EA | 1 | 360 | Sigma-Aldrich | GXAT7702SNI-1EA | https://www.sigmaaldrich.com/LT/en
GXNU1004ANI-1EA | NICKEL SKIMMER CONE | 1X1EA | 1 | 419 | Sigma-Aldrich | GXNU1004ANI-1EA | https://www.sigmaaldrich.com/LT/en
GXPE5116-1EA | SCREW FOR NEXION HYPER SKIMMER CONE (PAC | 1X1EA | 1 | 4 | Sigma-Aldrich | GXPE5116-1EA | https://www.sigmaaldrich.com/LT/en
GX709002001T-1EA | RF COIL INSTALLATION TOOL FOR PE OPTIMA | 1X1EA | 1 | 127 | Sigma-Aldrich | GX709002001T-1EA | https://www.sigmaaldrich.com/LT/en
GX709005000T-1EA | RF COIL INSTALLATION TOOL FOR JY | 1X1EA | 1 | 176 | Sigma-Aldrich | GX709005000T-1EA | https://www.sigmaaldrich.com/LT/en
GXAT5004-1EA | LONG LIFE SHIELD PLATE FOR AGILENT 7500/ | 1X1EA | 1 | 896 | Sigma-Aldrich | GXAT5004-1EA | https://www.sigmaaldrich.com/LT/en
GX114REDSFF-1EA | CONTOUR FLARED END SOLVA FLEX PUMP TUBE | 1X1EA | 1 | 62 | Sigma-Aldrich | GX114REDSFF-1EA | https://www.sigmaaldrich.com/LT/en
GX218080334-1EA | TORCH/SPRAY CHAMBER ADAPTOR | 1X1EA | 1 | 263 | Sigma-Aldrich | GX218080334-1EA | https://www.sigmaaldrich.com/LT/en
GX318000024-1EA | RADIAL PURGE WINDOW FOR 4000/5000DV | 1X1EA | 1 | 122 | Sigma-Aldrich | GX318000024-1EA | https://www.sigmaaldrich.com/LT/en
GX318080119-1EA | TAPERED QUARTZ INJECTOR 1.0MM | 1X1EA | 1 | 205 | Sigma-Aldrich | GX318080119-1EA | https://www.sigmaaldrich.com/LT/en
GX318080827-1EA | TORCH ADAPTOR TO SUIT SPRAY CHAMBER 20-8 | 1X1EA | 1 | 364 | Sigma-Aldrich | GX318080827-1EA | https://www.sigmaaldrich.com/LT/en
GX318082625-1EA | CAPILLARY ALUMINA INJECTOR 2.0MM | 1X1EA | 1 | 393 | Sigma-Aldrich | GX318082625-1EA | https://www.sigmaaldrich.com/LT/en
GX318082792-1EA | TAPERED ALUMINA INJECTOR 1.5MM | 1X1EA | 1 | 512 | Sigma-Aldrich | GX318082792-1EA | https://www.sigmaaldrich.com/LT/en
GX318082849-1EA | CERAMIC OUTER TUBE FOR D-TORCH | 1X1EA | 1 | 1475 | Sigma-Aldrich | GX318082849-1EA | https://www.sigmaaldrich.com/LT/en
GX318082962-1EA | INJECTOR FERRULE FOR D-TORCH | 1X1EA | 1 | 13 | Sigma-Aldrich | GX318082962-1EA | https://www.sigmaaldrich.com/LT/en
GX318083434-1EA | CAPILLARY QUARTZ INJECTOR 1.8MM | 1X1EA | 1 | 200 | Sigma-Aldrich | GX318083434-1EA | https://www.sigmaaldrich.com/LT/en
GX501000593-1EA | DISK SPANNER FOR SEMI DEMOUNTABLE TORCH | 1X1EA | 1 | 8 | Sigma-Aldrich | GX501000593-1EA | https://www.sigmaaldrich.com/LT/en
GX709001000ST-1EA | RF COIL SILVER PTFE COATED FOR VARIAN SE | 1X1EA | 1 | 253 | Sigma-Aldrich | GX709001000ST-1EA | https://www.sigmaaldrich.com/LT/en
GX709002000S-1EA | RF COIL SILVER FOR PE OPTIMA 3000 SERIES | 1X1EA | 1 | 533 | Sigma-Aldrich | GX709002000S-1EA | https://www.sigmaaldrich.com/LT/en
GXAT1006PT-1EA | PLATINUM SAMPLER CONE | 1X1EA | 1 | 1848 | Sigma-Aldrich | GXAT1006PT-1EA | https://www.sigmaaldrich.com/LT/en
GXAT7708SPTNI-1EA | PLATINUM SKIMMER CONE | 1X1EA | 1 | 1320 | Sigma-Aldrich | GXAT7708SPTNI-1EA | https://www.sigmaaldrich.com/LT/en
GX102WHT3BF-1EA | CONTOUR FLARED END PVC PUMP TUBE 3TAG 1. | 1X1EA | 1 | 55 | Sigma-Aldrich | GX102WHT3BF-1EA | https://www.sigmaaldrich.com/LT/en
GX318000004-1EA | QUARTZ TORCH BONNET FOR OPTIMA RADIAL | 1X1EA | 1 | 60 | Sigma-Aldrich | GX318000004-1EA | https://www.sigmaaldrich.com/LT/en
GX318080543-1EA | TAPERED QUARTZ INJECTOR 1.5MM | 1X1EA | 1 | 200 | Sigma-Aldrich | GX318080543-1EA | https://www.sigmaaldrich.com/LT/en
GX318080926-1EA | QUARTZ INJECTOR 2.4MM FOR FULLY DEMOUNTA | 1X1EA | 1 | 200 | Sigma-Aldrich | GX318080926-1EA | https://www.sigmaaldrich.com/LT/en
GX318081149-1EA | TORCH ADAPTOR FOR CYCLONIC SPRAY CHAMBER | 1X1EA | 1 | 413 | Sigma-Aldrich | GX318081149-1EA | https://www.sigmaaldrich.com/LT/en
GX318082780-1EA | SDT QUARTZ TORCH BODY | 1X1EA | 1 | 392 | Sigma-Aldrich | GX318082780-1EA | https://www.sigmaaldrich.com/LT/en
GX318082925-1EA | TAPERED QUARTZ INJECTOR FOR D-TORCH 2.4M | 1X1EA | 1 | 222 | Sigma-Aldrich | GX318082925-1EA | https://www.sigmaaldrich.com/LT/en
GX318083062-1EA | QUARTZ OUTER TUBE FOR D-TORCH | 1X1EA | 1 | 135 | Sigma-Aldrich | GX318083062-1EA | https://www.sigmaaldrich.com/LT/en
GX318083312-1EA | SAPPHIRE INJECTOR FOR RADIAL D-TORCH 2.0 | 1X1EA | 1 | 1629 | Sigma-Aldrich | GX318083312-1EA | https://www.sigmaaldrich.com/LT/en
GX318083412-1EA | QUARTZ INJECTOR 3.0 MM | 1X1EA | 1 | 350 | Sigma-Aldrich | GX318083412-1EA | https://www.sigmaaldrich.com/LT/en
GX318089202-1EA | CERAMIC INJECTOR 2.4MM FOR FULLY DEMOUNT | 1X1EA | 1 | 512 | Sigma-Aldrich | GX318089202-1EA | https://www.sigmaaldrich.com/LT/en
GX709001005ST-1EA | RF COIL SILVER PTFE COATED FOR 700-ES SE | 1X1EA | 1 | 263 | Sigma-Aldrich | GX709001005ST-1EA | https://www.sigmaaldrich.com/LT/en
GX709002006C-1EA | RF COIL COPPER FOR PE ELAN/NEXION | 1X1EA | 1 | 212 | Sigma-Aldrich | GX709002006C-1EA | https://www.sigmaaldrich.com/LT/en
GXAT1002NI-1EA | NICKEL SKIMMER CONE | 1X1EA | 1 | 360 | Sigma-Aldrich | GXAT1002NI-1EA | https://www.sigmaaldrich.com/LT/en
GXAT7706BPTNI-1EA | PLATINUM SAMPLER CONE | 1X1EA | 1 | 4978 | Sigma-Aldrich | GXAT7706BPTNI-1EA | https://www.sigmaaldrich.com/LT/en
GXPE2004NI-1EA | NICKEL SKIMMER CONE | 1X1EA | 1 | 385 | Sigma-Aldrich | GXPE2004NI-1EA | https://www.sigmaaldrich.com/LT/en
GX318080071-1EA | QUARTZ INJECTOR TUBE 1.8MM FOR SPECTRO D | 1X1EA | 1 | 120 | Sigma-Aldrich | GX318080071-1EA | https://www.sigmaaldrich.com/LT/en
GX318080551-1EA | AXIAL PURGE WINDOW (17MM DISK) FOR 4/5/7 | 1X1EA | 1 | 19 | Sigma-Aldrich | GX318080551-1EA | https://www.sigmaaldrich.com/LT/en
GX318080814-1EA | TAPERED ALUMINA INJECTOR 1.8MM | 1X1EA | 1 | 512 | Sigma-Aldrich | GX318080814-1EA | https://www.sigmaaldrich.com/LT/en
GX318080928-1EA | CERAMIC INJECTOR 1.8MM FOR FULLY DEMOUNT | 1X1EA | 1 | 512 | Sigma-Aldrich | GX318080928-1EA | https://www.sigmaaldrich.com/LT/en
GX318081203-1EA | QUARTZ INJECTOR 1.5MM FOR SPECTRO DEMOUN | 1X1EA | 1 | 120 | Sigma-Aldrich | GX318081203-1EA | https://www.sigmaaldrich.com/LT/en
GX318083238-1EA | TAPERED ALUMINA INJECTOR 1.2MM FOR D-TOR | 1X1EA | 1 | 594 | Sigma-Aldrich | GX318083238-1EA | https://www.sigmaaldrich.com/LT/en
GX318083356-1EA | COPPER FOIL FOR CERAMIC OUTER TUBE 31-80 | 1X1EA | 1 | 20 | Sigma-Aldrich | GX318083356-1EA | https://www.sigmaaldrich.com/LT/en
GX318090274-1EA | GLASS TRANSFER TUBE (LINKS 808-0540 TO S | 1X1EA | 1 | 101 | Sigma-Aldrich | GX318090274-1EA | https://www.sigmaaldrich.com/LT/en
GX709001000S-1EA | RF COIL SILVER FOR VARIAN SERIES 2 AXIAL | 1X1EA | 1 | 146 | Sigma-Aldrich | GX709001000S-1EA | https://www.sigmaaldrich.com/LT/en
GXPE2011NI-1EA | NICKEL SAMPLER CONE, FOR ELAN | 1X1EA | 1 | 223 | Sigma-Aldrich | GXPE2011NI-1EA | https://www.sigmaaldrich.com/LT/en
GX318081352-1EA | TAPERED ALUMINA INJECTOR 2.0MM | 1X1EA | 1 | 512 | Sigma-Aldrich | GX318081352-1EA | https://www.sigmaaldrich.com/LT/en
GX318083196-1EA | BASE AND INNER TUBE FOR D-TORCH | 1X1EA | 1 | 607 | Sigma-Aldrich | GX318083196-1EA | https://www.sigmaaldrich.com/LT/en
GX114REDF-1EA | CONTOUR FLARED END PVC PUMP TUBE 2TAG 1. | 1X1EA | 1 | 52 | Sigma-Aldrich | GX114REDF-1EA | https://www.sigmaaldrich.com/LT/en
GX218080204-1EA | TORCH/SPRAY CHAMBER ADAPTOR KIT FOR PE20 | 1X1EA | 1 | 496 | Sigma-Aldrich | GX218080204-1EA | https://www.sigmaaldrich.com/LT/en
GX318000018-1EA | QUARTZ TORCH BONNET FOR OPTIMA 2000/4000 | 1X1EA | 1 | 71 | Sigma-Aldrich | GX318000018-1EA | https://www.sigmaaldrich.com/LT/en
GX318080825-1EA | TORCH ADAPTOR FOR ELAN 6100DRC | 1X1EA | 1 | 273 | Sigma-Aldrich | GX318080825-1EA | https://www.sigmaaldrich.com/LT/en
GX318080938-1EA | TAPERED ALUMINA INJECTOR 1.8MM | 1X1EA | 1 | 512 | Sigma-Aldrich | GX318080938-1EA | https://www.sigmaaldrich.com/LT/en
GX318081204-1EA | QUARTZ INJECTOR TUBE 2.5MM FOR SPECTRO D | 1X1EA | 1 | 126 | Sigma-Aldrich | GX318081204-1EA | https://www.sigmaaldrich.com/LT/en
GX318082580-1EA | SAPPHIRE INJECTOR 2.4MM | 1X1EA | 1 | 1156 | Sigma-Aldrich | GX318082580-1EA | https://www.sigmaaldrich.com/LT/en
GX318082788-1EA | RADIAL PURGE WINDOW FOR 5/7/8000 DV (POS | 1X1EA | 1 | 123 | Sigma-Aldrich | GX318082788-1EA | https://www.sigmaaldrich.com/LT/en
GX318082848-1EA | QUARTZ OUTER TUBE FOR D-TORCH | 1X1EA | 1 | 116 | Sigma-Aldrich | GX318082848-1EA | https://www.sigmaaldrich.com/LT/en
GX318082939-1EA | QUARTZ OUTER TUBE FOR D-TORCH | 1X1EA | 1 | 116 | Sigma-Aldrich | GX318082939-1EA | https://www.sigmaaldrich.com/LT/en
GX318083072-1EA | INJECTOR ADAPTOR FOR AGILENT 7500/7700 D | 1X1EA | 1 | 183 | Sigma-Aldrich | GX318083072-1EA | https://www.sigmaaldrich.com/LT/en
GX318083364-1EA | TAPERED QUARTZ INJECTOR FOR D-TORCH 0.8M | 1X1EA | 1 | 194 | Sigma-Aldrich | GX318083364-1EA | https://www.sigmaaldrich.com/LT/en
GX318090549-1EA | GLASS TRANSFER TUBE-160 | 1X1EA | 1 | 101 | Sigma-Aldrich | GX318090549-1EA | https://www.sigmaaldrich.com/LT/en
GX709002000G-1EA | RF COIL GOLD FOR PE OPTIMA 3000 SERIES R | 1X1EA | 1 | 562 | Sigma-Aldrich | GX709002000G-1EA | https://www.sigmaaldrich.com/LT/en
GXAT1006APTNI-1EA | PLATINUM SAMPLER CONE | 1X1EA | 1 | 5333 | Sigma-Aldrich | GXAT1006APTNI-1EA | https://www.sigmaaldrich.com/LT/en
GXAT7708SPT-1EA | PLATINUM SKIMMER CONE | 1X1EA | 1 | 1320 | Sigma-Aldrich | GXAT7708SPT-1EA | https://www.sigmaaldrich.com/LT/en
GXPE2012NI-1EA | NICKEL SKIMMER CONE | 1X1EA | 1 | 273 | Sigma-Aldrich | GXPE2012NI-1EA | https://www.sigmaaldrich.com/LT/en
SAMP2HVNB | Millex for Samp G2, 0.45 PVDF, 250pk | 1X1EA | 1 | 1104 | Sigma-Aldrich | SAMP2HVNB | https://www.sigmaaldrich.com/LT/en
GX165BLUF-1EA | CONTOUR FLARED END PVC PUMP TUBE 2TAG 1. | 1X1EA | 1 | 52 | Sigma-Aldrich | GX165BLUF-1EA | https://www.sigmaaldrich.com/LT/en
GX218093707-1EA | PURAFLEX TRANSFER TUBE GAZ08-225 WITH BE | 1X1EA | 1 | 228 | Sigma-Aldrich | GX218093707-1EA | https://www.sigmaaldrich.com/LT/en
GX318070044-1EA | TAPERED ALUMINA INJECTOR 1.5MM | 1X1EA | 1 | 512 | Sigma-Aldrich | GX318070044-1EA | https://www.sigmaaldrich.com/LT/en
GX318080353-1EA | QUARTZ TORCH BODY FOR 700-ES OR VISTA AX | 1X1EA | 1 | 366 | Sigma-Aldrich | GX318080353-1EA | https://www.sigmaaldrich.com/LT/en
GX318081258-1EA | SEMI DEMOUNTABLE TORCH BODY FOR SHIMADZU | 1X1EA | 1 | 414 | Sigma-Aldrich | GX318081258-1EA | https://www.sigmaaldrich.com/LT/en
GX318082815-1EA | CERAMIC OUTER TUBE FOR D-TORCH, OPTIMA 4 | 1X1EA | 1 | 1657 | Sigma-Aldrich | GX318082815-1EA | https://www.sigmaaldrich.com/LT/en
GX318082824-1EA | CASSETTE MOUNT ADAPTOR FOR BALL JOINT IN | 1X1EA | 1 | 303 | Sigma-Aldrich | GX318082824-1EA | https://www.sigmaaldrich.com/LT/en
GX318082884-1EA | BASE AND INNER TUBE FOR D-TORCH | 1X1EA | 1 | 653 | Sigma-Aldrich | GX318082884-1EA | https://www.sigmaaldrich.com/LT/en
GX318082990-1EA | CERAMIC OUTER TUBE FOR D-TORCH, OPTIMA 8 | 1X1EA | 1 | 1848 | Sigma-Aldrich | GX318082990-1EA | https://www.sigmaaldrich.com/LT/en
GX318083125-1EA | TAPERED QUARTZ INJECTOR WITH BALL JOINT | 1X1EA | 1 | 427 | Sigma-Aldrich | GX318083125-1EA | https://www.sigmaaldrich.com/LT/en
GX318083390-1EA | ALUMINA INJECTOR 2.5MM | 1X1EA | 1 | 590 | Sigma-Aldrich | GX318083390-1EA | https://www.sigmaaldrich.com/LT/en
GX318083528-1EA | SAPPHIRE INJECTOR 2.0MM | 1X1EA | 1 | 1156 | Sigma-Aldrich | GX318083528-1EA | https://www.sigmaaldrich.com/LT/en
GXPE3014PT-1EA | PLATINUM SKIMMER CONE | 1X1EA | 1 | 905 | Sigma-Aldrich | GXPE3014PT-1EA | https://www.sigmaaldrich.com/LT/en
GXAT7706PTNIP-1EA | NICKEL PLATED PLATINUM SAMPLER CONE | 1X1EA | 1 | 2366 | Sigma-Aldrich | GXAT7706PTNIP-1EA | https://www.sigmaaldrich.com/LT/en
GX318082963-1EA | TAPERED ALUMINA INJECTOR 1.8MM FOR D-TOR | 1X1EA | 1 | 512 | Sigma-Aldrich | GX318082963-1EA | https://www.sigmaaldrich.com/LT/en
GX318083250-1EA | CERAMIC OUTER TUBE FOR D-TORCH | 1X1EA | 1 | 1611 | Sigma-Aldrich | GX318083250-1EA | https://www.sigmaaldrich.com/LT/en
GX318083365-1EA | CERAMIC OUTER TUBE FOR D-TORCH, OPTIMA 2 | 1X1EA | 1 | 1848 | Sigma-Aldrich | GX318083365-1EA | https://www.sigmaaldrich.com/LT/en
GX318083378-1EA | SAPPHIRE INJECTOR 2.4MM FOR 7500 D-TORCH | 1X1EA | 1 | 1156 | Sigma-Aldrich | GX318083378-1EA | https://www.sigmaaldrich.com/LT/en
GX709001000T-1EA | RF COIL INSTALLATION TOOL FOR VARIAN SER | 1X1EA | 1 | 127 | Sigma-Aldrich | GX709001000T-1EA | https://www.sigmaaldrich.com/LT/en
GX709001001G-1EA | RF COIL GOLD FOR VARIAN SERIES 2 RADIAL | 1X1EA | 1 | 152 | Sigma-Aldrich | GX709001001G-1EA | https://www.sigmaaldrich.com/LT/en
GX709002000T-1EA | RF COIL INSTALLATION TOOL FOR PE OPTIMA | 1X1EA | 1 | 127 | Sigma-Aldrich | GX709002000T-1EA | https://www.sigmaaldrich.com/LT/en
GX709002001C-1EA | RF COIL COPPER FOR PE OPTIMA 3000 SERIES | 1X1EA | 1 | 214 | Sigma-Aldrich | GX709002001C-1EA | https://www.sigmaaldrich.com/LT/en
GXAT1008CPT-1EA | PLATINUM SKIMMER CONE | 1X1EA | 1 | 1320 | Sigma-Aldrich | GXAT1008CPT-1EA | https://www.sigmaaldrich.com/LT/en
GXAT1008CSPT-1EA | PLATINUM SKIMMER CONE | 1X1EA | 1 | 1320 | Sigma-Aldrich | GXAT1008CSPT-1EA | https://www.sigmaaldrich.com/LT/en
GXAT7708XPT-1EA | PLATINUM SKIMMER CONE | 1X1EA | 1 | 1320 | Sigma-Aldrich | GXAT7708XPT-1EA | https://www.sigmaaldrich.com/LT/en
GXAT7708XPTNI-1EA | PLATINUM SKIMMER CONE | 1X1EA | 1 | 1320 | Sigma-Aldrich | GXAT7708XPTNI-1EA | https://www.sigmaaldrich.com/LT/en
GXPE2014PT-1EA | PLATINUM SKIMMER CONE | 1X1EA | 1 | 829 | Sigma-Aldrich | GXPE2014PT-1EA | https://www.sigmaaldrich.com/LT/en
GX165BLUSFF-1EA | CONTOUR SOLVA FLEX PUMP TUBE 2TAG 1.65MM | 1X1EA | 1 | 62 | Sigma-Aldrich | GX165BLUSFF-1EA | https://www.sigmaaldrich.com/LT/en
GX218093785-1EA | GLASS TRANSFER TUBE WITH BEND | 1X1EA | 1 | 210 | Sigma-Aldrich | GX218093785-1EA | https://www.sigmaaldrich.com/LT/en
GX318070045-1EA | TAPERED ALUMINA INJECTOR 1.8MM | 1X1EA | 1 | 512 | Sigma-Aldrich | GX318070045-1EA | https://www.sigmaaldrich.com/LT/en
GX318080370-1EA | TAPERED QUARTZ INJECTOR 1.0MM | 1X1EA | 1 | 205 | Sigma-Aldrich | GX318080370-1EA | https://www.sigmaaldrich.com/LT/en
GX318080851-1EA | TAPERED QUARTZ INJECTOR WITH BALL JOINT | 1X1EA | 1 | 427 | Sigma-Aldrich | GX318080851-1EA | https://www.sigmaaldrich.com/LT/en
GX318081260-1EA | SEMI DEMOUNTABLE TORCH ADAPTOR FOR SHIMA | 1X1EA | 1 | 332 | Sigma-Aldrich | GX318081260-1EA | https://www.sigmaaldrich.com/LT/en
GX318082888-1EA | QUARTZ OUTER TUBE FOR D-TORCH | 1X1EA | 1 | 173 | Sigma-Aldrich | GX318082888-1EA | https://www.sigmaaldrich.com/LT/en
GX318083133-1EA | ALUMINA INJECTOR FOR AXIAL D-TORCH 2.4MM | 1X1EA | 1 | 455 | Sigma-Aldrich | GX318083133-1EA | https://www.sigmaaldrich.com/LT/en
GX318083281-1EA | PFA CONNECTOR WITH DILUTION PORT FOR AGI | 1X1EA | 1 | 577 | Sigma-Aldrich | GX318083281-1EA | https://www.sigmaaldrich.com/LT/en
GX318088024-1EA | TORCH ADAPTOR | 1X1EA | 1 | 332 | Sigma-Aldrich | GX318088024-1EA | https://www.sigmaaldrich.com/LT/en
GX700825-1EA | O''RING KIT FOR DRC TORCH ADAPTOR 31-808 | 1X1EA | 1 | 22 | Sigma-Aldrich | GX700825-1EA | https://www.sigmaaldrich.com/LT/en
GX709001003G-1EA | RF COIL GOLD FOR VARIAN SERIES 1 RADIAL | 1X1EA | 1 | 146 | Sigma-Aldrich | GX709001003G-1EA | https://www.sigmaaldrich.com/LT/en
GX709007500G-1EA | RF COIL GOLD FOR AGILENT 7500 | 1X1EA | 1 | 263 | Sigma-Aldrich | GX709007500G-1EA | https://www.sigmaaldrich.com/LT/en
GXAT7701NI-1EA | NICKEL SAMPLER CONE, FOR AGILENT 7700/79 | 1X1EA | 1 | 449 | Sigma-Aldrich | GXAT7701NI-1EA | https://www.sigmaaldrich.com/LT/en
GXPE3015AL-1EA | HYPER SKIMMER CONE | 1X1EA | 1 | 161 | Sigma-Aldrich | GXPE3015AL-1EA | https://www.sigmaaldrich.com/LT/en
GX318070050-1EA | TAPERED QUARTZ INJECTOR 2.0MM | 1X1EA | 1 | 180 | Sigma-Aldrich | GX318070050-1EA | https://www.sigmaaldrich.com/LT/en
GX318080863-1EA | SEMI DEMOUNTABLE TORCH ADAPTOR 8/44 WITH | 1X1EA | 1 | 384 | Sigma-Aldrich | GX318080863-1EA | https://www.sigmaaldrich.com/LT/en
GX318081034-1EA | DEMOUNTABLE TORCH INJECTOR 2.5MM FOR SPE | 1X1EA | 1 | 125 | Sigma-Aldrich | GX318081034-1EA | https://www.sigmaaldrich.com/LT/en
GX318082685-1EA | QUARTZ OUTER TUBE FOR D-TORCH | 1X1EA | 1 | 135 | Sigma-Aldrich | GX318082685-1EA | https://www.sigmaaldrich.com/LT/en
GX318082818-1EA | RETAINING RING FOR D-TORCH OUTER TUBE | 1X1EA | 1 | 29 | Sigma-Aldrich | GX318082818-1EA | https://www.sigmaaldrich.com/LT/en
GX318082891-1EA | INJECTOR ADAPTOR FOR D-TORCH | 1X1EA | 1 | 214 | Sigma-Aldrich | GX318082891-1EA | https://www.sigmaaldrich.com/LT/en
GX318082981-1EA | BASE AND INNER TUBE FOR D-TORCH, OPTIMA | 1X1EA | 1 | 411 | Sigma-Aldrich | GX318082981-1EA | https://www.sigmaaldrich.com/LT/en
GX318083142-1EA | QUARTZ OUTER TUBE FOR D-TORCH | 1X1EA | 1 | 129 | Sigma-Aldrich | GX318083142-1EA | https://www.sigmaaldrich.com/LT/en
GX318083391-1EA | QUARTZ INJECTOR 1.8MM | 1X1EA | 1 | 350 | Sigma-Aldrich | GX318083391-1EA | https://www.sigmaaldrich.com/LT/en
GX318088025-1EA | BN CERAMIC OUTER TUBE 92MM FOR FULLY DEM | 1X1EA | 1 | 2184 | Sigma-Aldrich | GX318088025-1EA | https://www.sigmaaldrich.com/LT/en
GX708030518-1EA | CAPRICORN ARGON HUMIDIFIER WITH BYPASS F | 1X1EA | 1 | 1657 | Sigma-Aldrich | GX708030518-1EA | https://www.sigmaaldrich.com/LT/en
GX709001003S-1EA | RF COIL SILVER FOR VARIAN SERIES 1 RADIA | 1X1EA | 1 | 127 | Sigma-Aldrich | GX709001003S-1EA | https://www.sigmaaldrich.com/LT/en
GX709002002G-1EA | RF COIL GOLD FOR PE OPTIMA 3000 SERIES X | 1X1EA | 1 | 368 | Sigma-Aldrich | GX709002002G-1EA | https://www.sigmaaldrich.com/LT/en
GX709007500S-1EA | RF COIL SILVER FOR AGILENT 7500 | 1X1EA | 1 | 224 | Sigma-Aldrich | GX709007500S-1EA | https://www.sigmaaldrich.com/LT/en
GXAT7701NINI-1EA | GXAT7701NINI-1EA | 1X1EA | 1 | 577 | Sigma-Aldrich | GXAT7701NINI-1EA | https://www.sigmaaldrich.com/LT/en
GXNU1001ANI-1EA | NICKEL SAMPLER CONE, VERSION A | 1X1EA | 1 | 309 | Sigma-Aldrich | GXNU1001ANI-1EA | https://www.sigmaaldrich.com/LT/en
GXPE5111-1EA | GASKET FOR NEXION SAMPLER CONE | 1X1EA | 1 | 29 | Sigma-Aldrich | GXPE5111-1EA | https://www.sigmaaldrich.com/LT/en
GXAT7702SCU-1EA | COPPER SKIMMER CONE | 1X1EA | 1 | 360 | Sigma-Aldrich | GXAT7702SCU-1EA | https://www.sigmaaldrich.com/LT/en
GX318083205-1EA | TAPERED ALUMINA INJECTOR 2.4MM FOR D-TOR | 1X1EA | 1 | 512 | Sigma-Aldrich | GX318083205-1EA | https://www.sigmaaldrich.com/LT/en
GX208090222-1EA | TWISTER SPRAY CHAMBER | 1X1EA | 1 | 803 | Sigma-Aldrich | GX208090222-1EA | https://www.sigmaaldrich.com/LT/en
GX318080372-1EA | RECESSED RADIAL PURGE WINDOW (38MM) FOR | 1X1EA | 1 | 131 | Sigma-Aldrich | GX318080372-1EA | https://www.sigmaaldrich.com/LT/en
GX318080771-1EA | TAPERED QUARTZ INJECTOR 1.5MM | 1X1EA | 1 | 200 | Sigma-Aldrich | GX318080771-1EA | https://www.sigmaaldrich.com/LT/en
GX318082821-1EA | QUARTZ OUTER TUBE FOR D-TORCH, OPTIMA 43 | 1X1EA | 1 | 131 | Sigma-Aldrich | GX318082821-1EA | https://www.sigmaaldrich.com/LT/en
GX318082893-1EA | ALUMINA INJECTOR 3.0MM | 1X1EA | 1 | 118 | Sigma-Aldrich | GX318082893-1EA | https://www.sigmaaldrich.com/LT/en
GX318082986-1EA | QUARTZ OUTER TUBE FOR D-TORCH, OPTIMA 2/ | 1X1EA | 1 | 145 | Sigma-Aldrich | GX318082986-1EA | https://www.sigmaaldrich.com/LT/en
GX318083146-1EA | BASE AND INNER TUBE FOR D-TORCH | 1X1EA | 1 | 718 | Sigma-Aldrich | GX318083146-1EA | https://www.sigmaaldrich.com/LT/en
GX318083286-1EA | TAPERED ALUMINA INJECTOR 2.0MM | 1X1EA | 1 | 512 | Sigma-Aldrich | GX318083286-1EA | https://www.sigmaaldrich.com/LT/en
GX318083394-1EA | QUARTZ TORCH FOR SPECTROBLUE EOP | 1X1EA | 1 | 374 | Sigma-Aldrich | GX318083394-1EA | https://www.sigmaaldrich.com/LT/en
GX318088098-1EA | RADIAL PURGE WINDOW, SHORT (32 MM) FOR 3 | 1X1EA | 1 | 126 | Sigma-Aldrich | GX318088098-1EA | https://www.sigmaaldrich.com/LT/en
GX708030570-1EA | CAPRICORN ARGON HUMIDIFIER WITH BYPASS F | 1X1EA | 1 | 1657 | Sigma-Aldrich | GX708030570-1EA | https://www.sigmaaldrich.com/LT/en
GX709001003T-1EA | RF COIL INSTALLATION TOOL FOR VARIAN SER | 1X1EA | 1 | 127 | Sigma-Aldrich | GX709001003T-1EA | https://www.sigmaaldrich.com/LT/en
GX709002002S-1EA | RF COIL SILVER FOR PE OPTIMA 3000 SERIES | 1X1EA | 1 | 331 | Sigma-Aldrich | GX709002002S-1EA | https://www.sigmaaldrich.com/LT/en
GX709007500T-1EA | RF COIL INSTALLATION TOOL FOR AGILENT 75 | 1X1EA | 1 | 349 | Sigma-Aldrich | GX709007500T-1EA | https://www.sigmaaldrich.com/LT/en
SAMP2SYSG | SAMPLICITY G2 SYSTEM GLOSSY GREEN | 1X1EA | 1 | 2002 | Sigma-Aldrich | SAMP2SYSG | https://www.sigmaaldrich.com/LT/en
GX038OGSFF-1EA | CONTOUR SOLVA PUMP TUBE 2TAG 0.38MM ID O | 1X1EA | 1 | 62 | Sigma-Aldrich | GX038OGSFF-1EA | https://www.sigmaaldrich.com/LT/en
GX218080388-1EA | ADAPTOR NUT FOR ELAN | 1X1EA | 1 | 161 | Sigma-Aldrich | GX218080388-1EA | https://www.sigmaaldrich.com/LT/en
GX318001008-1EA | QUARTZ BONNET | 1X1EA | 1 | 178 | Sigma-Aldrich | GX318001008-1EA | https://www.sigmaaldrich.com/LT/en
GX318070004-1EA | TAPERED QUARTZ INJECTOR 2.0MM | 1X1EA | 1 | 180 | Sigma-Aldrich | GX318070004-1EA | https://www.sigmaaldrich.com/LT/en
GX318080124-1EA | TAPERED QUARTZ INJECTOR 1.5MM | 1X1EA | 1 | 180 | Sigma-Aldrich | GX318080124-1EA | https://www.sigmaaldrich.com/LT/en
GX318080177-1EA | QUARTZ TORCH BODY, SHORT FOR 700-ES OR V | 1X1EA | 1 | 344 | Sigma-Aldrich | GX318080177-1EA | https://www.sigmaaldrich.com/LT/en
GX318080838-1EA | QUARTZ INNER TUBE | 1X1EA | 1 | 157 | Sigma-Aldrich | GX318080838-1EA | https://www.sigmaaldrich.com/LT/en
GX318081208-1EA | UNIVERSAL JOINT FOR VARIAN ICP-MS | 1X1EA | 1 | 56 | Sigma-Aldrich | GX318081208-1EA | https://www.sigmaaldrich.com/LT/en
GX318081210-1EA | TAPERED ALUMINA INJECTOR 2.0MM | 1X1EA | 1 | 512 | Sigma-Aldrich | GX318081210-1EA | https://www.sigmaaldrich.com/LT/en
GX318082631-1EA | RADIAL PURGE WINDOW FOR 2/7/8000DV, LONG | 1X1EA | 1 | 249 | Sigma-Aldrich | GX318082631-1EA | https://www.sigmaaldrich.com/LT/en
GX318082638-1EA | SEMI DEMOUNTABLE TORCH ADAPTOR | 1X1EA | 1 | 270 | Sigma-Aldrich | GX318082638-1EA | https://www.sigmaaldrich.com/LT/en
GX318082793-1EA | TAPERED ALUMINA INJECTOR 1.8MM | 1X1EA | 1 | 512 | Sigma-Aldrich | GX318082793-1EA | https://www.sigmaaldrich.com/LT/en
GX318082795-1EA | SDT QUARTZ TORCH BODY | 1X1EA | 1 | 411 | Sigma-Aldrich | GX318082795-1EA | https://www.sigmaaldrich.com/LT/en
GXNU1001BNI-1EA | NICKEL SAMPLER CONE, VERSION B | 1X1EA | 1 | 309 | Sigma-Aldrich | GXNU1001BNI-1EA | https://www.sigmaaldrich.com/LT/en
GXPE5115-1EA | O-RING FOR NEXION HYPER SKIMMER CONE (PA | 1X1EA | 1 | 24 | Sigma-Aldrich | GXPE5115-1EA | https://www.sigmaaldrich.com/LT/en
GXPE2013PT-1EA | PLATINUM SAMPLER CONE | 1X1EA | 1 | 2166 | Sigma-Aldrich | GXPE2013PT-1EA | https://www.sigmaaldrich.com/LT/en
GX318083092-1EA | CERAMIC OUTER TUBE FOR D-TORCH | 1X1EA | 1 | 1629 | Sigma-Aldrich | GX318083092-1EA | https://www.sigmaaldrich.com/LT/en
GX218081010-1EA | NEBULIZER TEFLON ADAPTOR PLUG 6/35 WITH | 1X1EA | 1 | 589 | Sigma-Aldrich | GX218081010-1EA | https://www.sigmaaldrich.com/LT/en
GX318070006-1EA | TAPERED QUARTZ INJECTOR 1.5MM | 1X1EA | 1 | 180 | Sigma-Aldrich | GX318070006-1EA | https://www.sigmaaldrich.com/LT/en
GX318080841-1EA | QUARTZ OUTER TUBE | 1X1EA | 1 | 187 | Sigma-Aldrich | GX318080841-1EA | https://www.sigmaaldrich.com/LT/en
GX318081244-1EA | CAPILLARY QUARTZ INJECTOR 2.4MM | 1X1EA | 1 | 200 | Sigma-Aldrich | GX318081244-1EA | https://www.sigmaaldrich.com/LT/en
GX318082645-1EA | COPPER FOIL FOR TORCH BODY (PACK OF 12) | 1X1EA | 1 | 8 | Sigma-Aldrich | GX318082645-1EA | https://www.sigmaaldrich.com/LT/en
GX318082973-1EA | CERAMIC OUTER TUBE FOR D-TORCH | 1X1EA | 1 | 1629 | Sigma-Aldrich | GX318082973-1EA | https://www.sigmaaldrich.com/LT/en
GX318083258-1EA | TAPERED QUARTZ INJECTOR 2.0MM | 1X1EA | 1 | 91 | Sigma-Aldrich | GX318083258-1EA | https://www.sigmaaldrich.com/LT/en
GX318083380-1EA | OPTIC FIBRE FOR D-TORCH | 1X1EA | 1 | 158 | Sigma-Aldrich | GX318083380-1EA | https://www.sigmaaldrich.com/LT/en
GX318083468-1EA | QUARTZ TORCH FOR SPECTROBLUE TI | 1X1EA | 1 | 431 | Sigma-Aldrich | GX318083468-1EA | https://www.sigmaaldrich.com/LT/en
GX709001001ST-1EA | RF COIL SILVER PTFE COATED FOR VARIAN SE | 1X1EA | 1 | 253 | Sigma-Aldrich | GX709001001ST-1EA | https://www.sigmaaldrich.com/LT/en
GX709005000G-1EA | RF COIL GOLD FOR JY | 1X1EA | 1 | 368 | Sigma-Aldrich | GX709005000G-1EA | https://www.sigmaaldrich.com/LT/en
GXAT1008CSPTNI-1EA | PLATINUM SKIMMER CONE | 1X1EA | 1 | 1320 | Sigma-Aldrich | GXAT1008CSPTNI-1EA | https://www.sigmaaldrich.com/LT/en
GXAT7908XPT-1EA | PLATINUM SKIMMER CONE | 1X1EA | 1 | 1129 | Sigma-Aldrich | GXAT7908XPT-1EA | https://www.sigmaaldrich.com/LT/en
GXPE3012NI-1EA | NICKEL SKIMMER CONE | 1X1EA | 1 | 289 | Sigma-Aldrich | GXPE3012NI-1EA | https://www.sigmaaldrich.com/LT/en
GX318000005-1EA | QUARTZ TORCH BONNET OPTIMA AXIAL/DV | 1X1EA | 1 | 67 | Sigma-Aldrich | GX318000005-1EA | https://www.sigmaaldrich.com/LT/en
GX318080022-1EA | CERAMIC OUTER TUBE 85MM FOR FULLY DEMOUN | 1X1EA | 1 | 2221 | Sigma-Aldrich | GX318080022-1EA | https://www.sigmaaldrich.com/LT/en
GX318080544-1EA | TAPERED QUARTZ INJECTOR 1.0MM | 1X1EA | 1 | 211 | Sigma-Aldrich | GX318080544-1EA | https://www.sigmaaldrich.com/LT/en
GX318080789-1EA | TAPERED QUARTZ INJECTOR 1.2MM | 1X1EA | 1 | 205 | Sigma-Aldrich | GX318080789-1EA | https://www.sigmaaldrich.com/LT/en
GX318080927-1EA | CERAMIC OUTER TUBE FOR FULLY DEMOUNTABLE | 1X1EA | 1 | 1875 | Sigma-Aldrich | GX318080927-1EA | https://www.sigmaaldrich.com/LT/en
GX318081162-1EA | CERAMIC OUTER TUBE SHORT, FULLY DEMOUNTA | 1X1EA | 1 | 2221 | Sigma-Aldrich | GX318081162-1EA | https://www.sigmaaldrich.com/LT/en
GX318082506-1EA | TAPERED QUARTZ INJECTOR 3.0MM | 1X1EA | 1 | 200 | Sigma-Aldrich | GX318082506-1EA | https://www.sigmaaldrich.com/LT/en
GX318083067-1EA | TORCH ADAPTOR | 1X1EA | 1 | 321 | Sigma-Aldrich | GX318083067-1EA | https://www.sigmaaldrich.com/LT/en
GX318083325-1EA | ALUMINA INJECTOR FOR AXIAL D-TORCH 1.8MM | 1X1EA | 1 | 455 | Sigma-Aldrich | GX318083325-1EA | https://www.sigmaaldrich.com/LT/en
GX318083414-1EA | SAPPHIRE INJECTOR 2.4MM FOR D-TORCH | 1X1EA | 1 | 1156 | Sigma-Aldrich | GX318083414-1EA | https://www.sigmaaldrich.com/LT/en
GX318089988-1EA | QUARTZ INJECTOR 1.8MM FOR FULLY DEMOUNTA | 1X1EA | 1 | 200 | Sigma-Aldrich | GX318089988-1EA | https://www.sigmaaldrich.com/LT/en
GX708081339-1EA | O''RING KIT FOR OPTIMA 3000XL ADAPTOR | 1X1EA | 1 | 32 | Sigma-Aldrich | GX708081339-1EA | https://www.sigmaaldrich.com/LT/en
GX709001005T-1EA | RF COIL INSTALLATION TOOL FOR 700-ES SER | 1X1EA | 1 | 138 | Sigma-Aldrich | GX709001005T-1EA | https://www.sigmaaldrich.com/LT/en
GX709002006S-1EA | RF COIL SILVER FOR PE ELAN 6000/9000 SER | 1X1EA | 1 | 387 | Sigma-Aldrich | GX709002006S-1EA | https://www.sigmaaldrich.com/LT/en
GXAT1002TNI-1EA | NICKEL SKIMMER CONE | 1X1EA | 1 | 360 | Sigma-Aldrich | GXAT1002TNI-1EA | https://www.sigmaaldrich.com/LT/en
GXAT7706PT-1EA | PLATINUM SAMPLER CONE | 1X1EA | 1 | 1657 | Sigma-Aldrich | GXAT7706PT-1EA | https://www.sigmaaldrich.com/LT/en
GXPE2007PT-1EA | PLATINUM SAMPLER CONE | 1X1EA | 1 | 3468 | Sigma-Aldrich | GXPE2007PT-1EA | https://www.sigmaaldrich.com/LT/en
GX318080545-1EA | TAPERED QUARTZ INJECTOR 1.8MM | 1X1EA | 1 | 200 | Sigma-Aldrich | GX318080545-1EA | https://www.sigmaaldrich.com/LT/en
GX318083071-1EA | PFA ADAPTOR MB13-FB13-82.5 | 1X1EA | 1 | 228 | Sigma-Aldrich | GX318083071-1EA | https://www.sigmaaldrich.com/LT/en
SAMP2GPNB | Millex for Samp G2, 0.22 PES, 250pk | 1X1EA | 1 | 1070 | Sigma-Aldrich | SAMP2GPNB | https://www.sigmaaldrich.com/LT/en
SAMP2LID | SAMPLICITY G2 LID | 1X1EA | 1 | 170 | Sigma-Aldrich | SAMP2LID | https://www.sigmaaldrich.com/LT/en
HTS081M | TP Membrane Preparation | 1X1EA | 1 | 741 | Sigma-Aldrich | HTS081M | https://www.sigmaaldrich.com/LT/en
GX318083027-1EA | CERAMIC OUTER TUBE FOR D-TORCH | 1X1EA | 1 | 1884 | Sigma-Aldrich | GX318083027-1EA | https://www.sigmaaldrich.com/LT/en
GX318082972-1EA | PLATINUM INJECTOR, 2.0MM | 1X1EA | 1 | 3613 | Sigma-Aldrich | GX318082972-1EA | https://www.sigmaaldrich.com/LT/en
SAMP2SYSB | SAMPLICITY G2 SYSTEM BOLD BLUE | 1X1EA | 1 | 2002 | Sigma-Aldrich | SAMP2SYSB | https://www.sigmaaldrich.com/LT/en
GX044GYF-1EA | CONTOUR FLARED END PVC PUMP TUBE 2TAG 0. | 1X1EA | 1 | 52 | Sigma-Aldrich | GX044GYF-1EA | https://www.sigmaaldrich.com/LT/en
GX152PH3-1EA | PHARMED PUMP TUBE 3TAG 1.52MM ID YELLOW/ | 1X1EA | 1 | 129 | Sigma-Aldrich | GX152PH3-1EA | https://www.sigmaaldrich.com/LT/en
GX218080389-1EA | SCREW MOUNT CSC ADAPTOR FOR ELAN | 1X1EA | 1 | 194 | Sigma-Aldrich | GX218080389-1EA | https://www.sigmaaldrich.com/LT/en
GX318070005-1EA | TAPERED QUARTZ INJECTOR 1.8MM | 1X1EA | 1 | 180 | Sigma-Aldrich | GX318070005-1EA | https://www.sigmaaldrich.com/LT/en
GX318080226-1EA | AXIAL PURGE WINDOW (TUBE) FOR 3000DV | 1X1EA | 1 | 101 | Sigma-Aldrich | GX318080226-1EA | https://www.sigmaaldrich.com/LT/en
GX318080839-1EA | TAPERED QUARTZ INJECTOR 1.8MM | 1X1EA | 1 | 200 | Sigma-Aldrich | GX318080839-1EA | https://www.sigmaaldrich.com/LT/en
GX318082803-1EA | SAPPHIRE INJECTOR 2.0MM | 1X1EA | 1 | 1156 | Sigma-Aldrich | GX318082803-1EA | https://www.sigmaaldrich.com/LT/en
GX318083110-1EA | TAPERED QUARTZ INJECTOR FOR D-TORCH 2.4M | 1X1EA | 1 | 225 | Sigma-Aldrich | GX318083110-1EA | https://www.sigmaaldrich.com/LT/en
GX318083257-1EA | TAPERED QUARTZ INJECTOR 0.8MM | 1X1EA | 1 | 91 | Sigma-Aldrich | GX318083257-1EA | https://www.sigmaaldrich.com/LT/en
GX318083379-1EA | PFA ADAPTOR FOR 7500 D-TORCH | 1X1EA | 1 | 253 | Sigma-Aldrich | GX318083379-1EA | https://www.sigmaaldrich.com/LT/en
GX318083463-1EA | TAPERED QUARTZ INJECTOR WITH BALL JOINT | 1X1EA | 1 | 479 | Sigma-Aldrich | GX318083463-1EA | https://www.sigmaaldrich.com/LT/en
GX709001001S-1EA | RF COIL SILVER FOR VARIAN SERIES 2 RADIA | 1X1EA | 1 | 127 | Sigma-Aldrich | GX709001001S-1EA | https://www.sigmaaldrich.com/LT/en
GX709002001G-1EA | RF COIL GOLD FOR PE OPTIMA 3000 SERIES R | 1X1EA | 1 | 292 | Sigma-Aldrich | GX709002001G-1EA | https://www.sigmaaldrich.com/LT/en
GXAT7902XNI-1EA | NICKEL SKIMMER CONE | 1X1EA | 1 | 312 | Sigma-Aldrich | GXAT7902XNI-1EA | https://www.sigmaaldrich.com/LT/en
GXPE3011NI-1EA | NICKEL SAMPLER CONE, FOR NEXION | 1X1EA | 1 | 294 | Sigma-Aldrich | GXPE3011NI-1EA | https://www.sigmaaldrich.com/LT/en
SAMP2GVNB | Millex for Samp G2, 0.22 PVDF, 250pk | 1X1EA | 1 | 1199 | Sigma-Aldrich | SAMP2GVNB | https://www.sigmaaldrich.com/LT/en
GX076BLKSFF-1EA | CONTOUR SOLVA FLEX PUMP TUBE 2TAG 0.76MM | 1X1EA | 1 | 62 | Sigma-Aldrich | GX076BLKSFF-1EA | https://www.sigmaaldrich.com/LT/en
GX318070075-1EA | TAPERED QUARTZ INJECTOR 2.0MM | 1X1EA | 1 | 200 | Sigma-Aldrich | GX318070075-1EA | https://www.sigmaaldrich.com/LT/en
GX318080773-1EA | TAPERED QUARTZ INJECTOR 2.4MM | 1X1EA | 1 | 200 | Sigma-Aldrich | GX318080773-1EA | https://www.sigmaaldrich.com/LT/en
GX318080907-1EA | QUARTZ OUTER TUBE FOR FULLY DEMOUNTABLE | 1X1EA | 1 | 158 | Sigma-Aldrich | GX318080907-1EA | https://www.sigmaaldrich.com/LT/en
GX318081207-1EA | MAKE-UP IN-PORT FOR VARIAN ICP-MS | 1X1EA | 1 | 117 | Sigma-Aldrich | GX318081207-1EA | https://www.sigmaaldrich.com/LT/en
GX318081345-1EA | PURGE EXTENSION WINDOW FOR 4300/5300/730 | 1X1EA | 1 | 79 | Sigma-Aldrich | GX318081345-1EA | https://www.sigmaaldrich.com/LT/en
GX211000200-1EA | MOUNTING BRACKET FOR SPRAY CHAMBER, RADI | 1X1EA | 1 | 368 | Sigma-Aldrich | GX211000200-1EA | https://www.sigmaaldrich.com/LT/en
GX308081135-1EA | DEMOUNTABLE CONTOUR FLARED END TORCH FOR | 1X1EA | 1 | 289 | Sigma-Aldrich | GX308081135-1EA | https://www.sigmaaldrich.com/LT/en
GX318070052-1EA | TAPERED ALUMINA INJECTOR 1.8MM | 1X1EA | 1 | 512 | Sigma-Aldrich | GX318070052-1EA | https://www.sigmaaldrich.com/LT/en
GX318080400-1EA | TAPERED QUARTZ INJECTOR 2.4MM | 1X1EA | 1 | 200 | Sigma-Aldrich | GX318080400-1EA | https://www.sigmaaldrich.com/LT/en
GX318081307-1EA | QUARTZ OUTER TUBE HIGH SOLIDS FOR VARIAN | 1X1EA | 1 | 172 | Sigma-Aldrich | GX318081307-1EA | https://www.sigmaaldrich.com/LT/en
GX318083289-1EA | COPPER FOIL FOR OPTIMA 8X00 QUARTZ TORCH | 1X1EA | 1 | 14 | Sigma-Aldrich | GX318083289-1EA | https://www.sigmaaldrich.com/LT/en
GX709001004S-1EA | RF COIL SILVER FOR 700-ES SERIES AXIAL | 1X1EA | 1 | 166 | Sigma-Aldrich | GX709001004S-1EA | https://www.sigmaaldrich.com/LT/en
GXNU1004BNI-1EA | NICKEL SKIMMER CONE | 1X1EA | 1 | 419 | Sigma-Aldrich | GXNU1004BNI-1EA | https://www.sigmaaldrich.com/LT/en
GX318081426-1EA | SAPPHIRE INJECTOR 101.5/2.4 | 1X1EA | 1 | 1156 | Sigma-Aldrich | GX318081426-1EA | https://www.sigmaaldrich.com/LT/en
GX318082755-1EA | CERAMIC INNER TUBE, FULLY DEMOUNTABLE RA | 1X1EA | 1 | 2285 | Sigma-Aldrich | GX318082755-1EA | https://www.sigmaaldrich.com/LT/en
GX318083195-1EA | TAPERED QUARTZ INJECTOR FOR D-TORCH 0.8M | 1X1EA | 1 | 141 | Sigma-Aldrich | GX318083195-1EA | https://www.sigmaaldrich.com/LT/en
GX318083198-1EA | QUARTZ CONNECTOR FOR AGILENT 7500 D-TORC | 1X1EA | 1 | 121 | Sigma-Aldrich | GX318083198-1EA | https://www.sigmaaldrich.com/LT/en
GX318083294-1EA | QUARTZ OUTER TUBE FOR D-TORCH, OPTIMA 80 | 1X1EA | 1 | 153 | Sigma-Aldrich | GX318083294-1EA | https://www.sigmaaldrich.com/LT/en
GX318083409-1EA | ALUMINA INJECTOR 1.8MM | 1X1EA | 1 | 590 | Sigma-Aldrich | GX318083409-1EA | https://www.sigmaaldrich.com/LT/en
GX709002003S-1EA | RF COIL SILVER FOR OPTIMA 2000/4000/5000 | 1X1EA | 1 | 387 | Sigma-Aldrich | GX709002003S-1EA | https://www.sigmaaldrich.com/LT/en
GXAT1001NI-1EA | NICKEL SAMPLER CONE, FOR AGILENT 4500/75 | 1X1EA | 1 | 446 | Sigma-Aldrich | GXAT1001NI-1EA | https://www.sigmaaldrich.com/LT/en
GXAT7702XNI-1EA | NICKEL SKIMMER CONE | 1X1EA | 1 | 336 | Sigma-Aldrich | GXAT7702XNI-1EA | https://www.sigmaaldrich.com/LT/en
GXNU1006APT-1EA | PLATINUM SAMPLER CONE | 1X1EA | 1 | 3613 | Sigma-Aldrich | GXNU1006APT-1EA | https://www.sigmaaldrich.com/LT/en
GX076BLKF-1EA | CONTOUR FLARED END PVC PUMP TUBE 2TAG 0. | 1X1EA | 1 | 52 | Sigma-Aldrich | GX076BLKF-1EA | https://www.sigmaaldrich.com/LT/en
GX211000215-1EA | MOUNTING BRACKET FOR SPRAY CHAMBER, AXIA | 1X1EA | 1 | 368 | Sigma-Aldrich | GX211000215-1EA | https://www.sigmaaldrich.com/LT/en
GX318070060-1EA | TAPERED ALUMINA INJECTOR 2.0MM | 1X1EA | 1 | 512 | Sigma-Aldrich | GX318070060-1EA | https://www.sigmaaldrich.com/LT/en
GX318080401-1EA | TAPERED ALUMINA INJECTOR 2.4MM | 1X1EA | 1 | 512 | Sigma-Aldrich | GX318080401-1EA | https://www.sigmaaldrich.com/LT/en
GX318080906-1EA | QUARTZ INJECTOR 1.5MM FOR FULLY DEMOUNTA | 1X1EA | 1 | 200 | Sigma-Aldrich | GX318080906-1EA | https://www.sigmaaldrich.com/LT/en
GX318082825-1EA | PFA CASSETTE MOUNT ADAPTOR 15MM | 1X1EA | 1 | 432 | Sigma-Aldrich | GX318082825-1EA | https://www.sigmaaldrich.com/LT/en
GX318082894-1EA | INJECTOR FERRULE FOR D-TORCH | 1X1EA | 1 | 16 | Sigma-Aldrich | GX318082894-1EA | https://www.sigmaaldrich.com/LT/en
GX318083022-1EA | QUARTZ OUTER TUBE FOR D-TORCH | 1X1EA | 1 | 198 | Sigma-Aldrich | GX318083022-1EA | https://www.sigmaaldrich.com/LT/en
GX318083160-1EA | ALUMINA INJECTOR FOR RADIAL D-TORCH 1.8M | 1X1EA | 1 | 414 | Sigma-Aldrich | GX318083160-1EA | https://www.sigmaaldrich.com/LT/en
GX318083292-1EA | BASE AND INNER TUBE FOR D-TORCH, OPTIMA | 1X1EA | 1 | 465 | Sigma-Aldrich | GX318083292-1EA | https://www.sigmaaldrich.com/LT/en
GX318083407-1EA | QUARTZ OUTER TUBE FOR D-TORCH, OPTIMA 80 | 1X1EA | 1 | 144 | Sigma-Aldrich | GX318083407-1EA | https://www.sigmaaldrich.com/LT/en
GX708030762-1EA | O-RING KIT FOR D-TORCH OPTIMA 2/4/5/7000 | 1X1EA | 1 | 27 | Sigma-Aldrich | GX708030762-1EA | https://www.sigmaaldrich.com/LT/en
GX709001004ST-1EA | RF COIL SILVER PTFE COATED FOR 700-ES SE | 1X1EA | 1 | 263 | Sigma-Aldrich | GX709001004ST-1EA | https://www.sigmaaldrich.com/LT/en
GX709002003G-1EA | RF COIL GOLD FOR OPTIMA 2000/4000/5000/7 | 1X1EA | 1 | 435 | Sigma-Aldrich | GX709002003G-1EA | https://www.sigmaaldrich.com/LT/en
GXNU1005ANI-1EA | NICKEL SKIMMER CONE | 1X1EA | 1 | 483 | Sigma-Aldrich | GXNU1005ANI-1EA | https://www.sigmaaldrich.com/LT/en
GX318000003-1EA | QUARTZ TORCH BONNET FOR 700-ES OR VISTA | 1X1EA | 1 | 48 | Sigma-Aldrich | GX318000003-1EA | https://www.sigmaaldrich.com/LT/en
GX318080541-1EA | QUARTZ TORCH BODY FOR 700-ES OR VISTA RA | 1X1EA | 1 | 282 | Sigma-Aldrich | GX318080541-1EA | https://www.sigmaaldrich.com/LT/en
GX318080776-1EA | TAPERED ALUMINA INJECTOR 2.4MM | 1X1EA | 1 | 512 | Sigma-Aldrich | GX318080776-1EA | https://www.sigmaaldrich.com/LT/en
GX318080925-1EA | QUARTZ INJECTOR 1.0MM FOR FULLY DEMOUNTA | 1X1EA | 1 | 200 | Sigma-Aldrich | GX318080925-1EA | https://www.sigmaaldrich.com/LT/en
GX318082774-1EA | SAPPHIRE INJECTOR 2.0MM | 1X1EA | 1 | 1156 | Sigma-Aldrich | GX318082774-1EA | https://www.sigmaaldrich.com/LT/en
GX318082921-1EA | RETAINING RING FOR D-TORCH INJECTOR | 1X1EA | 1 | 29 | Sigma-Aldrich | GX318082921-1EA | https://www.sigmaaldrich.com/LT/en
GX318083058-1EA | TAPERED QUARTZ INJECTOR FOR D-TORCH 1.5M | 1X1EA | 1 | 141 | Sigma-Aldrich | GX318083058-1EA | https://www.sigmaaldrich.com/LT/en
GX318083303-1EA | QUARTZ CONNECTOR FOR AGILENT 7700/7900/8 | 1X1EA | 1 | 129 | Sigma-Aldrich | GX318083303-1EA | https://www.sigmaaldrich.com/LT/en
GX318089201-1EA | CERAMIC INJECTOR 1.5MM FOR FULLY DEMOUNT | 1X1EA | 1 | 512 | Sigma-Aldrich | GX318089201-1EA | https://www.sigmaaldrich.com/LT/en
GX709001005S-1EA | RF COIL SILVER FOR 700-ES SERIES RADIAL | 1X1EA | 1 | 156 | Sigma-Aldrich | GX709001005S-1EA | https://www.sigmaaldrich.com/LT/en
GX709002005T-1EA | RF COIL INSTALLATION TOOL FOR PE ELAN 50 | 1X1EA | 1 | 127 | Sigma-Aldrich | GX709002005T-1EA | https://www.sigmaaldrich.com/LT/en
GXAT1002CNI-1EA | NICKEL SKIMMER CONE | 1X1EA | 1 | 360 | Sigma-Aldrich | GXAT1002CNI-1EA | https://www.sigmaaldrich.com/LT/en
GXAT7706APT-1EA | PLATINUM SAMPLER CONE | 1X1EA | 1 | 5570 | Sigma-Aldrich | GXAT7706APT-1EA | https://www.sigmaaldrich.com/LT/en
GXPE2003NI-1EA | NICKEL SAMPLER CONE, FOR 5000 | 1X1EA | 1 | 276 | Sigma-Aldrich | GXPE2003NI-1EA | https://www.sigmaaldrich.com/LT/en
GXKT1013-1EA | ISOMIST(TM) KIT FOR PERKINELMER ELAN | 1X1EA | 1 | 4723 | Sigma-Aldrich | GXKT1013-1EA | https://www.sigmaaldrich.com/LT/en
GXKT1024P-1EA | IsoMist(TM) Basic Kit ROL with PFA Spray | 1X1EA | 1 | 5688 | Sigma-Aldrich | GXKT1024P-1EA | https://www.sigmaaldrich.com/LT/en
GXKT1119-1EA | ISOMIST(TM) KIT FOR AGILENT 4100/4200 MP | 1X1EA | 1 | 4787 | Sigma-Aldrich | GXKT1119-1EA | https://www.sigmaaldrich.com/LT/en
SAMP2GNNB | Millex for Samp G2, 0.20 Nylon, 250pk | 1X1EA | 1 | 1094 | Sigma-Aldrich | SAMP2GNNB | https://www.sigmaaldrich.com/LT/en
SAMP2HNNB | Millex for Samp G2, 0.45 Nylon, 250pk | 1X1EA | 1 | 1094 | Sigma-Aldrich | SAMP2HNNB | https://www.sigmaaldrich.com/LT/en
SAMP2HPNB | Millex for Samp G2, 0.45 PES, 250pk | 1X1EA | 1 | 1070 | Sigma-Aldrich | SAMP2HPNB | https://www.sigmaaldrich.com/LT/en
55491-U | PK50 SUPEL QUE Z-SEP, 15ML TUBE | 1X1EA | 1 | 170 | Sigma-Aldrich | 55491-U | https://www.sigmaaldrich.com/LT/en
55466-U | PK50 SUPEL QUE PSA (AOAC), 15ML TUBE | 1X1EA | 1 | 75 | Sigma-Aldrich | 55466-U | https://www.sigmaaldrich.com/LT/en
54233-U | PK50 SUPEL-SELECT SAX 60MG/3ML SPE TUBE | 1X1EA | 1 | 142 | Sigma-Aldrich | 54233-U | https://www.sigmaaldrich.com/LT/en
575664-U | PK1 SUPEL-SELECT SCX 96-WELL 30MG/WELL | 1X1EA | 1 | 312 | Sigma-Aldrich | 575664-U | https://www.sigmaaldrich.com/LT/en
54812-U | PK30 ENVI-CARB PLUS 400MG/1ML REVERSIBLE | 1X1EA | 1 | 212 | Sigma-Aldrich | 54812-U | https://www.sigmaaldrich.com/LT/en
575661-U | PK1 SUPEL-SELECT HLB 96-WELL 30MG/WELL | 1X1EA | 1 | 319 | Sigma-Aldrich | 575661-U | https://www.sigmaaldrich.com/LT/en
575662-U | PK1 SUPEL-SELECT HLB 96-WELL 60MG/WELL | 1X1EA | 1 | 319 | Sigma-Aldrich | 575662-U | https://www.sigmaaldrich.com/LT/en
54183-U | PK30 SUPEL-SELECT HLB 200MG/6ML SPE TUBE | 1X1EA | 1 | 172 | Sigma-Aldrich | 54183-U | https://www.sigmaaldrich.com/LT/en
54184-U | PK20 SUPEL-SELECT HLB 500MG/12ML SPE & | 1X1EA | 1 | 179 | Sigma-Aldrich | 54184-U | https://www.sigmaaldrich.com/LT/en
54186-U | PK20 SUPEL-SELECT HLB 1G/20ML SPE TUBE | 1X1EA | 1 | 259 | Sigma-Aldrich | 54186-U | https://www.sigmaaldrich.com/LT/en
54181-U | PK100 SUPEL-SELECT HLB 30MG/1ML SPE TUBE | 1X1EA | 1 | 183 | Sigma-Aldrich | 54181-U | https://www.sigmaaldrich.com/LT/en
54182-U | PK50 SUPEL-SELECT HLB 60MG/3ML SPE TUBE | 1X1EA | 1 | 144 | Sigma-Aldrich | 54182-U | https://www.sigmaaldrich.com/LT/en
Z802131-1EA | Hellma(R) liquid calibration standards s | 1X1EA | 1 | 956 | Sigma-Aldrich | Z802131-1EA | https://www.sigmaaldrich.com/LT/en
Z803995-1EA | Hellma(R) cylindrical absorption cuvette | 1X1EA | 1 | 221 | Sigma-Aldrich | Z803995-1EA | https://www.sigmaaldrich.com/LT/en
Z805866-1EA | Hellma(R) cuvettes for special applicati | 1X1EA | 1 | 89 | Sigma-Aldrich | Z805866-1EA | https://www.sigmaaldrich.com/LT/en
55278-U | QUECHERS SHAKER & RACK STARTER KIT, USA& | 1X1EA | 1 | 2336 | Sigma-Aldrich | 55278-U | https://www.sigmaaldrich.com/LT/en
Z800384-1EA | Hellma(R) cuvettes for reflection measur | 1X1EA | 1 | 41 | Sigma-Aldrich | Z800384-1EA | https://www.sigmaaldrich.com/LT/en
Z802034-1EA | Hellma(R) liquid calibration standard, f | 1X1EA | 1 | 384 | Sigma-Aldrich | Z802034-1EA | https://www.sigmaaldrich.com/LT/en
Z803871-1EA | Hellma(R) cylindrical absorption cuvette | 1X1EA | 1 | 221 | Sigma-Aldrich | Z803871-1EA | https://www.sigmaaldrich.com/LT/en
Z805750-1EA | Hellma(R) cuvettes for special applicati | 1X1EA | 1 | 117 | Sigma-Aldrich | Z805750-1EA | https://www.sigmaaldrich.com/LT/en
Z802689-1EA | Hellma(R) absorption cuvettes, standard | 1X1EA | 1 | 65 | Sigma-Aldrich | Z802689-1EA | https://www.sigmaaldrich.com/LT/en
Z804444-1EA | Hellma(R) cylindrical absorption cuvette | 1X1EA | 1 | 377 | Sigma-Aldrich | Z804444-1EA | https://www.sigmaaldrich.com/LT/en
Z803774-1EA | Hellma(R) absorption cuvettes, cells for | 1X1EA | 1 | 196 | Sigma-Aldrich | Z803774-1EA | https://www.sigmaaldrich.com/LT/en
Z805637-1EA | Hellma(R) cuvettes for special applicati | 1X1EA | 1 | 106 | Sigma-Aldrich | Z805637-1EA | https://www.sigmaaldrich.com/LT/en
Z801461-1EA | Hellma(R) calibration standard, Didymium | 1X1EA | 1 | 422 | Sigma-Aldrich | Z801461-1EA | https://www.sigmaaldrich.com/LT/en
Z803227-1EA | Hellma(R) absorption cuvettes, standard | 1X1EA | 1 | 115 | Sigma-Aldrich | Z803227-1EA | https://www.sigmaaldrich.com/LT/en
Z805092-1EA | Hellma(R) fluorescence cuvettes, Flow-th | 1X1EA | 1 | 920 | Sigma-Aldrich | Z805092-1EA | https://www.sigmaaldrich.com/LT/en
Z800058-1EA | Hellma(R) cuvettes, demountable cells | 1X1EA | 1 | 183 | Sigma-Aldrich | Z800058-1EA | https://www.sigmaaldrich.com/LT/en
Z801585-1EA | Hellma(R) calibration standard, glass fi | 1X1EA | 1 | 965 | Sigma-Aldrich | Z801585-1EA | https://www.sigmaaldrich.com/LT/en
Z803448-1EA | Hellma(R) absorption cuvettes, standard | 1X1EA | 1 | 253 | Sigma-Aldrich | Z803448-1EA | https://www.sigmaaldrich.com/LT/en
Z805319-1EA | Hellma(R) cuvettes for special applicati | 1X1EA | 1 | 101 | Sigma-Aldrich | Z805319-1EA | https://www.sigmaaldrich.com/LT/en
Z802247-1EA | Hellma(R) liquid calibration standards s | 1X1EA | 1 | 2639 | Sigma-Aldrich | Z802247-1EA | https://www.sigmaaldrich.com/LT/en
Z804118-1EA | Hellma(R) cylindrical absorption cuvette | 1X1EA | 1 | 221 | Sigma-Aldrich | Z804118-1EA | https://www.sigmaaldrich.com/LT/en
Z805963-1EA | Hellma(R) cuvettes, demountable cells | 1X1EA | 1 | 183 | Sigma-Aldrich | Z805963-1EA | https://www.sigmaaldrich.com/LT/en
Z800813-1EA | Hellma(R) reference plate for qualifying | 1X1EA | 1 | 1930 | Sigma-Aldrich | Z800813-1EA | https://www.sigmaaldrich.com/LT/en
Z801690-1EA | Hellma(R) calibration standard, glass fi | 1X1EA | 1 | 910 | Sigma-Aldrich | Z801690-1EA | https://www.sigmaaldrich.com/LT/en
Z802476-1EA | Hellma(R) liquid calibration standards s | 1X1EA | 1 | 899 | Sigma-Aldrich | Z802476-1EA | https://www.sigmaaldrich.com/LT/en
Z803545-1EA | Hellma(R) absorption cuvettes, standard | 1X1EA | 1 | 491 | Sigma-Aldrich | Z803545-1EA | https://www.sigmaaldrich.com/LT/en
Z804320-1EA | Hellma(R) cylindrical absorption cuvette | 1X1EA | 1 | 377 | Sigma-Aldrich | Z804320-1EA | https://www.sigmaaldrich.com/LT/en
Z805424-1EA | Hellma(R) cuvettes for special applicati | 1X1EA | 1 | 105 | Sigma-Aldrich | Z805424-1EA | https://www.sigmaaldrich.com/LT/en
Z802891-1EA | Hellma(R) absorption cuvettes, standard | 1X1EA | 1 | 56 | Sigma-Aldrich | Z802891-1EA | https://www.sigmaaldrich.com/LT/en
Z804657-1EA | Hellma(R) cylindrical absorption cuvette | 1X1EA | 1 | 377 | Sigma-Aldrich | Z804657-1EA | https://www.sigmaaldrich.com/LT/en
Z801801-1EA | Hellma(R) liquid calibration standard, f | 1X1EA | 1 | 573 | Sigma-Aldrich | Z801801-1EA | https://www.sigmaaldrich.com/LT/en
Z803669-1EA | Hellma(R) absorption cuvettes, cells for | 1X1EA | 1 | 162 | Sigma-Aldrich | Z803669-1EA | https://www.sigmaaldrich.com/LT/en
Z805521-1EA | Hellma(R) cuvettes for special applicati | 1X1EA | 1 | 130 | Sigma-Aldrich | Z805521-1EA | https://www.sigmaaldrich.com/LT/en
Z800929-1EA | Hellma(R) calibration standard, Didymium | 1X1EA | 1 | 290 | Sigma-Aldrich | Z800929-1EA | https://www.sigmaaldrich.com/LT/en
Z802794-1EA | Hellma(R) absorption cuvettes, standard | 1X1EA | 1 | 65 | Sigma-Aldrich | Z802794-1EA | https://www.sigmaaldrich.com/LT/en
Z804541-1EA | Hellma(R) cylindrical absorption cuvette | 1X1EA | 1 | 377 | Sigma-Aldrich | Z804541-1EA | https://www.sigmaaldrich.com/LT/en
Z803111-1EA | Hellma(R) absorption cuvettes, standard | 1X1EA | 1 | 115 | Sigma-Aldrich | Z803111-1EA | https://www.sigmaaldrich.com/LT/en
Z801364-1EA | Hellma(R) calibration standard, neutral | 1X1EA | 1 | 324 | Sigma-Aldrich | Z801364-1EA | https://www.sigmaaldrich.com/LT/en
Z804983-1EA | Hellma(R) fluorescence cuvettes, Flow-th | 1X1EA | 1 | 322 | Sigma-Aldrich | Z804983-1EA | https://www.sigmaaldrich.com/LT/en
55279-U | 50ML QUECHERS EXTRACTION TUBE SHAKER & | 1X1EA | 1 | 14 | Sigma-Aldrich | 55279-U | https://www.sigmaaldrich.com/LT/en
55438-U | QUECHERS SHAKER & RACK STARTER KIT, EU& | 1X1EA | 1 | 2336 | Sigma-Aldrich | 55438-U | https://www.sigmaaldrich.com/LT/en
Z800716-1EA | Hellma(R) reference plate for qualifying | 1X1EA | 1 | 1793 | Sigma-Aldrich | Z800716-1EA | https://www.sigmaaldrich.com/LT/en
Z802360-1EA | Hellma(R) liquid calibration standards s | 1X1EA | 1 | 899 | Sigma-Aldrich | Z802360-1EA | https://www.sigmaaldrich.com/LT/en
55274-U | SUPEL GENIE C8 ONLINE SPE CARTRIDGES & | 1X1EA | 1 | 483 | Sigma-Aldrich | 55274-U | https://www.sigmaaldrich.com/LT/en
Z801178-1EA | HELLMA(R) ABSORPTION CUVETTES, SEMI MICR | 1X1EA | 1 | 257 | Sigma-Aldrich | Z801178-1EA | https://www.sigmaaldrich.com/LT/en
Z803154-1EA | HELLMA(R) LIQUID CALIBRATION STANDARDS S | 1X1EA | 1 | 909 | Sigma-Aldrich | Z803154-1EA | https://www.sigmaaldrich.com/LT/en
Z800295-1EA | HELLMA(R) ABSORPTION CUVETTES, STANDARD | 1X1EA | 1 | 201 | Sigma-Aldrich | Z800295-1EA | https://www.sigmaaldrich.com/LT/en
Z805882-1EA | HELLMA(R) ABSORPTION CUVETTES, STANDARD | 1X1EA | 1 | 120 | Sigma-Aldrich | Z805882-1EA | https://www.sigmaaldrich.com/LT/en
Z800074-1EA | HELLMA(R) ABSORPTION CUVETTES, STANDARD | 1X1EA | 1 | 158 | Sigma-Aldrich | Z800074-1EA | https://www.sigmaaldrich.com/LT/en
Z805653-1EA | HELLMA(R) ABSORPTION CUVETTES, STANDARD | 1X1EA | 1 | 140 | Sigma-Aldrich | Z805653-1EA | https://www.sigmaaldrich.com/LT/en
Z805440-1EA | HELLMA(R) ABSORPTION CUVETTES, STANDARD | 1X1EA | 1 | 216 | Sigma-Aldrich | Z805440-1EA | https://www.sigmaaldrich.com/LT/en
52779-U | PK108 SUPELCLEAN ULTRA 2400/1ML TUBE | 1X1EA | 1 | 356 | Sigma-Aldrich | 52779-U | https://www.sigmaaldrich.com/LT/en
Z802387-1EA | HELLMA(R) ABSORPTION CUVETTES, MICRO | 1X1EA | 1 | 152 | Sigma-Aldrich | Z802387-1EA | https://www.sigmaaldrich.com/LT/en
Z800848-1EA | HELLMA(R) ABSORPTION CUVETTES, STANDARD | 1X1EA | 1 | 325 | Sigma-Aldrich | Z800848-1EA | https://www.sigmaaldrich.com/LT/en
Z801275-1EA | HELLMA(R) ABSORPTION CUVETTES, SEMI MICR | 1X1EA | 1 | 153 | Sigma-Aldrich | Z801275-1EA | https://www.sigmaaldrich.com/LT/en
228114-U | PK10 NO. 0 EMPTY PURGE TRAP OEM OI ANAL | 1X1EA | 1 | 621 | Sigma-Aldrich | 228114-U | https://www.sigmaaldrich.com/LT/en
55512-U | PK2 SUPEL GENIE C8 ONLINE SPE CARTRIDGES | 1X1EA | 1 | 812 | Sigma-Aldrich | 55512-U | https://www.sigmaaldrich.com/LT/en
Z800732-1EA | HELLMA(R) ABSORPTION CUVETTES, STANDARD | 1X1EA | 1 | 70 | Sigma-Aldrich | Z800732-1EA | https://www.sigmaaldrich.com/LT/en
Z802492-1EA | HELLMA(R) ABSORPTION CUVETTES, MICRO | 1X1EA | 1 | 275 | Sigma-Aldrich | Z802492-1EA | https://www.sigmaaldrich.com/LT/en
Z802921-1EA | HELLMA(R) ABSORPTION CUVETTES, ULTRA MIC | 1X1EA | 1 | 632 | Sigma-Aldrich | Z802921-1EA | https://www.sigmaaldrich.com/LT/en
Z802050-1EA | HELLMA(R) ABSORPTION CUVETTES, CELLS FOR | 1X1EA | 1 | 241 | Sigma-Aldrich | Z802050-1EA | https://www.sigmaaldrich.com/LT/en
Z804142-1EA | HELLMA(R) LIQUID CALIBRATION STANDARDS, | 1X1EA | 1 | 597 | Sigma-Aldrich | Z804142-1EA | https://www.sigmaaldrich.com/LT/en
Z800511-1EA | HELLMA(R) ABSORPTION CUVETTES, STANDARD | 1X1EA | 1 | 222 | Sigma-Aldrich | Z800511-1EA | https://www.sigmaaldrich.com/LT/en
Z803367-1EA | HELLMA(R) LIQUID CALIBRATION STANDARDS, | 1X1EA | 1 | 597 | Sigma-Aldrich | Z803367-1EA | https://www.sigmaaldrich.com/LT/en
Z801933-1EA | HELLMA(R) ABSORPTION CUVETTES, CELLS FOR | 1X1EA | 1 | 214 | Sigma-Aldrich | Z801933-1EA | https://www.sigmaaldrich.com/LT/en
Z803693-1EA | HELLMA(R) CALIBRATION STANDARD, NEUTRAL | 1X1EA | 1 | 337 | Sigma-Aldrich | Z803693-1EA | https://www.sigmaaldrich.com/LT/en
Z803472-1EA | HELLMA(R) CALIBRATION STANDARD, NEUTRAL | 1X1EA | 1 | 337 | Sigma-Aldrich | Z803472-1EA | https://www.sigmaaldrich.com/LT/en
Z800171-1EA | HELLMA(R) ABSORPTION CUVETTES, STANDARD | 1X1EA | 1 | 201 | Sigma-Aldrich | Z800171-1EA | https://www.sigmaaldrich.com/LT/en
Z805777-1EA | HELLMA(R) ABSORPTION CUVETTES, STANDARD | 1X1EA | 1 | 140 | Sigma-Aldrich | Z805777-1EA | https://www.sigmaaldrich.com/LT/en
Z805556-1EA | HELLMA(R) ABSORPTION CUVETTES, STANDARD | 1X1EA | 1 | 352 | Sigma-Aldrich | Z805556-1EA | https://www.sigmaaldrich.com/LT/en
Z800945-1EA | HELLMA(R) ABSORPTION CUVETTES, STANDARD | 1X1EA | 1 | 203 | Sigma-Aldrich | Z800945-1EA | https://www.sigmaaldrich.com/LT/en
55522-U | PK6 SUPEL GENIE RP-AMIDE ONLINE SPE & | 1X1EA | 1 | 2176 | Sigma-Aldrich | 55522-U | https://www.sigmaaldrich.com/LT/en
Z805335-1EA | HELLMA(R) ABSORPTION CUVETTES, STANDARD | 1X1EA | 1 | 275 | Sigma-Aldrich | Z805335-1EA | https://www.sigmaaldrich.com/LT/en
55515-U | PK6 SUPEL GENIE C8 ONLINE SPE CARTRIDGES | 1X1EA | 1 | 1949 | Sigma-Aldrich | 55515-U | https://www.sigmaaldrich.com/LT/en
Z804681-1EA | HELLMA(R) LIQUID CALIBRATION STANDARDS S | 1X1EA | 1 | 974 | Sigma-Aldrich | Z804681-1EA | https://www.sigmaaldrich.com/LT/en
Z804584-1EA | HELLMA(R) LIQUID CALIBRATION STANDARDS, | 1X1EA | 1 | 729 | Sigma-Aldrich | Z804584-1EA | https://www.sigmaaldrich.com/LT/en
Z804355-1EA | HELLMA(R) LIQUID CALIBRATION STANDARDS, | 1X1EA | 1 | 597 | Sigma-Aldrich | Z804355-1EA | https://www.sigmaaldrich.com/LT/en
Z804258-1EA | HELLMA(R) LIQUID CALIBRATION STANDARDS, | 1X1EA | 1 | 522 | Sigma-Aldrich | Z804258-1EA | https://www.sigmaaldrich.com/LT/en
Z803804-1EA | HELLMA(R) CALIBRATION STANDARD, NEUTRAL | 1X1EA | 1 | 337 | Sigma-Aldrich | Z803804-1EA | https://www.sigmaaldrich.com/LT/en
227348-U | PK10 NO. 7 PURGE TRAP OEM OI ANALYTICAL | 1X1EA | 1 | 975 | Sigma-Aldrich | 227348-U | https://www.sigmaaldrich.com/LT/en
Z800406-1EA | HELLMA(R) ABSORPTION CUVETTES, STANDARD | 1X1EA | 1 | 185 | Sigma-Aldrich | Z800406-1EA | https://www.sigmaaldrich.com/LT/en
Z805998-1EA | HELLMA(R) ABSORPTION CUVETTES, STANDARD | 1X1EA | 1 | 181 | Sigma-Aldrich | Z805998-1EA | https://www.sigmaaldrich.com/LT/en
Z804029-1EA | HELLMA(R) CALIBRATION STANDARD, GLASS FI | 1X1EA | 1 | 965 | Sigma-Aldrich | Z804029-1EA | https://www.sigmaaldrich.com/LT/en
Z802166-1EA | HELLMA(R) ABSORPTION CUVETTES, MICRO | 1X1EA | 1 | 90 | Sigma-Aldrich | Z802166-1EA | https://www.sigmaaldrich.com/LT/en
Z804800-1EA | HELLMA(R) LIQUID CALIBRATION STANDARDS S | 1X1EA | 1 | 1329 | Sigma-Aldrich | Z804800-1EA | https://www.sigmaaldrich.com/LT/en
Z801836-1EA | HELLMA(R) ABSORPTION CUVETTES, SEMI MICR | 1X1EA | 1 | 128 | Sigma-Aldrich | Z801836-1EA | https://www.sigmaaldrich.com/LT/en
55519-U | PK2 SUPEL GENIE RP-AMIDE ONLINE SPE & | 1X1EA | 1 | 916 | Sigma-Aldrich | 55519-U | https://www.sigmaaldrich.com/LT/en
Z800627-1EA | HELLMA(R) ABSORPTION CUVETTES, STANDARD | 1X1EA | 1 | 58 | Sigma-Aldrich | Z800627-1EA | https://www.sigmaaldrich.com/LT/en
Z801712-1EA | HELLMA(R) ABSORPTION CUVETTES, SEMI MICR | 1X1EA | 1 | 250 | Sigma-Aldrich | Z801712-1EA | https://www.sigmaaldrich.com/LT/en
Z804479-1EA | HELLMA(R) LIQUID CALIBRATION STANDARDS, | 1X1EA | 1 | 729 | Sigma-Aldrich | Z804479-1EA | https://www.sigmaaldrich.com/LT/en
Z803251-1EA | HELLMA(R) LIQUID CALIBRATION STANDARDS, | 1X1EA | 1 | 597 | Sigma-Aldrich | Z803251-1EA | https://www.sigmaaldrich.com/LT/en
Z803030-1EA | HELLMA(R) ABSORPTION CUVETTES, ULTRA MIC | 1X1EA | 1 | 632 | Sigma-Aldrich | Z803030-1EA | https://www.sigmaaldrich.com/LT/en
Z805114-1EA | HELLMA(R) ABSORPTION CUVETTES, STANDARD | 1X1EA | 1 | 151 | Sigma-Aldrich | Z805114-1EA | https://www.sigmaaldrich.com/LT/en
Z801062-1EA | HELLMA(R) ABSORPTION CUVETTES, SEMI MICR | 1X1EA | 1 | 138 | Sigma-Aldrich | Z801062-1EA | https://www.sigmaaldrich.com/LT/en
Z805238-1EA | HELLMA(R) ABSORPTION CUVETTES, STANDARD | 1X1EA | 1 | 150 | Sigma-Aldrich | Z805238-1EA | https://www.sigmaaldrich.com/LT/en
Z805009-1EA | HELLMA(R) ABSORPTION CUVETTES, STANDARD | 1X1EA | 1 | 152 | Sigma-Aldrich | Z805009-1EA | https://www.sigmaaldrich.com/LT/en
55516-U | SUPEL GENIE RP-AMIDE ONLINE SPE & | 1X1EA | 1 | 542 | Sigma-Aldrich | 55516-U | https://www.sigmaaldrich.com/LT/en
219972-U | PK10 NO. 9 PURGE TRAP OEM OI ANALYTICAL | 1X1EA | 1 | 891 | Sigma-Aldrich | 219972-U | https://www.sigmaaldrich.com/LT/en
Z803928-1EA | HELLMA(R) CALIBRATION STANDARD, GLASS FI | 1X1EA | 1 | 1047 | Sigma-Aldrich | Z803928-1EA | https://www.sigmaaldrich.com/LT/en
Z801607-1EA | HELLMA(R) ABSORPTION CUVETTES, SEMI MICR | 1X1EA | 1 | 149 | Sigma-Aldrich | Z801607-1EA | https://www.sigmaaldrich.com/LT/en
Z370827-3EA | CUVETTE MIXER FOR FULL-SIZE SPECTROPHOT& | 1X3EA | 1 | 46 | Sigma-Aldrich | Z370827-3EA | https://www.sigmaaldrich.com/LT/en
Z370835-3EA | CUVETTE MIXER NARROW FOOTPRINT | 1X3EA | 1 | 46 | Sigma-Aldrich | Z370835-3EA | https://www.sigmaaldrich.com/LT/en
Z527076-1PAK | REAL CRYSTAL(TM) IR SAMPLE CARDS NACL, & | 1X1PAK | 1 | 151 | Sigma-Aldrich | Z527076-1PAK | https://www.sigmaaldrich.com/LT/en
Z527084-1PAK | REAL CRYSTAL(TM) IR SAMPLE CARDS KBR, A& | 1X1PAK | 1 | 194 | Sigma-Aldrich | Z527084-1PAK | https://www.sigmaaldrich.com/LT/en
Z527092-1PAK | REAL CRYSTAL(TM) IR SAMPLE CARDS KCL, A& | 1X1PAK | 1 | 164 | Sigma-Aldrich | Z527092-1PAK | https://www.sigmaaldrich.com/LT/en
Z527106-1PAK | REAL CRYSTAL(TM) IR SAMPLE CARDS NACL, & | 1X1PAK | 1 | 163 | Sigma-Aldrich | Z527106-1PAK | https://www.sigmaaldrich.com/LT/en
Z527114-1PAK | REAL CRYSTAL(TM) IR SAMPLE CARDS KBR, A& | 1X1PAK | 1 | 201 | Sigma-Aldrich | Z527114-1PAK | https://www.sigmaaldrich.com/LT/en
Z527122-1PAK | REAL CRYSTAL(TM) IR SAMPLE CARDS KCL, A& | 1X1PAK | 1 | 163 | Sigma-Aldrich | Z527122-1PAK | https://www.sigmaaldrich.com/LT/en
Z527130-1PAK | REAL CRYSTAL(TM) IR SAMPLE CARDS NACL, & | 1X1PAK | 1 | 194 | Sigma-Aldrich | Z527130-1PAK | https://www.sigmaaldrich.com/LT/en
Z527149-1PAK | REAL CRYSTAL(TM) IR SAMPLE CARDS KBR, A& | 1X1PAK | 1 | 228 | Sigma-Aldrich | Z527149-1PAK | https://www.sigmaaldrich.com/LT/en
Z527157-1PAK | REAL CRYSTAL(TM) IR SAMPLE CARDS KCL, A& | 1X1PAK | 1 | 188 | Sigma-Aldrich | Z527157-1PAK | https://www.sigmaaldrich.com/LT/en
Z527165-1PAK | REAL CRYSTAL(TM) IR SAMPLE CARDS CRYSTA& | 1X1PAK | 1 | 125 | Sigma-Aldrich | Z527165-1PAK | https://www.sigmaaldrich.com/LT/en
Z527173-1PAK | REAL CRYSTAL(TM) IR SAMPLE CARDS CRYSTA& | 1X1PAK | 1 | 155 | Sigma-Aldrich | Z527173-1PAK | https://www.sigmaaldrich.com/LT/en
Z527181-1PAK | REAL CRYSTAL(TM) IR SAMPLE CARDS CRYSTA& | 1X1PAK | 1 | 133 | Sigma-Aldrich | Z527181-1PAK | https://www.sigmaaldrich.com/LT/en
Z543365-1PAK | REPLACEMENT VITON(R) O-RINGS FOR BASE Z& | 1X1PAK | 1 | 44 | Sigma-Aldrich | Z543365-1PAK | https://www.sigmaaldrich.com/LT/en
Z543373-1PAK | REPLACEMENT VITON(R) O-RINGS FOR PLUNGE& | 1X1PAK | 1 | 45 | Sigma-Aldrich | Z543373-1PAK | https://www.sigmaaldrich.com/LT/en
Z600008-1EA | HELLMA CUVETTE, TRANSMISSION CURVE (OG)& | 1X1EA | 1 | 35 | Sigma-Aldrich | Z600008-1EA | https://www.sigmaaldrich.com/LT/en
Z600024-1EA | HELLMA CUVETTE, TRANSMISSION CURVE (OG)& | 1X1EA | 1 | 57 | Sigma-Aldrich | Z600024-1EA | https://www.sigmaaldrich.com/LT/en
Z600040-1EA | HELLMA(R) CALIBRATION STANDARDS SET | 1X1EA | 1 | 1302 | Sigma-Aldrich | Z600040-1EA | https://www.sigmaaldrich.com/LT/en
Z600059-1EA | HELLMA CUVETTE, TRANSMISSION CURVE, 10M& | 1X1EA | 1 | 45 | Sigma-Aldrich | Z600059-1EA | https://www.sigmaaldrich.com/LT/en
Z600075-1EA | HELLMA CUVETTE, TRANSMISSION CURVE, 10MM | 1X1EA | 1 | 98 | Sigma-Aldrich | Z600075-1EA | https://www.sigmaaldrich.com/LT/en
Z600091-1EA | HELLMA CUVETTE, TRANSMISSION CURVE, 10M& | 1X1EA | 1 | 92 | Sigma-Aldrich | Z600091-1EA | https://www.sigmaaldrich.com/LT/en
Z600113-1EA | HELLMA CUVETTE, TRANSMISSION CURVE, 20M& | 1X1EA | 1 | 127 | Sigma-Aldrich | Z600113-1EA | https://www.sigmaaldrich.com/LT/en
Z600148-1EA | HELLMA CUVETTE, TRANSMISSION CURVE, 50M& | 1X1EA | 1 | 185 | Sigma-Aldrich | Z600148-1EA | https://www.sigmaaldrich.com/LT/en
Z600156-1EA | HELLMA CUVETTE, TRANSMISSION CURVE, 10M& | 1X1EA | 1 | 121 | Sigma-Aldrich | Z600156-1EA | https://www.sigmaaldrich.com/LT/en
Z600172-1EA | HELLMA CUVETTE, FLUORESCENCE CURVE, 10M& | 1X1EA | 1 | 154 | Sigma-Aldrich | Z600172-1EA | https://www.sigmaaldrich.com/LT/en
Z600199-1EA | HELLMA CUVETTE, TRANSMISSION CURVE, 10M& | 1X1EA | 1 | 210 | Sigma-Aldrich | Z600199-1EA | https://www.sigmaaldrich.com/LT/en
Z600210-1EA | HELLMA CUVETTE, TRANSMISSION CURVE, 10M& | 1X1EA | 1 | 129 | Sigma-Aldrich | Z600210-1EA | https://www.sigmaaldrich.com/LT/en
Z600237-1EA | HELLMA CUVETTE, TRANSMISSION CURVE, 10M& | 1X1EA | 1 | 189 | Sigma-Aldrich | Z600237-1EA | https://www.sigmaaldrich.com/LT/en
Z600288-1EA | HELLMA CUVETTE, TRANSMISSION CURVE, 10M& | 1X1EA | 1 | 118 | Sigma-Aldrich | Z600288-1EA | https://www.sigmaaldrich.com/LT/en
Z600318-1EA | HELLMA CUVETTE, TRANSMISSION, 10 MM, CUR | 1X1EA | 1 | 285 | Sigma-Aldrich | Z600318-1EA | https://www.sigmaaldrich.com/LT/en
Z600334-1EA | HELLMA CUVETTE, TRANSMISSION, 10 MM, CUR | 1X1EA | 1 | 285 | Sigma-Aldrich | Z600334-1EA | https://www.sigmaaldrich.com/LT/en
Z600350-1EA | HELLMA CUVETTE, TRANSMISSION, 10 MM, CUR | 1X1EA | 1 | 278 | Sigma-Aldrich | Z600350-1EA | https://www.sigmaaldrich.com/LT/en
Z600377-1EA | HELLMA CUVETTE, TRANSMISSION, 10 MM, CUR | 1X1EA | 1 | 285 | Sigma-Aldrich | Z600377-1EA | https://www.sigmaaldrich.com/LT/en
Z600393-1EA | HELLMA CUVETTE, TRANSMISSION, 10 MM, CUR | 1X1EA | 1 | 285 | Sigma-Aldrich | Z600393-1EA | https://www.sigmaaldrich.com/LT/en
Z600415-1EA | HELLMA CUVETTE, TRANSMISSION, 10 MM, CUR | 1X1EA | 1 | 285 | Sigma-Aldrich | Z600415-1EA | https://www.sigmaaldrich.com/LT/en
Z600598-1EA | HELLMA CUVETTE, TRANSMISSION CURVE, 10M& | 1X1EA | 1 | 100 | Sigma-Aldrich | Z600598-1EA | https://www.sigmaaldrich.com/LT/en
Z600628-1EA | HELLMA CUVETTE, TRANSMISSION CURVE, 10M& | 1X1EA | 1 | 90 | Sigma-Aldrich | Z600628-1EA | https://www.sigmaaldrich.com/LT/en
Z600644-1EA | HELLMA CUVETTE, TRANSMISSION CURVE, 10M& | 1X1EA | 1 | 143 | Sigma-Aldrich | Z600644-1EA | https://www.sigmaaldrich.com/LT/en
Z600660-1EA | HELLMA CUVETTE, TRANSMISSION CURVE, 20 & | 1X1EA | 1 | 186 | Sigma-Aldrich | Z600660-1EA | https://www.sigmaaldrich.com/LT/en
Z600687-1EA | HELLMA CUVETTE, TRANSMISSION CURVE, 50 & | 1X1EA | 1 | 279 | Sigma-Aldrich | Z600687-1EA | https://www.sigmaaldrich.com/LT/en
Z600695-1EA | HELLMA CUVETTE, TRANSMISSION CURVE, 10 & | 1X1EA | 1 | 171 | Sigma-Aldrich | Z600695-1EA | https://www.sigmaaldrich.com/LT/en
Z600717-1EA | HELLMA CUVETTE, FLUORESCENT CURVE, 10 M& | 1X1EA | 1 | 186 | Sigma-Aldrich | Z600717-1EA | https://www.sigmaaldrich.com/LT/en
Z600733-1EA | HELLMA CUVETTE, TRANSMISSION CURVE, 10 & | 1X1EA | 1 | 271 | Sigma-Aldrich | Z600733-1EA | https://www.sigmaaldrich.com/LT/en
Z600768-1EA | HELLMA CUVETTE, FLUORESCENCE SEMI MICRO& | 1X1EA | 1 | 307 | Sigma-Aldrich | Z600768-1EA | https://www.sigmaaldrich.com/LT/en
Z600784-1EA | HELLMA CUVETTE, TRANSMISSION CURVE, 10 & | 1X1EA | 1 | 171 | Sigma-Aldrich | Z600784-1EA | https://www.sigmaaldrich.com/LT/en
Z600806-1EA | HELLMA CUVETTE, TRANSMISSION CURVE, 10 & | 1X1EA | 1 | 299 | Sigma-Aldrich | Z600806-1EA | https://www.sigmaaldrich.com/LT/en
Z600822-1EA | HELLMA CUVETTE, TRANSMISSION CURVE, 10 & | 1X1EA | 1 | 175 | Sigma-Aldrich | Z600822-1EA | https://www.sigmaaldrich.com/LT/en
Z600857-1EA | HELLMA FLOW THROUGH CUVETTE, 10 MM PATH, | 1X1EA | 1 | 340 | Sigma-Aldrich | Z600857-1EA | https://www.sigmaaldrich.com/LT/en
Z601004-1EA | HELLMA FLOW THROUGH CUVETTE, 10 MM PATH, | 1X1EA | 1 | 411 | Sigma-Aldrich | Z601004-1EA | https://www.sigmaaldrich.com/LT/en
Z606480-5EA | EPPENDORF(R) THERMAL PAPER FOR DPU 414 | 1X5EA | 1 | 77 | Sigma-Aldrich | Z606480-5EA | https://www.sigmaaldrich.com/LT/en
Z606650-1EA | UVETTE ADAPTER, LIGHT CENTER HEIGHT 15 & | 1X1EA | 1 | 79 | Sigma-Aldrich | Z606650-1EA | https://www.sigmaaldrich.com/LT/en
Z618683-1SET | EPPENDORF UVETTE STARTER SET | 1X1SET | 1 | 115 | Sigma-Aldrich | Z618683-1SET | https://www.sigmaaldrich.com/LT/en
Z626902-1EA | HELLMA CUVETTE UV,10MM PATH, 12.5MM LONG | 1X1EA | 1 | 76 | Sigma-Aldrich | Z626902-1EA | https://www.sigmaaldrich.com/LT/en
Z626929-1EA | HELLMA FLOW-THROUGH,UV, 1MM PATH,12.5MM | 1X1EA | 1 | 539 | Sigma-Aldrich | Z626929-1EA | https://www.sigmaaldrich.com/LT/en
Z626937-1EA | HELLMA FLOW-THROUGH, UV, 2MM PATH,12.5MM | 1X1EA | 1 | 539 | Sigma-Aldrich | Z626937-1EA | https://www.sigmaaldrich.com/LT/en
Z626945-1EA | HELLMA FLOW-THROUGH, UV, 5MM PATH, 8.5MM | 1X1EA | 1 | 536 | Sigma-Aldrich | Z626945-1EA | https://www.sigmaaldrich.com/LT/en
Z626953-1EA | Hellma Flow-Through, UV, 5mm path, 15mm | 1X1EA | 1 | 536 | Sigma-Aldrich | Z626953-1EA | https://www.sigmaaldrich.com/LT/en
Z626988-1EA | HELLMA FLOW-THROUGH,UV, 10MM PATH, 8.5MM | 1X1EA | 1 | 397 | Sigma-Aldrich | Z626988-1EA | https://www.sigmaaldrich.com/LT/en
Z626996-1EA | HELLMA FLOW-THROUGH, UV, 10MM PATH, 15MM | 1X1EA | 1 | 399 | Sigma-Aldrich | Z626996-1EA | https://www.sigmaaldrich.com/LT/en
Z627038-1EA | HELLMA FLOW THROUGH CUVETTE, 10 MM PATH& | 1X1EA | 1 | 369 | Sigma-Aldrich | Z627038-1EA | https://www.sigmaaldrich.com/LT/en
Z627046-1EA | HELLMA UV MICRO CELL,10MM PATH,15MM LONG | 1X1EA | 1 | 567 | Sigma-Aldrich | Z627046-1EA | https://www.sigmaaldrich.com/LT/en
Z627062-1EA | HELLMA UV MICRO CELL,10 MM,8.5 MM HEIGHT | 1X1EA | 1 | 567 | Sigma-Aldrich | Z627062-1EA | https://www.sigmaaldrich.com/LT/en
Z506699-1EA | ALDRICH(R) MACRO-MICRO KBR PELLET DIE | 1X1EA | 1 | 678 | Sigma-Aldrich | Z506699-1EA | https://www.sigmaaldrich.com/LT/en
Z506702-1EA | REPLACEMENT BASE FOR KBR PELLET DIE Z50& | 1X1EA | 1 | 217 | Sigma-Aldrich | Z506702-1EA | https://www.sigmaaldrich.com/LT/en
Z506729-2EA | REPLACEMENT ANVILS FOR KBR PELLET DIE Z& | 1X2EA | 1 | 197 | Sigma-Aldrich | Z506729-2EA | https://www.sigmaaldrich.com/LT/en
Z506737-1EA | REPLACEMENT PLUNGER, FOR ALDRICH & | 1X1EA | 1 | 168 | Sigma-Aldrich | Z506737-1EA | https://www.sigmaaldrich.com/LT/en
Z506761-1KT | QUICK PRESS KBR PELLET KIT | 1X1KIT | 1 | 1302 | Sigma-Aldrich | Z506761-1KT | https://www.sigmaaldrich.com/LT/en
Z506788-1EA | QUICK PRESS HAND PRESS ONLY | 1X1EA | 1 | 1402 | Sigma-Aldrich | Z506788-1EA | https://www.sigmaaldrich.com/LT/en
Z506796-1EA | QUICK PRESS DIE SET DIAM. 7 MM | 1X1EA | 1 | 210 | Sigma-Aldrich | Z506796-1EA | https://www.sigmaaldrich.com/LT/en
Z506818-1EA | QUICK PRESS DIE SET DIAM. 4 MM | 1X1EA | 1 | 214 | Sigma-Aldrich | Z506818-1EA | https://www.sigmaaldrich.com/LT/en
Z506826-1EA | QUICK PRESS DIE SET DIAM. 2 MM | 1X1EA | 1 | 214 | Sigma-Aldrich | Z506826-1EA | https://www.sigmaaldrich.com/LT/en
Z506842-1EA | QUICK PRESS SAMPLE HOLDER | 1X1EA | 1 | 146 | Sigma-Aldrich | Z506842-1EA | https://www.sigmaaldrich.com/LT/en
Z506850-1EA | QUICK PRESS SS COLLAR DIAM. 7 MM | 1X1EA | 1 | 108 | Sigma-Aldrich | Z506850-1EA | https://www.sigmaaldrich.com/LT/en
Z506869-1EA | QUICK PRESS SS COLLAR DIAM. 4 MM | 1X1EA | 1 | 110 | Sigma-Aldrich | Z506869-1EA | https://www.sigmaaldrich.com/LT/en
Z506877-1EA | QUICK PRESS SS COLLAR DIAM. 2 MM | 1X1EA | 1 | 110 | Sigma-Aldrich | Z506877-1EA | https://www.sigmaaldrich.com/LT/en
28981-U | PK1 PURGE TRAP D, STRATUM | 1X1EA | 1 | 105 | Sigma-Aldrich | 28981-U | https://www.sigmaaldrich.com/LT/en
28983-U | PK1 PURGE TRAP F, STRATUM | 1X1EA | 1 | 110 | Sigma-Aldrich | 28983-U | https://www.sigmaaldrich.com/LT/en
28979-U | PK1 PURGE TRAP C, STRATUM | 1X1EA | 1 | 105 | Sigma-Aldrich | 28979-U | https://www.sigmaaldrich.com/LT/en
28996-U | PK1 PURGE TRAP I, VOCARB 4000, STRATUM | 1X1EA | 1 | 104 | Sigma-Aldrich | 28996-U | https://www.sigmaaldrich.com/LT/en
28999-U | PK1 PURGE TRAP M,MOD-BTEX TRAP,STRATUM | 1X1EA | 1 | 104 | Sigma-Aldrich | 28999-U | https://www.sigmaaldrich.com/LT/en
28977-U | PK1 PURGE TRAP B, STRATUM | 1X1EA | 1 | 79 | Sigma-Aldrich | 28977-U | https://www.sigmaaldrich.com/LT/en
28987-U | PK1 PURGE TRAP H, STRATUM | 1X1EA | 1 | 105 | Sigma-Aldrich | 28987-U | https://www.sigmaaldrich.com/LT/en
28997-U | PK1 PURGE TRAP J, BTEX TRAP, STRATUM | 1X1EA | 1 | 104 | Sigma-Aldrich | 28997-U | https://www.sigmaaldrich.com/LT/en
20011-U | PK10 TENAX GR SS TD TUBE, 89MM IN TDS3 | 1X1EA | 1 | 1218 | Sigma-Aldrich | 20011-U | https://www.sigmaaldrich.com/LT/en
20010-U | PK10 TENAX TA SS TD TUBE, 89MM IN TDS3 | 1X1EA | 1 | 1193 | Sigma-Aldrich | 20010-U | https://www.sigmaaldrich.com/LT/en
57154-U | PK20 SUPELCLEAN FLORISIL/SI 2G/2G 12ML& | 1X1EA | 1 | 190 | Sigma-Aldrich | 57154-U | https://www.sigmaaldrich.com/LT/en
28974-U | PK1 PURGE TRAP A, STRATUM | 1X1EA | 1 | 71 | Sigma-Aldrich | 28974-U | https://www.sigmaaldrich.com/LT/en
28994-U | PK1 PURGE TRAP K, VOCARB 3000, STRATUM | 1X1EA | 1 | 104 | Sigma-Aldrich | 28994-U | https://www.sigmaaldrich.com/LT/en
54005-U | PK30 BULK LC-FLORISIL 1GM/6ML SUPELCLEAN | 1X1EA | 1 | 59 | Sigma-Aldrich | 54005-U | https://www.sigmaaldrich.com/LT/en
28982-U | PK1 PURGE TRAP E, STRATUM | 1X1EA | 1 | 110 | Sigma-Aldrich | 28982-U | https://www.sigmaaldrich.com/LT/en
28986-U | PK1 PURGE TRAP G, STRATUM | 1X1EA | 1 | 105 | Sigma-Aldrich | 28986-U | https://www.sigmaaldrich.com/LT/en
RAD141 | PK20 CART. BUTADIENE/ISOPRENE W/& | 1X1EA | 1 | 1092 | Sigma-Aldrich | RAD141 | https://www.sigmaaldrich.com/LT/en
RAD141S | STARTER KIT-BUTADIENE/ISOPRENE THERMAL& | 1X1EA | 1 | 218 | Sigma-Aldrich | RAD141S | https://www.sigmaaldrich.com/LT/en
21822-U | PK10 EMPTY SS TD TUBES, 89MM | 1X1EA | 1 | 356 | Sigma-Aldrich | 21822-U | https://www.sigmaaldrich.com/LT/en
55237-U | PK50 SUPEL QUE CITRATE/SODIUM BICARBON& | 1X1EA | 1 | 175 | Sigma-Aldrich | 55237-U | https://www.sigmaaldrich.com/LT/en
57316-U | PK3 SPME ASSY UNCOATED FS 24GA MAN & | 1X1EA | 1 | 416 | Sigma-Aldrich | 57316-U | https://www.sigmaaldrich.com/LT/en
52734-U | PK50 SUPELMIP NITROIMIDAZOLES 50MG/3ML | 1X1EA | 1 | 443 | Sigma-Aldrich | 52734-U | https://www.sigmaaldrich.com/LT/en
PFHYS0616 | Millicell HY Flask T-600 Sterile 16/pk | 1X1EA | 1 | 463 | Sigma-Aldrich | PFHYS0616 | https://www.sigmaaldrich.com/LT/en
PFHYS1008 | Millicell HY Flask T-1000 Sterile 8/pk | 1X1EA | 1 | 579 | Sigma-Aldrich | PFHYS1008 | https://www.sigmaaldrich.com/LT/en
PHCC0CLIP | Scepter O-Ring Replacement Kit | 1X1EA | 1 | 14 | Sigma-Aldrich | PHCC0CLIP | https://www.sigmaaldrich.com/LT/en
PHCC40050 | Scepter Sensors, 40um, 50PK | 1X1EA | 1 | 165 | Sigma-Aldrich | PHCC40050 | https://www.sigmaaldrich.com/LT/en
PHCC40500 | Scepter Sensors, 40uM, 500 PK (10-50PKs) | 1X1EA | 1 | 1647 | Sigma-Aldrich | PHCC40500 | https://www.sigmaaldrich.com/LT/en
PHCC60050 | Scepter Sensors, 60uM, 50PK | 1X1EA | 1 | 165 | Sigma-Aldrich | PHCC60050 | https://www.sigmaaldrich.com/LT/en
PHCC60250 | Scepter Sensors, 60uM, 250 PK (5-50PKs) | 1X1EA | 1 | 770 | Sigma-Aldrich | PHCC60250 | https://www.sigmaaldrich.com/LT/en
PHCC60500 | Scepter Sensors, 60uM, 500PK (10-50PKS) | 1X1EA | 1 | 1510 | Sigma-Aldrich | PHCC60500 | https://www.sigmaaldrich.com/LT/en
PHCCBEADS | Scepter Test Beads, 15um Polystyrene | 1X1EA | 1 | 206 | Sigma-Aldrich | PHCCBEADS | https://www.sigmaaldrich.com/LT/en
PHCCP0WER | Scepter Universal Power Adapter | 1X1EA | 1 | 42 | Sigma-Aldrich | PHCCP0WER | https://www.sigmaaldrich.com/LT/en
PHWP02500 | MCE .3UM WH PL 25MM 100/PK | 1X1EA | 1 | 233 | Sigma-Aldrich | PHWP02500 | https://www.sigmaaldrich.com/LT/en
PHWP04700 | MCE .3UM WH PL 47MM 100/PK | 1X1EA | 1 | 314 | Sigma-Aldrich | PHWP04700 | https://www.sigmaaldrich.com/LT/en
PHWP09025 | MCE .3UM WH PL 90MM 25/PK | 1X1EA | 1 | 213 | Sigma-Aldrich | PHWP09025 | https://www.sigmaaldrich.com/LT/en
PI8P01250 | Milli Stand Insrt 24well PCF 8.0um 50/pk | 1X1EA | 1 | 328 | Sigma-Aldrich | PI8P01250 | https://www.sigmaaldrich.com/LT/en
PICM01250 | Milli Stand Insrt 24 well CM .4um 50/pk | 1X1EA | 1 | 328 | Sigma-Aldrich | PICM01250 | https://www.sigmaaldrich.com/LT/en
PICM03050 | Milli Stand Insrt 6 well CM .4um 50/pk | 1X1EA | 1 | 439 | Sigma-Aldrich | PICM03050 | https://www.sigmaaldrich.com/LT/en
PICM0RG50 | Milli Stand Insrt .4um Organotypic 50/pk | 1X1EA | 1 | 439 | Sigma-Aldrich | PICM0RG50 | https://www.sigmaaldrich.com/LT/en
PIHA01250 | Milli Stand Insrt 24 well HA .45um 50/pk | 1X1EA | 1 | 289 | Sigma-Aldrich | PIHA01250 | https://www.sigmaaldrich.com/LT/en
PIHA03050 | Milli Stand Insrt 6 well HA .45um 50/pk | 1X1EA | 1 | 396 | Sigma-Aldrich | PIHA03050 | https://www.sigmaaldrich.com/LT/en
PIHP01250 | Milli Stand Insrt 24 well PCF .4um 50/pk | 1X1EA | 1 | 328 | Sigma-Aldrich | PIHP01250 | https://www.sigmaaldrich.com/LT/en
PIHP03050 | Milli Stand Insrt 6 well PCF .4um 50/pk | 1X1EA | 1 | 439 | Sigma-Aldrich | PIHP03050 | https://www.sigmaaldrich.com/LT/en
PITP01250 | Milli Stand Insrt 24 well PCF 3um 50/pk | 1X1EA | 1 | 328 | Sigma-Aldrich | PITP01250 | https://www.sigmaaldrich.com/LT/en
PIXP01250 | Milli Stand Insrt 24 well PCF 12um 50/pk | 1X1EA | 1 | 328 | Sigma-Aldrich | PIXP01250 | https://www.sigmaaldrich.com/LT/en
PLAC02510 | PLAC DISC 1K 25MM 10PK | 1X1EA | 1 | 172 | Sigma-Aldrich | PLAC02510 | https://www.sigmaaldrich.com/LT/en
PLAC04310 | PLAC DISC 1K 44.5MM 10PK | 1X1EA | 1 | 280 | Sigma-Aldrich | PLAC04310 | https://www.sigmaaldrich.com/LT/en
PLAC04710 | PLAC DISC 1K 47MM 10PK | 1X1EA | 1 | 297 | Sigma-Aldrich | PLAC04710 | https://www.sigmaaldrich.com/LT/en
PLAC06210 | LO BIND 1K UF DISC 10/PK | 1X1EA | 1 | 337 | Sigma-Aldrich | PLAC06210 | https://www.sigmaaldrich.com/LT/en
PLAC07610 | LO BIND 1K UF DISC 10/PK | 1X1EA | 1 | 369 | Sigma-Aldrich | PLAC07610 | https://www.sigmaaldrich.com/LT/en
PLAC09005 | LO BIND 1K UF DISC 5/PK | 1X1EA | 1 | 289 | Sigma-Aldrich | PLAC09005 | https://www.sigmaaldrich.com/LT/en
PLAC15005 | LO BIND 1K UF DISC 5/PK | 1X1EA | 1 | 372 | Sigma-Aldrich | PLAC15005 | https://www.sigmaaldrich.com/LT/en
PLBC02510 | Ultracel PL 3K 25MM 10PK | 1X1EA | 1 | 172 | Sigma-Aldrich | PLBC02510 | https://www.sigmaaldrich.com/LT/en
PLBC04310 | Ultracel PL 3K 44.5MM DISC10PK | 1X1EA | 1 | 280 | Sigma-Aldrich | PLBC04310 | https://www.sigmaaldrich.com/LT/en
PLBC04710 | LO BIND 3K UF DISC 10/PK | 1X1EA | 1 | 297 | Sigma-Aldrich | PLBC04710 | https://www.sigmaaldrich.com/LT/en
PLBC06210 | Ultracel PL 3K 63.5MM 10/PK | 1X1EA | 1 | 337 | Sigma-Aldrich | PLBC06210 | https://www.sigmaaldrich.com/LT/en
PLBC07610 | Ultracel PL 3K 76MM 10PK | 1X1EA | 1 | 369 | Sigma-Aldrich | PLBC07610 | https://www.sigmaaldrich.com/LT/en
PLCC02510 | PLCC 5K LOWBIND 25MM 10PK | 1X1EA | 1 | 172 | Sigma-Aldrich | PLCC02510 | https://www.sigmaaldrich.com/LT/en
PLCC04310 | PLCC 5K LOBIND 44.5MM 10PK | 1X1EA | 1 | 280 | Sigma-Aldrich | PLCC04310 | https://www.sigmaaldrich.com/LT/en
PLCC06210 | PLCC 5K LOBIND 63.5MM 10PK | 1X1EA | 1 | 337 | Sigma-Aldrich | PLCC06210 | https://www.sigmaaldrich.com/LT/en
PLCC07610 | PLCC 5K LOWBIND 76MM 10PK | 1X1EA | 1 | 369 | Sigma-Aldrich | PLCC07610 | https://www.sigmaaldrich.com/LT/en
PLCC15005 | PLCC TK LOWBIND 150MM 5PK | 1X1EA | 1 | 372 | Sigma-Aldrich | PLCC15005 | https://www.sigmaaldrich.com/LT/en
PLGC02510 | PLGC DISC 10K 25MM 10PK | 1X1EA | 1 | 172 | Sigma-Aldrich | PLGC02510 | https://www.sigmaaldrich.com/LT/en
PLGC04310 | PLGC DISC 10K 44.5MM 10/PK | 1X1EA | 1 | 280 | Sigma-Aldrich | PLGC04310 | https://www.sigmaaldrich.com/LT/en
PLGC04710 | PLGC DISC 10K 47MM 10PK | 1X1EA | 1 | 297 | Sigma-Aldrich | PLGC04710 | https://www.sigmaaldrich.com/LT/en
PLGC06210 | PLGC DISC 10K 63.5MM 10PK | 1X1EA | 1 | 337 | Sigma-Aldrich | PLGC06210 | https://www.sigmaaldrich.com/LT/en
PLGC07610 | PLGC DISC 10K 76MM 10PK | 1X1EA | 1 | 369 | Sigma-Aldrich | PLGC07610 | https://www.sigmaaldrich.com/LT/en
PLHK02510 | PLHK DISC 100K 25MM 10PK | 1X1EA | 1 | 172 | Sigma-Aldrich | PLHK02510 | https://www.sigmaaldrich.com/LT/en
PLHK04310 | PLHK 100K LOWBIND 44.5MM 10PK | 1X1EA | 1 | 280 | Sigma-Aldrich | PLHK04310 | https://www.sigmaaldrich.com/LT/en
PLHK04710 | LO BIND 100K UF DISC 10/PK | 1X1EA | 1 | 297 | Sigma-Aldrich | PLHK04710 | https://www.sigmaaldrich.com/LT/en
PLHK06210 | LO BIND 100K UF DISC 10/PK | 1X1EA | 1 | 337 | Sigma-Aldrich | PLHK06210 | https://www.sigmaaldrich.com/LT/en
PLHK07610 | LO BIND 100K UF DISC 10/PK | 1X1EA | 1 | 369 | Sigma-Aldrich | PLHK07610 | https://www.sigmaaldrich.com/LT/en
PLTK02510 | PLTK 30K LOWBIND 25MM 10PK | 1X1EA | 1 | 172 | Sigma-Aldrich | PLTK02510 | https://www.sigmaaldrich.com/LT/en
PLTK04310 | PLTK 30 LOBIND 44.5MM 10PK | 1X1EA | 1 | 280 | Sigma-Aldrich | PLTK04310 | https://www.sigmaaldrich.com/LT/en
PLTK04710 | PLTK 30K LOWBIND 47MM 10PK | 1X1EA | 1 | 297 | Sigma-Aldrich | PLTK04710 | https://www.sigmaaldrich.com/LT/en
PLTK06210 | PLTK 30K LOBND 63.5MM 10PK | 1X1EA | 1 | 337 | Sigma-Aldrich | PLTK06210 | https://www.sigmaaldrich.com/LT/en
PLTK07610 | PLTK 30K LOWBIND 76MM 10PK | 1X1EA | 1 | 369 | Sigma-Aldrich | PLTK07610 | https://www.sigmaaldrich.com/LT/en
PLTK15005 | PLTK 30K LOWBIND 150MM 5PK | 1X1EA | 1 | 372 | Sigma-Aldrich | PLTK15005 | https://www.sigmaaldrich.com/LT/en
PMEF-CF | PMEF-CF, 5 Vials PMEF-CF-C | 1X1EA | 1 | 469 | Sigma-Aldrich | PMEF-CF | https://www.sigmaaldrich.com/LT/en
PMEF-CFL | PMEF-CFL, 5 VialsPMEF-CFL-C | 1X1EA | 1 | 469 | Sigma-Aldrich | PMEF-CFL | https://www.sigmaaldrich.com/LT/en
PMEF-CFL-P1 | EMBRYOMAX(R) PMEF P1 STRAIN CF-1 UNTREAT | 1X1EA | 1 | 385 | Sigma-Aldrich | PMEF-CFL-P1 | https://www.sigmaaldrich.com/LT/en
PMEF-CFX | PMEF-CFX, 5 VialsPMEF-CFX-C | 1X1EA | 1 | 469 | Sigma-Aldrich | PMEF-CFX | https://www.sigmaaldrich.com/LT/en
PMEF-H | PMEF-H, 5 Vials PMEF-H-C | 1X1EA | 1 | 469 | Sigma-Aldrich | PMEF-H | https://www.sigmaaldrich.com/LT/en
PMEF-HL | PMEF-HL, 5 Vials PMEF-HL-C | 1X1EA | 1 | 469 | Sigma-Aldrich | PMEF-HL | https://www.sigmaaldrich.com/LT/en
PMEF-N | PMEF-N, 5 Vials PMEF-N-C | 1X1EA | 1 | 469 | Sigma-Aldrich | PMEF-N | https://www.sigmaaldrich.com/LT/en
PMEF-NL | PMEF-NL, 5 Vials PMEF-NL-C | 1X1EA | 1 | 469 | Sigma-Aldrich | PMEF-NL | https://www.sigmaaldrich.com/LT/en
PMEF-NL-P1 | EMBRYOMAX(R) PMEF P1 NEO RESIST, UNTREAT | 1X1EA | 1 | 385 | Sigma-Aldrich | PMEF-NL-P1 | https://www.sigmaaldrich.com/LT/en
PMEF-NX | PMEF-NX, 5 VialsPMEF-NX-C | 1X1EA | 1 | 469 | Sigma-Aldrich | PMEF-NX | https://www.sigmaaldrich.com/LT/en
PP2502500 | SCREEN FILTER PP25UM 25MM | 1X1EA | 1 | 119 | Sigma-Aldrich | PP2502500 | https://www.sigmaaldrich.com/LT/en
PP2504700 | SCREEN FILTER PP25UM 47MM | 1X1EA | 1 | 163 | Sigma-Aldrich | PP2504700 | https://www.sigmaaldrich.com/LT/en
PP4502500 | SCREEN FILTER PP45UM 25MM | 1X1EA | 1 | 125 | Sigma-Aldrich | PP4502500 | https://www.sigmaaldrich.com/LT/en
PP4504700 | SCREEN FILTER PP45UM 47MM | 1X1EA | 1 | 161 | Sigma-Aldrich | PP4504700 | https://www.sigmaaldrich.com/LT/en
PR0001400 | DIFFUSION CHAMBER W/O HOLE 50PK | 1X1EA | 1 | 207 | Sigma-Aldrich | PR0001400 | https://www.sigmaaldrich.com/LT/en
PR0001401 | DIFFUSION CHAMBER W/ HOLE 50PK | 1X1EA | 1 | 244 | Sigma-Aldrich | PR0001401 | https://www.sigmaaldrich.com/LT/en
GX208090495HE-1EA | TWISTER(TM) SPRAY CHAMBER | 1X1EA | 1 | 729 | Sigma-Aldrich | GX208090495HE-1EA | https://www.sigmaaldrich.com/LT/en
GX218092831-1EA | PURAFLEX TRANSFER TUBE | 1X1EA | 1 | 226 | Sigma-Aldrich | GX218092831-1EA | https://www.sigmaaldrich.com/LT/en
GX208090004HE-1EA | TWISTER(TM) SPRAY CHAMBER | 1X1EA | 1 | 857 | Sigma-Aldrich | GX208090004HE-1EA | https://www.sigmaaldrich.com/LT/en
GX208099188-1EA | TRACEY(TM) TFE SPRAY CHAMBER | 1X1EA | 1 | 1165 | Sigma-Aldrich | GX208099188-1EA | https://www.sigmaaldrich.com/LT/en
SAMPHV001 | Millex Samplicit Filters, 0.45 Philic PV | 1X1EA | 1 | 281 | Sigma-Aldrich | SAMPHV001 | https://www.sigmaaldrich.com/LT/en
SAMPHV004 | MillexSamplicityFilterPVDF 0.45um384pack | 1X1EA | 1 | 1078 | Sigma-Aldrich | SAMPHV004 | https://www.sigmaaldrich.com/LT/en
SAMPLCR01 | Millex Samplicity Filters 0.45 Phil | 1X1EA | 1 | 286 | Sigma-Aldrich | SAMPLCR01 | https://www.sigmaaldrich.com/LT/en
SAMPLCR04 | Millex Samplicity Filters, 0.45 Philic | 1X1EA | 1 | 1069 | Sigma-Aldrich | SAMPLCR04 | https://www.sigmaaldrich.com/LT/en
SAMPLG001 | Millex Samplicity Filters 0.20 Phil | 1X1EA | 1 | 286 | Sigma-Aldrich | SAMPLG001 | https://www.sigmaaldrich.com/LT/en
SAMPLG004 | Millex Samplicity Filters, 0.20 Philic | 1X1EA | 1 | 1069 | Sigma-Aldrich | SAMPLG004 | https://www.sigmaaldrich.com/LT/en
SAMTUBING | Samplicity Filtration System Tube S | 1X1EA | 1 | 44 | Sigma-Aldrich | SAMTUBING | https://www.sigmaaldrich.com/LT/en
SAMVIALTR | Samplicity Filtration SystemVialTrays2pk | 1X1EA | 1 | 93 | Sigma-Aldrich | SAMVIALTR | https://www.sigmaaldrich.com/LT/en
SAMWASTTR | Samplicity FiltrationSystemWasteTrays5pk | 1X1EA | 1 | 61 | Sigma-Aldrich | SAMWASTTR | https://www.sigmaaldrich.com/LT/en
SC50FL025 | Steriflip Funnel Attachment 50mL No | 1X1EA | 1 | 114 | Sigma-Aldrich | SC50FL025 | https://www.sigmaaldrich.com/LT/en
SCC057 | FIBROGRO INACTIVATED XENO-FREE HUMAN FO& | 1X1EA | 1 | 425 | Sigma-Aldrich | SCC057 | https://www.sigmaaldrich.com/LT/en
SCC058 | FibroGRO Xeno-Free Human Fibroblasts | 1X1EA | 1 | 738 | Sigma-Aldrich | SCC058 | https://www.sigmaaldrich.com/LT/en
SCGP00525 | Steriflip-GP 50mL Express Plus PES .22um | 1X1EA | 1 | 174 | Sigma-Aldrich | SCGP00525 | https://www.sigmaaldrich.com/LT/en
SCGPS01RE | Steritop-GP 150mL Express Plus PES .22um | 1X1EA | 1 | 91 | Sigma-Aldrich | SCGPS01RE | https://www.sigmaaldrich.com/LT/en
SCGPS02RE | Steritop-GP 250mL PES .22um 33mm RS 12/p | 1X1EA | 1 | 109 | Sigma-Aldrich | SCGPS02RE | https://www.sigmaaldrich.com/LT/en
GPWP09050 | EXPRESS PLUS PES .22UM WH PL 90MM 50/PK | 1X1EA | 1 | 222 | Sigma-Aldrich | GPWP09050 | https://www.sigmaaldrich.com/LT/en
GPWP14250 | EXPRESS PLUS PES .22UM WH PL 142MM 50/PK | 1X1EA | 1 | 456 | Sigma-Aldrich | GPWP14250 | https://www.sigmaaldrich.com/LT/en
GSS-1015-F | 100mM LMSX (L-Met Sulfoximine), 10ml | 1X1EA | 1 | 117 | Sigma-Aldrich | GSS-1015-F | https://www.sigmaaldrich.com/LT/en
GSS-1016-C | GS Supplement - 50X, 100ml | 1X1EA | 1 | 130 | Sigma-Aldrich | GSS-1016-C | https://www.sigmaaldrich.com/LT/en
GSTF01300 | MCE TRITON FREE .22UM WH PL 13MM 100/PK | 1X1EA | 1 | 101 | Sigma-Aldrich | GSTF01300 | https://www.sigmaaldrich.com/LT/en
GSTF02500 | MCE TRITON FREE .22UM WH PL 25MM 100/PK | 1X1EA | 1 | 120 | Sigma-Aldrich | GSTF02500 | https://www.sigmaaldrich.com/LT/en
GSTF04700 | MCE TRITON FREE .22UM WH PL 47MM 100/PK | 1X1EA | 1 | 166 | Sigma-Aldrich | GSTF04700 | https://www.sigmaaldrich.com/LT/en
GSTF14250 | MCE TRITON FREE .22UM WH PL 142MM 50/PK | 1X1EA | 1 | 400 | Sigma-Aldrich | GSTF14250 | https://www.sigmaaldrich.com/LT/en
GSWP01300 | MCE .22UM WH PL 13MM 100/PK | 1X1EA | 1 | 99 | Sigma-Aldrich | GSWP01300 | https://www.sigmaaldrich.com/LT/en
GSWP02500 | MCE .22UM WH PL 25MM 100/PK | 1X1EA | 1 | 113 | Sigma-Aldrich | GSWP02500 | https://www.sigmaaldrich.com/LT/en
GSWP03700 | .22 MCE Monit Refills w/Thin Pad Pl100pk | 1X1EA | 1 | 169 | Sigma-Aldrich | GSWP03700 | https://www.sigmaaldrich.com/LT/en
GSWP04700 | MCE .22UM WH PL 47MM 100/PK | 1X1EA | 1 | 155 | Sigma-Aldrich | GSWP04700 | https://www.sigmaaldrich.com/LT/en
GSWP09000 | MCE .22UM WH PL 90MM 100/PK | 1X1EA | 1 | 409 | Sigma-Aldrich | GSWP09000 | https://www.sigmaaldrich.com/LT/en
GSWP14250 | MCE .22UM WH PL 142MM 50/PK | 1X1EA | 1 | 378 | Sigma-Aldrich | GSWP14250 | https://www.sigmaaldrich.com/LT/en
GTBP01300 | ISOPORE POLYCARB .2UM BK PL 13MM 100/PK | 1X1EA | 1 | 116 | Sigma-Aldrich | GTBP01300 | https://www.sigmaaldrich.com/LT/en
GTBP02500 | ISOPORE POLYCARB .2UM BK PL 25MM 100/PK | 1X1EA | 1 | 257 | Sigma-Aldrich | GTBP02500 | https://www.sigmaaldrich.com/LT/en
GTBP04700 | ISOPORE POLYCARB .2UM BK PL 47MM 100/PK | 1X1EA | 1 | 399 | Sigma-Aldrich | GTBP04700 | https://www.sigmaaldrich.com/LT/en
GTTP01300 | ISOPORE POLYCARB .2UM WH PL 13MM 100/PK | 1X1EA | 1 | 115 | Sigma-Aldrich | GTTP01300 | https://www.sigmaaldrich.com/LT/en
GTTP02500 | ISOPORE POLYCARB .2UM WH PL 25MM 100/PK | 1X1EA | 1 | 166 | Sigma-Aldrich | GTTP02500 | https://www.sigmaaldrich.com/LT/en
GTTP03700 | ISOPORE POLYCARB .2UM WH PL 37MM 100/PK | 1X1EA | 1 | 186 | Sigma-Aldrich | GTTP03700 | https://www.sigmaaldrich.com/LT/en
GTTP04700 | ISOPORE POLYCARB .2UM WH PL 47MM 100/PK | 1X1EA | 1 | 206 | Sigma-Aldrich | GTTP04700 | https://www.sigmaaldrich.com/LT/en
GTTP09030 | ISOPORE POLYCARB .2UM WH PL 90MM 30/PK | 1X1EA | 1 | 163 | Sigma-Aldrich | GTTP09030 | https://www.sigmaaldrich.com/LT/en
GTTP14250 | ISOPORE POLYCARB .2UM WH PL 142MM 50/PK | 1X1EA | 1 | 440 | Sigma-Aldrich | GTTP14250 | https://www.sigmaaldrich.com/LT/en
GVHP00010 | DURAPORE PVDF .22UM WH PL 10 FT ROLL | 1X1EA | 1 | 423 | Sigma-Aldrich | GVHP00010 | https://www.sigmaaldrich.com/LT/en
GVHP01300 | .22 Dura PVDF phobic Wh Pl 13mm 100pk | 1X1EA | 1 | 155 | Sigma-Aldrich | GVHP01300 | https://www.sigmaaldrich.com/LT/en
GVHP02500 | Durapore PVDF .22um WH PL 25mm 100pk | 1X1EA | 1 | 194 | Sigma-Aldrich | GVHP02500 | https://www.sigmaaldrich.com/LT/en
GVHP04700 | DURAPORE PVDF .22UM WH PL 47MM 100/PK | 1X1EA | 1 | 258 | Sigma-Aldrich | GVHP04700 | https://www.sigmaaldrich.com/LT/en
GVHP09050 | DURAPORE PVDF .22UM WH PL 90MM 50/PK | 1X1EA | 1 | 365 | Sigma-Aldrich | GVHP09050 | https://www.sigmaaldrich.com/LT/en
GX208090600HE-1EA | TRACEY(TM) SPRAY CHAMBER | 1X1EA | 1 | 544 | Sigma-Aldrich | GX208090600HE-1EA | https://www.sigmaaldrich.com/LT/en
GX218092839-1EA | MOUNTING BRACKET | 1X1EA | 1 | 626 | Sigma-Aldrich | GX218092839-1EA | https://www.sigmaaldrich.com/LT/en
AQFA03700 | QUARTZ FBR FILTER 37MM | 1X1EA | 1 | 152 | Sigma-Aldrich | AQFA03700 | https://www.sigmaaldrich.com/LT/en
AQFA04700 | QUARTZ FBR FILTER 47MM | 1X1EA | 1 | 185 | Sigma-Aldrich | AQFA04700 | https://www.sigmaaldrich.com/LT/en
AQFA09050 | QUARTZ FIBER FILTER 90MM | 1X1EA | 1 | 202 | Sigma-Aldrich | AQFA09050 | https://www.sigmaaldrich.com/LT/en
AQFA8X105 | QUARTZ FBR FILTER 8X10" 50/PK | 1X1EA | 1 | 947 | Sigma-Aldrich | AQFA8X105 | https://www.sigmaaldrich.com/LT/en
ASTM03701 | ASTM COLOR STDS 1/PK | 1X1EA | 1 | 164 | Sigma-Aldrich | ASTM03701 | https://www.sigmaaldrich.com/LT/en
ATTP01300 | ISOPORE POLYCARB .8UM WH PL 13MM 100/PK | 1X1EA | 1 | 116 | Sigma-Aldrich | ATTP01300 | https://www.sigmaaldrich.com/LT/en
ATTP02500 | ISOPORE POLYCARB .8UM WH PL 25MM 100/PK | 1X1EA | 1 | 175 | Sigma-Aldrich | ATTP02500 | https://www.sigmaaldrich.com/LT/en
ATTP03700 | ISOPORE POLYCARB .8UM WH PL 37MM 100/PK | 1X1EA | 1 | 180 | Sigma-Aldrich | ATTP03700 | https://www.sigmaaldrich.com/LT/en
ATTP04700 | ISOPORE POLYCARB .8UM WH PL 47MM 100/PK | 1X1EA | 1 | 214 | Sigma-Aldrich | ATTP04700 | https://www.sigmaaldrich.com/LT/en
ATTP14250 | ISOPORE POLYCARB .8UM WH PL 142MM 50/PK | 1X1EA | 1 | 448 | Sigma-Aldrich | ATTP14250 | https://www.sigmaaldrich.com/LT/en
B04A-03-5PK | ONIX plate for bacteria cells, 5PK | 1X1EA | 1 | 885 | Sigma-Aldrich | B04A-03-5PK | https://www.sigmaaldrich.com/LT/en
BG-3-G | X-Gal Stock Solution, 1.0ml | 1X1EA | 1 | 84 | Sigma-Aldrich | BG-3-G | https://www.sigmaaldrich.com/LT/en
BGCM00010 | BIOPORE MEMBRANE, 10FT x 1FT ROLL | 1X1EA | 1 | 1778 | Sigma-Aldrich | BGCM00010 | https://www.sigmaaldrich.com/LT/en
TCTP01300 | ISOPORE POLYCARB 10UM WH PL 13MM 100/PK | 1X1EA | 1 | 177 | Sigma-Aldrich | TCTP01300 | https://www.sigmaaldrich.com/LT/en
TCTP02500 | ISOPORE POLYCARB 10UM WH PL 25MM 100/PK | 1X1EA | 1 | 202 | Sigma-Aldrich | TCTP02500 | https://www.sigmaaldrich.com/LT/en
TCTP04700 | ISOPORE POLYCARB 10UM WH PL 47MM 100/PK | 1X1EA | 1 | 331 | Sigma-Aldrich | TCTP04700 | https://www.sigmaaldrich.com/LT/en
TCTP14250 | ISOPORE POLYCARB 10UM WH PL 142MM 50/PK | 1X1EA | 1 | 557 | Sigma-Aldrich | TCTP14250 | https://www.sigmaaldrich.com/LT/en
TETP01300 | ISOPORE POLYCARB 8UM WH PL 13MM 100/PK | 1X1EA | 1 | 122 | Sigma-Aldrich | TETP01300 | https://www.sigmaaldrich.com/LT/en
TETP02500 | ISOPORE POLYCARB 8UM WH PL 25MM 100/PK | 1X1EA | 1 | 171 | Sigma-Aldrich | TETP02500 | https://www.sigmaaldrich.com/LT/en
TETP04700 | ISOPORE POLYCARB 8UM WH PL 47MM 100/PK | 1X1EA | 1 | 248 | Sigma-Aldrich | TETP04700 | https://www.sigmaaldrich.com/LT/en
TMTP01300 | ISOPORE POLYCARB 5UM WH PL 13MM 100/PK | 1X1EA | 1 | 116 | Sigma-Aldrich | TMTP01300 | https://www.sigmaaldrich.com/LT/en
TMTP02500 | ISOPORE POLYCARB 5UM WH PL 25MM 100/PK | 1X1EA | 1 | 172 | Sigma-Aldrich | TMTP02500 | https://www.sigmaaldrich.com/LT/en
TMTP04700 | ISOPORE POLYCARB 5UM WH PL 47MM 100/PK | 1X1EA | 1 | 242 | Sigma-Aldrich | TMTP04700 | https://www.sigmaaldrich.com/LT/en
TMTP09030 | ISOPORE POLYCARB 5UM WH PL 90MM 30/PK | 1X1EA | 1 | 159 | Sigma-Aldrich | TMTP09030 | https://www.sigmaaldrich.com/LT/en
GVHP14250 | DURAPORE PVDF .22UM WH PL 142MM 50/PK | 1X1EA | 1 | 565 | Sigma-Aldrich | GVHP14250 | https://www.sigmaaldrich.com/LT/en
GVWP00010 | DURAPORE PVDF .22UM WH PL 1 X 10FT ROLL | 1X1EA | 1 | 718 | Sigma-Aldrich | GVWP00010 | https://www.sigmaaldrich.com/LT/en
GVWP01300 | DURAPORE PVDF .22UM WH PL 13MM 100/PK | 1X1EA | 1 | 111 | Sigma-Aldrich | GVWP01300 | https://www.sigmaaldrich.com/LT/en
GVWP02500 | DURAPORE PVDF .22UM WH PL 25MM 100/PK | 1X1EA | 1 | 139 | Sigma-Aldrich | GVWP02500 | https://www.sigmaaldrich.com/LT/en
GVWP04700 | DURAPORE PVDF .22UM WH PL 47MM 100/PK | 1X1EA | 1 | 196 | Sigma-Aldrich | GVWP04700 | https://www.sigmaaldrich.com/LT/en
GVWP09050 | DURAPORE PVDF .22UM WH PL 90MM 50/PK | 1X1EA | 1 | 284 | Sigma-Aldrich | GVWP09050 | https://www.sigmaaldrich.com/LT/en
GVWP14250 | DURAPORE PVDF .22UM WH PL 142MM 50/PK | 1X1EA | 1 | 450 | Sigma-Aldrich | GVWP14250 | https://www.sigmaaldrich.com/LT/en
GWSC04501 | Ground Water sampling capsule 0.45um 1pk | 1X1EA | 1 | 44 | Sigma-Aldrich | GWSC04501 | https://www.sigmaaldrich.com/LT/en
GWSC04510 | Ground Water sampling capsule 0.45um10pk | 1X1EA | 1 | 379 | Sigma-Aldrich | GWSC04510 | https://www.sigmaaldrich.com/LT/en
GWSC04550 | Ground water sampling capsule 0.45um50pk | 1X1EA | 1 | 1676 | Sigma-Aldrich | GWSC04550 | https://www.sigmaaldrich.com/LT/en
GWSC10001 | Ground water sampling capsule, 1um, 1pk | 1X1EA | 1 | 61 | Sigma-Aldrich | GWSC10001 | https://www.sigmaaldrich.com/LT/en
GWSC50001 | Ground water sampling capsule, 5um, 1pk | 1X1EA | 1 | 43 | Sigma-Aldrich | GWSC50001 | https://www.sigmaaldrich.com/LT/en
HABG01300 | MCE .45UM BK GD 13MM 100/PK | 1X1EA | 1 | 162 | Sigma-Aldrich | HABG01300 | https://www.sigmaaldrich.com/LT/en
HABG02500 | MCE .45UM BK GD 25MM 100/PK | 1X1EA | 1 | 192 | Sigma-Aldrich | HABG02500 | https://www.sigmaaldrich.com/LT/en
HABG04700 | MCE .45UM BK GD 47MM 100/PK | 1X1EA | 1 | 232 | Sigma-Aldrich | HABG04700 | https://www.sigmaaldrich.com/LT/en
HABP02500 | MCE .45UM BK PL 25MM 100/PK | 1X1EA | 1 | 162 | Sigma-Aldrich | HABP02500 | https://www.sigmaaldrich.com/LT/en
HABP04700 | MCE .45UM BK PL 47MM 100/PK | 1X1EA | 1 | 194 | Sigma-Aldrich | HABP04700 | https://www.sigmaaldrich.com/LT/en
HAEP04700 | .45 MCE 3mm Phobic Edge Wh PL 100Pk | 1X1EA | 1 | 244 | Sigma-Aldrich | HAEP04700 | https://www.sigmaaldrich.com/LT/en
HATF01300 | IMMO-NC Triton Free MCE .45um Wh PL | 1X1EA | 1 | 99 | Sigma-Aldrich | HATF01300 | https://www.sigmaaldrich.com/LT/en
HATF02500 | IMMO-NC Triton Free MCE .45um Wh PL | 1X1EA | 1 | 116 | Sigma-Aldrich | HATF02500 | https://www.sigmaaldrich.com/LT/en
HATF04700 | IMMO-NC TritonFree MCE .45um Wh PL 100pk | 1X1EA | 1 | 180 | Sigma-Aldrich | HATF04700 | https://www.sigmaaldrich.com/LT/en
HATF14250 | IMMO-NC Triton Free MCE .45um Wh Pl 50pk | 1X1EA | 1 | 378 | Sigma-Aldrich | HATF14250 | https://www.sigmaaldrich.com/LT/en
HAWG01300 | MCE .45UM WH GD 13MM 100/PK | 1X1EA | 1 | 111 | Sigma-Aldrich | HAWG01300 | https://www.sigmaaldrich.com/LT/en
HAWG02500 | MCE .45UM WH GD 25MM 100/PK | 1X1EA | 1 | 124 | Sigma-Aldrich | HAWG02500 | https://www.sigmaaldrich.com/LT/en
HAWG03700 | Monitor Refills .45 MCE WH GRD 37mm | 1X1EA | 1 | 186 | Sigma-Aldrich | HAWG03700 | https://www.sigmaaldrich.com/LT/en
HAWG04700 | MCE .45UM WH GD 47MM 100/PK | 1X1EA | 1 | 183 | Sigma-Aldrich | HAWG04700 | https://www.sigmaaldrich.com/LT/en
HAWG047500 | MCE 0.45UM WH GD 47MM 500PK | 1X1EA | 1 | 289 | Sigma-Aldrich | HAWG047500 | https://www.sigmaaldrich.com/LT/en
HAWP00010 | MCE .45UM WH PL 1x10FT Roll | 1X1EA | 1 | 350 | Sigma-Aldrich | HAWP00010 | https://www.sigmaaldrich.com/LT/en
HAWP01300 | MCE .45UM WH PL 13MM 100/PK | 1X1EA | 1 | 98 | Sigma-Aldrich | HAWP01300 | https://www.sigmaaldrich.com/LT/en
HAWP02400 | MCE .45UM WH PL 24MM 100/PK | 1X1EA | 1 | 99 | Sigma-Aldrich | HAWP02400 | https://www.sigmaaldrich.com/LT/en
TMTP14250 | ISOPORE POLYCARB 5UM WH PL 142MM 50/PK | 1X1EA | 1 | 444 | Sigma-Aldrich | TMTP14250 | https://www.sigmaaldrich.com/LT/en
TSTP01300 | ISOPORE POLYCARB 3UM WH PL 13MM 100/PK | 1X1EA | 1 | 117 | Sigma-Aldrich | TSTP01300 | https://www.sigmaaldrich.com/LT/en
TSTP02500 | ISOPORE MEMBRANE FILTER, POLYCARBONATE,& | 1X1EA | 1 | 172 | Sigma-Aldrich | TSTP02500 | https://www.sigmaaldrich.com/LT/en
TSTP04700 | ISOPORE POLYCARB 3UM WH PL 47MM 100/PK | 1X1EA | 1 | 212 | Sigma-Aldrich | TSTP04700 | https://www.sigmaaldrich.com/LT/en
TSTP14250 | ISOPORE POLYCARB 3UM WH PL 142MM 50/PK | 1X1EA | 1 | 450 | Sigma-Aldrich | TSTP14250 | https://www.sigmaaldrich.com/LT/en
TTTP02500 | ISOPORE POLYCARB 2UM WH PPL 25MM 100/PK | 1X1EA | 1 | 172 | Sigma-Aldrich | TTTP02500 | https://www.sigmaaldrich.com/LT/en
TTTP04700 | ISOPORE POLYCARB 2UM WH PPL 47MM 100/PK | 1X1EA | 1 | 115 | Sigma-Aldrich | TTTP04700 | https://www.sigmaaldrich.com/LT/en
UFC200324 | Amicon Ultra 2ml 3K 24PK | 1X1EA | 1 | 142 | Sigma-Aldrich | UFC200324 | https://www.sigmaaldrich.com/LT/en
UFC201024 | Amicon Ultra 2ml 10K 24PK | 1X1EA | 1 | 142 | Sigma-Aldrich | UFC201024 | https://www.sigmaaldrich.com/LT/en
UFC203024 | Amicon Ultra 2ml 30K 24PK | 1X1EA | 1 | 142 | Sigma-Aldrich | UFC203024 | https://www.sigmaaldrich.com/LT/en
UFC205024 | Amicon Ultra 2ml 50K 24PK | 1X1EA | 1 | 142 | Sigma-Aldrich | UFC205024 | https://www.sigmaaldrich.com/LT/en
UFC210024 | Amicon Ultra 2ml 100K 24PK | 1X1EA | 1 | 142 | Sigma-Aldrich | UFC210024 | https://www.sigmaaldrich.com/LT/en
UFC30DV00 | ULTRAFREE MC DV 0.65 100PK | 1X1EA | 1 | 428 | Sigma-Aldrich | UFC30DV00 | https://www.sigmaaldrich.com/LT/en
UFC30DV0S | ULTRAFREE MC DV STERILE 50/PK | 1X1EA | 1 | 256 | Sigma-Aldrich | UFC30DV0S | https://www.sigmaaldrich.com/LT/en
UFC30DV25 | ULTRAFREE DV 0.65 25/PK | 1X1EA | 1 | 139 | Sigma-Aldrich | UFC30DV25 | https://www.sigmaaldrich.com/LT/en
UFC30GV00 | ULTRAFREE-MC DURA 0.22um 100PK | 1X1EA | 1 | 436 | Sigma-Aldrich | UFC30GV00 | https://www.sigmaaldrich.com/LT/en
UFC30GV0S | ULTRAFREE MC GV STER 50/PK | 1X1EA | 1 | 261 | Sigma-Aldrich | UFC30GV0S | https://www.sigmaaldrich.com/LT/en
UFC30GV25 | ULTRAFREE MC GV 0.22 25PK | 1X1EA | 1 | 139 | Sigma-Aldrich | UFC30GV25 | https://www.sigmaaldrich.com/LT/en
UFC30GVNB | ULTRAFREE MC GV 0.22 250PK | 1X1EA | 1 | 1010 | Sigma-Aldrich | UFC30GVNB | https://www.sigmaaldrich.com/LT/en
UFC30HV00 | ULTRAFREE-MC DURA .45U 100PK | 1X1EA | 1 | 436 | Sigma-Aldrich | UFC30HV00 | https://www.sigmaaldrich.com/LT/en
UFC30HV25 | ULTRAFREE MC HV 0.45 25/PK | 1X1EA | 1 | 139 | Sigma-Aldrich | UFC30HV25 | https://www.sigmaaldrich.com/LT/en
UFC30HVNB | ULTRAFREE MC HV 0.45 250PK | 1X1EA | 1 | 1010 | Sigma-Aldrich | UFC30HVNB | https://www.sigmaaldrich.com/LT/en
UFC30LG25 | ULTRAFREE-MC PTFE LG 25 | 1X1EA | 1 | 166 | Sigma-Aldrich | UFC30LG25 | https://www.sigmaaldrich.com/LT/en
UFC30LH25 | ULTRAFREE-MC PTFE LH 25 | 1X1EA | 1 | 166 | Sigma-Aldrich | UFC30LH25 | https://www.sigmaaldrich.com/LT/en
UFC30SV00 | ULTRAFREE MC SV 100/PK | 1X1EA | 1 | 433 | Sigma-Aldrich | UFC30SV00 | https://www.sigmaaldrich.com/LT/en
UFC30VV00 | ULTRAFREE MC VV 0.1 100PK | 1X1EA | 1 | 433 | Sigma-Aldrich | UFC30VV00 | https://www.sigmaaldrich.com/LT/en
UFC30VV25 | ULTRAFREE MC VV 0.1 25/PK | 1X1EA | 1 | 139 | Sigma-Aldrich | UFC30VV25 | https://www.sigmaaldrich.com/LT/en
UFC40DV25 | ULTRA FREE CL 0DV 25/PK | 1X1EA | 1 | 171 | Sigma-Aldrich | UFC40DV25 | https://www.sigmaaldrich.com/LT/en
UFC40GV00 | ULTRAFREE CL, GV, 100/PK | 1X1EA | 1 | 524 | Sigma-Aldrich | UFC40GV00 | https://www.sigmaaldrich.com/LT/en
UFC40GV0S | ULTRFR-CL GV 0.22UM STER.50PK | 1X1EA | 1 | 310 | Sigma-Aldrich | UFC40GV0S | https://www.sigmaaldrich.com/LT/en
UFC40GV25 | ULTRAFREE CL GV 25/PK | 1X1EA | 1 | 171 | Sigma-Aldrich | UFC40GV25 | https://www.sigmaaldrich.com/LT/en
UFC40HV00 | ULTRAFREE CL, HV, 100/PK | 1X1EA | 1 | 524 | Sigma-Aldrich | UFC40HV00 | https://www.sigmaaldrich.com/LT/en
UFC40HV25 | ULTRAFREE CL HV 25/PK | 1X1EA | 1 | 171 | Sigma-Aldrich | UFC40HV25 | https://www.sigmaaldrich.com/LT/en
UFC40LG25 | ULTRAFREE-CL LG 0.20UM 25PK | 1X1EA | 1 | 171 | Sigma-Aldrich | UFC40LG25 | https://www.sigmaaldrich.com/LT/en
UFC40LH25 | ULTRAFREE-CL LH 0.45UM 25PK | 1X1EA | 1 | 171 | Sigma-Aldrich | UFC40LH25 | https://www.sigmaaldrich.com/LT/en
UFC40SV25 | ULTRA FREE CL 0SV 25/PK | 1X1EA | 1 | 171 | Sigma-Aldrich | UFC40SV25 | https://www.sigmaaldrich.com/LT/en
UFC40VV00 | ULTRAFREE CL, P0VV 100/PK | 1X1EA | 1 | 524 | Sigma-Aldrich | UFC40VV00 | https://www.sigmaaldrich.com/LT/en
UFC40VV25 | ULTRAFREE CL VVPP 25PK | 1X1EA | 1 | 171 | Sigma-Aldrich | UFC40VV25 | https://www.sigmaaldrich.com/LT/en
UFC500308 | AMICON ULTRA 0.5ML 3K 8PK | 1X1EA | 1 | 55 | Sigma-Aldrich | UFC500308 | https://www.sigmaaldrich.com/LT/en
UFC500324 | AMICON ULTRA 0.5ML 3K 24PK | 1X1EA | 1 | 132 | Sigma-Aldrich | UFC500324 | https://www.sigmaaldrich.com/LT/en
UFC500396 | AMICON ULTRA 0.5ML 3K 96PK | 1X1EA | 1 | 414 | Sigma-Aldrich | UFC500396 | https://www.sigmaaldrich.com/LT/en
UFC5003BK | AMICON ULTRA 0.5ML 3K 500PK | 1X1EA | 1 | 1774 | Sigma-Aldrich | UFC5003BK | https://www.sigmaaldrich.com/LT/en
UFC501008 | AMICON ULTRA 0.5ML 10K 8PK | 1X1EA | 1 | 55 | Sigma-Aldrich | UFC501008 | https://www.sigmaaldrich.com/LT/en
UFC501024 | AMICON ULTRA 0.5ML 10K 24PK | 1X1EA | 1 | 132 | Sigma-Aldrich | UFC501024 | https://www.sigmaaldrich.com/LT/en
UFC501096 | AMICON ULTRA 0.5ML 10K 96PK | 1X1EA | 1 | 414 | Sigma-Aldrich | UFC501096 | https://www.sigmaaldrich.com/LT/en
UFC5010BK | AMICON ULTRA 0.5ML 10K 500PK | 1X1EA | 1 | 1774 | Sigma-Aldrich | UFC5010BK | https://www.sigmaaldrich.com/LT/en
UFC503008 | AMICON ULTRA 0.5ML 30K 8PK | 1X1EA | 1 | 55 | Sigma-Aldrich | UFC503008 | https://www.sigmaaldrich.com/LT/en
UFC503024 | AMICON ULTRA 0.5ML 30K 24PK | 1X1EA | 1 | 132 | Sigma-Aldrich | UFC503024 | https://www.sigmaaldrich.com/LT/en
UFC503096 | AMICON ULTRA 0.5ML 30K 96PK | 1X1EA | 1 | 414 | Sigma-Aldrich | UFC503096 | https://www.sigmaaldrich.com/LT/en
UFC5030BK | AMICON ULTRA 0.5ML 30K 500PK | 1X1EA | 1 | 1774 | Sigma-Aldrich | UFC5030BK | https://www.sigmaaldrich.com/LT/en
UFC505008 | AMICON ULTRA 0.5ML 50K 8PK | 1X1EA | 1 | 55 | Sigma-Aldrich | UFC505008 | https://www.sigmaaldrich.com/LT/en
UFC505024 | AMICON ULTRA 0.5ML 50K 24PK | 1X1EA | 1 | 132 | Sigma-Aldrich | UFC505024 | https://www.sigmaaldrich.com/LT/en
UFC505096 | AMICON ULTRA 0.5ML 50K 96PK | 1X1EA | 1 | 414 | Sigma-Aldrich | UFC505096 | https://www.sigmaaldrich.com/LT/en
UFC5050BK | AMICON ULTRA 0.5ML 50K 500PK | 1X1EA | 1 | 1774 | Sigma-Aldrich | UFC5050BK | https://www.sigmaaldrich.com/LT/en
UFC50VL96 | Amicon Ultra 0.5ml Vials 96 pk | 1X1EA | 1 | 49 | Sigma-Aldrich | UFC50VL96 | https://www.sigmaaldrich.com/LT/en
UFC510008 | AMICON ULTRA 0.5ML 100K 8PK | 1X1EA | 1 | 55 | Sigma-Aldrich | UFC510008 | https://www.sigmaaldrich.com/LT/en
UFC510024 | AMICON ULTRA 0.5ML 100K 24PK | 1X1EA | 1 | 132 | Sigma-Aldrich | UFC510024 | https://www.sigmaaldrich.com/LT/en
UFC510096 | AMICON ULTRA 0.5ML 100K 96PK | 1X1EA | 1 | 414 | Sigma-Aldrich | UFC510096 | https://www.sigmaaldrich.com/LT/en
UFC5100BK | AMICON ULTRA 0.5ML 100K 500PK | 1X1EA | 1 | 1774 | Sigma-Aldrich | UFC5100BK | https://www.sigmaaldrich.com/LT/en
UFC700308 | Centricon Plus 70 3k NMWL 8 pk | 1X1EA | 1 | 245 | Sigma-Aldrich | UFC700308 | https://www.sigmaaldrich.com/LT/en
UFC701008 | Centricon Plus 70 10K NMWL 8pk | 1X1EA | 1 | 245 | Sigma-Aldrich | UFC701008 | https://www.sigmaaldrich.com/LT/en
UFC703008 | Centricon Plus 70 30K NMWL 8pk | 1X1EA | 1 | 245 | Sigma-Aldrich | UFC703008 | https://www.sigmaaldrich.com/LT/en
UFC710008 | Centricon Plus 70 100K NMWL 8pk | 1X1EA | 1 | 245 | Sigma-Aldrich | UFC710008 | https://www.sigmaaldrich.com/LT/en
UFC800308 | AMICON ULTRA-4 4ML 3K NMWL 8PK | 1X1EA | 1 | 83 | Sigma-Aldrich | UFC800308 | https://www.sigmaaldrich.com/LT/en
UFC800324 | AMICON ULTRA-4 4ML 3K NMWL 24PK | 1X1EA | 1 | 224 | Sigma-Aldrich | UFC800324 | https://www.sigmaaldrich.com/LT/en
UFC800396 | AMICON ULTRA-4 4ML 3K NMWL 96PK | 1X1EA | 1 | 626 | Sigma-Aldrich | UFC800396 | https://www.sigmaaldrich.com/LT/en
UFC801008 | AMICON ULTRA-4 CENTRIFUGAL FILTER UNIT & | 1X1EA | 1 | 83 | Sigma-Aldrich | UFC801008 | https://www.sigmaaldrich.com/LT/en
UFC801024 | Amicon Centrifugal 4ml 10K NMWL 24pk | 1X1EA | 1 | 224 | Sigma-Aldrich | UFC801024 | https://www.sigmaaldrich.com/LT/en
GX208090243HE-1EA | TWISTER(TM) SPRAY CHAMBER | 1X1EA | 1 | 729 | Sigma-Aldrich | GX208090243HE-1EA | https://www.sigmaaldrich.com/LT/en
GX208092508-1EA | TRACEY(TM) TFE SPRAY CHAMBER | 1X1EA | 1 | 1193 | Sigma-Aldrich | GX208092508-1EA | https://www.sigmaaldrich.com/LT/en
GX218092582-1EA | PURAFLEX TRANSFER TUBE | 1X1EA | 1 | 281 | Sigma-Aldrich | GX218092582-1EA | https://www.sigmaaldrich.com/LT/en
GX218093726-1EA | PURAFLEX TRANSFER TUBE | 1X1EA | 1 | 366 | Sigma-Aldrich | GX218093726-1EA | https://www.sigmaaldrich.com/LT/en
480275-100UG | ?-NGF, HUMAN, RECOMBINANT, N 1PC X 100UG | 1X1EA | 1 | 584 | Sigma-Aldrich | 480275-100UG | https://www.sigmaaldrich.com/LT/en
GF446-10UG | HumanKine«Thermostable bFGFHumanRecombi | 1X1EA | 1 | 205 | Sigma-Aldrich | GF446-10UG | https://www.sigmaaldrich.com/LT/en
GF446-50UG | HumanKine«Thermostable bFGFHumanRecombi | 1X1EA | 1 | 776 | Sigma-Aldrich | GF446-50UG | https://www.sigmaaldrich.com/LT/en
GNWP02500 | NYLON .20UM WH PL 25MM 100/PK | 1X1EA | 1 | 136 | Sigma-Aldrich | GNWP02500 | https://www.sigmaaldrich.com/LT/en
GNWP04700 | NYLON .20UM WH PL 47MM 100/PK | 1X1EA | 1 | 171 | Sigma-Aldrich | GNWP04700 | https://www.sigmaaldrich.com/LT/en
GPWP01300 | EXPRESS PLUS PES .22UM WH PL 13MM 100/PK | 1X1EA | 1 | 115 | Sigma-Aldrich | GPWP01300 | https://www.sigmaaldrich.com/LT/en
GPWP02500 | EXPRESS PLUS PES .22UM WH PL 25MM 100/PK | 1X1EA | 1 | 141 | Sigma-Aldrich | GPWP02500 | https://www.sigmaaldrich.com/LT/en
GPWP04700 | EXPRESS PLUS PES .22UM WH PL 47MM 100/PK | 1X1EA | 1 | 193 | Sigma-Aldrich | GPWP04700 | https://www.sigmaaldrich.com/LT/en
GX208090285HE-1EA | TWISTER(TM) SPRAY CHAMBER | 1X1EA | 1 | 729 | Sigma-Aldrich | GX208090285HE-1EA | https://www.sigmaaldrich.com/LT/en
SJFHM4710 | Millicup-FH 47mm PTFE .45um 10/pk | 1X1EA | 1 | 141 | Sigma-Aldrich | SJFHM4710 | https://www.sigmaaldrich.com/LT/en
SJHVM4710 | Millicup-HV 47mm Durapore PVDF .45 10/pk | 1X1EA | 1 | 141 | Sigma-Aldrich | SJHVM4710 | https://www.sigmaaldrich.com/LT/en
SJLHM4710 | Millicup-LH 47mm Philic PTFE .45um 10/pk | 1X1EA | 1 | 141 | Sigma-Aldrich | SJLHM4710 | https://www.sigmaaldrich.com/LT/en
SKBM02560 | Strat - M Membrane , 25mm, 60/pk | 1X1EA | 1 | 709 | Sigma-Aldrich | SKBM02560 | https://www.sigmaaldrich.com/LT/en
SKBM04760 | Strat - M Membrane , 47mm, 60/pk. | 1X1EA | 1 | 1451 | Sigma-Aldrich | SKBM04760 | https://www.sigmaaldrich.com/LT/en
SLAA025NB | Millex-AA 25mm MCE .8um NS 250PK | 1X1EA | 1 | 565 | Sigma-Aldrich | SLAA025NB | https://www.sigmaaldrich.com/LT/en
SLAA025NK | MillexAA 25mm MCE .8um NS 1000pk | 1X1EA | 1 | 1706 | Sigma-Aldrich | SLAA025NK | https://www.sigmaaldrich.com/LT/en
SLAAV255F | Millex 25mm MCE .8um Sterile w/ Ven | 1X1EA | 1 | 238 | Sigma-Aldrich | SLAAV255F | https://www.sigmaaldrich.com/LT/en
SLAP02550 | Millex-AP AP20 25mm Non-Sterile 50/pk | 1X1EA | 1 | 124 | Sigma-Aldrich | SLAP02550 | https://www.sigmaaldrich.com/LT/en
SLAP05010 | Millex-AP Prefilter 50mm 10/pk | 1X1EA | 1 | 65 | Sigma-Aldrich | SLAP05010 | https://www.sigmaaldrich.com/LT/en
SLCR013NK | MillexLCR 13mm PhilicPTFE.45um NS 1000pk | 1X1EA | 1 | 1931 | Sigma-Aldrich | SLCR013NK | https://www.sigmaaldrich.com/LT/en
2100 | PROTEIN CONCENTRATE KIT (MICRO) 10U | 1X1EA | 1 | 244 | Sigma-Aldrich | 2100 | https://www.sigmaaldrich.com/LT/en
4104 | CENTRIFREE-50 PACK | 1X1EA | 1 | 594 | Sigma-Aldrich | 4104 | https://www.sigmaaldrich.com/LT/en
4302 | CENTRIPREP 3 24-PACK | 1X1EA | 1 | 486 | Sigma-Aldrich | 4302 | https://www.sigmaaldrich.com/LT/en
4303 | CENTRIPREP 3 96-PACK | 1X1EA | 1 | 1820 | Sigma-Aldrich | 4303 | https://www.sigmaaldrich.com/LT/en
4304 | CENTRIPREP 10 24 PACK | 1X1EA | 1 | 486 | Sigma-Aldrich | 4304 | https://www.sigmaaldrich.com/LT/en
4305 | CENTRIPREP 10 96 PACK | 1X1EA | 1 | 1694 | Sigma-Aldrich | 4305 | https://www.sigmaaldrich.com/LT/en
4306 | CENTRIPREP 30 24 PACK | 1X1EA | 1 | 486 | Sigma-Aldrich | 4306 | https://www.sigmaaldrich.com/LT/en
4307 | CENTRIPREP 30 96 PACK | 1X1EA | 1 | 1694 | Sigma-Aldrich | 4307 | https://www.sigmaaldrich.com/LT/en
4310 | CENTRIPREP 50 (24 PACK) | 1X1EA | 1 | 486 | Sigma-Aldrich | 4310 | https://www.sigmaaldrich.com/LT/en
4311 | CENTRIPREP 50 (96 PACK) | 1X1EA | 1 | 1694 | Sigma-Aldrich | 4311 | https://www.sigmaaldrich.com/LT/en
5163 | SUP PLT 12-25 SAMP MANFLD | 1X1EA | 1 | 223 | Sigma-Aldrich | 5163 | https://www.sigmaaldrich.com/LT/en
6015 | Amicon Stirred Cell Manifold | 1X1EA | 1 | 1078 | Sigma-Aldrich | 6015 | https://www.sigmaaldrich.com/LT/en
6028 | Amicon Stirred Cell Reservoir | 1X1EA | 1 | 2492 | Sigma-Aldrich | 6028 | https://www.sigmaaldrich.com/LT/en
9051 | CS15 MINICON 1 BOX 50 TEST | 1X1EA | 1 | 656 | Sigma-Aldrich | 9051 | https://www.sigmaaldrich.com/LT/en
42600 | Ultrafree-DA Centrifugal Filter 50/pk | 1X1EA | 1 | 196 | Sigma-Aldrich | 42600 | https://www.sigmaaldrich.com/LT/en
01-106 | FIBROB GTH FAC-2/BASIC FGF 25UG | 1X1EA | 1 | 584 | Sigma-Aldrich | 01-106 | https://www.sigmaaldrich.com/LT/en
01-185 | nHU VEGF(REC) 10UG | 1X1EA | 1 | 546 | Sigma-Aldrich | 01-185 | https://www.sigmaaldrich.com/LT/en
01-201 | HEREGULIN BETA,EGF DOMAIN 100UG | 1X1EA | 1 | 587 | Sigma-Aldrich | 01-201 | https://www.sigmaaldrich.com/LT/en
02-102 | ENDOTHELIAL C.G.S. (ECGS) 10X15MG | 1X1EA | 1 | 455 | Sigma-Aldrich | 02-102 | https://www.sigmaaldrich.com/LT/en
02-104 | BOVINE PITUITARY EXTR 10X15MG | 1X1EA | 1 | 719 | Sigma-Aldrich | 02-104 | https://www.sigmaaldrich.com/LT/en
55324-U | SUPEL GENIE HYBRIDSPE ONLINE SPE & | 1X1EA | 1 | 497 | Sigma-Aldrich | 55324-U | https://www.sigmaaldrich.com/LT/en
539722-1KIT | ProteoExtract« Phosphopeptide | 1X1KIT | 1 | 728 | Sigma-Aldrich | 539722-1KIT | https://www.sigmaaldrich.com/LT/en
FALP01300 | FLUOROPORE PTFE 1.0UM WH PL 13MM 100/PK | 1X1EA | 1 | 277 | Sigma-Aldrich | FALP01300 | https://www.sigmaaldrich.com/LT/en
FALP01900 | FLUOROPORE 1UM 19MM 100PK | 1X1EA | 1 | 434 | Sigma-Aldrich | FALP01900 | https://www.sigmaaldrich.com/LT/en
FALP02500 | FLUOROPORE PTFE 1.0UM WH PL 25MM 100/PK | 1X1EA | 1 | 327 | Sigma-Aldrich | FALP02500 | https://www.sigmaaldrich.com/LT/en
FALP03700 | 1 Fluo PTFE w/Thin pad Wh Pl 37mm 100pk | 1X1EA | 1 | 439 | Sigma-Aldrich | FALP03700 | https://www.sigmaaldrich.com/LT/en
FALP04700 | FLUOROPORE PTFE 1.0UM WH PL 47MM 100/PK | 1X1EA | 1 | 417 | Sigma-Aldrich | FALP04700 | https://www.sigmaaldrich.com/LT/en
FALP14250 | FLUOROPORE PTFE 1.0UM WH PL 142MM 50/PK | 1X1EA | 1 | 792 | Sigma-Aldrich | FALP14250 | https://www.sigmaaldrich.com/LT/en
FALP15500 | Fluoropore 1um 15.5mm 100pk | 1X1EA | 1 | 548 | Sigma-Aldrich | FALP15500 | https://www.sigmaaldrich.com/LT/en
FC014 | FIBRONECTIN, BOV, PUR-500UG | 1X1EA | 1 | 203 | Sigma-Aldrich | FC014 | https://www.sigmaaldrich.com/LT/en
FGLP01300 | FLUOROPORE PTFE 0.2UM WH PL 13MM 100/PK | 1X1EA | 1 | 243 | Sigma-Aldrich | FGLP01300 | https://www.sigmaaldrich.com/LT/en
FGLP02500 | FLUOROPORE PTFE 0.2UM WH PL 25MM 100/PK | 1X1EA | 1 | 336 | Sigma-Aldrich | FGLP02500 | https://www.sigmaaldrich.com/LT/en
FGLP04700 | FLUOROPORE PTFE 0.2UM WH PL 47MM 100/PK | 1X1EA | 1 | 427 | Sigma-Aldrich | FGLP04700 | https://www.sigmaaldrich.com/LT/en
FGLP09050 | FLUOROPORE PTFE 0.2UM WH PL 90MM 50/PK | 1X1EA | 1 | 627 | Sigma-Aldrich | FGLP09050 | https://www.sigmaaldrich.com/LT/en
FGLP14250 | FLUOROPORE PTFE 0.2UM WH PL 142MM 50/PK | 1X1EA | 1 | 1088 | Sigma-Aldrich | FGLP14250 | https://www.sigmaaldrich.com/LT/en
FHLC01300 | LCR MEMBRANE .45UM WH PL 13MM 100/PK | 1X1EA | 1 | 253 | Sigma-Aldrich | FHLC01300 | https://www.sigmaaldrich.com/LT/en
FHLC02500 | LCR MEMBRANE .45UM WH PL 25MM 100/PK | 1X1EA | 1 | 355 | Sigma-Aldrich | FHLC02500 | https://www.sigmaaldrich.com/LT/en
FHLC04700 | LCR MEMBRANE .45UM WH PL 47MM 100/PK | 1X1EA | 1 | 451 | Sigma-Aldrich | FHLC04700 | https://www.sigmaaldrich.com/LT/en
FHLP01300 | FLU0R0PORE PTFE 0.45um WH PL 13mm 100/PK | 1X1EA | 1 | 245 | Sigma-Aldrich | FHLP01300 | https://www.sigmaaldrich.com/LT/en
FHLP02500 | FLUOROPORE PTFE .45UM WH PL 25MM 100/PK | 1X1EA | 1 | 336 | Sigma-Aldrich | FHLP02500 | https://www.sigmaaldrich.com/LT/en
FHLP03700 | FLUOROPORE PTFE .45UM WH PL 37MM 100/PK | 1X1EA | 1 | 442 | Sigma-Aldrich | FHLP03700 | https://www.sigmaaldrich.com/LT/en
FHLP04700 | FLUOROPORE PTFE .45UM WH PL 47MM 100/PK | 1X1EA | 1 | 445 | Sigma-Aldrich | FHLP04700 | https://www.sigmaaldrich.com/LT/en
XX1004708 | SILICONE NO 8 STOPPER 9/16 HOLE, 5/PK | 1X1EA | 1 | 203 | Sigma-Aldrich | XX1004708 | https://www.sigmaaldrich.com/LT/en
XX1004720 | GLSS HLDER 47MM PTFE COATED 300ML FUNNEL | 1X1EA | 1 | 518 | Sigma-Aldrich | XX1004720 | https://www.sigmaaldrich.com/LT/en
XX1004722 | PTFE-FACED GLASS BASE, 47MM | 1X1EA | 1 | 348 | Sigma-Aldrich | XX1004722 | https://www.sigmaaldrich.com/LT/en
XX1004724 | PTFE-FACED GLASS FUNNEL, 300ML | 1X1EA | 1 | 251 | Sigma-Aldrich | XX1004724 | https://www.sigmaaldrich.com/LT/en
XX1004730 | GLASS HOLDER 47MM SS SCREEN 300ML FUNNEL | 1X1EA | 1 | 531 | Sigma-Aldrich | XX1004730 | https://www.sigmaaldrich.com/LT/en
XX1004732 | GLASS BASE W/STOPPER AND SS SCREEN, 47MM | 1X1EA | 1 | 360 | Sigma-Aldrich | XX1004732 | https://www.sigmaaldrich.com/LT/en
XX1004733 | GLASS BSE AND STOPPR W/O SS SCREEN 47MM | 1X1EA | 1 | 251 | Sigma-Aldrich | XX1004733 | https://www.sigmaaldrich.com/LT/en
XX1007615 | MICROSCOPE SLIDES 2"X3" 72/PK | 1X1EA | 1 | 88 | Sigma-Aldrich | XX1007615 | https://www.sigmaaldrich.com/LT/en
XX1009002 | 90MM SS PTFE COATED SCREEN | 1X1EA | 1 | 231 | Sigma-Aldrich | XX1009002 | https://www.sigmaaldrich.com/LT/en
XX1009003 | SPRING CLAMP F/90MM GLASS FILTER HOLDER | 1X1EA | 1 | 488 | Sigma-Aldrich | XX1009003 | https://www.sigmaaldrich.com/LT/en
XX1009010 | 90MM PTFE GASKET, 10/PK | 1X1EA | 1 | 137 | Sigma-Aldrich | XX1009010 | https://www.sigmaaldrich.com/LT/en
XX1009020 | GLASS FILTER HOLDER W/SS SCREEN, 90MM | 1X1EA | 1 | 1778 | Sigma-Aldrich | XX1009020 | https://www.sigmaaldrich.com/LT/en
XX1100000 | 600ML BENCH-TOP PRESSURE RESERVOIR | 1X1EA | 1 | 1206 | Sigma-Aldrich | XX1100000 | https://www.sigmaaldrich.com/LT/en
XX1100001 | BALL VALVE, 1/4 NPT | 1X1EA | 1 | 185 | Sigma-Aldrich | XX1100001 | https://www.sigmaaldrich.com/LT/en
XX11000PP | BALL VALVE 1/4" HOSE | 1X1EA | 1 | 136 | Sigma-Aldrich | XX11000PP | https://www.sigmaaldrich.com/LT/en
XX1104700 | PLASTIC FILTER HOLDER 47MM STERIFIL | 1X1EA | 1 | 162 | Sigma-Aldrich | XX1104700 | https://www.sigmaaldrich.com/LT/en
XX1104702 | STERIFIL BASE AND SUPPORT SCREEN | 1X1EA | 1 | 16 | Sigma-Aldrich | XX1104702 | https://www.sigmaaldrich.com/LT/en
XX1104703 | STERIFIL FUNNEL COVER | 1X1EA | 1 | 26 | Sigma-Aldrich | XX1104703 | https://www.sigmaaldrich.com/LT/en
XX1104704 | STERIFIL FUNNEL, 250ML, 47MM | 1X1EA | 1 | 40 | Sigma-Aldrich | XX1104704 | https://www.sigmaaldrich.com/LT/en
XX1104705 | STERIFIL RECEIVER FLASK, 250ML | 1X1EA | 1 | 82 | Sigma-Aldrich | XX1104705 | https://www.sigmaaldrich.com/LT/en
XX1104706 | STERIFIL RECEIVER FLASK COVER | 1X1EA | 1 | 16 | Sigma-Aldrich | XX1104706 | https://www.sigmaaldrich.com/LT/en
XX1104707 | SILICONE O-RING 5-329 10/pk | 1X1EA | 1 | 54 | Sigma-Aldrich | XX1104707 | https://www.sigmaaldrich.com/LT/en
XX1104715 | 47MM SUPPORT SCREEN | 1X1EA | 1 | 20 | Sigma-Aldrich | XX1104715 | https://www.sigmaaldrich.com/LT/en
XX11J4750 | STERIFIL HOLDER 47MM, 500ML | 1X1EA | 1 | 153 | Sigma-Aldrich | XX11J4750 | https://www.sigmaaldrich.com/LT/en
XX1504700 | ALL-GLSS FILTR HLDR COMPLETE 47MM FUNNEL | 1X1EA | 1 | 866 | Sigma-Aldrich | XX1504700 | https://www.sigmaaldrich.com/LT/en
XX1504705 | GROUND JOINT FLASK, 1L | 1X1EA | 1 | 318 | Sigma-Aldrich | XX1504705 | https://www.sigmaaldrich.com/LT/en
XX1604700 | MILLISOLVE SOLVENT CLARIFICATION KIT 2L | 1X1EA | 1 | 1386 | Sigma-Aldrich | XX1604700 | https://www.sigmaaldrich.com/LT/en
XX1604701 | VACUUM COVER, GROUND GLASS | 1X1EA | 1 | 230 | Sigma-Aldrich | XX1604701 | https://www.sigmaaldrich.com/LT/en
XX1604705 | 2L VACUUM FLASK W/CONICAL BOTTOM | 1X1EA | 1 | 600 | Sigma-Aldrich | XX1604705 | https://www.sigmaaldrich.com/LT/en
XX2004703 | PTFE GASKET FOR HYDROSOL, 25/PK | 1X1EA | 1 | 124 | Sigma-Aldrich | XX2004703 | https://www.sigmaaldrich.com/LT/en
XX2004704 | HYDROSOL SS FUNNEL AND LOCKING RING | 1X1EA | 1 | 1049 | Sigma-Aldrich | XX2004704 | https://www.sigmaaldrich.com/LT/en
XX2004708 | SS SUPPORT SCREEN, 47MM | 1X1EA | 1 | 208 | Sigma-Aldrich | XX2004708 | https://www.sigmaaldrich.com/LT/en
XX2004718 | SILICONE NO 8 STOPPER 3/8 HOLE, 5/PK | 1X1EA | 1 | 171 | Sigma-Aldrich | XX2004718 | https://www.sigmaaldrich.com/LT/en
XX2004720 | HYDROSOL SS 47MM FILTER HOLDER | 1X1EA | 1 | 1255 | Sigma-Aldrich | XX2004720 | https://www.sigmaaldrich.com/LT/en
XX20047RK | HYDROSOL REPLACEMENT PARTS KIT | 1X1EA | 1 | 330 | Sigma-Aldrich | XX20047RK | https://www.sigmaaldrich.com/LT/en
XX2702509 | FILTER O-RING SILICONE, 30/PK | 1X1EA | 1 | 293 | Sigma-Aldrich | XX2702509 | https://www.sigmaaldrich.com/LT/en
XX2702510 | PP SUPPORT SCREEN 25MM, 30/PK | 1X1EA | 1 | 192 | Sigma-Aldrich | XX2702510 | https://www.sigmaaldrich.com/LT/en
XX2702550 | 1225 SAMPLING MANIFOLD | 1X1EA | 1 | 2098 | Sigma-Aldrich | XX2702550 | https://www.sigmaaldrich.com/LT/en
XX2702552 | 1225 MANIFOLD CHAMBERS O-RINGS&PLUG SET | 1X1EA | 1 | 192 | Sigma-Aldrich | XX2702552 | https://www.sigmaaldrich.com/LT/en
XX2702555 | 1225 MANIFOLD SMPLE CUP EXTENSION BARREL | 1X1EA | 1 | 173 | Sigma-Aldrich | XX2702555 | https://www.sigmaaldrich.com/LT/en
XX3001200 | SWINNY SS FILTER HOLDER, 13MM | 1X1EA | 1 | 120 | Sigma-Aldrich | XX3001200 | https://www.sigmaaldrich.com/LT/en
XX3001240 | ANALYTICAL SS FILTER HOLDER, 13MM | 1X1EA | 1 | 530 | Sigma-Aldrich | XX3001240 | https://www.sigmaaldrich.com/LT/en
XX30012RK | SWINNY 13MM REPLACEMENT PARTS KIT | 1X1EA | 1 | 165 | Sigma-Aldrich | XX30012RK | https://www.sigmaaldrich.com/LT/en
XX3002500 | MICROSYRINGE SS FILTER HOLDER, 25MM | 1X1EA | 1 | 249 | Sigma-Aldrich | XX3002500 | https://www.sigmaaldrich.com/LT/en
XX3002502 | PTFE GASKET 10/PK | 1X1EA | 1 | 120 | Sigma-Aldrich | XX3002502 | https://www.sigmaaldrich.com/LT/en
XX3002510 | SS SUPPORT SCREEN FOR 25MM MICROSYRINGE | 1X1EA | 1 | 41 | Sigma-Aldrich | XX3002510 | https://www.sigmaaldrich.com/LT/en
XX3002514 | MICROSYRINGE SS FILTER HOLDER, 25MM | 1X1EA | 1 | 315 | Sigma-Aldrich | XX3002514 | https://www.sigmaaldrich.com/LT/en
XX3002564 | 1/4ID HOSE-MALE LUER NICKLE PLATED BRASS | 1X1EA | 1 | 26 | Sigma-Aldrich | XX3002564 | https://www.sigmaaldrich.com/LT/en
XX3002567 | 1/8 NPTF TO M-LUER NICKEL plated | 1X1EA | 1 | 82 | Sigma-Aldrich | XX3002567 | https://www.sigmaaldrich.com/LT/en
XX3002568 | 1/4" NPTF to F-luer 316SS | 1X1EA | 1 | 100 | Sigma-Aldrich | XX3002568 | https://www.sigmaaldrich.com/LT/en
XX3002570 | 1/4 NPTM TO M-LUER LOCK NICKLE PLAT | 1X1EA | 1 | 183 | Sigma-Aldrich | XX3002570 | https://www.sigmaaldrich.com/LT/en
XX30025RK | MICROSYRINGE 25MM REPLACEMENT PARTS KIT | 1X1EA | 1 | 169 | Sigma-Aldrich | XX30025RK | https://www.sigmaaldrich.com/LT/en
XX4002500 | GAS IN-LINE SS FILTER HOLDER, 25MM | 1X1EA | 1 | 337 | Sigma-Aldrich | XX4002500 | https://www.sigmaaldrich.com/LT/en
XX40025RK | REPLACEMENT PARTS KIT FOR FILTERJET FILT | 1X1EA | 1 | 203 | Sigma-Aldrich | XX40025RK | https://www.sigmaaldrich.com/LT/en
XX4004700 | SS PRESSURE FILTER HOLDER 47MM, 100ML | 1X1EA | 1 | 1519 | Sigma-Aldrich | XX4004700 | https://www.sigmaaldrich.com/LT/en
XX4004714 | LOCKING RING GASKET, PTFE, 5/PK | 1X1EA | 1 | 120 | Sigma-Aldrich | XX4004714 | https://www.sigmaaldrich.com/LT/en
XX4004740 | SS PRESSURE FILTER HOLDER 47MM, 340ML | 1X1EA | 1 | 1892 | Sigma-Aldrich | XX4004740 | https://www.sigmaaldrich.com/LT/en
XX4304700 | IN-LINE PP FILTER HOLDER, 47MM | 1X1EA | 1 | 238 | Sigma-Aldrich | XX4304700 | https://www.sigmaaldrich.com/LT/en
XX4304701 | O-RING SILICONE 2-131 6/PK | 1X1EA | 1 | 126 | Sigma-Aldrich | XX4304701 | https://www.sigmaaldrich.com/LT/en
XX4304702 | O-RING FLUOROELASTOMER 2-131 6/PK | 1X1EA | 1 | 132 | Sigma-Aldrich | XX4304702 | https://www.sigmaaldrich.com/LT/en
XX4304704 | PP HOSE ADAPTER, 1/4" NPTM TO 5/16" | 1X1EA | 1 | 42 | Sigma-Aldrich | XX4304704 | https://www.sigmaaldrich.com/LT/en
XX4304705 | HAND KNOBS FOR 47MM IN-LINE PP FILTE | 1X1EA | 1 | 64 | Sigma-Aldrich | XX4304705 | https://www.sigmaaldrich.com/LT/en
XX4404700 | SS FILTER HOLDER, 47MM | 1X1EA | 1 | 700 | Sigma-Aldrich | XX4404700 | https://www.sigmaaldrich.com/LT/en
XX4404702 | SS PTFE-COATED SUPPORT SCREEN, 47MM | 1X1EA | 1 | 353 | Sigma-Aldrich | XX4404702 | https://www.sigmaaldrich.com/LT/en
XX4502500 | HIGH-PRESSURE SS FILTER HOLDER, 25MM | 1X1EA | 1 | 663 | Sigma-Aldrich | XX4502500 | https://www.sigmaaldrich.com/LT/en
XX4504700 | HIGH-PRESSURE SS FILTER HOLDER, 47MM | 1X1EA | 1 | 1098 | Sigma-Aldrich | XX4504700 | https://www.sigmaaldrich.com/LT/en
XX4504704 | SS HIGH-PRESSURE SUPPORT SCREEN, 47MM | 1X1EA | 1 | 293 | Sigma-Aldrich | XX4504704 | https://www.sigmaaldrich.com/LT/en
XX4504705 | PTFE-TREATED FLUOROELASTOMER INNER O-RIN | 1X1EA | 1 | 177 | Sigma-Aldrich | XX4504705 | https://www.sigmaaldrich.com/LT/en
XX4504710 | PTFE INNER O-RING FOR HIGH PRESSURE SS F | 1X1EA | 1 | 230 | Sigma-Aldrich | XX4504710 | https://www.sigmaaldrich.com/LT/en
XX4504713 | FLUOROELASTOMER OUTER O-RING FOR HIGH PR | 1X1EA | 1 | 149 | Sigma-Aldrich | XX4504713 | https://www.sigmaaldrich.com/LT/en
XX45047RK | REPLACEMENT PARTS KIT FOR HIGH PRESSURE | 1X1EA | 1 | 689 | Sigma-Aldrich | XX45047RK | https://www.sigmaaldrich.com/LT/en
XX5000002 | FLOW-LIMITING ORIFICES, 1L/MIN | 1X1EA | 1 | 71 | Sigma-Aldrich | XX5000002 | https://www.sigmaaldrich.com/LT/en
XX5002501 | SS SUPPORT SCREEN, 25MM | 1X1EA | 1 | 99 | Sigma-Aldrich | XX5002501 | https://www.sigmaaldrich.com/LT/en
XX6200005 | ADAPTER TUBING TO MALE LUER F/AEROSOL AN | 1X1EA | 1 | 35 | Sigma-Aldrich | XX6200005 | https://www.sigmaaldrich.com/LT/en
XX6200006P | Forceps, blunt end, stainless steel 3pk | 1X1EA | 1 | 56 | Sigma-Aldrich | XX6200006P | https://www.sigmaaldrich.com/LT/en
XX6200035 | HAND VACUUM PUMP SS | 1X1EA | 1 | 367 | Sigma-Aldrich | XX6200035 | https://www.sigmaaldrich.com/LT/en
XX6300120 | FILTER HOLDER ASSEMBLY | 1X1EA | 1 | 1588 | Sigma-Aldrich | XX6300120 | https://www.sigmaaldrich.com/LT/en
XX6403730 | FLUID SAMPLING KIT | 1X1EA | 1 | 4718 | Sigma-Aldrich | XX6403730 | https://www.sigmaaldrich.com/LT/en
XX6403735 | HOSE CONNECTOR 1/8" NPTF QUICK RELE | 1X1EA | 1 | 323 | Sigma-Aldrich | XX6403735 | https://www.sigmaaldrich.com/LT/en
XX6403780 | TYGON TUBING 3/16" ID | 1X1EA | 1 | 29 | Sigma-Aldrich | XX6403780 | https://www.sigmaaldrich.com/LT/en
XX6504700 | NAVAL PATCH TEST KIT | 1X1EA | 1 | 4518 | Sigma-Aldrich | XX6504700 | https://www.sigmaaldrich.com/LT/en
XX6504704 | WAXH BOT 500ML W/HOLE MOD. | 1X1EA | 1 | 35 | Sigma-Aldrich | XX6504704 | https://www.sigmaaldrich.com/LT/en
XX6504707 | SWINNEX 25MM W/SCREEN | 1X1EA | 1 | 42 | Sigma-Aldrich | XX6504707 | https://www.sigmaaldrich.com/LT/en
XX6504709 | PVC BOTTLE 120 ml 1/PK | 1X1EA | 1 | 20 | Sigma-Aldrich | XX6504709 | https://www.sigmaaldrich.com/LT/en
71504-3 | D-Tube# Dialyzer Mini, MWCO 1 PC | 1X1EA | 1 | 107 | Sigma-Aldrich | 71504-3 | https://www.sigmaaldrich.com/LT/en
71505-3 | D-Tube# Dialyzer Mini, MWCO 1PC X 1SET | 1X1EA | 1 | 117 | Sigma-Aldrich | 71505-3 | https://www.sigmaaldrich.com/LT/en
71506-3 | D-Tube# Dialyzer Midi, MWCO 1PC X 1SET | 1X1EA | 1 | 161 | Sigma-Aldrich | 71506-3 | https://www.sigmaaldrich.com/LT/en
71507-3 | D-Tube# Dialyzer Midi, MWCO 1SET | 1X1EA | 1 | 161 | Sigma-Aldrich | 71507-3 | https://www.sigmaaldrich.com/LT/en
71508-3 | D-Tube# Dialyzer Maxi, MWCO 1PC X 1SET | 1X1EA | 1 | 203 | Sigma-Aldrich | 71508-3 | https://www.sigmaaldrich.com/LT/en
71509-3 | D-Tube# Dialyzer Maxi, MWCO 1 PC | 1X1EA | 1 | 203 | Sigma-Aldrich | 71509-3 | https://www.sigmaaldrich.com/LT/en
71510-3 | D-Tube# Dialyzer Maxi, MWCO 1SET/KIT | 1X1EA | 1 | 203 | Sigma-Aldrich | 71510-3 | https://www.sigmaaldrich.com/LT/en
71511-3 | D-Tube# Electroelution Acces 1 PC | 1X1EA | 1 | 124 | Sigma-Aldrich | 71511-3 | https://www.sigmaaldrich.com/LT/en
71512-3 | Floating Rack, Mini | 1X1EA | 1 | 29 | Sigma-Aldrich | 71512-3 | https://www.sigmaaldrich.com/LT/en
71513-3 | Floating Rack, Midi 1SET | 1X1EA | 1 | 38 | Sigma-Aldrich | 71513-3 | https://www.sigmaaldrich.com/LT/en
71514-3 | Floating Rack, Maxi 1SET | 1X1EA | 1 | 47 | Sigma-Aldrich | 71514-3 | https://www.sigmaaldrich.com/LT/en
71712-3 | D-Tube96# Dialyzer, 6-8 kDa 1PC X 1PLATE | 1X1EA | 1 | 656 | Sigma-Aldrich | 71712-3 | https://www.sigmaaldrich.com/LT/en
71713-3 | D-Tube96# Dialyzer, 12-14 kD | 1X1EA | 1 | 656 | Sigma-Aldrich | 71713-3 | https://www.sigmaaldrich.com/LT/en
71748-3 | Floating Rack, Mega 1PC X 1SET | 1X1EA | 1 | 55 | Sigma-Aldrich | 71748-3 | https://www.sigmaaldrich.com/LT/en
SCNY00020 | Steriflip 20um Nylon NY20 RS 25pk | 1X1EA | 1 | 194 | Sigma-Aldrich | SCNY00020 | https://www.sigmaaldrich.com/LT/en
SCNY00040 | STERIFLIP 41UM NYLON NET NY41 RS 25PK | 1X1EA | 1 | 194 | Sigma-Aldrich | SCNY00040 | https://www.sigmaaldrich.com/LT/en
SCNY00060 | STERIFLIP 60UM NYLON NET NY60 RS 25/PK | 1X1EA | 1 | 194 | Sigma-Aldrich | SCNY00060 | https://www.sigmaaldrich.com/LT/en
SCNY00100 | STERIFLIP 100um NYLON NET NY1H RS 25/pk | 1X1EA | 1 | 194 | Sigma-Aldrich | SCNY00100 | https://www.sigmaaldrich.com/LT/en
SCVPU11RE | Stericup-VP 1000mL PES .10um RS 12/pk | 1X1EA | 1 | 327 | Sigma-Aldrich | SCVPU11RE | https://www.sigmaaldrich.com/LT/en
SCWP01300 | MCE 8.0UM WH PL 13MM 100/PK | 1X1EA | 1 | 95 | Sigma-Aldrich | SCWP01300 | https://www.sigmaaldrich.com/LT/en
SCWP0190R | MCE 8.0UM WH PL 19X42MM 100/PK | 1X1EA | 1 | 293 | Sigma-Aldrich | SCWP0190R | https://www.sigmaaldrich.com/LT/en
SCWP02500 | MCE 8.0UM WH PL 25MM 100/pk | 1X1EA | 1 | 115 | Sigma-Aldrich | SCWP02500 | https://www.sigmaaldrich.com/LT/en
SCWP04700 | MCE 8.0UM WH PL 47MM 100/PK | 1X1EA | 1 | 159 | Sigma-Aldrich | SCWP04700 | https://www.sigmaaldrich.com/LT/en
SCWP09025 | MCE 8.0UM WH PL 90MM 25/PK | 1X1EA | 1 | 150 | Sigma-Aldrich | SCWP09025 | https://www.sigmaaldrich.com/LT/en
SCWP14250 | MCE 8.0UM WH PL 142MM 50/PK | 1X1EA | 1 | 405 | Sigma-Aldrich | SCWP14250 | https://www.sigmaaldrich.com/LT/en
SE1M003M00 | Steriflip-HV Durapore PVDF .45um RS 25/p | 1X1EA | 1 | 199 | Sigma-Aldrich | SE1M003M00 | https://www.sigmaaldrich.com/LT/en
SE1M179M6 | Steriflip-GV Durapore PVDF .22um RS 25/p | 1X1EA | 1 | 199 | Sigma-Aldrich | SE1M179M6 | https://www.sigmaaldrich.com/LT/en
M00003700 | EMPTY AEROSOL MONITOR CASE 2PC 37MM 50PK | 1X1EA | 1 | 212 | Sigma-Aldrich | M00003700 | https://www.sigmaaldrich.com/LT/en
M000037A0 | EMPTY AEROSOL MONITOR CASE 3PC + PL | 1X1EA | 1 | 265 | Sigma-Aldrich | M000037A0 | https://www.sigmaaldrich.com/LT/en
M000037P0 | EMPTY FLUID CONTAM MONITOR 2PC 50/PK | 1X1EA | 1 | 227 | Sigma-Aldrich | M000037P0 | https://www.sigmaaldrich.com/LT/en
M04G-02-5PK | CellASIC ONIX M04G Gradient Microfluidic | 1X1EA | 1 | 1106 | Sigma-Aldrich | M04G-02-5PK | https://www.sigmaaldrich.com/LT/en
M04L-03-5PK | CellASIC ONIX M04L Large Microfluidic Pl | 1X1EA | 1 | 1106 | Sigma-Aldrich | M04L-03-5PK | https://www.sigmaaldrich.com/LT/en
M04S-03-5PK | CellASIC ONIX M04S Standard Microfluidic | 1X1EA | 1 | 775 | Sigma-Aldrich | M04S-03-5PK | https://www.sigmaaldrich.com/LT/en
M8IPFRAME | MULTISCREEN 8WELL STRIP SUPPORT | 1X1EA | 1 | 198 | Sigma-Aldrich | M8IPFRAME | https://www.sigmaaldrich.com/LT/en
M8IPS4510 | Mscrn-IP 0.45 8-well strips, Ster, 10/pk | 1X1EA | 1 | 1182 | Sigma-Aldrich | M8IPS4510 | https://www.sigmaaldrich.com/LT/en
MABVN0B50 | MScn-BV Dura PVDF 1.2um Opq NS 50/pk | 1X1EA | 1 | 1363 | Sigma-Aldrich | MABVN0B50 | https://www.sigmaaldrich.com/LT/en
MABVN1250 | MScn-BV Dura PVDF 1.2um Clr NS 50/pk | 1X1EA | 1 | 1255 | Sigma-Aldrich | MABVN1250 | https://www.sigmaaldrich.com/LT/en
MACAC0RS5 | MS Caco 96-well rcvr Tray, Lid Ster 5/pk | 1X1EA | 1 | 139 | Sigma-Aldrich | MACAC0RS5 | https://www.sigmaaldrich.com/LT/en
MACF09604 | MScn Centr. Alignment Frame Blue NS 4/pk | 1X1EA | 1 | 59 | Sigma-Aldrich | MACF09604 | https://www.sigmaaldrich.com/LT/en
MACL09600 | MScn col Loader Blk 100ul NS 1/pk | 1X1EA | 1 | 502 | Sigma-Aldrich | MACL09600 | https://www.sigmaaldrich.com/LT/en
MACL09645 | MScn col Loader Black 45ul NS 1/pk | 1X1EA | 1 | 502 | Sigma-Aldrich | MACL09645 | https://www.sigmaaldrich.com/LT/en
MACL09680 | MScn col Loader Black 80ul NS 1/pk | 1X1EA | 1 | 717 | Sigma-Aldrich | MACL09680 | https://www.sigmaaldrich.com/LT/en
MACL0SC03 | Scraper for MScn col. Loader Clear 3/pk | 1X1EA | 1 | 127 | Sigma-Aldrich | MACL0SC03 | https://www.sigmaaldrich.com/LT/en
MADP19650 | MultiScreen Disposible Punch Tips 5 x 10 | 1X1EA | 1 | 337 | Sigma-Aldrich | MADP19650 | https://www.sigmaaldrich.com/LT/en
MADVN6550 | MScn DV Dura PVDF .65um Clr NS 50/pk | 1X1EA | 1 | 1255 | Sigma-Aldrich | MADVN6550 | https://www.sigmaaldrich.com/LT/en
MAFBN0B50 | MultiScreen GFB Opaque Non-sterile 50/pk | 1X1EA | 1 | 1421 | Sigma-Aldrich | MAFBN0B50 | https://www.sigmaaldrich.com/LT/en
MAFCN0B50 | MultiScreen GFC Opaque Non-sterile 50/pk | 1X1EA | 1 | 1421 | Sigma-Aldrich | MAFCN0B50 | https://www.sigmaaldrich.com/LT/en
MAGVS2210 | Mscrn GV Dura PVDF .22um Clr Ster 10/pk | 1X1EA | 1 | 358 | Sigma-Aldrich | MAGVS2210 | https://www.sigmaaldrich.com/LT/en
MAHAS4510 | Mscrn-HA MCE .45um Clear Ster 10/pk | 1X1EA | 1 | 320 | Sigma-Aldrich | MAHAS4510 | https://www.sigmaaldrich.com/LT/en
MAHFB1H60 | MScn Hvst APFB Glass Fib 1um Opq 60/pk | 1X1EA | 1 | 948 | Sigma-Aldrich | MAHFB1H60 | https://www.sigmaaldrich.com/LT/en
MAHFC1H60 | MScn Hvst APFC Glass Fib 1.2um Opq 60/pk | 1X1EA | 1 | 948 | Sigma-Aldrich | MAHFC1H60 | https://www.sigmaaldrich.com/LT/en
MAHVN4510 | MScn-HV Dura PVDF .45um Clr NS 10/pk | 1X1EA | 1 | 277 | Sigma-Aldrich | MAHVN4510 | https://www.sigmaaldrich.com/LT/en
MAHVN4550 | MScn-HV Dura PVDF .45um Clr NS 50/pk | 1X1EA | 1 | 1255 | Sigma-Aldrich | MAHVN4550 | https://www.sigmaaldrich.com/LT/en
MAIPN0B50 | MScn-IP Dura 0.45um Opq NS, 50/pk | 1X1EA | 1 | 1363 | Sigma-Aldrich | MAIPN0B50 | https://www.sigmaaldrich.com/LT/en
MAIPN4550 | Mscrn-IP Dura 0.45um Clear 50/pk | 1X1EA | 1 | 1216 | Sigma-Aldrich | MAIPN4550 | https://www.sigmaaldrich.com/LT/en
MAIPNTR10 | MScn-IP Dura 0.45um Clr NS, 10/pk | 1X1EA | 1 | 288 | Sigma-Aldrich | MAIPNTR10 | https://www.sigmaaldrich.com/LT/en
MAIPS4510 | Mscrn-IP Dura 0.45um Clear Ster, 10/pk | 1X1EA | 1 | 324 | Sigma-Aldrich | MAIPS4510 | https://www.sigmaaldrich.com/LT/en
MAIPSWU10 | Mscrn-IP w/o underdrain White Ster 10/pk | 1X1EA | 1 | 386 | Sigma-Aldrich | MAIPSWU10 | https://www.sigmaaldrich.com/LT/en
MAMCS0110 | Mscrn Singl-well Cultr Try Clr Ster10/pk | 1X1EA | 1 | 101 | Sigma-Aldrich | MAMCS0110 | https://www.sigmaaldrich.com/LT/en
MAMCS9610 | Mscrn 96-well Culture Tray Cl Ster 10/pk | 1X1EA | 1 | 116 | Sigma-Aldrich | MAMCS9610 | https://www.sigmaaldrich.com/LT/en
MAMIC3S10 | Mscrn Plate PCF Clear Ster 10/pk | 1X1EA | 1 | 904 | Sigma-Aldrich | MAMIC3S10 | https://www.sigmaaldrich.com/LT/en
MAMIC5S10 | Mscrn Plate PCF Clear Ster 10/pk | 1X1EA | 1 | 980 | Sigma-Aldrich | MAMIC5S10 | https://www.sigmaaldrich.com/LT/en
MAMIC8S10 | Mscrn Plate PCF Clear Ster 10/pk | 1X1EA | 1 | 1291 | Sigma-Aldrich | MAMIC8S10 | https://www.sigmaaldrich.com/LT/en
MAMP09608 | MultiScreen Multiple Punch | 1X1EA | 1 | 5110 | Sigma-Aldrich | MAMP09608 | https://www.sigmaaldrich.com/LT/en
MANM10010 | MScn Nylon 100¦m w/rec. tray NS 10/pk | 1X1EA | 1 | 442 | Sigma-Aldrich | MANM10010 | https://www.sigmaaldrich.com/LT/en
MANMN2010 | MScn Nylon 20¦m w/rec. trays NS 10/pk | 1X1EA | 1 | 399 | Sigma-Aldrich | MANMN2010 | https://www.sigmaaldrich.com/LT/en
MANMN4010 | MScn Nylon 40¦m w/eceiver tray NS 10/pk | 1X1EA | 1 | 399 | Sigma-Aldrich | MANMN4010 | https://www.sigmaaldrich.com/LT/en
MANMN6010 | MScn Nylon 60¦m w/receiver tray NS 10/p | 1X1EA | 1 | 399 | Sigma-Aldrich | MANMN6010 | https://www.sigmaaldrich.com/LT/en
MAPK8960A | MULTISCREEN PUNCH KIT 7ML | 1X1EA | 1 | 5502 | Sigma-Aldrich | MAPK8960A | https://www.sigmaaldrich.com/LT/en
MAPK8960B | MULTISCREEN PUNCH KIT 4ML | 1X1EA | 1 | 5502 | Sigma-Aldrich | MAPK8960B | https://www.sigmaaldrich.com/LT/en
MAPK8960C | MultiScreen Punch Kit 12 X 75mm vials | 1X1EA | 1 | 5502 | Sigma-Aldrich | MAPK8960C | https://www.sigmaaldrich.com/LT/en
MATAH0P00 | MScn Sealing Tape Opaque NS 100/pk | 1X1EA | 1 | 76 | Sigma-Aldrich | MATAH0P00 | https://www.sigmaaldrich.com/LT/en
MATAHCL00 | MScn Sealing Tape Clear NS 100/pk | 1X1EA | 1 | 76 | Sigma-Aldrich | MATAHCL00 | https://www.sigmaaldrich.com/LT/en
MATRNPS50 | MScn Receiver Plate Clear NS 50/pk | 1X1EA | 1 | 392 | Sigma-Aldrich | MATRNPS50 | https://www.sigmaaldrich.com/LT/en
MAVM0960R | MultiScreen Resist Vacuum Manifold | 1X1EA | 1 | 1637 | Sigma-Aldrich | MAVM0960R | https://www.sigmaaldrich.com/LT/en
MAWP025A0 | AEROSOL MONITOR 25MM MCE 0.8UM 3PC 50/PK | 1X1EA | 1 | 389 | Sigma-Aldrich | MAWP025A0 | https://www.sigmaaldrich.com/LT/en
MAWP025AC | AEROSOL MONITOR W/COWL 25MM MCE 0.8 | 1X1EA | 1 | 367 | Sigma-Aldrich | MAWP025AC | https://www.sigmaaldrich.com/LT/en
MAWP037A0 | AEROSOL MONITOR 37MM MCE 0.8UM 3PC 50/PK | 1X1EA | 1 | 290 | Sigma-Aldrich | MAWP037A0 | https://www.sigmaaldrich.com/LT/en
MAWP037AM | AEROSOL MONITOR 37MM MCE 0.8UM 3PC MATCH | 1X1EA | 1 | 771 | Sigma-Aldrich | MAWP037AM | https://www.sigmaaldrich.com/LT/en
MAWP037P0 | FLUID CON MONITOR 37MM MCE 0.8 2PC 50/PK | 1X1EA | 1 | 297 | Sigma-Aldrich | MAWP037P0 | https://www.sigmaaldrich.com/LT/en
MAWP037PM | FLUID CON MONITOR 37MM MCE 0.8U 2PC MW | 1X1EA | 1 | 698 | Sigma-Aldrich | MAWP037PM | https://www.sigmaaldrich.com/LT/en
MDCPN2M50 | MScn Deep Well Rec. Plate PP NS 50/pk | 1X1EA | 1 | 429 | Sigma-Aldrich | MDCPN2M50 | https://www.sigmaaldrich.com/LT/en
MDRLN0410 | MScn Dp Well Solv. 0.4 um Philic NS 10PK | 1X1EA | 1 | 612 | Sigma-Aldrich | MDRLN0410 | https://www.sigmaaldrich.com/LT/en
MDRPN0410 | MScn Dp Well Solv 0.4 um Phobic NS 10 pk | 1X1EA | 1 | 612 | Sigma-Aldrich | MDRPN0410 | https://www.sigmaaldrich.com/LT/en
MDRPNP410 | MSnDpWell Solv 0.4um Phob 5um PP NS 10pk | 1X1EA | 1 | 693 | Sigma-Aldrich | MDRPNP410 | https://www.sigmaaldrich.com/LT/en
MERS00002 | Millicell ERS-2 Volt-Ohm Meter, 1 SET | 1X1EA | 1 | 2558 | Sigma-Aldrich | MERS00002 | https://www.sigmaaldrich.com/LT/en
MERSBAT01 | Replcmt Battery for ERS-2 Volt Meter-2 | 1X1EA | 1 | 59 | Sigma-Aldrich | MERSBAT01 | https://www.sigmaaldrich.com/LT/en
MERSSTX01 | Millicell Probe Set | 1X1EA | 1 | 318 | Sigma-Aldrich | MERSSTX01 | https://www.sigmaaldrich.com/LT/en
MERSSTX03 | ADJ Electrode for ERS-2 Volt Meter, 1ea | 1X1EA | 1 | 412 | Sigma-Aldrich | MERSSTX03 | https://www.sigmaaldrich.com/LT/en
MERSSTX04 | Replacement Test Electrode Set | 1X1EA | 1 | 38 | Sigma-Aldrich | MERSSTX04 | https://www.sigmaaldrich.com/LT/en
MHWP037A0 | AEROSOL MONITOR 37MM MCE 0.45UM 3PC 50PK | 1X1EA | 1 | 355 | Sigma-Aldrich | MHWP037A0 | https://www.sigmaaldrich.com/LT/en
MMA205 | Millicell ¦-Migration Assay Kit | 1X1EA | 1 | 756 | Sigma-Aldrich | MMA205 | https://www.sigmaaldrich.com/LT/en
MR-004-D | EmbryoMax Acidic Tyrodes Solution | 1X1EA | 1 | 52 | Sigma-Aldrich | MR-004-D | https://www.sigmaaldrich.com/LT/en
MR-006-C | EmbryoMax Modified D-PBS w/BSA&phenolRed | 1X1EA | 1 | 44 | Sigma-Aldrich | MR-006-C | https://www.sigmaaldrich.com/LT/en
MR-010-D | EmbryoMax Modified M16 Medium | 1X1EA | 1 | 52 | Sigma-Aldrich | MR-010-D | https://www.sigmaaldrich.com/LT/en
GX208093717-1EA | TRACEY(TM) TFE SPRAY CHAMBER FB19 | 1X1EA | 1 | 1247 | Sigma-Aldrich | GX208093717-1EA | https://www.sigmaaldrich.com/LT/en
GX208099119HE-1EA | TWISTER(TM) SPRAY CHAMBER | 1X1EA | 1 | 729 | Sigma-Aldrich | GX208099119HE-1EA | https://www.sigmaaldrich.com/LT/en
GX208090296HE-1EA | TWISTER(TM) SPRAY CHAMBER | 1X1EA | 1 | 729 | Sigma-Aldrich | GX208090296HE-1EA | https://www.sigmaaldrich.com/LT/en
6003-M | Amicon Stirred Cell Selector Valve | 1X1EA | 1 | 619 | Sigma-Aldrich | 6003-M | https://www.sigmaaldrich.com/LT/en
GX218092540-1EA | HF DRAIN DEVICE | 1X1EA | 1 | 1138 | Sigma-Aldrich | GX218092540-1EA | https://www.sigmaaldrich.com/LT/en
PSET010R1 | Milli-24 Culture Plate PCF 8um 1/pk | 1X1EA | 1 | 133 | Sigma-Aldrich | PSET010R1 | https://www.sigmaaldrich.com/LT/en
PSET010R5 | Milli-24 Culture Plate PCF 8um 5/pk | 1X1EA | 1 | 567 | Sigma-Aldrich | PSET010R5 | https://www.sigmaaldrich.com/LT/en
PSHT004R1 | Milli 96 CULTURE PLATE 0.4um PCF 1 PK | 1X1EA | 1 | 420 | Sigma-Aldrich | PSHT004R1 | https://www.sigmaaldrich.com/LT/en
PSHT004R5 | Milli 96 CULTURE PLATE 0.4um PCF 5 PK | 1X1EA | 1 | 1892 | Sigma-Aldrich | PSHT004R5 | https://www.sigmaaldrich.com/LT/en
PSHT004S5 | Milli 96 plate,feeder tray 0.4um PCF 5pk | 1X1EA | 1 | 2019 | Sigma-Aldrich | PSHT004S5 | https://www.sigmaaldrich.com/LT/en
PSHT010R5 | Milli-24 Culture Plate PCF 0.4um 5/pk | 1X1EA | 1 | 562 | Sigma-Aldrich | PSHT010R5 | https://www.sigmaaldrich.com/LT/en
PSMW010R5 | Milli 24 Multi-Well rcvr Tray w/Lid 5/pk | 1X1EA | 1 | 90 | Sigma-Aldrich | PSMW010R5 | https://www.sigmaaldrich.com/LT/en
PSRP004R1 | Milli 96 Culture Plate PET 1.0um PET 1pk | 1X1EA | 1 | 437 | Sigma-Aldrich | PSRP004R1 | https://www.sigmaaldrich.com/LT/en
PSRP004R5 | Milli 96 Culture Plate 1.0um PET 5pk | 1X1EA | 1 | 1960 | Sigma-Aldrich | PSRP004R5 | https://www.sigmaaldrich.com/LT/en
PSRP010R1 | Milli-24 Culture Plate PET 1.0um 1/pk | 1X1EA | 1 | 136 | Sigma-Aldrich | PSRP010R1 | https://www.sigmaaldrich.com/LT/en
PSRP010R5 | Milli-24 Culture Plate PET 1.0um 5/pk | 1X1EA | 1 | 562 | Sigma-Aldrich | PSRP010R5 | https://www.sigmaaldrich.com/LT/en
PSSW010R5 | Millicell 24 Single Well Receiver T | 1X1EA | 1 | 90 | Sigma-Aldrich | PSSW010R5 | https://www.sigmaaldrich.com/LT/en
PVC502500 | PVC 5UM WH PL 25MM 100/PK | 1X1EA | 1 | 368 | Sigma-Aldrich | PVC502500 | https://www.sigmaaldrich.com/LT/en
PVC503700 | PVC 5UM WH PL 37MM 100/PK | 1X1EA | 1 | 494 | Sigma-Aldrich | PVC503700 | https://www.sigmaaldrich.com/LT/en
PVC504700 | PVC 5UM WH PL 47MM 100/PK | 1X1EA | 1 | 483 | Sigma-Aldrich | PVC504700 | https://www.sigmaaldrich.com/LT/en
QIA88-1KIT | ProteoExtract« Cytosol/Mitochondria | 1X1KIT | 1 | 720 | Sigma-Aldrich | QIA88-1KIT | https://www.sigmaaldrich.com/LT/en
RAWG02500 | MCE 1.2UM WH GD 25MM 100/PK | 1X1EA | 1 | 142 | Sigma-Aldrich | RAWG02500 | https://www.sigmaaldrich.com/LT/en
RAWG0250C | 1.2 MCE Asbestos Monitoring Wh GRD 100pk | 1X1EA | 1 | 147 | Sigma-Aldrich | RAWG0250C | https://www.sigmaaldrich.com/LT/en
RAWG04700 | MCE 1.2UM WH GD 47MM 100/PK | 1X1EA | 1 | 183 | Sigma-Aldrich | RAWG04700 | https://www.sigmaaldrich.com/LT/en
RAWP01300 | MCE 1.2UM WH PL 13MM 100/PK | 1X1EA | 1 | 98 | Sigma-Aldrich | RAWP01300 | https://www.sigmaaldrich.com/LT/en
RAWP02500 | MCE 1.2UM WH PL 25MM 100/PK | 1X1EA | 1 | 115 | Sigma-Aldrich | RAWP02500 | https://www.sigmaaldrich.com/LT/en
RAWP03700 | MCE 1.2UM WH PL 37MM PAD 100/PK | 1X1EA | 1 | 148 | Sigma-Aldrich | RAWP03700 | https://www.sigmaaldrich.com/LT/en
RAWP04700 | MCE 1.2UM WH PL 47MM 100/PK | 1X1EA | 1 | 156 | Sigma-Aldrich | RAWP04700 | https://www.sigmaaldrich.com/LT/en
RAWP09025 | MCE 1.2UM WH PL 90MM 25/PK | 1X1EA | 1 | 141 | Sigma-Aldrich | RAWP09025 | https://www.sigmaaldrich.com/LT/en
RAWP14250 | MCE 1.2UM WH PL 142MM 50/PK | 1X1EA | 1 | 372 | Sigma-Aldrich | RAWP14250 | https://www.sigmaaldrich.com/LT/en
RTTP01300 | ISOPORE POLYCARB 1.2UM WH PL 13MM 100/PK | 1X1EA | 1 | 116 | Sigma-Aldrich | RTTP01300 | https://www.sigmaaldrich.com/LT/en
RTTP02500 | ISOPORE POLYCARB 1.2UM WH PL 25MM 100/PK | 1X1EA | 1 | 177 | Sigma-Aldrich | RTTP02500 | https://www.sigmaaldrich.com/LT/en
RTTP04700 | ISOPORE POLYCARB 1.2UM WH PL 47MM 100/PK | 1X1EA | 1 | 245 | Sigma-Aldrich | RTTP04700 | https://www.sigmaaldrich.com/LT/en
RTTP14250 | ISOPORE POLYCARB 1.2UM WH PL 142MM 50/PK | 1X1EA | 1 | 447 | Sigma-Aldrich | RTTP14250 | https://www.sigmaaldrich.com/LT/en
RW0304700 | Prefltr rw03 47mm 100/pk | 1X1EA | 1 | 75 | Sigma-Aldrich | RW0304700 | https://www.sigmaaldrich.com/LT/en
RW0309000 | Prefilter RW03 90mm 100pk | 1X1EA | 1 | 151 | Sigma-Aldrich | RW0309000 | https://www.sigmaaldrich.com/LT/en
RW0604700 | Prefilter RW06 47mm 100/pk | 1X1EA | 1 | 75 | Sigma-Aldrich | RW0604700 | https://www.sigmaaldrich.com/LT/en
RW0614250 | Prefilter RW06 142mm 50/pk | 1X1EA | 1 | 186 | Sigma-Aldrich | RW0614250 | https://www.sigmaaldrich.com/LT/en
RW1904700 | Prefilter RW19 47mm 100/pk | 1X1EA | 1 | 78 | Sigma-Aldrich | RW1904700 | https://www.sigmaaldrich.com/LT/en
RW1914250 | Prefilter RW19 142mm 50/pk | 1X1EA | 1 | 165 | Sigma-Aldrich | RW1914250 | https://www.sigmaaldrich.com/LT/en
S-004-B | Enz Free Diss Soln-Hanks Based, 500ml | 1X1EA | 1 | 77 | Sigma-Aldrich | S-004-B | https://www.sigmaaldrich.com/LT/en
S-004-C | Enz Free Diss Soln-Hanks Based, 100ml | 1X1EA | 1 | 33 | Sigma-Aldrich | S-004-C | https://www.sigmaaldrich.com/LT/en
S2EM004M99 | Mscrn IP PVDF .45um White Ster 10/pk | 1X1EA | 1 | 326 | Sigma-Aldrich | S2EM004M99 | https://www.sigmaaldrich.com/LT/en
S384PCR10 | MultiScreen PCR 384 10/pk | 1X1EA | 1 | 1333 | Sigma-Aldrich | S384PCR10 | https://www.sigmaaldrich.com/LT/en
S384PCR50 | MultiScreen PCR 384 50/pk | 1X1EA | 1 | 4675 | Sigma-Aldrich | S384PCR50 | https://www.sigmaaldrich.com/LT/en
S384SEQ10 | MultiScreen SEQ 10/pk | 1X1EA | 1 | 1647 | Sigma-Aldrich | S384SEQ10 | https://www.sigmaaldrich.com/LT/en
S384SEQ50 | MultiScreen SEQ 50/pk | 1X1EA | 1 | 4724 | Sigma-Aldrich | S384SEQ50 | https://www.sigmaaldrich.com/LT/en
JAWP01300 | OMNIPORE PTFE 1.0UM WH PL 13MM 100/PK | 1X1EA | 1 | 209 | Sigma-Aldrich | JAWP01300 | https://www.sigmaaldrich.com/LT/en
JAWP02500 | OMNIPORE PTFE 1.0UM WH PL 25MM 100/PK | 1X1EA | 1 | 263 | Sigma-Aldrich | JAWP02500 | https://www.sigmaaldrich.com/LT/en
JAWP04700 | OMNIPORE PTFE 1.0UM WH PL 47MM 100/PK | 1X1EA | 1 | 350 | Sigma-Aldrich | JAWP04700 | https://www.sigmaaldrich.com/LT/en
JAWP09025 | OMNIPORE PTFE 1.0UM WH PL 90MM 25/PK | 1X1EA | 1 | 292 | Sigma-Aldrich | JAWP09025 | https://www.sigmaaldrich.com/LT/en
JAWP14225 | OMNIPORE PTFE 1.0UM WH PL 142MM 25/PK | 1X1EA | 1 | 396 | Sigma-Aldrich | JAWP14225 | https://www.sigmaaldrich.com/LT/en
JCWP01300 | OMNIPORE PTFE 10UM WH PL 13MM 100/PK | 1X1EA | 1 | 209 | Sigma-Aldrich | JCWP01300 | https://www.sigmaaldrich.com/LT/en
JCWP02500 | OMNIPORE PTFE 10UM WH PL 25MM 100/PK | 1X1EA | 1 | 263 | Sigma-Aldrich | JCWP02500 | https://www.sigmaaldrich.com/LT/en
JCWP04700 | OMNIPORE PTFE 10UM WH PL 47MM 100/PK | 1X1EA | 1 | 280 | Sigma-Aldrich | JCWP04700 | https://www.sigmaaldrich.com/LT/en
JCWP09025 | OMNIPORE PTFE 10UM WH PL 90MM 25/PK | 1X1EA | 1 | 292 | Sigma-Aldrich | JCWP09025 | https://www.sigmaaldrich.com/LT/en
JCWP14225 | OMNIPORE PTFE 10UM WH PL 142MM 25/PK | 1X1EA | 1 | 396 | Sigma-Aldrich | JCWP14225 | https://www.sigmaaldrich.com/LT/en
JGWP01300 | OMNIPORE PTFE .2UM WH PL 13MM 100/PK | 1X1EA | 1 | 209 | Sigma-Aldrich | JGWP01300 | https://www.sigmaaldrich.com/LT/en
JGWP02500 | OMNIPORE PTFE .2UM WH PL 25MM 100/PK | 1X1EA | 1 | 263 | Sigma-Aldrich | JGWP02500 | https://www.sigmaaldrich.com/LT/en
JGWP04700 | OMNIPORE PTFE .2UM WH PL 47MM 100/PK | 1X1EA | 1 | 350 | Sigma-Aldrich | JGWP04700 | https://www.sigmaaldrich.com/LT/en
JGWP09025 | OMNIPORE PTFE .2UM WH PL 90MM 25/PK | 1X1EA | 1 | 292 | Sigma-Aldrich | JGWP09025 | https://www.sigmaaldrich.com/LT/en
JGWP14225 | OMNIPORE PTFE .2UM WH PL 142MM 25/PK | 1X1EA | 1 | 396 | Sigma-Aldrich | JGWP14225 | https://www.sigmaaldrich.com/LT/en
JHWP01300 | OMNIPORE PTFE .45UM WH PL 13MM 100/PK | 1X1EA | 1 | 209 | Sigma-Aldrich | JHWP01300 | https://www.sigmaaldrich.com/LT/en
JHWP02500 | OMNIPORE PTFE .45UM WH PL 25MM 100/PK | 1X1EA | 1 | 263 | Sigma-Aldrich | JHWP02500 | https://www.sigmaaldrich.com/LT/en
JHWP04700 | OMNIPORE PTFE .45UM WH PL 47MM 100/PK | 1X1EA | 1 | 350 | Sigma-Aldrich | JHWP04700 | https://www.sigmaaldrich.com/LT/en
JHWP09025 | OMNIPORE PTFE .45UM WH PL 90MM 25/PK | 1X1EA | 1 | 292 | Sigma-Aldrich | JHWP09025 | https://www.sigmaaldrich.com/LT/en
JHWP14225 | OMNIPORE PTFE .45UM WH PL 142MM 25/PK | 1X1EA | 1 | 396 | Sigma-Aldrich | JHWP14225 | https://www.sigmaaldrich.com/LT/en
JMWP01300 | OMNIPORE PTFE 5UM WH PL 13MM 100/PK | 1X1EA | 1 | 209 | Sigma-Aldrich | JMWP01300 | https://www.sigmaaldrich.com/LT/en
JMWP02500 | OMNIPORE PTFE 5UM WH PL 25MM 100/PK | 1X1EA | 1 | 263 | Sigma-Aldrich | JMWP02500 | https://www.sigmaaldrich.com/LT/en
JMWP04700 | OMNIPORE PTFE 5UM WH PL 47MM 100/PK | 1X1EA | 1 | 350 | Sigma-Aldrich | JMWP04700 | https://www.sigmaaldrich.com/LT/en
JMWP09025 | OMNIPORE PTFE 5UM WH PL 90MM 25/PK | 1X1EA | 1 | 292 | Sigma-Aldrich | JMWP09025 | https://www.sigmaaldrich.com/LT/en
JMWP14225 | OMNIPORE PTFE 5UM WH PL 142MM 25/PK | 1X1EA | 1 | 396 | Sigma-Aldrich | JMWP14225 | https://www.sigmaaldrich.com/LT/en
JVWP01300 | OMNIPORE PTFE .1UM WH PL 13MM 100/PK | 1X1EA | 1 | 209 | Sigma-Aldrich | JVWP01300 | https://www.sigmaaldrich.com/LT/en
JVWP02500 | OMNIPORE PTFE .1UM WH PL 25MM 100/PK | 1X1EA | 1 | 263 | Sigma-Aldrich | JVWP02500 | https://www.sigmaaldrich.com/LT/en
JVWP04700 | OMNIPORE PTFE .1UM WH PL 47MM 100/PK | 1X1EA | 1 | 350 | Sigma-Aldrich | JVWP04700 | https://www.sigmaaldrich.com/LT/en
JVWP09025 | OMNIPORE PTFE .1UM WH PL 90MM 25/PK | 1X1EA | 1 | 292 | Sigma-Aldrich | JVWP09025 | https://www.sigmaaldrich.com/LT/en
JVWP14225 | OMNIPORE PTFE .1UM WH PL 142MM 25/PK | 1X1EA | 1 | 396 | Sigma-Aldrich | JVWP14225 | https://www.sigmaaldrich.com/LT/en
LCWG02500 | MITEX PTFE 10UM WH GD 25MM 100/PK | 1X1EA | 1 | 365 | Sigma-Aldrich | LCWG02500 | https://www.sigmaaldrich.com/LT/en
LCWG04700 | MITEX PTFE 10UM WH GD 47MM 100/PK | 1X1EA | 1 | 512 | Sigma-Aldrich | LCWG04700 | https://www.sigmaaldrich.com/LT/en
LCWP01300 | MITEX PTFE 10UM WH PL 13MM 100/PK | 1X1EA | 1 | 371 | Sigma-Aldrich | LCWP01300 | https://www.sigmaaldrich.com/LT/en
LCWP02500 | MITEX PTFE 10UM WH PL 25MM 100/PK | 1X1EA | 1 | 293 | Sigma-Aldrich | LCWP02500 | https://www.sigmaaldrich.com/LT/en
LCWP04700 | MITEX PTFE 10UM WH PL 47MM 100/PK | 1X1EA | 1 | 661 | Sigma-Aldrich | LCWP04700 | https://www.sigmaaldrich.com/LT/en
LCWP09025 | MITEX PTFE 10UM WH PL 90MM 25/PK | 1X1EA | 1 | 373 | Sigma-Aldrich | LCWP09025 | https://www.sigmaaldrich.com/LT/en
LCWP14250 | MITEX PTFE 10UM WH PL 142MM 50/PK | 1X1EA | 1 | 1069 | Sigma-Aldrich | LCWP14250 | https://www.sigmaaldrich.com/LT/en
LSKMAG03CBX02 | PureProteome 0.3uM Carboxy FlexiBi | 1X1EA | 1 | 343 | Sigma-Aldrich | LSKMAG03CBX02 | https://www.sigmaaldrich.com/LT/en
LSKMAG03CBX10 | PureProteome 0.3uM Carboxy FlexiBi | 1X1EA | 1 | 1220 | Sigma-Aldrich | LSKMAG03CBX10 | https://www.sigmaaldrich.com/LT/en
LSKMAG1CBX02 | PureProteome 1.0uM Carboxy FlexiB | 1X1EA | 1 | 173 | Sigma-Aldrich | LSKMAG1CBX02 | https://www.sigmaaldrich.com/LT/en
LSKMAG1CBX10 | PureProteome 1.0uM Carboxy FlexiBi | 1X1EA | 1 | 619 | Sigma-Aldrich | LSKMAG1CBX10 | https://www.sigmaaldrich.com/LT/en
LSKMAG25CBX02 | PureProteome 2.5uM Carboxy FlexiBin | 1X1EA | 1 | 342 | Sigma-Aldrich | LSKMAG25CBX02 | https://www.sigmaaldrich.com/LT/en
LSKMAG25CBX10 | PureProteome 2.5uM Carboxy FlexiBin | 1X1EA | 1 | 1792 | Sigma-Aldrich | LSKMAG25CBX10 | https://www.sigmaaldrich.com/LT/en
LSKMAGA02 | PureProteome Protein A Mag Beads, 2X1mL | 1X1EA | 1 | 245 | Sigma-Aldrich | LSKMAGA02 | https://www.sigmaaldrich.com/LT/en
LSKMAGA10 | PureProteome Protein A Magnet Beads 10mL | 1X1EA | 1 | 763 | Sigma-Aldrich | LSKMAGA10 | https://www.sigmaaldrich.com/LT/en
LSKMAGAG02 | PureProteomeProteinA/G MagneticBeadsMix, | 1X1EA | 1 | 418 | Sigma-Aldrich | LSKMAGAG02 | https://www.sigmaaldrich.com/LT/en
LSKMAGAG10 | PureProteomeProtein A/G MagneticBeadsMix | 1X1EA | 1 | 1301 | Sigma-Aldrich | LSKMAGAG10 | https://www.sigmaaldrich.com/LT/en
LSKMAGD12 | PureProteome Albumin/IgG Depletion Kit | 1X1EA | 1 | 1119 | Sigma-Aldrich | LSKMAGD12 | https://www.sigmaaldrich.com/LT/en
LSKMAGG02 | PureProteome Protein G Mag Beads, 2X1mL | 1X1EA | 1 | 349 | Sigma-Aldrich | LSKMAGG02 | https://www.sigmaaldrich.com/LT/en
LSKMAGG10 | PureProteome Protein G Mag Beads, 10mL | 1X1EA | 1 | 1090 | Sigma-Aldrich | LSKMAGG10 | https://www.sigmaaldrich.com/LT/en
LSKMAGH02 | PureProteome Nickel Magnet Beads 2x1mL | 1X1EA | 1 | 119 | Sigma-Aldrich | LSKMAGH02 | https://www.sigmaaldrich.com/LT/en
LSKMAGH10 | PureProteome Nickel Mag Beads, 10mL | 1X1EA | 1 | 520 | Sigma-Aldrich | LSKMAGH10 | https://www.sigmaaldrich.com/LT/en
LSKMAGHDKIT | PureProteome Human Albumin/Immuno. | 1X1EA | 1 | 1032 | Sigma-Aldrich | LSKMAGHDKIT | https://www.sigmaaldrich.com/LT/en
LSKMAGKP02 | PureProteome Kappa Ig Binder Magnet. | 1X1EA | 1 | 574 | Sigma-Aldrich | LSKMAGKP02 | https://www.sigmaaldrich.com/LT/en
LSKMAGL10 | PureProteome Albumin Magnetic Beads 10mL | 1X1EA | 1 | 437 | Sigma-Aldrich | LSKMAGL10 | https://www.sigmaaldrich.com/LT/en
LSKMAGLM02 | PureProteome Lambda Ig Binder Magnet | 1X1EA | 1 | 574 | Sigma-Aldrich | LSKMAGLM02 | https://www.sigmaaldrich.com/LT/en
LSKMAGN01 | PureProteome NHS FlexiBind Magnetic | 1X1EA | 1 | 234 | Sigma-Aldrich | LSKMAGN01 | https://www.sigmaaldrich.com/LT/en
LSKMAGN04 | PureProteome NHS FlexiBind Magnetic | 1X1EA | 1 | 874 | Sigma-Aldrich | LSKMAGN04 | https://www.sigmaaldrich.com/LT/en
LSKMAGS08 | PureProteome Magnetic Stand, 8 well | 1X1EA | 1 | 484 | Sigma-Aldrich | LSKMAGS08 | https://www.sigmaaldrich.com/LT/en
LSKMAGS15 | PureProteome Magnetic Stand, 15mL | 1X1EA | 1 | 484 | Sigma-Aldrich | LSKMAGS15 | https://www.sigmaaldrich.com/LT/en
LSKMAGT02 | PureProteome Streptavidin Magnetic | 1X1EA | 1 | 574 | Sigma-Aldrich | LSKMAGT02 | https://www.sigmaaldrich.com/LT/en
LSKMAGT10 | PureProteome Streptavidin Magnetic | 1X1EA | 1 | 1778 | Sigma-Aldrich | LSKMAGT10 | https://www.sigmaaldrich.com/LT/en
LSKMPCR10 | MultiScreen PCR micro 96 10/pk | 1X1EA | 1 | 625 | Sigma-Aldrich | LSKMPCR10 | https://www.sigmaaldrich.com/LT/en
LSKMPCR50 | MultiScreen PCR micro 96 50/pk | 1X1EA | 1 | 2519 | Sigma-Aldrich | LSKMPCR50 | https://www.sigmaaldrich.com/LT/en
LSKNS0500 | Neutralization Solution 500mL | 1X1EA | 1 | 118 | Sigma-Aldrich | LSKNS0500 | https://www.sigmaaldrich.com/LT/en
LSKP09604 | Plasmid Miniprep 4 pack Kit | 1X1EA | 1 | 777 | Sigma-Aldrich | LSKP09604 | https://www.sigmaaldrich.com/LT/en
LSKSIS500 | Montage Sequencing Injection Solut 500mL | 1X1EA | 1 | 93 | Sigma-Aldrich | LSKSIS500 | https://www.sigmaaldrich.com/LT/en
LSWG02500 | MITEX PTFE 5.0UM WH GD 25MM 100/PK | 1X1EA | 1 | 302 | Sigma-Aldrich | LSWG02500 | https://www.sigmaaldrich.com/LT/en
LSWG04700 | MITEX PTFE 5.0UM WH GD 47MM 100/PK | 1X1EA | 1 | 497 | Sigma-Aldrich | LSWG04700 | https://www.sigmaaldrich.com/LT/en
LSWP01300 | MITEX PTFE 5.0UM WH PL 13MM 100/PK | 1X1EA | 1 | 261 | Sigma-Aldrich | LSWP01300 | https://www.sigmaaldrich.com/LT/en
LSWP02500 | MITEX PTFE 5.0UM WH PL 25MM 100/PK | 1X1EA | 1 | 293 | Sigma-Aldrich | LSWP02500 | https://www.sigmaaldrich.com/LT/en
LSWP03700 | MITEX PTFE 5.0UM WH PL 37MM 100/PK | 1X1EA | 1 | 454 | Sigma-Aldrich | LSWP03700 | https://www.sigmaaldrich.com/LT/en
LSWP04700 | MITEX PTFE 5.0UM WH PL 47MM 100/PK | 1X1EA | 1 | 480 | Sigma-Aldrich | LSWP04700 | https://www.sigmaaldrich.com/LT/en
LSWP09025 | MITEX PTFE 5.0UM WH PL 90MM 25/PK | 1X1EA | 1 | 379 | Sigma-Aldrich | LSWP09025 | https://www.sigmaaldrich.com/LT/en
LSWP14250 | MITEX PTFE 5.0UM WH PL 142MM 50/PK | 1X1EA | 1 | 980 | Sigma-Aldrich | LSWP14250 | https://www.sigmaaldrich.com/LT/en
M000025A0 | EmptyAerosol Monitor Case25mm TypeA 50pk | 1X1EA | 1 | 343 | Sigma-Aldrich | M000025A0 | https://www.sigmaaldrich.com/LT/en
GX208088881HE-1EA | TRACEY(TM) SPRAY CHAMBER | 1X1EA | 1 | 544 | Sigma-Aldrich | GX208088881HE-1EA | https://www.sigmaaldrich.com/LT/en
GX208093854HE-1EA | TWISTER(TM) SPRAY CHAMBER | 1X1EA | 1 | 1074 | Sigma-Aldrich | GX208093854HE-1EA | https://www.sigmaaldrich.com/LT/en
8003SCPKIT | Large Replacement Parts for 8003 Seri | 1X1EA | 1 | 332 | Sigma-Aldrich | 8003SCPKIT | https://www.sigmaaldrich.com/LT/en
AABG01300 | MCE .8UM BK GD 13MM 100/PK | 1X1EA | 1 | 154 | Sigma-Aldrich | AABG01300 | https://www.sigmaaldrich.com/LT/en
AABG02500 | MCE .8UM BK GD 25MM 100/PK | 1X1EA | 1 | 164 | Sigma-Aldrich | AABG02500 | https://www.sigmaaldrich.com/LT/en
AABG04700 | MCE .8UM BK GD 47MM 100/PK | 1X1EA | 1 | 229 | Sigma-Aldrich | AABG04700 | https://www.sigmaaldrich.com/LT/en
AABP02500 | MCE .8UM BK PL 25MM 100/PK | 1X1EA | 1 | 153 | Sigma-Aldrich | AABP02500 | https://www.sigmaaldrich.com/LT/en
AABP04700 | MCE .8UM BK PL 47MM 100/PK | 1X1EA | 1 | 208 | Sigma-Aldrich | AABP04700 | https://www.sigmaaldrich.com/LT/en
AABPC5000 | MCE 0.8um Black Membrane 50mm | 1X1EA | 1 | 237 | Sigma-Aldrich | AABPC5000 | https://www.sigmaaldrich.com/LT/en
AAWG01300 | MCE .8UM WH GD 13MM 100/PK | 1X1EA | 1 | 109 | Sigma-Aldrich | AAWG01300 | https://www.sigmaaldrich.com/LT/en
AAWG02500 | MCE .8UM WH GD 25MM 100/PK | 1X1EA | 1 | 124 | Sigma-Aldrich | AAWG02500 | https://www.sigmaaldrich.com/LT/en
AAWG0250C | .8 MCE WH GRD Asbestos Monitoring 100Pk | 1X1EA | 1 | 135 | Sigma-Aldrich | AAWG0250C | https://www.sigmaaldrich.com/LT/en
AAWG03700 | .8MCE Monitor Refills w/ThinPad Grd100Pk | 1X1EA | 1 | 188 | Sigma-Aldrich | AAWG03700 | https://www.sigmaaldrich.com/LT/en
AAWP01300 | MCE .8UM WH PL 13MM 100/PK | 1X1EA | 1 | 109 | Sigma-Aldrich | AAWP01300 | https://www.sigmaaldrich.com/LT/en
AAWP02500 | MCE .8UM WH PL 25MM 100/PK | 1X1EA | 1 | 113 | Sigma-Aldrich | AAWP02500 | https://www.sigmaaldrich.com/LT/en
AAWP03700 | .8 MCEMonitor Refill w/Thin Pad Pl 100Pk | 1X1EA | 1 | 147 | Sigma-Aldrich | AAWP03700 | https://www.sigmaaldrich.com/LT/en
AAWP037P0 | 0.8um MCEMONITOR REFLL W/THCKPD PL 100PK | 1X1EA | 1 | 147 | Sigma-Aldrich | AAWP037P0 | https://www.sigmaaldrich.com/LT/en
AAWP037PM | Matched Wt Pr MCE w/Thick Pads .8um | 1X1EA | 1 | 798 | Sigma-Aldrich | AAWP037PM | https://www.sigmaaldrich.com/LT/en
AAWP04700 | MCE .8UM WH PL 47MM 100PK | 1X1EA | 1 | 155 | Sigma-Aldrich | AAWP04700 | https://www.sigmaaldrich.com/LT/en
AAWP0470M | Matched Wt Pr MCE w/Thick Pads .8um 50Pr | 1X1EA | 1 | 618 | Sigma-Aldrich | AAWP0470M | https://www.sigmaaldrich.com/LT/en
AAWP09000 | MCE .8UM WH PL 90MM 100/PK | 1X1EA | 1 | 404 | Sigma-Aldrich | AAWP09000 | https://www.sigmaaldrich.com/LT/en
AAWP14250 | MCE .8UM WH PL 142MM 50/PK | 1X1EA | 1 | 373 | Sigma-Aldrich | AAWP14250 | https://www.sigmaaldrich.com/LT/en
ACK5003GS | AmiconProSystem AU0.5 3kDa&ReagentKitGST | 1X1EA | 1 | 486 | Sigma-Aldrich | ACK5003GS | https://www.sigmaaldrich.com/LT/en
ACK5003NT | AmiconProSystmAU0.5 3kDa&ReagentKitNiNTA | 1X1EA | 1 | 451 | Sigma-Aldrich | ACK5003NT | https://www.sigmaaldrich.com/LT/en
ACK5003PA | AmiconProSystmAU0.5 3kDa&ReagntKitProt A | 1X1EA | 1 | 350 | Sigma-Aldrich | ACK5003PA | https://www.sigmaaldrich.com/LT/en
ACK5003PG | AmiconProSystmAU0.5 3kDa&ReagntKitProt G | 1X1EA | 1 | 418 | Sigma-Aldrich | ACK5003PG | https://www.sigmaaldrich.com/LT/en
ACK5010GS | AmiconProSystemAU0.5 10kDa&ReagentKitGST | 1X1EA | 1 | 486 | Sigma-Aldrich | ACK5010GS | https://www.sigmaaldrich.com/LT/en
ACK5010NT | AmiconProSystmAU0.5 10kDa&ReagntKitNiNTA | 1X1EA | 1 | 451 | Sigma-Aldrich | ACK5010NT | https://www.sigmaaldrich.com/LT/en
ACK5010PA | AmiconProSystmAU0.5 10kDa&ReagntKitProtA | 1X1EA | 1 | 350 | Sigma-Aldrich | ACK5010PA | https://www.sigmaaldrich.com/LT/en
ACK5010PG | AmiconProSystmAU0.5 10kDa&ReagntKitProtG | 1X1EA | 1 | 418 | Sigma-Aldrich | ACK5010PG | https://www.sigmaaldrich.com/LT/en
ACK5030NT | AmiconProSystmAU0.5 30kDa&ReagntKitNiNTA | 1X1EA | 1 | 451 | Sigma-Aldrich | ACK5030NT | https://www.sigmaaldrich.com/LT/en
ACK5030PA | AmiconProSystmAU0.5 30kDa&ReagntKitProtA | 1X1EA | 1 | 350 | Sigma-Aldrich | ACK5030PA | https://www.sigmaaldrich.com/LT/en
ACK5030PG | AmiconProSystmAU0.5 30kDa&ReagntKitProtG | 1X1EA | 1 | 418 | Sigma-Aldrich | ACK5030PG | https://www.sigmaaldrich.com/LT/en
SLCR013NL | MillexLRC 13mm PhilicPTFE .45um NS 100pk | 1X1EA | 1 | 321 | Sigma-Aldrich | SLCR013NL | https://www.sigmaaldrich.com/LT/en
SLCR025NB | Millex LRC 25mm PhilicPTFE.45um NS 250pk | 1X1EA | 1 | 1284 | Sigma-Aldrich | SLCR025NB | https://www.sigmaaldrich.com/LT/en
SLCR025NK | MillexLRC 25mm PhilicPTFE.45um NS 1000pk | 1X1EA | 1 | 2666 | Sigma-Aldrich | SLCR025NK | https://www.sigmaaldrich.com/LT/en
SLCR025NS | MillexLRC 25mm Philic PTFE .45um NS 50pk | 1X1EA | 1 | 302 | Sigma-Aldrich | SLCR025NS | https://www.sigmaaldrich.com/LT/en
SLCRBZ5NK | AC Millex 25mm PTFE/APFB .45um Non- | 1X1EA | 1 | 2744 | Sigma-Aldrich | SLCRBZ5NK | https://www.sigmaaldrich.com/LT/en
SLCRBZ5NZ | AC Millex 25mm PTFE/APFB .45um Non- | 1X1EA | 1 | 736 | Sigma-Aldrich | SLCRBZ5NZ | https://www.sigmaaldrich.com/LT/en
SLCRDZ5NK | AC Millex 25mm PTFE .45um NS 1000PK | 1X1EA | 1 | 2245 | Sigma-Aldrich | SLCRDZ5NK | https://www.sigmaaldrich.com/LT/en
SLCRDZ5NZ | AC Millex 25mm PTFE .45um Non-steri | 1X1EA | 1 | 647 | Sigma-Aldrich | SLCRDZ5NZ | https://www.sigmaaldrich.com/LT/en
SLCRM25NS | MILLEX-HPF LCR 25MM PHILIC PTFE 0.4 | 1X1EA | 1 | 193 | Sigma-Aldrich | SLCRM25NS | https://www.sigmaaldrich.com/LT/en
SLCRT13NL | Millex-LRC 13mm Philic PTFE .45um N | 1X1EA | 1 | 338 | Sigma-Aldrich | SLCRT13NL | https://www.sigmaaldrich.com/LT/en
SLFA05000 | Millex-FA 50mm PTFE 1.0um Non-steri | 1X1EA | 1 | 1498 | Sigma-Aldrich | SLFA05000 | https://www.sigmaaldrich.com/LT/en
SLFA05010 | Millex-FA 50mm PTFE 1.0um Non-sterile HB | 1X1EA | 1 | 199 | Sigma-Aldrich | SLFA05010 | https://www.sigmaaldrich.com/LT/en
SLFG02550 | Millex-FG 25mm PTFE .2um Non-sterile 50/ | 1X1EA | 1 | 392 | Sigma-Aldrich | SLFG02550 | https://www.sigmaaldrich.com/LT/en
SLFG025LS | Millex-FG 25mm PTFE .20um Sterile 50/pk | 1X1EA | 1 | 270 | Sigma-Aldrich | SLFG025LS | https://www.sigmaaldrich.com/LT/en
SLFG025NB | Millex-FG 25mmPhobic PTFE .20um NS 250PK | 1X1EA | 1 | 1010 | Sigma-Aldrich | SLFG025NB | https://www.sigmaaldrich.com/LT/en
SLFG025NK | Millex-FG 25mmPhobic PTFE .20umNS 1000PK | 1X1EA | 1 | 2117 | Sigma-Aldrich | SLFG025NK | https://www.sigmaaldrich.com/LT/en
SLFG025NS | Millex-FG 25mmPhobic PTFE .20um NS 50PK | 1X1EA | 1 | 312 | Sigma-Aldrich | SLFG025NS | https://www.sigmaaldrich.com/LT/en
SLFG05000 | Millex-FG 50mm PTFE .2¦m NS HB-HB 100/p | 1X1EA | 1 | 1484 | Sigma-Aldrich | SLFG05000 | https://www.sigmaaldrich.com/LT/en
SLFG05010 | Millex-FG 50mm PTFE .2um Non-sterile HB- | 1X1EA | 1 | 199 | Sigma-Aldrich | SLFG05010 | https://www.sigmaaldrich.com/LT/en
SLFG55010 | Millex-FG 50mm PTFE .2um Non-sterile HB- | 1X1EA | 1 | 199 | Sigma-Aldrich | SLFG55010 | https://www.sigmaaldrich.com/LT/en
SLFG65000 | Millex-FG 50mm PTFE .2um Non-sterile HB- | 1X1EA | 1 | 1498 | Sigma-Aldrich | SLFG65000 | https://www.sigmaaldrich.com/LT/en
SLFG65010 | Millex-FG 50mm PTFE .2um Non-sterile HB- | 1X1EA | 1 | 199 | Sigma-Aldrich | SLFG65010 | https://www.sigmaaldrich.com/LT/en
SLFG75000 | MillexFG 50mmPTFE .2um NS 1/8NPT-1/8NPTM | 1X1EA | 1 | 1498 | Sigma-Aldrich | SLFG75000 | https://www.sigmaaldrich.com/LT/en
SLFG75010 | Millex-FG 50mm PTFE .2um Non-sterile 1/8 | 1X1EA | 1 | 199 | Sigma-Aldrich | SLFG75010 | https://www.sigmaaldrich.com/LT/en
SLFG85000 | Millex-FG 50mm PTFE .2um Non-sterile HB- | 1X1EA | 1 | 1498 | Sigma-Aldrich | SLFG85000 | https://www.sigmaaldrich.com/LT/en
SLFG85010 | Millex-FG 50mm PTFE .2um Non-sterile HB- | 1X1EA | 1 | 199 | Sigma-Aldrich | SLFG85010 | https://www.sigmaaldrich.com/LT/en
SLFGL25BS | Millex-FG 25mmPTFE .2umSterileW/LuerOutl | 1X1EA | 1 | 392 | Sigma-Aldrich | SLFGL25BS | https://www.sigmaaldrich.com/LT/en
SLFGN25VS | Millex-FG 25mm PTFE .2um Sterile w/ Need | 1X1EA | 1 | 212 | Sigma-Aldrich | SLFGN25VS | https://www.sigmaaldrich.com/LT/en
SLFGR04NL | MillexFG 4mm Phobic PTFE .20um NS 100pk | 1X1EA | 1 | 190 | Sigma-Aldrich | SLFGR04NL | https://www.sigmaaldrich.com/LT/en
SLFGX13NK | OvermoldMillex13 0.20mPhobicPTFE NS1KpkR | 1X1EA | 1 | 1853 | Sigma-Aldrich | SLFGX13NK | https://www.sigmaaldrich.com/LT/en
SLFGX13NL | OvermoldMillex13 0.20mPhobicPTFEns100pkR | 1X1EA | 1 | 270 | Sigma-Aldrich | SLFGX13NL | https://www.sigmaaldrich.com/LT/en
SLFH025NB | MillexFH 25mm Phobic PTFE .45um NS 250pk | 1X1EA | 1 | 978 | Sigma-Aldrich | SLFH025NB | https://www.sigmaaldrich.com/LT/en
SLFH025NK | MillexFH 25mm PhobicPTFE .45um NS 1000pk | 1X1EA | 1 | 2117 | Sigma-Aldrich | SLFH025NK | https://www.sigmaaldrich.com/LT/en
SLFH025NS | MillexFH 25mm Phobic PTFE .45um NS 50pk | 1X1EA | 1 | 259 | Sigma-Aldrich | SLFH025NS | https://www.sigmaaldrich.com/LT/en
SLFH05000 | Millex-FH, 0.45á¦m Hydrophobic PTFE, 5 | 1X1EA | 1 | 1638 | Sigma-Aldrich | SLFH05000 | https://www.sigmaaldrich.com/LT/en
SLFH05010 | Millex-FH, 0.45á¦m Hydrophobic PTFE, 5 | 1X1EA | 1 | 199 | Sigma-Aldrich | SLFH05010 | https://www.sigmaaldrich.com/LT/en
SLFHR04NL | MillexFH 4mm Phobic PTFE .45um NS 100pk | 1X1EA | 1 | 190 | Sigma-Aldrich | SLFHR04NL | https://www.sigmaaldrich.com/LT/en
SLFHX13NK | OvermoldMillex13 0.45mPhobicPTFE NS1KpkR | 1X1EA | 1 | 1784 | Sigma-Aldrich | SLFHX13NK | https://www.sigmaaldrich.com/LT/en
SLFHX13NL | OvermoldMillex13 .45mPhobicPTFE NS100pkR | 1X1EA | 1 | 270 | Sigma-Aldrich | SLFHX13NL | https://www.sigmaaldrich.com/LT/en
SLFHX13TL | Millex FH 13mm Phobic PTFE .45um No | 1X1EA | 1 | 292 | Sigma-Aldrich | SLFHX13TL | https://www.sigmaaldrich.com/LT/en
SLGL0250S | Millex 25mm MCE .22um Sterile w/ Luer Ou | 1X1EA | 1 | 216 | Sigma-Aldrich | SLGL0250S | https://www.sigmaaldrich.com/LT/en
SLGN033NB | MILLEX .20UM NYL33MM 250NS | 1X1EA | 1 | 742 | Sigma-Aldrich | SLGN033NB | https://www.sigmaaldrich.com/LT/en
SLGNM25NK | MILLEX HPF GN 25MM NYLON .2UM NON S | 1X1EA | 1 | 2313 | Sigma-Aldrich | SLGNM25NK | https://www.sigmaaldrich.com/LT/en
SLGNM25NS | MILLEX HPF GN 25MM NYLON .2 UM NON | 1X1EA | 1 | 191 | Sigma-Aldrich | SLGNM25NS | https://www.sigmaaldrich.com/LT/en
SLGNX13NK | OvermoldedMillex13 .20m NylonNS 1000pk P | 1X1EA | 1 | 1764 | Sigma-Aldrich | SLGNX13NK | https://www.sigmaaldrich.com/LT/en
SLGNX13NL | Overmolded Millex13 0.20Nylon NS 100PK P | 1X1EA | 1 | 260 | Sigma-Aldrich | SLGNX13NL | https://www.sigmaaldrich.com/LT/en
SLGNX13TL | Millex GN 13mm Nylon 0.20um Non Ste | 1X1EA | 1 | 265 | Sigma-Aldrich | SLGNX13TL | https://www.sigmaaldrich.com/LT/en
SLGP05010 | Millex-GP 50mm PES .22um Sterile HB/HB 1 | 1X1EA | 1 | 144 | Sigma-Aldrich | SLGP05010 | https://www.sigmaaldrich.com/LT/en
SLGPB5010 | Millex-GP 50mm PES .22um Sterile HB/HB w | 1X1EA | 1 | 158 | Sigma-Aldrich | SLGPB5010 | https://www.sigmaaldrich.com/LT/en
SLGPX13NL | Overmolded Millex13 0.22m PES NS 100PK G | 1X1EA | 1 | 259 | Sigma-Aldrich | SLGPX13NL | https://www.sigmaaldrich.com/LT/en
SLGS02510 | Millex-GS 25mm MCE .22um Non-steril | 1X1EA | 1 | 2245 | Sigma-Aldrich | SLGS02510 | https://www.sigmaaldrich.com/LT/en
SLGS025NB | MillexGS 25mm MCE .22um NS 250pk | 1X1EA | 1 | 551 | Sigma-Aldrich | SLGS025NB | https://www.sigmaaldrich.com/LT/en
SLGSV255F | Millex 25mm MCE .22um Sterile w/ Vented | 1X1EA | 1 | 260 | Sigma-Aldrich | SLGSV255F | https://www.sigmaaldrich.com/LT/en
SLGV004SL | Millex 4mm Durapore PVDF .22um Sterile 1 | 1X1EA | 1 | 263 | Sigma-Aldrich | SLGV004SL | https://www.sigmaaldrich.com/LT/en
SLGV013SL | Millex 13mm Durapore PVDF .22um Sterile | 1X1EA | 1 | 400 | Sigma-Aldrich | SLGV013SL | https://www.sigmaaldrich.com/LT/en
SLGV0250S | Cathivex-GV 25mm PVDF 0.22um Steril. | 1X1EA | 1 | 622 | Sigma-Aldrich | SLGV0250S | https://www.sigmaaldrich.com/LT/en
SLGVR04NK | MillexGV 4mmDurapore PVDF .22umNS 1000PK | 1X1EA | 1 | 1725 | Sigma-Aldrich | SLGVR04NK | https://www.sigmaaldrich.com/LT/en
SLGVR04NL | MillexGV 4mm DuraporePVDF .22um NS 100pk | 1X1EA | 1 | 196 | Sigma-Aldrich | SLGVR04NL | https://www.sigmaaldrich.com/LT/en
SLGVS25LS | Millex 25mm Durapel PVDF .22um Sterile | 1X1EA | 1 | 251 | Sigma-Aldrich | SLGVS25LS | https://www.sigmaaldrich.com/LT/en
SLGVS25PS | DualexPlus TP 25mmDurapel PVDF .22umSter | 1X1EA | 1 | 128 | Sigma-Aldrich | SLGVS25PS | https://www.sigmaaldrich.com/LT/en
SLGVS25US | Dualex Ultra TP 25mm Durapel PVDF .22um | 1X1EA | 1 | 126 | Sigma-Aldrich | SLGVS25US | https://www.sigmaaldrich.com/LT/en
SLGVS25XS | DualexMillex25mmDurapel PVDF .22um Steri | 1X1EA | 1 | 126 | Sigma-Aldrich | SLGVS25XS | https://www.sigmaaldrich.com/LT/en
SLGVX13NK | OvermoldedMillex 13 0.22m PVDF NS 1Kpk Y | 1X1EA | 1 | 1755 | Sigma-Aldrich | SLGVX13NK | https://www.sigmaaldrich.com/LT/en
SLGVX13NL | Overmolded Millex 13, 0.22m PVDF, NS.. | 1X1EA | 1 | 275 | Sigma-Aldrich | SLGVX13NL | https://www.sigmaaldrich.com/LT/en
SLGVX13TL | Millex GV 13mm Durapore PVDF .22um | 1X1EA | 1 | 286 | Sigma-Aldrich | SLGVX13TL | https://www.sigmaaldrich.com/LT/en
SLHA02510 | MillexHA 25mm MCE .45um NS 1000pk | 1X1EA | 1 | 1519 | Sigma-Aldrich | SLHA02510 | https://www.sigmaaldrich.com/LT/en
SLHA025NB | MillexHA 25mm MCE .45um NS 250pk | 1X1EA | 1 | 551 | Sigma-Aldrich | SLHA025NB | https://www.sigmaaldrich.com/LT/en
SLHNBZ5NK | AC Millex 25mm Nylon/APFB .45um Non | 1X1EA | 1 | 2744 | Sigma-Aldrich | SLHNBZ5NK | https://www.sigmaaldrich.com/LT/en
SLHNDZ5NK | AC Millex 25mm Nylon .45um NS 1000PK | 1X1EA | 1 | 2245 | Sigma-Aldrich | SLHNDZ5NK | https://www.sigmaaldrich.com/LT/en
SLHNDZ5NZ | AC Millex 25mm Nylon .45um Non-ster | 1X1EA | 1 | 636 | Sigma-Aldrich | SLHNDZ5NZ | https://www.sigmaaldrich.com/LT/en
SLHNM25NK | Millex-HPF HN 25mm Nylon .45um NS 1000PK | 1X1EA | 1 | 2401 | Sigma-Aldrich | SLHNM25NK | https://www.sigmaaldrich.com/LT/en
SLHNM25NS | Millex-HPF HN 25mm Nylon .45um NS 50PK | 1X1EA | 1 | 208 | Sigma-Aldrich | SLHNM25NS | https://www.sigmaaldrich.com/LT/en
SLHNX13NK | OvermoldedMillex13 .45mNylon NS 1000pk P | 1X1EA | 1 | 1725 | Sigma-Aldrich | SLHNX13NK | https://www.sigmaaldrich.com/LT/en
SLHNX13NL | OvermoldedMillex 13 .45mNylon NS 100pk P | 1X1EA | 1 | 260 | Sigma-Aldrich | SLHNX13NL | https://www.sigmaaldrich.com/LT/en
SLHNX13TL | Millex HN 13mm Nylon 0.45um Non-Ste | 1X1EA | 1 | 265 | Sigma-Aldrich | SLHNX13TL | https://www.sigmaaldrich.com/LT/en
SLHPX13NK | Overmolded Millex 13, 0.45m PES, NS | 1X1EA | 1 | 1706 | Sigma-Aldrich | SLHPX13NK | https://www.sigmaaldrich.com/LT/en
SLHPX13NL | Overmolded Millex 13, 0.45m PES, NS | 1X1EA | 1 | 259 | Sigma-Aldrich | SLHPX13NL | https://www.sigmaaldrich.com/LT/en
SLHV004SL | Millex 4mm Durapore PVDF .45um Sterile 1 | 1X1EA | 1 | 263 | Sigma-Aldrich | SLHV004SL | https://www.sigmaaldrich.com/LT/en
SLHV013SL | Millex 13mm Durapore PVDF .45um Sterile | 1X1EA | 1 | 406 | Sigma-Aldrich | SLHV013SL | https://www.sigmaaldrich.com/LT/en
SLHVBZ5NK | AC Millex 25mm Durapore PVDF/APFB | 1X1EA | 1 | 2686 | Sigma-Aldrich | SLHVBZ5NK | https://www.sigmaaldrich.com/LT/en
SLHVBZ5NZ | AC Millex 25mm Durapore PVDF/APFB | 1X1EA | 1 | 697 | Sigma-Aldrich | SLHVBZ5NZ | https://www.sigmaaldrich.com/LT/en
SLHVDZ5NK | AC Millex 25mm Durapore PVDF .45um | 1X1EA | 1 | 2245 | Sigma-Aldrich | SLHVDZ5NK | https://www.sigmaaldrich.com/LT/en
SLHVDZ5NZ | AC Millex 25mmDuraporePVDF .45umNS 200PK | 1X1EA | 1 | 629 | Sigma-Aldrich | SLHVDZ5NZ | https://www.sigmaaldrich.com/LT/en
SLHVM25NK | MillexHPF HV25mmDuraporePVDF.45umNS 1Kpk | 1X1EA | 1 | 2401 | Sigma-Aldrich | SLHVM25NK | https://www.sigmaaldrich.com/LT/en
SLHVM25NS | MillexHPF HV25mmDuraporePVDF.45umNS 50pk | 1X1EA | 1 | 208 | Sigma-Aldrich | SLHVM25NS | https://www.sigmaaldrich.com/LT/en
SLHVMZ5NZ | AC Millex HPF 25mm Durapore PVDF .4 | 1X1EA | 1 | 850 | Sigma-Aldrich | SLHVMZ5NZ | https://www.sigmaaldrich.com/LT/en
SLHVR04NK | MillexHV 4mmDurapore PVDF .45umNS 1000PK | 1X1EA | 1 | 1647 | Sigma-Aldrich | SLHVR04NK | https://www.sigmaaldrich.com/LT/en
SLHVX13NK | OvermoldedMillex 13 0.45mPVDF NS1000pk Y | 1X1EA | 1 | 2492 | Sigma-Aldrich | SLHVX13NK | https://www.sigmaaldrich.com/LT/en
SLHVX13NL | OvermoldedMillex 13 0.45mPVDF NS 100PK Y | 1X1EA | 1 | 275 | Sigma-Aldrich | SLHVX13NL | https://www.sigmaaldrich.com/LT/en
SLHVX13TL | Millex HV 13mm Durapore PVDF .45um NonSt | 1X1EA | 1 | 286 | Sigma-Aldrich | SLHVX13TL | https://www.sigmaaldrich.com/LT/en
SLLG013SL | Millex-LG 13mm PTFE .2um Sterile 100/pk | 1X1EA | 1 | 455 | Sigma-Aldrich | SLLG013SL | https://www.sigmaaldrich.com/LT/en
SLLG025SS | Millex-LG 25mm PTFE .2um Sterile 50/pk | 1X1EA | 1 | 242 | Sigma-Aldrich | SLLG025SS | https://www.sigmaaldrich.com/LT/en
SLLGC13NL | MillexLG13mmPhilicPTFE.2umNS ICCert100pk | 1X1EA | 1 | 309 | Sigma-Aldrich | SLLGC13NL | https://www.sigmaaldrich.com/LT/en
SLLGC25NS | MillexLG25mmPhilicPTFE .2umNS ICCert50pk | 1X1EA | 1 | 247 | Sigma-Aldrich | SLLGC25NS | https://www.sigmaaldrich.com/LT/en
SLLGH13NK | Millex-LG 13mmPhilic PTFE .2um NS 1000PK | 1X1EA | 1 | 1225 | Sigma-Aldrich | SLLGH13NK | https://www.sigmaaldrich.com/LT/en
SLLGH13NL | MillexLG 13mm Philic PTFE .2um NS 100pk | 1X1EA | 1 | 187 | Sigma-Aldrich | SLLGH13NL | https://www.sigmaaldrich.com/LT/en
SLLGH25NB | MillexLG 25mm Philic PTFE .2um NS 250pk | 1X1EA | 1 | 632 | Sigma-Aldrich | SLLGH25NB | https://www.sigmaaldrich.com/LT/en
SLLGH25NK | Millex-LG 25mmPhilic PTFE .2um NS 1000PK | 1X1EA | 1 | 2333 | Sigma-Aldrich | SLLGH25NK | https://www.sigmaaldrich.com/LT/en
SLLGH25NS | Millex-LG 25mm Philic PTFE .2um NS50PK | 1X1EA | 1 | 191 | Sigma-Aldrich | SLLGH25NS | https://www.sigmaaldrich.com/LT/en
GX208090208HE-1EA | TWISTER(TM) SPRAY CHAMBER | 1X1EA | 1 | 729 | Sigma-Aldrich | GX208090208HE-1EA | https://www.sigmaaldrich.com/LT/en
GX218088214-1EA | DRAIN DEVICE | 1X1EA | 1 | 213 | Sigma-Aldrich | GX218088214-1EA | https://www.sigmaaldrich.com/LT/en
GX208092510-1EA | TRACEY(TM) TFE SPRAY CHAMBER | 1X1EA | 1 | 1711 | Sigma-Aldrich | GX208092510-1EA | https://www.sigmaaldrich.com/LT/en
GX218093736-1EA | PURAFLEX TRANSFER TUBE | 1X1EA | 1 | 213 | Sigma-Aldrich | GX218093736-1EA | https://www.sigmaaldrich.com/LT/en
GX218092846-1EA | GLASS TRANSFER TUBE, SPRAY CHAMBER | 1X1EA | 1 | 101 | Sigma-Aldrich | GX218092846-1EA | https://www.sigmaaldrich.com/LT/en
DAWP01300 | MCE .65UM WH PL 13MM 100/PK | 1X1EA | 1 | 109 | Sigma-Aldrich | DAWP01300 | https://www.sigmaaldrich.com/LT/en
DAWP02500 | MCE .65UM WH PL 25MM 100/PK | 1X1EA | 1 | 113 | Sigma-Aldrich | DAWP02500 | https://www.sigmaaldrich.com/LT/en
DAWP04700 | MCE .65UM WH PL 47MM 100/PK | 1X1EA | 1 | 159 | Sigma-Aldrich | DAWP04700 | https://www.sigmaaldrich.com/LT/en
DAWP09025 | MCE .65UM WH PL 90MM 25/PK | 1X1EA | 1 | 127 | Sigma-Aldrich | DAWP09025 | https://www.sigmaaldrich.com/LT/en
DAWP14250 | MCE .65UM WH PL 142MM 50/PK | 1X1EA | 1 | 384 | Sigma-Aldrich | DAWP14250 | https://www.sigmaaldrich.com/LT/en
DF-041-B | DMEM/F12, w/ HEPES, w/ GLUT, 500mL | 1X1EA | 1 | 54 | Sigma-Aldrich | DF-041-B | https://www.sigmaaldrich.com/LT/en
DF-042-B | DMEM/F12, w/o HEPES, w/ GLUT, 500mL | 1X1EA | 1 | 54 | Sigma-Aldrich | DF-042-B | https://www.sigmaaldrich.com/LT/en
DTTP01300 | ISOPORE POLYCARB .6UM WH PL 13MM 100/PK | 1X1EA | 1 | 116 | Sigma-Aldrich | DTTP01300 | https://www.sigmaaldrich.com/LT/en
DTTP02500 | ISOPORE POLYCARB .6UM WH PL 25MM 100/PK | 1X1EA | 1 | 177 | Sigma-Aldrich | DTTP02500 | https://www.sigmaaldrich.com/LT/en
DTTP04700 | ISOPORE POLYCARB .6UM WH PL 47MM 100/PK | 1X1EA | 1 | 214 | Sigma-Aldrich | DTTP04700 | https://www.sigmaaldrich.com/LT/en
DVPP01300 | DURAPORE PVDF .65UM WH PL 13MM 100/PK | 1X1EA | 1 | 110 | Sigma-Aldrich | DVPP01300 | https://www.sigmaaldrich.com/LT/en
DVPP02500 | DURAPORE PVDF .65UM WH PL 25MM 100/PK | 1X1EA | 1 | 137 | Sigma-Aldrich | DVPP02500 | https://www.sigmaaldrich.com/LT/en
DVPP04700 | DURAPORE PVDF .65UM WH PL 47MM 100/PK | 1X1EA | 1 | 180 | Sigma-Aldrich | DVPP04700 | https://www.sigmaaldrich.com/LT/en
DVPP09050 | DURAPORE PVDF .65UM WH PL 90MM 50/PK | 1X1EA | 1 | 260 | Sigma-Aldrich | DVPP09050 | https://www.sigmaaldrich.com/LT/en
DVPP14250 | DURAPORE PVDF .65UM WH PL 142MM 50/PK | 1X1EA | 1 | 430 | Sigma-Aldrich | DVPP14250 | https://www.sigmaaldrich.com/LT/en
DVPP29325 | DURAPORE 0.65um 293mm 25/pack | 1X1EA | 1 | 1048 | Sigma-Aldrich | DVPP29325 | https://www.sigmaaldrich.com/LT/en
ECM101 | MILLICOAT 96-WELL FIBRONECTIN STRIPS | 1X1EA | 1 | 268 | Sigma-Aldrich | ECM101 | https://www.sigmaaldrich.com/LT/en
ECM102 | MILLICOAT 96-WELL VITRONECTIN STRIPS | 1X1EA | 1 | 268 | Sigma-Aldrich | ECM102 | https://www.sigmaaldrich.com/LT/en
ECM103 | MILLICOAT 96-WELL LAMININ STIPS | 1X1EA | 1 | 404 | Sigma-Aldrich | ECM103 | https://www.sigmaaldrich.com/LT/en
ECM104 | MILLICOAT 96-WELL COLLAGEN I STRIPS | 1X1EA | 1 | 268 | Sigma-Aldrich | ECM104 | https://www.sigmaaldrich.com/LT/en
ECM105 | MILLICOAT 96-WELL COLLAGEN IV STRIPS | 1X1EA | 1 | 268 | Sigma-Aldrich | ECM105 | https://www.sigmaaldrich.com/LT/en
ECM205 | MILLICOAT 96-WELL ECM SCREENING KIT | 1X1EA | 1 | 836 | Sigma-Aldrich | ECM205 | https://www.sigmaaldrich.com/LT/en
GX208090434HE-1EA | TRACEY(TM) SPRAY CHAMBER | 1X1EA | 1 | 607 | Sigma-Aldrich | GX208090434HE-1EA | https://www.sigmaaldrich.com/LT/en
GX218092735-1EA | PURAFLEX TRANSFER TUBE | 1X1EA | 1 | 202 | Sigma-Aldrich | GX218092735-1EA | https://www.sigmaaldrich.com/LT/en
UFC801096 | Amicon Centrifugal 4ml 10K NMWL 96pk | 1X1EA | 1 | 626 | Sigma-Aldrich | UFC801096 | https://www.sigmaaldrich.com/LT/en
UFC803008 | Amicon Centrifugal 4ml 30K NMWL 8pk | 1X1EA | 1 | 83 | Sigma-Aldrich | UFC803008 | https://www.sigmaaldrich.com/LT/en
UFC803024 | Amicon Centrifugal 4ml 30K NMWL 24pk | 1X1EA | 1 | 224 | Sigma-Aldrich | UFC803024 | https://www.sigmaaldrich.com/LT/en
UFC803096 | Amicon Centrifugal 4ml 30K NMWL 96pk | 1X1EA | 1 | 626 | Sigma-Aldrich | UFC803096 | https://www.sigmaaldrich.com/LT/en
UFC805008 | Amicon Ultra-4 50k NMWL 8pk | 1X1EA | 1 | 83 | Sigma-Aldrich | UFC805008 | https://www.sigmaaldrich.com/LT/en
UFC805024 | Amicon Ultra-4 50k NMWL 24pk | 1X1EA | 1 | 224 | Sigma-Aldrich | UFC805024 | https://www.sigmaaldrich.com/LT/en
UFC805096 | Amicon Ultra-4 50k NMWL 96pk | 1X1EA | 1 | 626 | Sigma-Aldrich | UFC805096 | https://www.sigmaaldrich.com/LT/en
UFC810008 | Amicon Centrifugal 4ml 100K NMWL 8pk | 1X1EA | 1 | 83 | Sigma-Aldrich | UFC810008 | https://www.sigmaaldrich.com/LT/en
UFC810024 | Amicon Centrifugal 4ml 100K NMWL 24pk | 1X1EA | 1 | 224 | Sigma-Aldrich | UFC810024 | https://www.sigmaaldrich.com/LT/en
UFC810096 | Amicon Centrifugal 4ml 100K NMWL 96pk | 1X1EA | 1 | 626 | Sigma-Aldrich | UFC810096 | https://www.sigmaaldrich.com/LT/en
UFC900308 | AMICON ULTRA 15ML 3K NMWL 8PK | 1X1EA | 1 | 119 | Sigma-Aldrich | UFC900308 | https://www.sigmaaldrich.com/LT/en
UFC900324 | AMICON ULTRA 15ML NMWL 24PK | 1X1EA | 1 | 315 | Sigma-Aldrich | UFC900324 | https://www.sigmaaldrich.com/LT/en
UFC900396 | AMICON ULTRA 15ML 3K NMWL 96PK | 1X1EA | 1 | 1196 | Sigma-Aldrich | UFC900396 | https://www.sigmaaldrich.com/LT/en
UFC901008 | AMICON ULTRA-15 CENTRIFUGAL FILTER UNIT& | 1X1EA | 1 | 119 | Sigma-Aldrich | UFC901008 | https://www.sigmaaldrich.com/LT/en
UFC901024 | Amicon Ultra 15ml 10K 24pk | 1X1EA | 1 | 315 | Sigma-Aldrich | UFC901024 | https://www.sigmaaldrich.com/LT/en
UFC901096 | Amicon Ultra 15ml 10K 96pk | 1X1EA | 1 | 1196 | Sigma-Aldrich | UFC901096 | https://www.sigmaaldrich.com/LT/en
UFC903008 | Amicon Ultra 15ml 30K 8pk | 1X1EA | 1 | 119 | Sigma-Aldrich | UFC903008 | https://www.sigmaaldrich.com/LT/en
UFC903024 | Amicon Ultra 15ml 30K 24pk | 1X1EA | 1 | 315 | Sigma-Aldrich | UFC903024 | https://www.sigmaaldrich.com/LT/en
UFC903096 | Amicon Ultra 15ml 30K 96pk | 1X1EA | 1 | 1196 | Sigma-Aldrich | UFC903096 | https://www.sigmaaldrich.com/LT/en
UFC905008 | AMICON ULTRA 15ML 50K 8PK | 1X1EA | 1 | 119 | Sigma-Aldrich | UFC905008 | https://www.sigmaaldrich.com/LT/en
UFC905024 | AMICON ULTRA 15ML 50K 24PK | 1X1EA | 1 | 315 | Sigma-Aldrich | UFC905024 | https://www.sigmaaldrich.com/LT/en
UFC905096 | AMICON ULTRA 15ML 50K 96PK | 1X1EA | 1 | 1196 | Sigma-Aldrich | UFC905096 | https://www.sigmaaldrich.com/LT/en
UFC910008 | Amicon Ultra 15ml 100K 8pk | 1X1EA | 1 | 128 | Sigma-Aldrich | UFC910008 | https://www.sigmaaldrich.com/LT/en
UFC910024 | Amicon Ultra 15ml 100K 24pk | 1X1EA | 1 | 315 | Sigma-Aldrich | UFC910024 | https://www.sigmaaldrich.com/LT/en
UFC910096 | Amicon Ultra 15ml 100K 96pk | 1X1EA | 1 | 1196 | Sigma-Aldrich | UFC910096 | https://www.sigmaaldrich.com/LT/en
VCTP01300 | ISOPORE POLYCARB .1UM WH PPL 13MM 100/PK | 1X1EA | 1 | 240 | Sigma-Aldrich | VCTP01300 | https://www.sigmaaldrich.com/LT/en
VCTP02500 | ISOPORE POLYCARB .1UM WH PPL 25MM 100/PK | 1X1EA | 1 | 259 | Sigma-Aldrich | VCTP02500 | https://www.sigmaaldrich.com/LT/en
VCTP04700 | ISOPORE POLYCARB .1UM WH PPL 47MM 100/PK | 1X1EA | 1 | 382 | Sigma-Aldrich | VCTP04700 | https://www.sigmaaldrich.com/LT/en
VCTP14250 | ISOPORE POLYCARB .1UM WH PPL 142MM 50/PK | 1X1EA | 1 | 716 | Sigma-Aldrich | VCTP14250 | https://www.sigmaaldrich.com/LT/en
VCWP01300 | MCE 0.1UM WH PL 13MM 100/PK | 1X1EA | 1 | 212 | Sigma-Aldrich | VCWP01300 | https://www.sigmaaldrich.com/LT/en
VCWP02500 | MCE 0.1UM WH PL 25MM 100/PK | 1X1EA | 1 | 290 | Sigma-Aldrich | VCWP02500 | https://www.sigmaaldrich.com/LT/en
VCWP04700 | MCE 0.1UM WH PL 47MM 100/PK | 1X1EA | 1 | 352 | Sigma-Aldrich | VCWP04700 | https://www.sigmaaldrich.com/LT/en
VCWP09025 | MCE 0.1UM WH PL 90MM 25/PK | 1X1EA | 1 | 261 | Sigma-Aldrich | VCWP09025 | https://www.sigmaaldrich.com/LT/en
VCWP14250 | MCE 0.1UM WH PL 142MM 50/PK | 1X1EA | 1 | 559 | Sigma-Aldrich | VCWP14250 | https://www.sigmaaldrich.com/LT/en
VMWP01300 | MCE 0.05um WH PL 13mm 100/ PK | 1X1EA | 1 | 216 | Sigma-Aldrich | VMWP01300 | https://www.sigmaaldrich.com/LT/en
VMWP02500 | MCE 0.05U WH PL 25MM 100PK | 1X1EA | 1 | 273 | Sigma-Aldrich | VMWP02500 | https://www.sigmaaldrich.com/LT/en
VMWP04700 | MCE 0.05UM WH PL 47MM 100/PK | 1X1EA | 1 | 361 | Sigma-Aldrich | VMWP04700 | https://www.sigmaaldrich.com/LT/en
VMWP09025 | MCE 0.05UM WH PL 90MM 25/PK | 1X1EA | 1 | 306 | Sigma-Aldrich | VMWP09025 | https://www.sigmaaldrich.com/LT/en
VSWP01300 | MCE 0.025UM WH PL 13MM 100/PK | 1X1EA | 1 | 212 | Sigma-Aldrich | VSWP01300 | https://www.sigmaaldrich.com/LT/en
VSWP02500 | MCE 0.025UM WH PL 25MM 100/PK | 1X1EA | 1 | 273 | Sigma-Aldrich | VSWP02500 | https://www.sigmaaldrich.com/LT/en
VSWP04700 | MCE 0.025UM WH PL 47MM 100/PK | 1X1EA | 1 | 353 | Sigma-Aldrich | VSWP04700 | https://www.sigmaaldrich.com/LT/en
VSWP09025 | MCE 0.025UM WH PL 90MM 25/PK | 1X1EA | 1 | 308 | Sigma-Aldrich | VSWP09025 | https://www.sigmaaldrich.com/LT/en
VSWP14250 | MCE 0.025UM WH PL 142MM 50/PK | 1X1EA | 1 | 558 | Sigma-Aldrich | VSWP14250 | https://www.sigmaaldrich.com/LT/en
VVHP04700 | DURAPORE PVDF .1UM WH PL 47MM 100/PK | 1X1EA | 1 | 248 | Sigma-Aldrich | VVHP04700 | https://www.sigmaaldrich.com/LT/en
VVLP01300 | DURAPORE PVDF .1UM WH PL 13MM 100/PK | 1X1EA | 1 | 110 | Sigma-Aldrich | VVLP01300 | https://www.sigmaaldrich.com/LT/en
VVLP02500 | DURAPORE PVDF .1UM WH PL 25MM 100/PK | 1X1EA | 1 | 135 | Sigma-Aldrich | VVLP02500 | https://www.sigmaaldrich.com/LT/en
VVLP04700 | DURAPORE PVDF .1UM WH PL 47MM 100/PK | 1X1EA | 1 | 183 | Sigma-Aldrich | VVLP04700 | https://www.sigmaaldrich.com/LT/en
VVLP09050 | DURAPORE PVDF .1UM WH PL 90MM 50/PK | 1X1EA | 1 | 279 | Sigma-Aldrich | VVLP09050 | https://www.sigmaaldrich.com/LT/en
VVLP14250 | DURAPORE PVDF .1UM WH PL 142MM 50/PK | 1X1EA | 1 | 416 | Sigma-Aldrich | VVLP14250 | https://www.sigmaaldrich.com/LT/en
WP6110060 | Chemical Duty Vacuum/Pressure Pump, 100v | 1X1EA | 1 | 1098 | Sigma-Aldrich | WP6110060 | https://www.sigmaaldrich.com/LT/en
WP6111560 | Chemical Duty Vacuum/Pressure Pump, 115v | 1X1EA | 1 | 1039 | Sigma-Aldrich | WP6111560 | https://www.sigmaaldrich.com/LT/en
WP6122050 | Chemical Duty Vacuum/Pressure Pump, 220v | 1X1EA | 1 | 1108 | Sigma-Aldrich | WP6122050 | https://www.sigmaaldrich.com/LT/en
WP61MNT00 | Chemical Duty Vacuum Pump Maint. Kit | 1X1EA | 1 | 114 | Sigma-Aldrich | WP61MNT00 | https://www.sigmaaldrich.com/LT/en
WP61RBD00 | Chemical Duty Vacuum Pump Rebuild Kit | 1X1EA | 1 | 429 | Sigma-Aldrich | WP61RBD00 | https://www.sigmaaldrich.com/LT/en
WP6211560 | High Output Vacuum/Pressure Pump 115volt | 1X1EA | 1 | 1255 | Sigma-Aldrich | WP6211560 | https://www.sigmaaldrich.com/LT/en
WP6222050 | High Output Vacuum/Pressure Pump, 220v | 1X1EA | 1 | 1500 | Sigma-Aldrich | WP6222050 | https://www.sigmaaldrich.com/LT/en
XF2004710 | SS FILTER HOLDER 100ML 47MM | 1X1EA | 1 | 724 | Sigma-Aldrich | XF2004710 | https://www.sigmaaldrich.com/LT/en
XF2004725 | SS FILTER HOLDER 250ML 47MM | 1X1EA | 1 | 901 | Sigma-Aldrich | XF2004725 | https://www.sigmaaldrich.com/LT/en
XF2004755 | SS FUNNEL 100ML 47MM | 1X1EA | 1 | 336 | Sigma-Aldrich | XF2004755 | https://www.sigmaaldrich.com/LT/en
XF2004756 | SS FUNNEL 250ML 47MM | 1X1EA | 1 | 326 | Sigma-Aldrich | XF2004756 | https://www.sigmaaldrich.com/LT/en
XF2004758 | SS SUPPORT FRIT FOR 47MM SS FILTER HOLDR | 1X1EA | 1 | 45 | Sigma-Aldrich | XF2004758 | https://www.sigmaaldrich.com/LT/en
XF3001200 | SS EPIFLUORESCENCE FILTER HOLDER, 13MM | 1X1EA | 1 | 1540 | Sigma-Aldrich | XF3001200 | https://www.sigmaaldrich.com/LT/en
XF5423050 | Millivac Mini Vacuum Pump, 230v 50Hz | 1X1EA | 1 | 781 | Sigma-Aldrich | XF5423050 | https://www.sigmaaldrich.com/LT/en
XFUF04701 | UF STIRRED CELL 47 MM | 1X1EA | 1 | 2147 | Sigma-Aldrich | XFUF04701 | https://www.sigmaaldrich.com/LT/en
XFUF07601 | UF STIRRED CELL 76 MM | 1X1EA | 1 | 2656 | Sigma-Aldrich | XFUF07601 | https://www.sigmaaldrich.com/LT/en
XKEM00104 | 2-WAY PLASTIC VACUUM VALVE 1/PK | 1X1EA | 1 | 51 | Sigma-Aldrich | XKEM00104 | https://www.sigmaaldrich.com/LT/en
XKEM00107 | HAND VACUUM PUMP PP | 1X1EA | 1 | 74 | Sigma-Aldrich | XKEM00107 | https://www.sigmaaldrich.com/LT/en
XT1200000 | PTFE TUBING FOR SOLVENT/BUFFER 70CM | 1X1EA | 1 | 185 | Sigma-Aldrich | XT1200000 | https://www.sigmaaldrich.com/LT/en
XX1002503 | SPRING CLAMP F/25MM GLASS FILTER HOLDER | 1X1EA | 1 | 105 | Sigma-Aldrich | XX1002503 | https://www.sigmaaldrich.com/LT/en
XX1002505 | FILTER FLASK 125ML | 1X1EA | 1 | 104 | Sigma-Aldrich | XX1002505 | https://www.sigmaaldrich.com/LT/en
XX1002508 | STOPPER 5/PK SIZE 5 | 1X1EA | 1 | 205 | Sigma-Aldrich | XX1002508 | https://www.sigmaaldrich.com/LT/en
XX1002530 | GLASS FILTER HOLDER, 25MM, SS SUPPORT | 1X1EA | 1 | 469 | Sigma-Aldrich | XX1002530 | https://www.sigmaaldrich.com/LT/en
XX1002535 | PTFE GASKET FOR GLASS HLDR 25MM, 10/PK | 1X1EA | 1 | 117 | Sigma-Aldrich | XX1002535 | https://www.sigmaaldrich.com/LT/en
XX1004700 | GLASS FILTER HLDR 47MM 300ML FUNNEL | 1X1EA | 1 | 391 | Sigma-Aldrich | XX1004700 | https://www.sigmaaldrich.com/LT/en
GX218093772-1EA | QUARTZ ADAPTOR MB19 | 1X1EA | 1 | 255 | Sigma-Aldrich | GX218093772-1EA | https://www.sigmaaldrich.com/LT/en
MSHAS4B10 | MScn HTS HA MCE .45um Opaque Ster 10/pk | 1X1EA | 1 | 337 | Sigma-Aldrich | MSHAS4B10 | https://www.sigmaaldrich.com/LT/en
MSHVN4510 | MScn HTS HV Dura PVDF .45um Clr NS 10/pk | 1X1EA | 1 | 268 | Sigma-Aldrich | MSHVN4510 | https://www.sigmaaldrich.com/LT/en
MSHVN4550 | MScn HTS HV Dura PVDF .45um Clr NS 50/pk | 1X1EA | 1 | 1216 | Sigma-Aldrich | MSHVN4550 | https://www.sigmaaldrich.com/LT/en
MSHVN4B10 | MScn HTS HV Dura PVDF .45um Opq NS 10/pk | 1X1EA | 1 | 287 | Sigma-Aldrich | MSHVN4B10 | https://www.sigmaaldrich.com/LT/en
MSHVN4B50 | MScn HTS HV Dura PVDF .45um Opq NS 50/pk | 1X1EA | 1 | 1323 | Sigma-Aldrich | MSHVN4B50 | https://www.sigmaaldrich.com/LT/en
MSHVS4510 | Mscrn HTS HV PVDF .45um Clear Ster 10/pk | 1X1EA | 1 | 345 | Sigma-Aldrich | MSHVS4510 | https://www.sigmaaldrich.com/LT/en
MSIPN4510 | Mscrn HTS IP PVDF .45um Clear NS 10/pk | 1X1EA | 1 | 257 | Sigma-Aldrich | MSIPN4510 | https://www.sigmaaldrich.com/LT/en
MSIPN4550 | Mscrn HTS IP PVDF .45um Clear NS 50/pk | 1X1EA | 1 | 1157 | Sigma-Aldrich | MSIPN4550 | https://www.sigmaaldrich.com/LT/en
MSIPN4B10 | MScn HTS IP Dura PVDF .45um Opq NS 10/pk | 1X1EA | 1 | 287 | Sigma-Aldrich | MSIPN4B10 | https://www.sigmaaldrich.com/LT/en
MSIPN4B50 | MScn HTS IP Dura PVDF .45um Opq NS 50/pk | 1X1EA | 1 | 1323 | Sigma-Aldrich | MSIPN4B50 | https://www.sigmaaldrich.com/LT/en
MSIPN4W50 | Mscrn HTS IP PVDF .45um White NS 50/pk | 1X1EA | 1 | 1157 | Sigma-Aldrich | MSIPN4W50 | https://www.sigmaaldrich.com/LT/en
MSIPS4W10 | Mscrn HTS IP PVDF .45um White Ster 10/pk | 1X1EA | 1 | 311 | Sigma-Aldrich | MSIPS4W10 | https://www.sigmaaldrich.com/LT/en
MSNANLY10 | MULTISCREEN HTS NA CLEARING 10PK | 1X1EA | 1 | 338 | Sigma-Aldrich | MSNANLY10 | https://www.sigmaaldrich.com/LT/en
MSNANLY50 | MULTISCREEN HTS STYRENE 50PK | 1X1EA | 1 | 1823 | Sigma-Aldrich | MSNANLY50 | https://www.sigmaaldrich.com/LT/en
MSNU03010 | MultiScreen PCR 96 10/pk | 1X1EA | 1 | 649 | Sigma-Aldrich | MSNU03010 | https://www.sigmaaldrich.com/LT/en
MSNU03050 | MultiScreen PCR 96 50/pk | 1X1EA | 1 | 2578 | Sigma-Aldrich | MSNU03050 | https://www.sigmaaldrich.com/LT/en
MSNUPSD50 | MULTISCREEN HTS PLASMID 50PK | 1X1EA | 1 | 2637 | Sigma-Aldrich | MSNUPSD50 | https://www.sigmaaldrich.com/LT/en
MSRLN0410 | MS Solv Phil 0.4 um NS 10pk | 1X1EA | 1 | 302 | Sigma-Aldrich | MSRLN0410 | https://www.sigmaaldrich.com/LT/en
MSRLN0450 | MS Solv Phil 0.4um NS 50pk | 1X1EA | 1 | 1372 | Sigma-Aldrich | MSRLN0450 | https://www.sigmaaldrich.com/LT/en
MSRPN0410 | MS Solv Phob 0.4um NS 10pk | 1X1EA | 1 | 302 | Sigma-Aldrich | MSRPN0410 | https://www.sigmaaldrich.com/LT/en
MSRPN0450 | MS Solv Phob 0.4um NS 50pk | 1X1EA | 1 | 1372 | Sigma-Aldrich | MSRPN0450 | https://www.sigmaaldrich.com/LT/en
MSSLBPC10 | MScn HTS PCF Polycarb 0.4um Clr NS 10/pk | 1X1EA | 1 | 461 | Sigma-Aldrich | MSSLBPC10 | https://www.sigmaaldrich.com/LT/en
MSSLBPC50 | MScn HTS PCF Polycarb 0.4um Clr NS 50/pk | 1X1EA | 1 | 1931 | Sigma-Aldrich | MSSLBPC50 | https://www.sigmaaldrich.com/LT/en
MSTPCWH50 | Pckrd Top Cnt Adapt-MScnHTS Wht NS 50/pk | 1X1EA | 1 | 156 | Sigma-Aldrich | MSTPCWH50 | https://www.sigmaaldrich.com/LT/en
MSVMHTS00 | MultiScreen HTS Vacuum Manifold | 1X1EA | 1 | 1637 | Sigma-Aldrich | MSVMHTS00 | https://www.sigmaaldrich.com/LT/en
MSVMHTS04 | HTS Manifold Replacement Gasket Set | 1X1EA | 1 | 96 | Sigma-Aldrich | MSVMHTS04 | https://www.sigmaaldrich.com/LT/en
MSVMHTS07 | HTS Manifold Gauge Assembly | 1X1EA | 1 | 171 | Sigma-Aldrich | MSVMHTS07 | https://www.sigmaaldrich.com/LT/en
MSVMHTS08 | HTS Manifold Standard Collar Kit | 1X1EA | 1 | 442 | Sigma-Aldrich | MSVMHTS08 | https://www.sigmaaldrich.com/LT/en
MSVMHTS09 | HTS Manifold Replacement Tubing 10 ft. | 1X1EA | 1 | 65 | Sigma-Aldrich | MSVMHTS09 | https://www.sigmaaldrich.com/LT/en
MSVMHTS0A | HTS Manifold Droplet Trap Array | 1X1EA | 1 | 389 | Sigma-Aldrich | MSVMHTS0A | https://www.sigmaaldrich.com/LT/en
MSVMHTS0D | Deepwell Collar for MultiScreen HTS | 1X1EA | 1 | 432 | Sigma-Aldrich | MSVMHTS0D | https://www.sigmaaldrich.com/LT/en
MSVMHTS0F | HTS Manifold Collar Gasket Frame | 1X1EA | 1 | 65 | Sigma-Aldrich | MSVMHTS0F | https://www.sigmaaldrich.com/LT/en
MSVMHTS10 | HTS Manifold Control Valve Assembly | 1X1EA | 1 | 209 | Sigma-Aldrich | MSVMHTS10 | https://www.sigmaaldrich.com/LT/en
MSVMHTSHV | Multiscreen High Volume Collar, 1 pk | 1X1EA | 1 | 427 | Sigma-Aldrich | MSVMHTSHV | https://www.sigmaaldrich.com/LT/en
MVCPN0025 | MultiscreenHighVolumeCollectionPlate25pk | 1X1EA | 1 | 148 | Sigma-Aldrich | MVCPN0025 | https://www.sigmaaldrich.com/LT/en
MVFCN1225 | MultiscreenHighVolumeFilterPlatesW/Glass | 1X1EA | 1 | 874 | Sigma-Aldrich | MVFCN1225 | https://www.sigmaaldrich.com/LT/en
MVHVN4525 | MultiscreenHighVolumeFilterPlatesW/ HV D | 1X1EA | 1 | 874 | Sigma-Aldrich | MVHVN4525 | https://www.sigmaaldrich.com/LT/en
122640-1KIT | ProteoExtract« Albumin Removal Kit | 1X1KIT | 1 | 387 | Sigma-Aldrich | 122640-1KIT | https://www.sigmaaldrich.com/LT/en
55326-U | PK2 SUPEL GENIE HYBRIDSPE ONLINE SPE & | 1X1EA | 1 | 793 | Sigma-Aldrich | 55326-U | https://www.sigmaaldrich.com/LT/en
GX218093484-1EA | SCREW MOUNT | 1X1EA | 1 | 206 | Sigma-Aldrich | GX218093484-1EA | https://www.sigmaaldrich.com/LT/en
444810-1KIT | ProteoExtract« Native Membrane | 1X1KIT | 1 | 602 | Sigma-Aldrich | 444810-1KIT | https://www.sigmaaldrich.com/LT/en
71772-3 | ProteoExtract« Transmembrane | 1X1EA | 1 | 528 | Sigma-Aldrich | 71772-3 | https://www.sigmaaldrich.com/LT/en
ACK5050NT | AmiconProSystmAU0.5 50kDa&ReagntKitNiNTA | 1X1EA | 1 | 451 | Sigma-Aldrich | ACK5050NT | https://www.sigmaaldrich.com/LT/en
ACK5050PA | AmiconProSystmAU0.5 50kDa&ReagntKitProtA | 1X1EA | 1 | 350 | Sigma-Aldrich | ACK5050PA | https://www.sigmaaldrich.com/LT/en
ACK5050PG | AmiconProSystmAU0.5 50kDa&ReagntKitProtG | 1X1EA | 1 | 418 | Sigma-Aldrich | ACK5050PG | https://www.sigmaaldrich.com/LT/en
ACK5100GS | AmiconProSystmAU0.5 100kDa&ReagentKitGST | 1X1EA | 1 | 486 | Sigma-Aldrich | ACK5100GS | https://www.sigmaaldrich.com/LT/en
ACK5100NT | AmiconProSystmAU0.5 100kDa&ReagntKitNiNT | 1X1EA | 1 | 451 | Sigma-Aldrich | ACK5100NT | https://www.sigmaaldrich.com/LT/en
ACK5100PA | AmiconProSystAU0.5 100kDa&ReagntKitProtA | 1X1EA | 1 | 350 | Sigma-Aldrich | ACK5100PA | https://www.sigmaaldrich.com/LT/en
ACK5100PG | AmiconProSystAU0.5 100kDa&ReagntKitProtG | 1X1EA | 1 | 418 | Sigma-Aldrich | ACK5100PG | https://www.sigmaaldrich.com/LT/en
ACR5000GS | Amicon« Pro Reagent Kit GST | 1X1EA | 1 | 314 | Sigma-Aldrich | ACR5000GS | https://www.sigmaaldrich.com/LT/en
ACR5000NT | Amicon« Pro Reagent Kit NiNTA | 1X1EA | 1 | 273 | Sigma-Aldrich | ACR5000NT | https://www.sigmaaldrich.com/LT/en
ACR5000PA | Amicon Pro Reagent Protein A Kit | 1X1EA | 1 | 232 | Sigma-Aldrich | ACR5000PA | https://www.sigmaaldrich.com/LT/en
ACR5000PG | Amicon Pro Reagent Protein G Kit | 1X1EA | 1 | 271 | Sigma-Aldrich | ACR5000PG | https://www.sigmaaldrich.com/LT/en
ACS500024 | AmiconPro24PackexcludingAmiconUltra0.5fi | 1X1EA | 1 | 157 | Sigma-Aldrich | ACS500024 | https://www.sigmaaldrich.com/LT/en
ACS500302 | Amicon Pro Trial Pack - 2 PK 3kDa | 1X1EA | 1 | 26 | Sigma-Aldrich | ACS500302 | https://www.sigmaaldrich.com/LT/en
ACS500312 | Amicon Pro System - AU0.5 3K 12PK | 1X1EA | 1 | 159 | Sigma-Aldrich | ACS500312 | https://www.sigmaaldrich.com/LT/en
ACS500324 | Amicon Pro System - AU0.5 3K 24PK | 1X1EA | 1 | 251 | Sigma-Aldrich | ACS500324 | https://www.sigmaaldrich.com/LT/en
ACS501002 | Amicon Pro Trial Pack - 2 PK 10kDa | 1X1EA | 1 | 26 | Sigma-Aldrich | ACS501002 | https://www.sigmaaldrich.com/LT/en
ACS501012 | Amicon Pro System - AU0.5 10K 12PK | 1X1EA | 1 | 159 | Sigma-Aldrich | ACS501012 | https://www.sigmaaldrich.com/LT/en
55327-U | PK6 SUPEL GENIE HYBRIDSPE ONLINE SPE & | 1X1EA | 1 | 1916 | Sigma-Aldrich | 55327-U | https://www.sigmaaldrich.com/LT/en
ACS501024 | Amicon Pro System - AU0.5 10K 24PK | 1X1EA | 1 | 251 | Sigma-Aldrich | ACS501024 | https://www.sigmaaldrich.com/LT/en
ACS503002 | Amicon Pro Trial Pack - 2 PK 30kDa | 1X1EA | 1 | 26 | Sigma-Aldrich | ACS503002 | https://www.sigmaaldrich.com/LT/en
ACS503012 | Amicon Pro System - AU0.5 30K 12PK | 1X1EA | 1 | 159 | Sigma-Aldrich | ACS503012 | https://www.sigmaaldrich.com/LT/en
ACS503024 | Amicon Pro System - AU0.5 30k 24PK | 1X1EA | 1 | 251 | Sigma-Aldrich | ACS503024 | https://www.sigmaaldrich.com/LT/en
ACS505002 | Amicon Pro Trial Pack - 2 PK 50kDa | 1X1EA | 1 | 26 | Sigma-Aldrich | ACS505002 | https://www.sigmaaldrich.com/LT/en
ACS505012 | Amicon Pro System - AU0.5 50K 12PK | 1X1EA | 1 | 159 | Sigma-Aldrich | ACS505012 | https://www.sigmaaldrich.com/LT/en
ACS505024 | Amicon Pro System - AU0.5 50K 24PK | 1X1EA | 1 | 251 | Sigma-Aldrich | ACS505024 | https://www.sigmaaldrich.com/LT/en
ACS510002 | Amicon Pro Trial Pack - 2 PK 100kDa | 1X1EA | 1 | 26 | Sigma-Aldrich | ACS510002 | https://www.sigmaaldrich.com/LT/en
ACS510012 | Amicon Pro System - AU0.5 100K 12PK | 1X1EA | 1 | 159 | Sigma-Aldrich | ACS510012 | https://www.sigmaaldrich.com/LT/en
ACS510024 | Amicon Pro System - AU0.5 100K 24PK | 1X1EA | 1 | 251 | Sigma-Aldrich | ACS510024 | https://www.sigmaaldrich.com/LT/en
AG4502550 | SILVER MEMBRANE .45UM 25MM 50/PK | 1X1EA | 1 | 606 | Sigma-Aldrich | AG4502550 | https://www.sigmaaldrich.com/LT/en
AG56P | LAMININ HU, PURIFIED-100UG | 1X1EA | 1 | 537 | Sigma-Aldrich | AG56P | https://www.sigmaaldrich.com/LT/en
AN0604700 | PP PREFILTER .6UM WH PL 47M 100/PK | 1X1EA | 1 | 143 | Sigma-Aldrich | AN0604700 | https://www.sigmaaldrich.com/LT/en
AN1204700 | PP PREFILTER 1.2UM WH PL 47MM 100/PK | 1X1EA | 1 | 142 | Sigma-Aldrich | AN1204700 | https://www.sigmaaldrich.com/LT/en
AN1H04700 | PP PREFILTER 10UM WH PL 47MM 100/PK | 1X1EA | 1 | 159 | Sigma-Aldrich | AN1H04700 | https://www.sigmaaldrich.com/LT/en
AN2504700 | PP PREFILTER 2.5UM WH PL 47MM 100/PK | 1X1EA | 1 | 142 | Sigma-Aldrich | AN2504700 | https://www.sigmaaldrich.com/LT/en
AN3H04700 | PP PREFILTER 30UM WH PL 47MM 100/PK | 1X1EA | 1 | 150 | Sigma-Aldrich | AN3H04700 | https://www.sigmaaldrich.com/LT/en
AN5004700 | PP PREFILTER 5UM WH PL 47MM 100/PK | 1X1EA | 1 | 154 | Sigma-Aldrich | AN5004700 | https://www.sigmaaldrich.com/LT/en
AP1001300 | PADS 013MM 100/PK | 1X1EA | 1 | 36 | Sigma-Aldrich | AP1001300 | https://www.sigmaaldrich.com/LT/en
AP1002500 | PADS 025MM 100/PK | 1X1EA | 1 | 44 | Sigma-Aldrich | AP1002500 | https://www.sigmaaldrich.com/LT/en
AP1003700 | PADS 037MM 100/PK | 1X1EA | 1 | 47 | Sigma-Aldrich | AP1003700 | https://www.sigmaaldrich.com/LT/en
AP1004700 | PADS 047MM 100/PK | 1X1EA | 1 | 51 | Sigma-Aldrich | AP1004700 | https://www.sigmaaldrich.com/LT/en
AP1502500 | AP15 PREFILTER 25MM 100PK | 1X1EA | 1 | 50 | Sigma-Aldrich | AP1502500 | https://www.sigmaaldrich.com/LT/en
AP1503700 | AP15 prefilter 37mm 100/pk | 1X1EA | 1 | 150 | Sigma-Aldrich | AP1503700 | https://www.sigmaaldrich.com/LT/en
AP1504200 | AP15 PREFILTER 42MM 100PK | 1X1EA | 1 | 57 | Sigma-Aldrich | AP1504200 | https://www.sigmaaldrich.com/LT/en
AP1504700 | PREFILTR AP15 47MM 100/PK | 1X1EA | 1 | 78 | Sigma-Aldrich | AP1504700 | https://www.sigmaaldrich.com/LT/en
AP1507500 | PREFLTR AP15 75MM 100/PK | 1X1EA | 1 | 96 | Sigma-Aldrich | AP1507500 | https://www.sigmaaldrich.com/LT/en
AP1509000 | PREFLTR AP15 90MM 100/PK | 1X1EA | 1 | 135 | Sigma-Aldrich | AP1509000 | https://www.sigmaaldrich.com/LT/en
AP1512450 | PREFLTR AP15 124MM 50/PK | 1X1EA | 1 | 146 | Sigma-Aldrich | AP1512450 | https://www.sigmaaldrich.com/LT/en
AP1514250 | PREFLTR AP15 142MM 50/PK | 1X1EA | 1 | 169 | Sigma-Aldrich | AP1514250 | https://www.sigmaaldrich.com/LT/en
AP2001300 | AP20 PREFILTER 13MM 100PK | 1X1EA | 1 | 39 | Sigma-Aldrich | AP2001300 | https://www.sigmaaldrich.com/LT/en
AP2002500 | AP20 PREFILTER 25MM 100PK | 1X1EA | 1 | 40 | Sigma-Aldrich | AP2002500 | https://www.sigmaaldrich.com/LT/en
AP2004200 | PREFLTR AP20 42MM 100/PK | 1X1EA | 1 | 55 | Sigma-Aldrich | AP2004200 | https://www.sigmaaldrich.com/LT/en
AP2004700 | PREFLTR AP20 47MM 100/PK | 1X1EA | 1 | 58 | Sigma-Aldrich | AP2004700 | https://www.sigmaaldrich.com/LT/en
AP2005500 | PREFLTR AP20 55MM 100/PK | 1X1EA | 1 | 69 | Sigma-Aldrich | AP2005500 | https://www.sigmaaldrich.com/LT/en
AP2007500 | PREFLTR AP20 75MM 100/PK | 1X1EA | 1 | 82 | Sigma-Aldrich | AP2007500 | https://www.sigmaaldrich.com/LT/en
AP2009000 | PREFLTR AP20 90MM 100/PK | 1X1EA | 1 | 96 | Sigma-Aldrich | AP2009000 | https://www.sigmaaldrich.com/LT/en
AP2012450 | AP20 PREFILTERS 124MM 50/PK | 1X1EA | 1 | 129 | Sigma-Aldrich | AP2012450 | https://www.sigmaaldrich.com/LT/en
AP2014250 | PREFLTR AP20 142MM 50/PK | 1X1EA | 1 | 147 | Sigma-Aldrich | AP2014250 | https://www.sigmaaldrich.com/LT/en
AP2501000 | PREFLTR THICK 10MM 100/PK | 1X1EA | 1 | 38 | Sigma-Aldrich | AP2501000 | https://www.sigmaaldrich.com/LT/en
AP2501300 | PREFLTR THICK 13MM 100/PK | 1X1EA | 1 | 40 | Sigma-Aldrich | AP2501300 | https://www.sigmaaldrich.com/LT/en
AP2502200 | PREFLTR THICK 22MM 100/PK | 1X1EA | 1 | 41 | Sigma-Aldrich | AP2502200 | https://www.sigmaaldrich.com/LT/en
AP2502500 | PREFLTR THICK 25MM 100/PK | 1X1EA | 1 | 42 | Sigma-Aldrich | AP2502500 | https://www.sigmaaldrich.com/LT/en
AP2504200 | PREFLTR THICK 42MM 100/PK | 1X1EA | 1 | 61 | Sigma-Aldrich | AP2504200 | https://www.sigmaaldrich.com/LT/en
AP2504700 | PREFLTR THICK 47MM 100/PK | 1X1EA | 1 | 58 | Sigma-Aldrich | AP2504700 | https://www.sigmaaldrich.com/LT/en
AP2509000 | PREFLTR THICK 90MM 100/PK | 1X1EA | 1 | 100 | Sigma-Aldrich | AP2509000 | https://www.sigmaaldrich.com/LT/en
AP2512450 | PREFLTR THICK 124MM 50/PK | 1X1EA | 1 | 132 | Sigma-Aldrich | AP2512450 | https://www.sigmaaldrich.com/LT/en
AP2514250 | PREFLTR THICK 142MM 50/PK | 1X1EA | 1 | 150 | Sigma-Aldrich | AP2514250 | https://www.sigmaaldrich.com/LT/en
AP30034P0 | SUPPORT PADS THICK 34MM 100PK | 1X1EA | 1 | 49 | Sigma-Aldrich | AP30034P0 | https://www.sigmaaldrich.com/LT/en
AP3212450 | WOVEN MESH SPACER 124MM 50PK | 1X1EA | 1 | 177 | Sigma-Aldrich | AP3212450 | https://www.sigmaaldrich.com/LT/en
AP4001000 | AP40 GRAV AN 10MM 100/PK | 1X1EA | 1 | 40 | Sigma-Aldrich | AP4001000 | https://www.sigmaaldrich.com/LT/en
AP4002405 | AP40 GRAV AN 24MM 500/PK | 1X1EA | 1 | 147 | Sigma-Aldrich | AP4002405 | https://www.sigmaaldrich.com/LT/en
AP4002500 | AP40 GL FLTR 25MM 100PK | 1X1EA | 1 | 49 | Sigma-Aldrich | AP4002500 | https://www.sigmaaldrich.com/LT/en
AP4003705 | GRAV ANAL NO BINDER 37MM 500PK | 1X1EA | 1 | 178 | Sigma-Aldrich | AP4003705 | https://www.sigmaaldrich.com/LT/en
AP4004700 | AP40 GLASS FIBER FILTER 47MM 100/PK | 1X1EA | 1 | 55 | Sigma-Aldrich | AP4004700 | https://www.sigmaaldrich.com/LT/en
AP4004705 | AP40 GRAV AN 47MM 500/PK | 1X1EA | 1 | 202 | Sigma-Aldrich | AP4004705 | https://www.sigmaaldrich.com/LT/en
AP4007000 | AP40 FILTER 70MM Q100 | 1X1EA | 1 | 79 | Sigma-Aldrich | AP4007000 | https://www.sigmaaldrich.com/LT/en
AP4009000 | AP40 PREFILTER 90MM 100PK | 1X1EA | 1 | 97 | Sigma-Aldrich | AP4009000 | https://www.sigmaaldrich.com/LT/en
AP4014250 | AP40 142MM DISC 50/PK | 1X1EA | 1 | 146 | Sigma-Aldrich | AP4014250 | https://www.sigmaaldrich.com/LT/en
APFA04700 | GL FBR FLTR A 47MM 100/PK | 1X1EA | 1 | 52 | Sigma-Aldrich | APFA04700 | https://www.sigmaaldrich.com/LT/en
APFB02500 | GL FBR FLTR B 25MM 100/PK | 1X1EA | 1 | 73 | Sigma-Aldrich | APFB02500 | https://www.sigmaaldrich.com/LT/en
APFB03700 | GL FBR FLTR B 37MM 100PK | 1X1EA | 1 | 122 | Sigma-Aldrich | APFB03700 | https://www.sigmaaldrich.com/LT/en
APFB04700 | GL FBR FLTR B 47MM 100/PK | 1X1EA | 1 | 98 | Sigma-Aldrich | APFB04700 | https://www.sigmaaldrich.com/LT/en
APFC02500 | GL FBR FLTR C 25MM 100/PK | 1X1EA | 1 | 69 | Sigma-Aldrich | APFC02500 | https://www.sigmaaldrich.com/LT/en
APFC04700 | GL FBR FLTR C 47MM 100/PK | 1X1EA | 1 | 96 | Sigma-Aldrich | APFC04700 | https://www.sigmaaldrich.com/LT/en
APFC09050 | GL FBR FLTR C 90MM 50/PK | 1X1EA | 1 | 80 | Sigma-Aldrich | APFC09050 | https://www.sigmaaldrich.com/LT/en
APFD02500 | GL FBR FLTR D 25MM 100/PK | 1X1EA | 1 | 40 | Sigma-Aldrich | APFD02500 | https://www.sigmaaldrich.com/LT/en
APFD04700 | GL FBR FLTR D 47MM 100/PK | 1X1EA | 1 | 60 | Sigma-Aldrich | APFD04700 | https://www.sigmaaldrich.com/LT/en
APFD09050 | GL FBR FLTR D 90MM 50/PK | 1X1EA | 1 | 49 | Sigma-Aldrich | APFD09050 | https://www.sigmaaldrich.com/LT/en
APFF02500 | GL FBR FLTR F 25MM 100/PK | 1X1EA | 1 | 104 | Sigma-Aldrich | APFF02500 | https://www.sigmaaldrich.com/LT/en
APFF04700 | GL FBR FLTR F 47MM 100/PK | 1X1EA | 1 | 171 | Sigma-Aldrich | APFF04700 | https://www.sigmaaldrich.com/LT/en
APFF09050 | GL FBR FLTR F 90MM 50/PK | 1X1EA | 1 | 127 | Sigma-Aldrich | APFF09050 | https://www.sigmaaldrich.com/LT/en
APFF14250 | GL FIBRE FILTER 142MM 50/PK | 1X1EA | 1 | 359 | Sigma-Aldrich | APFF14250 | https://www.sigmaaldrich.com/LT/en
SLLGM25NK | MILLEX HPF LG 25MM PHILIC PTFE .2UM | 1X1EA | 1 | 2676 | Sigma-Aldrich | SLLGM25NK | https://www.sigmaaldrich.com/LT/en
SLLGM25NS | MILLEX HPF LG 25MM PHILIC PTFE .2UM | 1X1EA | 1 | 196 | Sigma-Aldrich | SLLGM25NS | https://www.sigmaaldrich.com/LT/en
SLLGR04NL | MillexLG 4mm Philic PTFE .2um NS 100pk | 1X1EA | 1 | 196 | Sigma-Aldrich | SLLGR04NL | https://www.sigmaaldrich.com/LT/en
SLLHC13NL | MillexLH13mmPhilicPTFE.45umNSICCert100pk | 1X1EA | 1 | 314 | Sigma-Aldrich | SLLHC13NL | https://www.sigmaaldrich.com/LT/en
SLLHC25NS | MillexLH25mmPhilicPTFE.45umNS ICCert50pk | 1X1EA | 1 | 303 | Sigma-Aldrich | SLLHC25NS | https://www.sigmaaldrich.com/LT/en
SLLHH13NK | Millex-LH 13mmPhilic PTFE .45umNS 1000PK | 1X1EA | 1 | 1902 | Sigma-Aldrich | SLLHH13NK | https://www.sigmaaldrich.com/LT/en
SLLHR04NL | Millex-LH 4mm Philic PTFE .45um NS 100PK | 1X1EA | 1 | 196 | Sigma-Aldrich | SLLHR04NL | https://www.sigmaaldrich.com/LT/en
SLLS025NS | MillexLS 25mm Phobic PTFE 5um NS 50pk | 1X1EA | 1 | 236 | Sigma-Aldrich | SLLS025NS | https://www.sigmaaldrich.com/LT/en
SLM-021-B | DMEM w/ 4.5 g/L Glucose, 500ml | 1X1EA | 1 | 37 | Sigma-Aldrich | SLM-021-B | https://www.sigmaaldrich.com/LT/en
SLM-120-B | DMEM w/ high Gluc, L-Glut, NaHCO3, 500ml | 1X1EA | 1 | 43 | Sigma-Aldrich | SLM-120-B | https://www.sigmaaldrich.com/LT/en
SLM-202-B | DMEM 2X w/ 4.5 g/L Gluc, L-Glut, 500ml | 1X1EA | 1 | 72 | Sigma-Aldrich | SLM-202-B | https://www.sigmaaldrich.com/LT/en
SLM-220-B | DMEM w/4.5g/L Gluc, Sodium Bicarb, 500ml | 1X1EA | 1 | 43 | Sigma-Aldrich | SLM-220-B | https://www.sigmaaldrich.com/LT/en
SLM-220-M | DMEM w/4.5 g/L Glucose, NaHCO3, 400ml | 1X1EA | 1 | 47 | Sigma-Aldrich | SLM-220-M | https://www.sigmaaldrich.com/LT/en
SLMP025SS | Millex-GP 25mm PES .22um Sterile FDA Lis | 1X1EA | 1 | 210 | Sigma-Aldrich | SLMP025SS | https://www.sigmaaldrich.com/LT/en
SLMPL25SS | Millex-GP 25mm PES .22um Sterile w/ Luer | 1X1EA | 1 | 210 | Sigma-Aldrich | SLMPL25SS | https://www.sigmaaldrich.com/LT/en
SLPBDZ5NK | AC Millex 25mm APFB 1um NS 1000pk | 1X1EA | 1 | 2245 | Sigma-Aldrich | SLPBDZ5NK | https://www.sigmaaldrich.com/LT/en
SLPBDZ5NZ | AC Millex 25mm APFB 1um NS 200PK | 1X1EA | 1 | 626 | Sigma-Aldrich | SLPBDZ5NZ | https://www.sigmaaldrich.com/LT/en
SLSV025LS | Millex 25mm Durapore PVDF 5um Sterile 50 | 1X1EA | 1 | 209 | Sigma-Aldrich | SLSV025LS | https://www.sigmaaldrich.com/LT/en
SLSV025NB | MillexSV 25mm Durapore PVDF 5um NS 250pk | 1X1EA | 1 | 675 | Sigma-Aldrich | SLSV025NB | https://www.sigmaaldrich.com/LT/en
SMEP0470W | MCE 5.0UM 47MM EDGE PHOBIC 100/PK | 1X1EA | 1 | 510 | Sigma-Aldrich | SMEP0470W | https://www.sigmaaldrich.com/LT/en
SMWP01300 | MCE 5.0UM WH PL 13MM 100/PK | 1X1EA | 1 | 98 | Sigma-Aldrich | SMWP01300 | https://www.sigmaaldrich.com/LT/en
SMWP0190R | MCE 5.0UM WH PL 19X42MM 100/PK | 1X1EA | 1 | 190 | Sigma-Aldrich | SMWP0190R | https://www.sigmaaldrich.com/LT/en
SMWP02500 | MCE 5.0UM WH PL 25MM 100/PK | 1X1EA | 1 | 119 | Sigma-Aldrich | SMWP02500 | https://www.sigmaaldrich.com/LT/en
SMWP04700 | MCE 5.0UM WH PL 47MM 100/PK | 1X1EA | 1 | 157 | Sigma-Aldrich | SMWP04700 | https://www.sigmaaldrich.com/LT/en
SMWP09025 | MCE 5.0UM WH PL 90MM 25/PK | 1X1EA | 1 | 142 | Sigma-Aldrich | SMWP09025 | https://www.sigmaaldrich.com/LT/en
SMWP14250 | MCE 5.0UM WH PL 142MM 50/PK | 1X1EA | 1 | 375 | Sigma-Aldrich | SMWP14250 | https://www.sigmaaldrich.com/LT/en
SSWP01300 | MCE 3.0UM WH PL 13MM 100/PK | 1X1EA | 1 | 99 | Sigma-Aldrich | SSWP01300 | https://www.sigmaaldrich.com/LT/en
SSWP02500 | MCE 3.0UM WH PL 25MM 100/PK | 1X1EA | 1 | 119 | Sigma-Aldrich | SSWP02500 | https://www.sigmaaldrich.com/LT/en
SSWP04700 | MCE 3.0UM WH PL 47MM 100/PK | 1X1EA | 1 | 163 | Sigma-Aldrich | SSWP04700 | https://www.sigmaaldrich.com/LT/en
SSWP09025 | MCE 3.0UM WH PL 90MM 25/PK | 1X1EA | 1 | 135 | Sigma-Aldrich | SSWP09025 | https://www.sigmaaldrich.com/LT/en
SSWP14250 | MCE 3.0UM WH PL 142MM 50/PK | 1X1EA | 1 | 372 | Sigma-Aldrich | SSWP14250 | https://www.sigmaaldrich.com/LT/en
SVLP01300 | DURAPORE PVDF 5UM WH PL 13MM 100/PK | 1X1EA | 1 | 109 | Sigma-Aldrich | SVLP01300 | https://www.sigmaaldrich.com/LT/en
SVLP02500 | DURAPORE PVDF 5UM WH PL 25MM 100/PK | 1X1EA | 1 | 137 | Sigma-Aldrich | SVLP02500 | https://www.sigmaaldrich.com/LT/en
SVLP04700 | DURAPORE PVDF 5UM WH PL 47MM 100/PK | 1X1EA | 1 | 216 | Sigma-Aldrich | SVLP04700 | https://www.sigmaaldrich.com/LT/en
SVLP09050 | DURAPORE PVDF 5UM WH PL 90MM 50/PK | 1X1EA | 1 | 324 | Sigma-Aldrich | SVLP09050 | https://www.sigmaaldrich.com/LT/en
SVWG04700 | DURAPORE PVDF 5UM WH GD 47MM 100/PK | 1X1EA | 1 | 233 | Sigma-Aldrich | SVWG04700 | https://www.sigmaaldrich.com/LT/en
SX0001300 | SWINNEX 13MM FILTER HOLDER 10/PKs | 1X1EA | 1 | 83 | Sigma-Aldrich | SX0001300 | https://www.sigmaaldrich.com/LT/en
SX0001301 | SILICONE GASKET FOR SWINNEX 13MM 100/PK | 1X1EA | 1 | 49 | Sigma-Aldrich | SX0001301 | https://www.sigmaaldrich.com/LT/en
SX0002500 | SWINNEX 25MM FILTER HOLDER 12/PK | 1X1EA | 1 | 173 | Sigma-Aldrich | SX0002500 | https://www.sigmaaldrich.com/LT/en
SX0002501 | SILICONE GASKET FOR SWINNEX 25MM 100/PK | 1X1EA | 1 | 111 | Sigma-Aldrich | SX0002501 | https://www.sigmaaldrich.com/LT/en
SX0004700 | SWINNEX 47MM FILTER HOLDER 8/PK | 1X1EA | 1 | 434 | Sigma-Aldrich | SX0004700 | https://www.sigmaaldrich.com/LT/en
SX0004701 | SILICONE GASKET FOR SWINNEX 47MM 5/PK | 1X1EA | 1 | 53 | Sigma-Aldrich | SX0004701 | https://www.sigmaaldrich.com/LT/en
SX00047RK | REPLACEMENT KIT FOR SWINNEX 47MM | 1X1EA | 1 | 412 | Sigma-Aldrich | SX00047RK | https://www.sigmaaldrich.com/LT/en
GX708031137-1EA | AUX GAS CONNECTOR | 1X1EA | 1 | 58 | Sigma-Aldrich | GX708031137-1EA | https://www.sigmaaldrich.com/LT/en
FHLP09050 | FLUOROPORE PTFE .45UM WH PL 90MM 50/PK | 1X1EA | 1 | 679 | Sigma-Aldrich | FHLP09050 | https://www.sigmaaldrich.com/LT/en
FHLP14250 | FLUOROPORE PTFE .45UM WH PL 142MM 50/PK | 1X1EA | 1 | 854 | Sigma-Aldrich | FHLP14250 | https://www.sigmaaldrich.com/LT/en
FHUP04700 | .45 Fluo PTFE Unlaminated Wh Pl 100pk | 1X1EA | 1 | 561 | Sigma-Aldrich | FHUP04700 | https://www.sigmaaldrich.com/LT/en
FMLW04700 | White Backed 5um PTFE Membrane(w/gridded | 1X1EA | 1 | 629 | Sigma-Aldrich | FMLW04700 | https://www.sigmaaldrich.com/LT/en
FSLW02500 | FLUOROPORE PTFE 3.0UM WH PL 25MM 100/PK | 1X1EA | 1 | 373 | Sigma-Aldrich | FSLW02500 | https://www.sigmaaldrich.com/LT/en
FSLW04700 | FLUOROPORE PTFE 3.0UM WH PL 47MM 100/PK | 1X1EA | 1 | 460 | Sigma-Aldrich | FSLW04700 | https://www.sigmaaldrich.com/LT/en
FSLW09025 | FLUOROPORE PTFE 3.0UM WH PL 90MM 25/PK | 1X1EA | 1 | 460 | Sigma-Aldrich | FSLW09025 | https://www.sigmaaldrich.com/LT/en
FSLW14200 | FLUOROPORE PTFE 3.0UM WH PL 142MM 10/PK | 1X1EA | 1 | 309 | Sigma-Aldrich | FSLW14200 | https://www.sigmaaldrich.com/LT/en
FWMS01800 | MILLI-SEAL PTFE 18MM 25 X 15 1/PK | 1X1EA | 1 | 183 | Sigma-Aldrich | FWMS01800 | https://www.sigmaaldrich.com/LT/en
GF003-AF | FGF BASIC, REC HU, ANIMAL FREE, 50U | 1X1EA | 1 | 537 | Sigma-Aldrich | GF003-AF | https://www.sigmaaldrich.com/LT/en
GF003AF-100UG | Basic FGF, HU. Recombinant Animal Free | 1X1EA | 1 | 755 | Sigma-Aldrich | GF003AF-100UG | https://www.sigmaaldrich.com/LT/en
MR-010P-5D | Modified M16 Medium Powdered Kit, 5x50ml | 1X1EA | 1 | 366 | Sigma-Aldrich | MR-010P-5D | https://www.sigmaaldrich.com/LT/en
MR-010P-5F | Modified M16 Medium Powdered Kit, 5x10ml | 1X1EA | 1 | 133 | Sigma-Aldrich | MR-010P-5F | https://www.sigmaaldrich.com/LT/en
MR-015-D | EmbryoMax M2 Medium with Phenol Red | 1X1EA | 1 | 52 | Sigma-Aldrich | MR-015-D | https://www.sigmaaldrich.com/LT/en
MR-015P-5D | M2 Powdered Kit w/ Phenol Red, 5 x 50ml | 1X1EA | 1 | 366 | Sigma-Aldrich | MR-015P-5D | https://www.sigmaaldrich.com/LT/en
MR-015P-5F | M2 Powdered Kit w/ Phenol Red, 5 x 10ml | 1X1EA | 1 | 133 | Sigma-Aldrich | MR-015P-5F | https://www.sigmaaldrich.com/LT/en
MR-015P-D | M2 Powdered Kit w/ Phenol Red, 1 x 50ml | 1X1EA | 1 | 83 | Sigma-Aldrich | MR-015P-D | https://www.sigmaaldrich.com/LT/en
MR-016-D | EmbryoMaxModified M16 Medium w/PhenolRed | 1X1EA | 1 | 52 | Sigma-Aldrich | MR-016-D | https://www.sigmaaldrich.com/LT/en
MR-019-D | EmbryoMax CZB Medium with Phenol Red | 1X1EA | 1 | 54 | Sigma-Aldrich | MR-019-D | https://www.sigmaaldrich.com/LT/en
MR-020P-5D | KSOM Powdered Kit w/o Phenol Red, 5x50ml | 1X1EA | 1 | 366 | Sigma-Aldrich | MR-020P-5D | https://www.sigmaaldrich.com/LT/en
MR-020P-5F | KSOM Powdered Kit w/o Phenol Red, 5x10ml | 1X1EA | 1 | 133 | Sigma-Aldrich | MR-020P-5F | https://www.sigmaaldrich.com/LT/en
MR-020P-D | KSOM Powdered Kit w/o Phenol Red, 1x50ml | 1X1EA | 1 | 83 | Sigma-Aldrich | MR-020P-D | https://www.sigmaaldrich.com/LT/en
MR-024-D | EmbryoMaxFhmHepesBufferedMed W/PhenolRed | 1X1EA | 1 | 52 | Sigma-Aldrich | MR-024-D | https://www.sigmaaldrich.com/LT/en
MR-025-D | EmbryoMax FHM HEPES Buffered Medium | 1X1EA | 1 | 52 | Sigma-Aldrich | MR-025-D | https://www.sigmaaldrich.com/LT/en
MR-051-F | EmbryoMax M2 Medium with Hyaluronidase | 1X1EA | 1 | 52 | Sigma-Aldrich | MR-051-F | https://www.sigmaaldrich.com/LT/en
MR-056-F | EmbryoMax FHM HEPES Buffered Medium with | 1X1EA | 1 | 52 | Sigma-Aldrich | MR-056-F | https://www.sigmaaldrich.com/LT/en
MR-070-D | EmbryoMax HTF | 1X1EA | 1 | 68 | Sigma-Aldrich | MR-070-D | https://www.sigmaaldrich.com/LT/en
MR-106-D | EmbryoMax KSOM + AA with D-Glucose | 1X1EA | 1 | 70 | Sigma-Aldrich | MR-106-D | https://www.sigmaaldrich.com/LT/en
MR-107-D | EmbryoMax KSOM + AA w/ D-Glucose w/o BSA | 1X1EA | 1 | 70 | Sigma-Aldrich | MR-107-D | https://www.sigmaaldrich.com/LT/en
MR-122-D | EmbryoMaxFHM HEPES BufferedMediumW/O BSA | 1X1EA | 1 | 52 | Sigma-Aldrich | MR-122-D | https://www.sigmaaldrich.com/LT/en
MRCF0R030 | FORENSIC 30K - 100PK | 1X1EA | 1 | 457 | Sigma-Aldrich | MRCF0R030 | https://www.sigmaaldrich.com/LT/en
MRCF0R100 | DNA FAST FLOW - 100PK | 1X1EA | 1 | 457 | Sigma-Aldrich | MRCF0R100 | https://www.sigmaaldrich.com/LT/en
MRCF0R100ET | MicroconDNAFastFlowPCRGradeDualcycleEtOt | 1X1EA | 1 | 107 | Sigma-Aldrich | MRCF0R100ET | https://www.sigmaaldrich.com/LT/en
MSBVN1210 | MScn HTS BV Dura PVDF 1.2um Clr NS 10/pk | 1X1EA | 1 | 268 | Sigma-Aldrich | MSBVN1210 | https://www.sigmaaldrich.com/LT/en
MSBVN1250 | MScn HTS BV Dura PVDF 1.2um Clr NS 50/pk | 1X1EA | 1 | 1216 | Sigma-Aldrich | MSBVN1250 | https://www.sigmaaldrich.com/LT/en
MSBVN1B50 | MScn HTS BV Dura PVDF 1.2um Opq NS 50/pk | 1X1EA | 1 | 1323 | Sigma-Aldrich | MSBVN1B50 | https://www.sigmaaldrich.com/LT/en
MSBVS1210 | Mscrn Plate Dura PVDF Clear Ster 10/pk | 1X1EA | 1 | 345 | Sigma-Aldrich | MSBVS1210 | https://www.sigmaaldrich.com/LT/en
MSCPNPP00 | V-botton Collection Plate NS 100/pk | 1X1EA | 1 | 329 | Sigma-Aldrich | MSCPNPP00 | https://www.sigmaaldrich.com/LT/en
MSCPNPS00 | Collection Plate Clear NS 100/pk | 1X1EA | 1 | 103 | Sigma-Aldrich | MSCPNPS00 | https://www.sigmaaldrich.com/LT/en
MSCPNUV40 | MScn HTS Clctn Plate-UV Anal NS 40/pk | 1X1EA | 1 | 578 | Sigma-Aldrich | MSCPNUV40 | https://www.sigmaaldrich.com/LT/en
MSDVN6510 | MScn HTS DV Dura PVDF .65um Clr NS 10/pk | 1X1EA | 1 | 268 | Sigma-Aldrich | MSDVN6510 | https://www.sigmaaldrich.com/LT/en
MSDVN6550 | MScn HTS DV Dura PVDF .65um Clr NS 50/pk | 1X1EA | 1 | 1216 | Sigma-Aldrich | MSDVN6550 | https://www.sigmaaldrich.com/LT/en
MSDVN6B50 | MScn HTS Dura PVDF .65um Opq NS 50/pk | 1X1EA | 1 | 1314 | Sigma-Aldrich | MSDVN6B50 | https://www.sigmaaldrich.com/LT/en
MSFBN6B10 | MScn HTS GFB Opaque NS 10/pk | 1X1EA | 1 | 326 | Sigma-Aldrich | MSFBN6B10 | https://www.sigmaaldrich.com/LT/en
MSFBN6B50 | MScn HTS GFB Opaque NS 50/pk | 1X1EA | 1 | 1421 | Sigma-Aldrich | MSFBN6B50 | https://www.sigmaaldrich.com/LT/en
MSFCN6B10 | MScn HTS GFC Opaque NS 10/pk | 1X1EA | 1 | 326 | Sigma-Aldrich | MSFCN6B10 | https://www.sigmaaldrich.com/LT/en
MSFCN6B50 | MScn HTS GFC Opaque NS 50/pk | 1X1EA | 1 | 1421 | Sigma-Aldrich | MSFCN6B50 | https://www.sigmaaldrich.com/LT/en
MSGVN2210 | MScn HTS GV Dura PVDF .22um Clr NS 10/pk | 1X1EA | 1 | 268 | Sigma-Aldrich | MSGVN2210 | https://www.sigmaaldrich.com/LT/en
MSGVN2250 | MScn HTS GV Dura PVDF .22um Clr NS 50/pk | 1X1EA | 1 | 1216 | Sigma-Aldrich | MSGVN2250 | https://www.sigmaaldrich.com/LT/en
MSGVN2B50 | MScn HTS GV Dura PVDF .22um Opq NS 50/pk | 1X1EA | 1 | 1323 | Sigma-Aldrich | MSGVN2B50 | https://www.sigmaaldrich.com/LT/en
MSGVS2210 | Mscrn HTS GV PVDF .22um Clear Ster 10/pk | 1X1EA | 1 | 345 | Sigma-Aldrich | MSGVS2210 | https://www.sigmaaldrich.com/LT/en
MSHAN4510 | Mscrn HTS HA MCE .45um Clear NS 10/pk | 1X1EA | 1 | 257 | Sigma-Aldrich | MSHAN4510 | https://www.sigmaaldrich.com/LT/en
MSHAN4550 | MultiScreen HTS HA MCE .45um Clear 50/pk | 1X1EA | 1 | 1157 | Sigma-Aldrich | MSHAN4550 | https://www.sigmaaldrich.com/LT/en
MSHAN4B50 | MScn HTS HA MCE .45um Opq NS 50/pk | 1X1EA | 1 | 1323 | Sigma-Aldrich | MSHAN4B50 | https://www.sigmaaldrich.com/LT/en
MSHAS4510 | Mscrn HTS HA MCE .45um Clear Ster 10/pk | 1X1EA | 1 | 311 | Sigma-Aldrich | MSHAS4510 | https://www.sigmaaldrich.com/LT/en
XX6504713 | NAVAL HYDRAULIC COLOR GUIDE | 1X1EA | 1 | 311 | Sigma-Aldrich | XX6504713 | https://www.sigmaaldrich.com/LT/en
XX6504730 | INDUSTRIAL PATCH TEST KIT | 1X1EA | 1 | 2509 | Sigma-Aldrich | XX6504730 | https://www.sigmaaldrich.com/LT/en
XX6602500 | SOLVENT FILTERING DISPENSER 25MM | 1X1EA | 1 | 556 | Sigma-Aldrich | XX6602500 | https://www.sigmaaldrich.com/LT/en
XX6602501 | FILTERING FLASK AND NEOPRENE STOPPER | 1X1EA | 1 | 327 | Sigma-Aldrich | XX6602501 | https://www.sigmaaldrich.com/LT/en
XX6700010 | ZHE cylinder o-ring FLUOROELASTOMER 3/pk | 1X1EA | 1 | 190 | Sigma-Aldrich | XX6700010 | https://www.sigmaaldrich.com/LT/en
XX6700024 | VENT/RELIEF VALVE, 9 BAR | 1X1EA | 1 | 253 | Sigma-Aldrich | XX6700024 | https://www.sigmaaldrich.com/LT/en
XX6700028 | HOSE CONNECTOR 1/4" NPTF QUICK RELE | 1X1EA | 1 | 79 | Sigma-Aldrich | XX6700028 | https://www.sigmaaldrich.com/LT/en
XX6700030 | QUICK RELEASE NIPPLE AND COUPLING, 1/4" | 1X1EA | 1 | 215 | Sigma-Aldrich | XX6700030 | https://www.sigmaaldrich.com/LT/en
XX6700034 | PVC TUBING, 3/8" ID 10FT W/CLAMPS 125PSI | 1X1EA | 1 | 85 | Sigma-Aldrich | XX6700034 | https://www.sigmaaldrich.com/LT/en
XX6700035 | PVC TUBING, 1/2" ID 10FT W/CLAMPS 125PSI | 1X1EA | 1 | 108 | Sigma-Aldrich | XX6700035 | https://www.sigmaaldrich.com/LT/en
XX6700059 | O-RING FLUOROELASTOMER A 5-381 | 1X1EA | 1 | 125 | Sigma-Aldrich | XX6700059 | https://www.sigmaaldrich.com/LT/en
XX67000PK | PRESSURE VESSEL FITTING KIT | 1X1EA | 1 | 1353 | Sigma-Aldrich | XX67000PK | https://www.sigmaaldrich.com/LT/en
XX6700104 | STREET ELBOW, 1/4" NPTF TO MALE | 1X1EA | 1 | 80 | Sigma-Aldrich | XX6700104 | https://www.sigmaaldrich.com/LT/en
XX6700115 | 1/4" NPTM SS CLOSE NIPPLE | 1X1EA | 1 | 48 | Sigma-Aldrich | XX6700115 | https://www.sigmaaldrich.com/LT/en
XX6700118 | ADAPTER 1/4" NPTF TO 1/4" ID HOSE NYON | 1X1EA | 1 | 34 | Sigma-Aldrich | XX6700118 | https://www.sigmaaldrich.com/LT/en
XX6700125 | HEX NIPPLE, 1/4" NPTM 51MM, SS | 1X1EA | 1 | 97 | Sigma-Aldrich | XX6700125 | https://www.sigmaaldrich.com/LT/en
XX6700133 | CLAMP (HOSE) 1/2" 4/PK | 1X1EA | 1 | 49 | Sigma-Aldrich | XX6700133 | https://www.sigmaaldrich.com/LT/en
XX6700L11 | ADAPTR 1/4"NPTM -1/4",1/2"ID STEP, 2/PK | 1X1EA | 1 | 209 | Sigma-Aldrich | XX6700L11 | https://www.sigmaaldrich.com/LT/en
XX6700L15 | PRESSURE GAUGE, 1/4" ASME | 1X1EA | 1 | 213 | Sigma-Aldrich | XX6700L15 | https://www.sigmaaldrich.com/LT/en
XX6700L24 | VENT/RELIEF VALVE, 7 BAR, ASME | 1X1EA | 1 | 207 | Sigma-Aldrich | XX6700L24 | https://www.sigmaaldrich.com/LT/en
XX6700P01 | PRESSURE VESSEL 316SS 1 GAL | 1X1EA | 1 | 808 | Sigma-Aldrich | XX6700P01 | https://www.sigmaaldrich.com/LT/en
XX6700P05 | PRESSURE VESSEL 316SS 5L | 1X1EA | 1 | 1431 | Sigma-Aldrich | XX6700P05 | https://www.sigmaaldrich.com/LT/en
XX6700P10 | PRESSURE VESSEL 316SS 10L | 1X1EA | 1 | 1461 | Sigma-Aldrich | XX6700P10 | https://www.sigmaaldrich.com/LT/en
XX6700P20 | PRESSURE VESSEL 316SS 20L | 1X1EA | 1 | 1696 | Sigma-Aldrich | XX6700P20 | https://www.sigmaaldrich.com/LT/en
XX6702500 | FILTERJET SOLVENT DISPENSER 25MM | 1X1EA | 1 | 954 | Sigma-Aldrich | XX6702500 | https://www.sigmaaldrich.com/LT/en
XX6702502 | FILTERJET VALVE SEALS, PTFE 4/PK | 1X1EA | 1 | 87 | Sigma-Aldrich | XX6702502 | https://www.sigmaaldrich.com/LT/en
XX6702507 | TUBE ADAPTER SS 1/4" NPTM TO 1/4" TUBE | 1X1EA | 1 | 61 | Sigma-Aldrich | XX6702507 | https://www.sigmaaldrich.com/LT/en
XX6702508 | PP TUBING 6MM (0.25") OD x 3M | 1X1EA | 1 | 61 | Sigma-Aldrich | XX6702508 | https://www.sigmaaldrich.com/LT/en
XX67025RK | REPLACEMENT PARTS KIT W/SS JET NOZZLE,FA | 1X1EA | 1 | 244 | Sigma-Aldrich | XX67025RK | https://www.sigmaaldrich.com/LT/en
XX7100004 | SILICONE TUBING 3/16"ID x 140CM AUTOCLAV | 1X1EA | 1 | 60 | Sigma-Aldrich | XX7100004 | https://www.sigmaaldrich.com/LT/en
XX8020EL0 | FIXED SPEED PERISTALTIC PUMP (115V/60HZ) | 1X1EA | 1 | 810 | Sigma-Aldrich | XX8020EL0 | https://www.sigmaaldrich.com/LT/en
XX8023EL0 | FIXED SPEED PERISTALTIC PUMP (230V/50HZ) | 1X1EA | 1 | 1153 | Sigma-Aldrich | XX8023EL0 | https://www.sigmaaldrich.com/LT/en
Y04C-02-5PK | CellASIC ONIX Y04C Microfluidic Plate fo | 1X1EA | 1 | 775 | Sigma-Aldrich | Y04C-02-5PK | https://www.sigmaaldrich.com/LT/en
Y04D-02-5PK | CellASIC ONIX Y04D Microfluidic Plate fo | 1X1EA | 1 | 775 | Sigma-Aldrich | Y04D-02-5PK | https://www.sigmaaldrich.com/LT/en
YT3009003 | ZHE Piston Wiper seal set (1 wiper, 2 o- | 1X1EA | 1 | 158 | Sigma-Aldrich | YT3009003 | https://www.sigmaaldrich.com/LT/en
YT3009015 | ZHE TIGHT SYRINGE 1/PK | 1X1EA | 1 | 639 | Sigma-Aldrich | YT3009015 | https://www.sigmaaldrich.com/LT/en
YT3009016 | ZHE TEDLAR BAG 10/PK | 1X1EA | 1 | 604 | Sigma-Aldrich | YT3009016 | https://www.sigmaaldrich.com/LT/en
YT30090HW | ZHE HAZARDOUS WASTE FILTRATION SYST 90MM | 1X1EA | 1 | 4793 | Sigma-Aldrich | YT30090HW | https://www.sigmaaldrich.com/LT/en
YT30142HW | HAZARDOUS WASTE FILTRATION SYSTEM 142MM | 1X1EA | 1 | 8693 | Sigma-Aldrich | YT30142HW | https://www.sigmaaldrich.com/LT/en
YY1301015 | PRESSURE GAUGE SS 0-7BAR / 0-100PSI | 1X1EA | 1 | 232 | Sigma-Aldrich | YY1301015 | https://www.sigmaaldrich.com/LT/en
YY2209064 | ZHE SUPPORT SCREEN SS 90MM | 1X1EA | 1 | 123 | Sigma-Aldrich | YY2209064 | https://www.sigmaaldrich.com/LT/en
YY2209068 | ZHE O-RING FLUOROELASTOM 2-235 90MM 6/PK | 1X1EA | 1 | 177 | Sigma-Aldrich | YY2209068 | https://www.sigmaaldrich.com/LT/en
YY2214253 | PTFE O-RING 2-251 142MM 1/PK | 1X1EA | 1 | 59 | Sigma-Aldrich | YY2214253 | https://www.sigmaaldrich.com/LT/en
YY2214257 | HAND KNOB 1/PK | 1X1EA | 1 | 71 | Sigma-Aldrich | YY2214257 | https://www.sigmaaldrich.com/LT/en
YY2214265 | SILICONE O-RING 2-251 142MM 4/PK | 1X1EA | 1 | 148 | Sigma-Aldrich | YY2214265 | https://www.sigmaaldrich.com/LT/en
YY3009000 | SS FILTER HOLDER 90MM | 1X1EA | 1 | 1490 | Sigma-Aldrich | YY3009000 | https://www.sigmaaldrich.com/LT/en
YY3009053 | PTFE O-RING 90MM 4/PK | 1X1EA | 1 | 143 | Sigma-Aldrich | YY3009053 | https://www.sigmaaldrich.com/LT/en
YY3009054 | SUPPORT SCREEN PTFE COATED 90MM | 1X1EA | 1 | 356 | Sigma-Aldrich | YY3009054 | https://www.sigmaaldrich.com/LT/en
YY3014234 | SUPPORT SCREEN PTFE COATED 142MM | 1X1EA | 1 | 483 | Sigma-Aldrich | YY3014234 | https://www.sigmaaldrich.com/LT/en
YY3014236 | SS FILTER HOLDER 142MM | 1X1EA | 1 | 2441 | Sigma-Aldrich | YY3014236 | https://www.sigmaaldrich.com/LT/en
ZTC04S008 | ZipTip C4 8pk | 1X1EA | 1 | 46 | Sigma-Aldrich | ZTC04S008 | https://www.sigmaaldrich.com/LT/en
ZTC04S096 | ZipTip C4 96pk | 1X1EA | 1 | 306 | Sigma-Aldrich | ZTC04S096 | https://www.sigmaaldrich.com/LT/en
ZTC04S960 | ZipTip C4 960pk | 1X1EA | 1 | 2166 | Sigma-Aldrich | ZTC04S960 | https://www.sigmaaldrich.com/LT/en
ZTC18M008 | ZipTip Micro-C18, 8pk | 1X1EA | 1 | 46 | Sigma-Aldrich | ZTC18M008 | https://www.sigmaaldrich.com/LT/en
ZTC18M096 | ZipTip Micro-C18, 96pk | 1X1EA | 1 | 306 | Sigma-Aldrich | ZTC18M096 | https://www.sigmaaldrich.com/LT/en
ZTC18M960 | ZipTip Micro-C18, 960pk | 1X1EA | 1 | 2166 | Sigma-Aldrich | ZTC18M960 | https://www.sigmaaldrich.com/LT/en
ZTC18S008 | ZipTip C18, 8pk | 1X1EA | 1 | 46 | Sigma-Aldrich | ZTC18S008 | https://www.sigmaaldrich.com/LT/en
ZTC18S096 | ZipTip C18, 96 pk | 1X1EA | 1 | 306 | Sigma-Aldrich | ZTC18S096 | https://www.sigmaaldrich.com/LT/en
ZTC18S960 | ZipTip C18, 960pk | 1X1EA | 1 | 2166 | Sigma-Aldrich | ZTC18S960 | https://www.sigmaaldrich.com/LT/en
ZTSCXS008 | ZipTip SCX, 8pk | 1X1EA | 1 | 50 | Sigma-Aldrich | ZTSCXS008 | https://www.sigmaaldrich.com/LT/en
ZTSCXS096 | ZipTip SCX, 96pk | 1X1EA | 1 | 337 | Sigma-Aldrich | ZTSCXS096 | https://www.sigmaaldrich.com/LT/en
MZMBNCL50 | MS HTS 384 Plate Liner Clear 50/pk | 1X1EA | 1 | 555 | Sigma-Aldrich | MZMBNCL50 | https://www.sigmaaldrich.com/LT/en
NY1100010 | NYLON NET FILTER 11UM WH PL 30CMX3M ROLL | 1X1EA | 1 | 539 | Sigma-Aldrich | NY1100010 | https://www.sigmaaldrich.com/LT/en
NY1104700 | NYLON NET FILTER 11UM WH PL 47MM 100/PK | 1X1EA | 1 | 145 | Sigma-Aldrich | NY1104700 | https://www.sigmaaldrich.com/LT/en
NY1109000 | NYLON NET FILTER 11UM WH PL 90MM 50/PK | 1X1EA | 1 | 277 | Sigma-Aldrich | NY1109000 | https://www.sigmaaldrich.com/LT/en
NY1H00010 | Nylon Net 100um Wh Pl 30cm x 3m Roll | 1X1EA | 1 | 514 | Sigma-Aldrich | NY1H00010 | https://www.sigmaaldrich.com/LT/en
NY1H02500 | NYLON NET FILTER 100UM WH PL 25MM 100/PK | 1X1EA | 1 | 120 | Sigma-Aldrich | NY1H02500 | https://www.sigmaaldrich.com/LT/en
NY1H04700 | NYLON NET FILTER 100UM WH PL 47MM 100/PK | 1X1EA | 1 | 144 | Sigma-Aldrich | NY1H04700 | https://www.sigmaaldrich.com/LT/en
NY1H09000 | NYLON NET FILTER 100UM WH PL 90MM 50/PK | 1X1EA | 1 | 277 | Sigma-Aldrich | NY1H09000 | https://www.sigmaaldrich.com/LT/en
NY2000010 | Nylon Net 20um Wh Pl 30cm x 3m Roll | 1X1EA | 1 | 514 | Sigma-Aldrich | NY2000010 | https://www.sigmaaldrich.com/LT/en
NY2002500 | NYLON NET FILTER 20UM WH PL 25MM 100/PK | 1X1EA | 1 | 119 | Sigma-Aldrich | NY2002500 | https://www.sigmaaldrich.com/LT/en
NY2004700 | NYLON NET FILTER 20UM WH PL 47MM 100/PK | 1X1EA | 1 | 143 | Sigma-Aldrich | NY2004700 | https://www.sigmaaldrich.com/LT/en
NY2009000 | NYLON NET FILTER 20UM WH PL 90MM 50/PK | 1X1EA | 1 | 312 | Sigma-Aldrich | NY2009000 | https://www.sigmaaldrich.com/LT/en
NY2H02500 | NYLON NET FILTER 120UM WH PL 25MM 100/PK | 1X1EA | 1 | 120 | Sigma-Aldrich | NY2H02500 | https://www.sigmaaldrich.com/LT/en
NY2H04700 | NYLON NET FILTER 120UM WH PL 47MM 100/PK | 1X1EA | 1 | 144 | Sigma-Aldrich | NY2H04700 | https://www.sigmaaldrich.com/LT/en
NY3002500 | NYLON NET FILTER 30UM WH PL 25MM 100/PK | 1X1EA | 1 | 120 | Sigma-Aldrich | NY3002500 | https://www.sigmaaldrich.com/LT/en
NY3004700 | NYLON NET FILTER 30UM WH PL 47MM 100/PK | 1X1EA | 1 | 143 | Sigma-Aldrich | NY3004700 | https://www.sigmaaldrich.com/LT/en
NY3009000 | NYLON NET FILTER 30UM WH PL 90MM 50/PK | 1X1EA | 1 | 277 | Sigma-Aldrich | NY3009000 | https://www.sigmaaldrich.com/LT/en
NY4100010 | Nylon Net 41um Wh Pl 30cm x 3m Roll | 1X1EA | 1 | 494 | Sigma-Aldrich | NY4100010 | https://www.sigmaaldrich.com/LT/en
NY4102500 | NYLON NET FILTER 41UM WH PL 25MM 100/PK | 1X1EA | 1 | 130 | Sigma-Aldrich | NY4102500 | https://www.sigmaaldrich.com/LT/en
NY4104700 | NYLON NET FILTER 41UM WH PL 47MM 100/PK | 1X1EA | 1 | 147 | Sigma-Aldrich | NY4104700 | https://www.sigmaaldrich.com/LT/en
NY4109000 | NYLON NET FILTER 41UM WH PL 90MM 50/PK | 1X1EA | 1 | 277 | Sigma-Aldrich | NY4109000 | https://www.sigmaaldrich.com/LT/en
NY4H02500 | NYLON NET FILTER 140UM WH PL 25MM 100/PK | 1X1EA | 1 | 120 | Sigma-Aldrich | NY4H02500 | https://www.sigmaaldrich.com/LT/en
NY4H04700 | NYLON NET FILTER 140UM WH PL 47MM 100/PK | 1X1EA | 1 | 143 | Sigma-Aldrich | NY4H04700 | https://www.sigmaaldrich.com/LT/en
NY6000010 | Nylon Net 60um Wh Pl 30cm x 3m Roll | 1X1EA | 1 | 493 | Sigma-Aldrich | NY6000010 | https://www.sigmaaldrich.com/LT/en
NY6002500 | NYLON NET FILTER 60UM WH PL 25MM 100/PK | 1X1EA | 1 | 120 | Sigma-Aldrich | NY6002500 | https://www.sigmaaldrich.com/LT/en
NY6004700 | NYLON NET FILTER 60UM WH PL 47MM 100/PK | 1X1EA | 1 | 143 | Sigma-Aldrich | NY6004700 | https://www.sigmaaldrich.com/LT/en
NY6009000 | NYLON NET FILTER 60UM WH PL 90MM 50/PK | 1X1EA | 1 | 281 | Sigma-Aldrich | NY6009000 | https://www.sigmaaldrich.com/LT/en
NY6H04700 | NYLON NET FILTER 160UM WH PL 47MM 100/PK | 1X1EA | 1 | 144 | Sigma-Aldrich | NY6H04700 | https://www.sigmaaldrich.com/LT/en
NY6H09000 | NYLON NET FILTER 160UM WH PL 90MM 50/PK | 1X1EA | 1 | 277 | Sigma-Aldrich | NY6H09000 | https://www.sigmaaldrich.com/LT/en
NY8002500 | NYLON NET FILTER 80UM WH PL 25MM 100/PK | 1X1EA | 1 | 120 | Sigma-Aldrich | NY8002500 | https://www.sigmaaldrich.com/LT/en
NY8004700 | NYLON NET FILTER 80UM WH PL 47MM 100/PK | 1X1EA | 1 | 144 | Sigma-Aldrich | NY8004700 | https://www.sigmaaldrich.com/LT/en
NY8009000 | NYLON NET FILTER 80UM WH PL 90MM 50/PK | 1X1EA | 1 | 277 | Sigma-Aldrich | NY8009000 | https://www.sigmaaldrich.com/LT/en
NY8H02500 | NYLON NET FILTER 180UM WH PL 25MM 100/PK | 1X1EA | 1 | 120 | Sigma-Aldrich | NY8H02500 | https://www.sigmaaldrich.com/LT/en
NY8H04700 | NYLON NET FILTER 180UM WH PL 47MM 100/PK | 1X1EA | 1 | 143 | Sigma-Aldrich | NY8H04700 | https://www.sigmaaldrich.com/LT/en
NY8H09000 | NYLON NET FILTER180UM WH PL 90MM 50/PK | 1X1EA | 1 | 277 | Sigma-Aldrich | NY8H09000 | https://www.sigmaaldrich.com/LT/en
PBCC02510 | B5K 25MM HIGH FLUX 10PK | 1X1EA | 1 | 172 | Sigma-Aldrich | PBCC02510 | https://www.sigmaaldrich.com/LT/en
PBCC04310 | B5K 44.5MM HIGH FLUX 10PK. | 1X1EA | 1 | 280 | Sigma-Aldrich | PBCC04310 | https://www.sigmaaldrich.com/LT/en
PBCC04710 | B5K 47MM HIGH FLYX 10 PK. | 1X1EA | 1 | 297 | Sigma-Aldrich | PBCC04710 | https://www.sigmaaldrich.com/LT/en
PBCC06210 | B5K 63.5MM HIGH FLUX 10PK. | 1X1EA | 1 | 337 | Sigma-Aldrich | PBCC06210 | https://www.sigmaaldrich.com/LT/en
PBCC07610 | B5K 76MM HIGH FLUX 10PK. | 1X1EA | 1 | 369 | Sigma-Aldrich | PBCC07610 | https://www.sigmaaldrich.com/LT/en
PBGC02510 | B10K 25MM HIGH FLUX 10PK. | 1X1EA | 1 | 172 | Sigma-Aldrich | PBGC02510 | https://www.sigmaaldrich.com/LT/en
PBGC04310 | B10K 44.5MM HIGH FLUX 10PK. | 1X1EA | 1 | 280 | Sigma-Aldrich | PBGC04310 | https://www.sigmaaldrich.com/LT/en
PBGC04710 | B10K 47MM HIGH FLUX 10PK | 1X1EA | 1 | 297 | Sigma-Aldrich | PBGC04710 | https://www.sigmaaldrich.com/LT/en
PBGC06210 | B10K 63.5MM HIGH FLUX 10PK. | 1X1EA | 1 | 337 | Sigma-Aldrich | PBGC06210 | https://www.sigmaaldrich.com/LT/en
PBGC07610 | B10K 76MM HIGH FLUX 10PK. | 1X1EA | 1 | 369 | Sigma-Aldrich | PBGC07610 | https://www.sigmaaldrich.com/LT/en
PBHK02510 | B100K 25MM HIGH FLUX 10PK. | 1X1EA | 1 | 172 | Sigma-Aldrich | PBHK02510 | https://www.sigmaaldrich.com/LT/en
PBHK04310 | B100K 44.5MM HIGH FLUX 10PK. | 1X1EA | 1 | 280 | Sigma-Aldrich | PBHK04310 | https://www.sigmaaldrich.com/LT/en
PBHK04710 | B100K 47MM HIGH FLUX 10PK. | 1X1EA | 1 | 297 | Sigma-Aldrich | PBHK04710 | https://www.sigmaaldrich.com/LT/en
PBHK06210 | B100K 63.5MM HIGH FLUX 10PK. | 1X1EA | 1 | 337 | Sigma-Aldrich | PBHK06210 | https://www.sigmaaldrich.com/LT/en
PBHK07610 | B100K 76MM HIGH FLUX 10PK. | 1X1EA | 1 | 369 | Sigma-Aldrich | PBHK07610 | https://www.sigmaaldrich.com/LT/en
PBMK02510 | B300K 25MM HIGH FLUX 10PK | 1X1EA | 1 | 172 | Sigma-Aldrich | PBMK02510 | https://www.sigmaaldrich.com/LT/en
PBMK04310 | B300K 44.5MM HIGH FLUX 10PK | 1X1EA | 1 | 280 | Sigma-Aldrich | PBMK04310 | https://www.sigmaaldrich.com/LT/en
PBMK04710 | B300K 47MM HIGH FLUX 10PK | 1X1EA | 1 | 297 | Sigma-Aldrich | PBMK04710 | https://www.sigmaaldrich.com/LT/en
PBMK06210 | B300K 63.5MM HIGH FLUX 10PK | 1X1EA | 1 | 337 | Sigma-Aldrich | PBMK06210 | https://www.sigmaaldrich.com/LT/en
PBMK07610 | B300K 76MM HIGH FLUX 10PK | 1X1EA | 1 | 369 | Sigma-Aldrich | PBMK07610 | https://www.sigmaaldrich.com/LT/en
PBMK15005 | B300K 150MM HIGH FLUX 5PK | 1X1EA | 1 | 372 | Sigma-Aldrich | PBMK15005 | https://www.sigmaaldrich.com/LT/en
PBQK02510 | B50K 25MM HIGH FLUX 10PK | 1X1EA | 1 | 172 | Sigma-Aldrich | PBQK02510 | https://www.sigmaaldrich.com/LT/en
PBQK04310 | B50K 44.5MM HIGH FLUX 10PK. | 1X1EA | 1 | 279 | Sigma-Aldrich | PBQK04310 | https://www.sigmaaldrich.com/LT/en
PBQK04710 | B50K 47MM HIGH FLUX 10PK. | 1X1EA | 1 | 297 | Sigma-Aldrich | PBQK04710 | https://www.sigmaaldrich.com/LT/en
PBQK06210 | B50K 63.5MM HIGH FLUX 10PK. | 1X1EA | 1 | 337 | Sigma-Aldrich | PBQK06210 | https://www.sigmaaldrich.com/LT/en
PBQK07610 | B50K 76MM HIGH FLUX 10PK. | 1X1EA | 1 | 369 | Sigma-Aldrich | PBQK07610 | https://www.sigmaaldrich.com/LT/en
PBTK02510 | B30K 25MM HIGH FLUX 10PK. | 1X1EA | 1 | 172 | Sigma-Aldrich | PBTK02510 | https://www.sigmaaldrich.com/LT/en
PBTK04310 | B3OK 44.5MM HIGH FLUX 10PK. | 1X1EA | 1 | 280 | Sigma-Aldrich | PBTK04310 | https://www.sigmaaldrich.com/LT/en
PBTK04710 | B30K 47MM HIGH FLUX 10PK. | 1X1EA | 1 | 297 | Sigma-Aldrich | PBTK04710 | https://www.sigmaaldrich.com/LT/en
PBTK06210 | B30K 63.5MM HIGH FLUX 10PK. | 1X1EA | 1 | 337 | Sigma-Aldrich | PBTK06210 | https://www.sigmaaldrich.com/LT/en
PBTK07610 | B30K 76MM HIGH FLUX 10PK. | 1X1EA | 1 | 369 | Sigma-Aldrich | PBTK07610 | https://www.sigmaaldrich.com/LT/en
PBVK02510 | B500K 25MM HIGH FLUX 10PK | 1X1EA | 1 | 172 | Sigma-Aldrich | PBVK02510 | https://www.sigmaaldrich.com/LT/en
PBVK04310 | B500K 44.5MM HIGH FLUX 10PK | 1X1EA | 1 | 303 | Sigma-Aldrich | PBVK04310 | https://www.sigmaaldrich.com/LT/en
PBVK04710 | B500K 47MM HIGH FLUX 10PK | 1X1EA | 1 | 297 | Sigma-Aldrich | PBVK04710 | https://www.sigmaaldrich.com/LT/en
PBVK06210 | B500K 63.5MM HIGH FLUX 10PK | 1X1EA | 1 | 337 | Sigma-Aldrich | PBVK06210 | https://www.sigmaaldrich.com/LT/en
PBVK07610 | B500K 76MM HIGH FLUX 10PK | 1X1EA | 1 | 369 | Sigma-Aldrich | PBVK07610 | https://www.sigmaaldrich.com/LT/en
PEZGS0416 | Milli EZSlide 4-well Glass Slide 16/Box | 1X1EA | 1 | 145 | Sigma-Aldrich | PEZGS0416 | https://www.sigmaaldrich.com/LT/en
PEZGS0496 | Millicell EZSlide 4-well Glass Slid | 1X1EA | 1 | 689 | Sigma-Aldrich | PEZGS0496 | https://www.sigmaaldrich.com/LT/en
PEZGS0816 | Milli EZSlide 8-well Glass Slide 16/Box | 1X1EA | 1 | 147 | Sigma-Aldrich | PEZGS0816 | https://www.sigmaaldrich.com/LT/en
PEZGS0896 | Millicell EZSLIDE 8-well Glass Slid | 1X1EA | 1 | 742 | Sigma-Aldrich | PEZGS0896 | https://www.sigmaaldrich.com/LT/en
PEZXMSH01 | Millicell« EZ SLIDE Microscope Slid | 1X1EA | 1 | 149 | Sigma-Aldrich | PEZXMSH01 | https://www.sigmaaldrich.com/LT/en
HAWP02500 | MCE .45UM WH PL 25MM 100/PK | 1X1EA | 1 | 103 | Sigma-Aldrich | HAWP02500 | https://www.sigmaaldrich.com/LT/en
HAWP03700 | Monitor Refills .45 MCE WH PL 37mm 100pk | 1X1EA | 1 | 178 | Sigma-Aldrich | HAWP03700 | https://www.sigmaaldrich.com/LT/en
HAWP04700 | MCE .45UM WH PL 47MM 100PK | 1X1EA | 1 | 153 | Sigma-Aldrich | HAWP04700 | https://www.sigmaaldrich.com/LT/en
HAWP04700F1 | Filter 47mm HAWP F1 100pk | 1X1EA | 1 | 395 | Sigma-Aldrich | HAWP04700F1 | https://www.sigmaaldrich.com/LT/en
HAWP0470M | Matched Wt Pr MCE w/Thick Pads .45um | 1X1EA | 1 | 628 | Sigma-Aldrich | HAWP0470M | https://www.sigmaaldrich.com/LT/en
HAWP05000 | MCE .45UM 50MM WH PL 100/PK | 1X1EA | 1 | 162 | Sigma-Aldrich | HAWP05000 | https://www.sigmaaldrich.com/LT/en
HAWP09000 | MCE .45UM WH PL 90MM 100/PK | 1X1EA | 1 | 407 | Sigma-Aldrich | HAWP09000 | https://www.sigmaaldrich.com/LT/en
HAWP14250 | MCE .45UM WH PL 142MM 50/PK | 1X1EA | 1 | 375 | Sigma-Aldrich | HAWP14250 | https://www.sigmaaldrich.com/LT/en
HNWP02500 | NYLON .45UM WH PL 25MM 100/PK | 1X1EA | 1 | 130 | Sigma-Aldrich | HNWP02500 | https://www.sigmaaldrich.com/LT/en
HNWP04700 | NYLON .45UM WH PL 47MM 100/PK | 1X1EA | 1 | 185 | Sigma-Aldrich | HNWP04700 | https://www.sigmaaldrich.com/LT/en
HNWP09000 | Nylon .45um 90mm, 100 pk | 1X1EA | 1 | 394 | Sigma-Aldrich | HNWP09000 | https://www.sigmaaldrich.com/LT/en
HPWP01300 | EXPRESS PLUS PES .45UM WH PL 13MM 100/PK | 1X1EA | 1 | 105 | Sigma-Aldrich | HPWP01300 | https://www.sigmaaldrich.com/LT/en
HPWP02500 | EXPRESS PLUS PES .45UM WH PL 25MM 100/PK | 1X1EA | 1 | 144 | Sigma-Aldrich | HPWP02500 | https://www.sigmaaldrich.com/LT/en
HPWP04700 | EXPRESS PLUS PES .45UM WH PL 47MM 100/PK | 1X1EA | 1 | 184 | Sigma-Aldrich | HPWP04700 | https://www.sigmaaldrich.com/LT/en
HPWP09050 | EXPRESS PLUS PES .45UM WH PL 90MM 50/PK | 1X1EA | 1 | 213 | Sigma-Aldrich | HPWP09050 | https://www.sigmaaldrich.com/LT/en
HPWP14250 | EXPRESS PLUS PES .45UM WH PL 142MM 50/PK | 1X1EA | 1 | 451 | Sigma-Aldrich | HPWP14250 | https://www.sigmaaldrich.com/LT/en
HTBP01300 | ISOPORE POLYCARB .4UM BK PL 13MM 100/PK | 1X1EA | 1 | 116 | Sigma-Aldrich | HTBP01300 | https://www.sigmaaldrich.com/LT/en
HTBP02500 | ISOPORE POLYCARB .4UM BK PL 25MM 100/PK | 1X1EA | 1 | 207 | Sigma-Aldrich | HTBP02500 | https://www.sigmaaldrich.com/LT/en
HTBP04700 | ISOPORE POLYCARB .4UM BK PL 47MM 100/PK | 1X1EA | 1 | 482 | Sigma-Aldrich | HTBP04700 | https://www.sigmaaldrich.com/LT/en
HTTP01300 | ISOPORE POLYCARB .4UM WH PL 13MM 100/PK | 1X1EA | 1 | 117 | Sigma-Aldrich | HTTP01300 | https://www.sigmaaldrich.com/LT/en
HTTP02500 | ISOPORE POLYCARB .4UM WH PL 25MM 100/PK | 1X1EA | 1 | 181 | Sigma-Aldrich | HTTP02500 | https://www.sigmaaldrich.com/LT/en
HTTP03700 | ISOPORE POLYCARB .4UM WH PL 37MM 100/PK | 1X1EA | 1 | 192 | Sigma-Aldrich | HTTP03700 | https://www.sigmaaldrich.com/LT/en
HTTP04700 | ISOPORE POLYCARB .4UM WH PL 47MM 100/PK | 1X1EA | 1 | 212 | Sigma-Aldrich | HTTP04700 | https://www.sigmaaldrich.com/LT/en
HTTP09030 | ISOPORE POLYCARB .4UM WH PL 90MM 30/PK | 1X1EA | 1 | 165 | Sigma-Aldrich | HTTP09030 | https://www.sigmaaldrich.com/LT/en
HTTP14250 | ISOPORE POLYCARB .4UM WH PL 142MM 50/PK. | 1X1EA | 1 | 441 | Sigma-Aldrich | HTTP14250 | https://www.sigmaaldrich.com/LT/en
HVHP01300 | DURAPORE PVDF .45UM WH PL 13MM 100/PK | 1X1EA | 1 | 164 | Sigma-Aldrich | HVHP01300 | https://www.sigmaaldrich.com/LT/en
HVHP02500 | DURAPORE PVDF .45UM WH PL 25MM 100/PK | 1X1EA | 1 | 194 | Sigma-Aldrich | HVHP02500 | https://www.sigmaaldrich.com/LT/en
HVHP04700 | DURAPORE PVDF .45UM WH PL 47MM 100/PK | 1X1EA | 1 | 370 | Sigma-Aldrich | HVHP04700 | https://www.sigmaaldrich.com/LT/en
HVHP09050 | DURAPORE PVDF .45UM WH PL 90MM 50/PK | 1X1EA | 1 | 367 | Sigma-Aldrich | HVHP09050 | https://www.sigmaaldrich.com/LT/en
HVHP14250 | DURAPORE PVDF .45UM WH PL 142MM 50/PK | 1X1EA | 1 | 574 | Sigma-Aldrich | HVHP14250 | https://www.sigmaaldrich.com/LT/en
HVLP00010 | DURAPORE PVDF .45UM WH PL 1 X 10FT ROLL | 1X1EA | 1 | 718 | Sigma-Aldrich | HVLP00010 | https://www.sigmaaldrich.com/LT/en
HVLP01300 | DURAPORE PVDF .45UM WH PL 13MM 100/PK | 1X1EA | 1 | 122 | Sigma-Aldrich | HVLP01300 | https://www.sigmaaldrich.com/LT/en
HVLP02500 | DURAPORE PVDF .45UM WH PL 25MM 100/PK | 1X1EA | 1 | 137 | Sigma-Aldrich | HVLP02500 | https://www.sigmaaldrich.com/LT/en
HVLP04700 | DURAPORE PVDF .45UM WH PL 47MM 100/PK | 1X1EA | 1 | 192 | Sigma-Aldrich | HVLP04700 | https://www.sigmaaldrich.com/LT/en
HVLP09050 | DURAPORE PVDF .45UM WH PL 90MM 50/PK | 1X1EA | 1 | 280 | Sigma-Aldrich | HVLP09050 | https://www.sigmaaldrich.com/LT/en
HVLP14250 | DURAPORE PVDF .45UM WH PL 142MM 50/PK | 1X1EA | 1 | 436 | Sigma-Aldrich | HVLP14250 | https://www.sigmaaldrich.com/LT/en
HVWG04700 | DURAPORE PVDF .45UM WH GD 47MM 100/PK | 1X1EA | 1 | 191 | Sigma-Aldrich | HVWG04700 | https://www.sigmaaldrich.com/LT/en
IF002 | IFN GAMMA, HU, RECOMB-100UG | 1X1EA | 1 | 451 | Sigma-Aldrich | IF002 | https://www.sigmaaldrich.com/LT/en
IF005 | INTERFERON GAMMA, MS-100UG | 1X1EA | 1 | 451 | Sigma-Aldrich | IF005 | https://www.sigmaaldrich.com/LT/en
IF007 | IFN ALPHAA, HU, RECOMB-5MU | 1X1EA | 1 | 451 | Sigma-Aldrich | IF007 | https://www.sigmaaldrich.com/LT/en
IF009 | IFN ALPHAA, MS, RECOMB-100KU | 1X1EA | 1 | 661 | Sigma-Aldrich | IF009 | https://www.sigmaaldrich.com/LT/en
IF011 | IFN BETA, MS, RECOMB-100KU | 1X1EA | 1 | 656 | Sigma-Aldrich | IF011 | https://www.sigmaaldrich.com/LT/en
IF014 | IFN BETA, HU, RECOMB-100KU | 1X1EA | 1 | 538 | Sigma-Aldrich | IF014 | https://www.sigmaaldrich.com/LT/en
IL017 | IL-6, MS, RECOMB-10UG | 1X1EA | 1 | 451 | Sigma-Aldrich | IL017 | https://www.sigmaaldrich.com/LT/en
IL029 | IL-12, HU-10UG | 1X1EA | 1 | 615 | Sigma-Aldrich | IL029 | https://www.sigmaaldrich.com/LT/en
IL038 | IL-1 BETA, HU-10UG | 1X1EA | 1 | 451 | Sigma-Aldrich | IL038 | https://www.sigmaaldrich.com/LT/en
14-392 | GREEN FLUORESCENT PROTEIN (GFP) 300UG | 1X1EA | 1 | 389 | Sigma-Aldrich | 14-392 | https://www.sigmaaldrich.com/LT/en
475855-1R | Miracloth 1PC X 1ROLL | 1X1R | 1 | 205 | Sigma-Aldrich | 475855-1R | https://www.sigmaaldrich.com/LT/en
GX208090446HE-1EA | TWISTER(TM) SPRAY CHAMBER | 1X1EA | 1 | 729 | Sigma-Aldrich | GX208090446HE-1EA | https://www.sigmaaldrich.com/LT/en
28715-U | PK10 TENAX TA 89MM GLASS TD TUBE WITH & | 1X1EA | 1 | 1378 | Sigma-Aldrich | 28715-U | https://www.sigmaaldrich.com/LT/en
NEKIT420-1EA | Indoor Air Quality Logger | 1X1EA | 1 | 1025 | Sigma-Aldrich | NEKIT420-1EA | https://www.sigmaaldrich.com/LT/en
NEFOR011-5EA | NEMo Formaldehyde Sensors | 1X5EA | 1 | 370 | Sigma-Aldrich | NEFOR011-5EA | https://www.sigmaaldrich.com/LT/en
57264-U | PK96 IONSENSE C18 SPE-IT TIPS | 1X1EA | 1 | 317 | Sigma-Aldrich | 57264-U | https://www.sigmaaldrich.com/LT/en
30243-U | PK5 25L TEDLAR PLV GAS SAMPLING BAGS & | 1X1EA | 1 | 291 | Sigma-Aldrich | 30243-U | https://www.sigmaaldrich.com/LT/en
30244-U | PK5 25L TEDLAR SCV GAS SAMPLING BAGS & | 1X1EA | 1 | 291 | Sigma-Aldrich | 30244-U | https://www.sigmaaldrich.com/LT/en
54335-U | PK30 SUPELCLEAN LC-SI 1G/6ML GLASS TUBE | 1X1EA | 1 | 433 | Sigma-Aldrich | 54335-U | https://www.sigmaaldrich.com/LT/en
GX308070550-1EA | HIGH SOLIDS QUARTZ TORCH | 1X1EA | 1 | 353 | Sigma-Aldrich | GX308070550-1EA | https://www.sigmaaldrich.com/LT/en
GX308080383-1EA | SEMI DEMOUNTABLE TORCH | 1X1EA | 1 | 1375 | Sigma-Aldrich | GX308080383-1EA | https://www.sigmaaldrich.com/LT/en
GX308080840-1EA | PT2000 FULLY DEMOUNTABLE TORCH | 1X1EA | 1 | 1820 | Sigma-Aldrich | GX308080840-1EA | https://www.sigmaaldrich.com/LT/en
GX308081122-1EA | QUARTZ TORCH | 1X1EA | 1 | 216 | Sigma-Aldrich | GX308081122-1EA | https://www.sigmaaldrich.com/LT/en
GX308082980-1EA | D-TORCH | 1X1EA | 1 | 523 | Sigma-Aldrich | GX308082980-1EA | https://www.sigmaaldrich.com/LT/en
GX308083371-1EA | D-TORCH | 1X1EA | 1 | 1065 | Sigma-Aldrich | GX308083371-1EA | https://www.sigmaaldrich.com/LT/en
GX308070563-1EA | QUARTZ TORCH | 1X1EA | 1 | 427 | Sigma-Aldrich | GX308070563-1EA | https://www.sigmaaldrich.com/LT/en
GX308080542-1EA | SEMI DEMOUNTABLE TORCH | 1X1EA | 1 | 875 | Sigma-Aldrich | GX308080542-1EA | https://www.sigmaaldrich.com/LT/en
GX308080887-1EA | QUARTZ TORCH | 1X1EA | 1 | 423 | Sigma-Aldrich | GX308080887-1EA | https://www.sigmaaldrich.com/LT/en
GX308088216-1EA | QUARTZ TORCH | 1X1EA | 1 | 417 | Sigma-Aldrich | GX308088216-1EA | https://www.sigmaaldrich.com/LT/en
AB5970 | DISHEVELLED-1 (HU), RBX-50UL | 1X1EA | 1 | 637 | Sigma-Aldrich | AB5970 | https://www.sigmaaldrich.com/LT/en
AB5972 | DISHEVELLED-2, RBX-50UL | 1X1EA | 1 | 637 | Sigma-Aldrich | AB5972 | https://www.sigmaaldrich.com/LT/en
CBL1360 | CD117, RT X MS - 0.5 MG | 1X1EA | 1 | 769 | Sigma-Aldrich | CBL1360 | https://www.sigmaaldrich.com/LT/en
MABD10 | Anti-DMP1, N-terminus, clone 9B6.3 | 1X1EA | 1 | 509 | Sigma-Aldrich | MABD10 | https://www.sigmaaldrich.com/LT/en
MABD116 | Anti-Dux4, clone 9A12 | 1X1EA | 1 | 506 | Sigma-Aldrich | MABD116 | https://www.sigmaaldrich.com/LT/en
MABD117 | Anti-GATA3, clone 7B5 | 1X1EA | 1 | 506 | Sigma-Aldrich | MABD117 | https://www.sigmaaldrich.com/LT/en
MABD120 | ANTI-FGFR4 ANTIBODY, CLONE 4H2B10B2 | 1X1EA | 1 | 506 | Sigma-Aldrich | MABD120 | https://www.sigmaaldrich.com/LT/en
GX308070564-1EA | QUARTZ TORCH | 1X1EA | 1 | 389 | Sigma-Aldrich | GX308070564-1EA | https://www.sigmaaldrich.com/LT/en
GX318083256-1EA | QUARTZ TORCH | 1X1EA | 1 | 349 | Sigma-Aldrich | GX318083256-1EA | https://www.sigmaaldrich.com/LT/en
AB3598 | MITOCHONDRIA, RBX-100UL | 1X1EA | 1 | 573 | Sigma-Aldrich | AB3598 | https://www.sigmaaldrich.com/LT/en
AB3749 | ANTI-mGCM1 | 1X1EA | 1 | 521 | Sigma-Aldrich | AB3749 | https://www.sigmaaldrich.com/LT/en
GX308070064-1EA | QUARTZ TORCH | 1X1EA | 1 | 244 | Sigma-Aldrich | GX308070064-1EA | https://www.sigmaaldrich.com/LT/en
GX308070534-1EA | QUARTZ MINI TORCH | 1X1EA | 1 | 344 | Sigma-Aldrich | GX308070534-1EA | https://www.sigmaaldrich.com/LT/en
GX308080317-1EA | QUARTZ TORCH | 1X1EA | 1 | 378 | Sigma-Aldrich | GX308080317-1EA | https://www.sigmaaldrich.com/LT/en
GX308081125-1EA | QUARTZ TORCH | 1X1EA | 1 | 399 | Sigma-Aldrich | GX308081125-1EA | https://www.sigmaaldrich.com/LT/en
GX308081212-1EA | QUARTZ TORCH | 1X1EA | 1 | 433 | Sigma-Aldrich | GX308081212-1EA | https://www.sigmaaldrich.com/LT/en
GX308083007-1EA | ONE PIECE TORCH | 1X1EA | 1 | 266 | Sigma-Aldrich | GX308083007-1EA | https://www.sigmaaldrich.com/LT/en
GX318083255-1EA | QUARTZ TORCH | 1X1EA | 1 | 323 | Sigma-Aldrich | GX318083255-1EA | https://www.sigmaaldrich.com/LT/en
GX308081206-1EA | QUARTZ TORCH | 1X1EA | 1 | 318 | Sigma-Aldrich | GX308081206-1EA | https://www.sigmaaldrich.com/LT/en
GX308070518-1EA | QUARTZ TORCH | 1X1EA | 1 | 389 | Sigma-Aldrich | GX308070518-1EA | https://www.sigmaaldrich.com/LT/en
GX308070524-1EA | QUARTZ TORCH | 1X1EA | 1 | 415 | Sigma-Aldrich | GX308070524-1EA | https://www.sigmaaldrich.com/LT/en
GX308070570-1EA | QUARTZ TORCH | 1X1EA | 1 | 557 | Sigma-Aldrich | GX308070570-1EA | https://www.sigmaaldrich.com/LT/en
GX308081080-1EA | FULLY DEMOUNTABLE TORCH | 1X1EA | 1 | 2057 | Sigma-Aldrich | GX308081080-1EA | https://www.sigmaaldrich.com/LT/en
GX308081165-1EA | QUARTZ TORCH | 1X1EA | 1 | 514 | Sigma-Aldrich | GX308081165-1EA | https://www.sigmaaldrich.com/LT/en
GX308081182-1EA | QUARTZ TORCH | 1X1EA | 1 | 349 | Sigma-Aldrich | GX308081182-1EA | https://www.sigmaaldrich.com/LT/en
GX308082882-1EA | D-TORCH | 1X1EA | 1 | 1147 | Sigma-Aldrich | GX308082882-1EA | https://www.sigmaaldrich.com/LT/en
GX308082926-1EA | D-TORCH | 1X1EA | 1 | 586 | Sigma-Aldrich | GX308082926-1EA | https://www.sigmaaldrich.com/LT/en
GX308089986-1EA | QUARTZ TORCH | 1X1EA | 1 | 440 | Sigma-Aldrich | GX308089986-1EA | https://www.sigmaaldrich.com/LT/en
GX318081166-1EA | GAS CONNECTOR | 1X1EA | 1 | 27 | Sigma-Aldrich | GX318081166-1EA | https://www.sigmaaldrich.com/LT/en
GX308080478-1EA | QUARTZ TORCH | 1X1EA | 1 | 307 | Sigma-Aldrich | GX308080478-1EA | https://www.sigmaaldrich.com/LT/en
ABD105 | Anti-Wnt-11 | 1X1EA | 1 | 497 | Sigma-Aldrich | ABD105 | https://www.sigmaaldrich.com/LT/en
ABD121 | Anti-PRDM14 | 1X1EA | 1 | 506 | Sigma-Aldrich | ABD121 | https://www.sigmaaldrich.com/LT/en
ABD125 | Anti-TFE3 | 1X1EA | 1 | 497 | Sigma-Aldrich | ABD125 | https://www.sigmaaldrich.com/LT/en
ABD137 | Anti-ESRRB | 1X1EA | 1 | 500 | Sigma-Aldrich | ABD137 | https://www.sigmaaldrich.com/LT/en
ABD16 | Anti-IKAROS | 1X1EA | 1 | 525 | Sigma-Aldrich | ABD16 | https://www.sigmaaldrich.com/LT/en
GX308070017-1EA | QUARTZ TORCH | 1X1EA | 1 | 206 | Sigma-Aldrich | GX308070017-1EA | https://www.sigmaaldrich.com/LT/en
GX308070559-1EA | QUARTZ TORCH | 1X1EA | 1 | 421 | Sigma-Aldrich | GX308070559-1EA | https://www.sigmaaldrich.com/LT/en
GX308080845S-1EA | QUARTZ TORCH | 1X1EA | 1 | 216 | Sigma-Aldrich | GX308080845S-1EA | https://www.sigmaaldrich.com/LT/en
GX308083593-1EA | QUARTZ TORCH | 1X1EA | 1 | 375 | Sigma-Aldrich | GX308083593-1EA | https://www.sigmaaldrich.com/LT/en
GX318083244-1EA | ELBOW ADAPTOR | 1X1EA | 1 | 47 | Sigma-Aldrich | GX318083244-1EA | https://www.sigmaaldrich.com/LT/en
MAB4423 | Anti-SOX-2, clone 10H9.1 | 1X1EA | 1 | 539 | Sigma-Aldrich | MAB4423 | https://www.sigmaaldrich.com/LT/en
MAB5326A4 | Anti-Nestin, clone 10C2, AlexaFluor« 48 | 1X1EA | 1 | 602 | Sigma-Aldrich | MAB5326A4 | https://www.sigmaaldrich.com/LT/en
MAB5326C3 | Anti-Nestin, clone 10C2, Cy3 conjugate | 1X1EA | 1 | 602 | Sigma-Aldrich | MAB5326C3 | https://www.sigmaaldrich.com/LT/en
AB10181 | Anti-Pumilio 2 (PUM2) | 1X1EA | 1 | 539 | Sigma-Aldrich | AB10181 | https://www.sigmaaldrich.com/LT/en
GX308081346-1EA | QUARTZ TORCH | 1X1EA | 1 | 353 | Sigma-Aldrich | GX308081346-1EA | https://www.sigmaaldrich.com/LT/en
MAB353 | NESTIN, MSX-100UG | 1X1EA | 1 | 607 | Sigma-Aldrich | MAB353 | https://www.sigmaaldrich.com/LT/en
MAB353A4 | Anti-Nestin, clone rat-401, Alexa Fluor | 1X1EA | 1 | 622 | Sigma-Aldrich | MAB353A4 | https://www.sigmaaldrich.com/LT/en
MAB353B | AntiNestin clone rat401 Biotin Conjugate | 1X1EA | 1 | 622 | Sigma-Aldrich | MAB353B | https://www.sigmaaldrich.com/LT/en
MAB353C3 | Anti-Nestin, clone rat-401,Cy3 conjugate | 1X1EA | 1 | 602 | Sigma-Aldrich | MAB353C3 | https://www.sigmaaldrich.com/LT/en
AB5974 | DISHEVELLED-3, RBX-50UL | 1X1EA | 1 | 637 | Sigma-Aldrich | AB5974 | https://www.sigmaaldrich.com/LT/en
AB9220 | NANOG (HU), RBX-100 UL | 1X1EA | 1 | 460 | Sigma-Aldrich | AB9220 | https://www.sigmaaldrich.com/LT/en
AB4326 | Anti-ISL-1 | 1X1EA | 1 | 539 | Sigma-Aldrich | AB4326 | https://www.sigmaaldrich.com/LT/en
AB4330 | Anti-DDX4 (Vasa) | 1X1EA | 1 | 539 | Sigma-Aldrich | AB4330 | https://www.sigmaaldrich.com/LT/en
AB4336 | Anti-SCA-1 | 1X1EA | 1 | 539 | Sigma-Aldrich | AB4336 | https://www.sigmaaldrich.com/LT/en
AB4344 | Anti-LYAR (Ly1 antibody reactive clone) | 1X1EA | 1 | 539 | Sigma-Aldrich | AB4344 | https://www.sigmaaldrich.com/LT/en
AB4350 | Anti-PRDM14 | 1X1EA | 1 | 539 | Sigma-Aldrich | AB4350 | https://www.sigmaaldrich.com/LT/en
FCABS352A4 | Milli-Mark # Anti-Nanog-Alexa Fluor | 1X1EA | 1 | 425 | Sigma-Aldrich | FCABS352A4 | https://www.sigmaaldrich.com/LT/en
FCMAB112F | MILLI-MARK# ANTI-SOX-2, CLONE 6G1.2 | 1X1EA | 1 | 425 | Sigma-Aldrich | FCMAB112F | https://www.sigmaaldrich.com/LT/en
FCMAB113A4 | Anti-Oct-4, Clone 10H11.2, Alexa-488 | 1X1EA | 1 | 425 | Sigma-Aldrich | FCMAB113A4 | https://www.sigmaaldrich.com/LT/en
FCMAB115F | Anti-TRA-1-60, Clone TRA-1-60, FITC | 1X1EA | 1 | 425 | Sigma-Aldrich | FCMAB115F | https://www.sigmaaldrich.com/LT/en
FCMAB302F | Milli-Mark Anti-Brachyury, clone 3E4.2 | 1X1EA | 1 | 425 | Sigma-Aldrich | FCMAB302F | https://www.sigmaaldrich.com/LT/en
FCMAB306P | Milli-Mark Anti Human-Nuclei-PE, cl | 1X1EA | 1 | 425 | Sigma-Aldrich | FCMAB306P | https://www.sigmaaldrich.com/LT/en
FCMAB312F | Milli-Mark# Anti-Galactocerebroside | 1X1EA | 1 | 425 | Sigma-Aldrich | FCMAB312F | https://www.sigmaaldrich.com/LT/en
FCMAB313PE | Milli-Mark« Anti-Nestin-PE,clone10C2 | 1X1EA | 1 | 425 | Sigma-Aldrich | FCMAB313PE | https://www.sigmaaldrich.com/LT/en
GX308070514-1EA | QUARTZ TORCH | 1X1EA | 1 | 518 | Sigma-Aldrich | GX308070514-1EA | https://www.sigmaaldrich.com/LT/en
GX308080676-1EA | QUARTZ TORCH | 1X1EA | 1 | 567 | Sigma-Aldrich | GX308080676-1EA | https://www.sigmaaldrich.com/LT/en
GX308080942-1EA | SEMI DEMOUNTABLE TORCH | 1X1EA | 1 | 1193 | Sigma-Aldrich | GX308080942-1EA | https://www.sigmaaldrich.com/LT/en
GX308089983-1EA | QUARTZ TORCH | 1X1EA | 1 | 318 | Sigma-Aldrich | GX308089983-1EA | https://www.sigmaaldrich.com/LT/en
GX3080700172-1EA | QUARTZ TORCH | 1X1EA | 1 | 279 | Sigma-Aldrich | GX3080700172-1EA | https://www.sigmaaldrich.com/LT/en
GX308070560-1EA | QUARTZ TORCH | 1X1EA | 1 | 287 | Sigma-Aldrich | GX308070560-1EA | https://www.sigmaaldrich.com/LT/en
GX308080875-1EA | QUARTZ TORCH | 1X1EA | 1 | 340 | Sigma-Aldrich | GX308080875-1EA | https://www.sigmaaldrich.com/LT/en
GX308081467-1EA | SEMI DEMOUNTABLE TORCH | 1X1EA | 1 | 1293 | Sigma-Aldrich | GX308081467-1EA | https://www.sigmaaldrich.com/LT/en
GX308088005-1EA | QUARTZ TORCH | 1X1EA | 1 | 378 | Sigma-Aldrich | GX308088005-1EA | https://www.sigmaaldrich.com/LT/en
GX318083249-1EA | ELBOW ADAPTOR | 1X1EA | 1 | 45 | Sigma-Aldrich | GX318083249-1EA | https://www.sigmaaldrich.com/LT/en
GX308070528-1EA | QUARTZ TORCH | 1X1EA | 1 | 318 | Sigma-Aldrich | GX308070528-1EA | https://www.sigmaaldrich.com/LT/en
GX308080240-1EA | QUARTZ TORCH | 1X1EA | 1 | 316 | Sigma-Aldrich | GX308080240-1EA | https://www.sigmaaldrich.com/LT/en
GX308081091-1EA | QUARTZ TORCH | 1X1EA | 1 | 451 | Sigma-Aldrich | GX308081091-1EA | https://www.sigmaaldrich.com/LT/en
GX308081202-1EA | QUARTZ TORCH | 1X1EA | 1 | 422 | Sigma-Aldrich | GX308081202-1EA | https://www.sigmaaldrich.com/LT/en
GX308082937-1EA | D-TORCH | 1X1EA | 1 | 1820 | Sigma-Aldrich | GX308082937-1EA | https://www.sigmaaldrich.com/LT/en
GX318082639-1EA | ARGON CONNECTION KIT | 1X1EA | 1 | 31 | Sigma-Aldrich | GX318082639-1EA | https://www.sigmaaldrich.com/LT/en
57249-U | PK96 IONSENSE PDMS/DVB SPE-IT TIPS | 1X1EA | 1 | 366 | Sigma-Aldrich | 57249-U | https://www.sigmaaldrich.com/LT/en
GX308070526-1EA | QUARTZ TORCH | 1X1EA | 1 | 451 | Sigma-Aldrich | GX308070526-1EA | https://www.sigmaaldrich.com/LT/en
GX308081090-1EA | QUARTZ TORCH | 1X1EA | 1 | 434 | Sigma-Aldrich | GX308081090-1EA | https://www.sigmaaldrich.com/LT/en
GX308081199-1EA | FULLY DEMOUNTABLE TORCH | 1X1EA | 1 | 1757 | Sigma-Aldrich | GX308081199-1EA | https://www.sigmaaldrich.com/LT/en
GX308082928-1EA | D-TORCH | 1X1EA | 1 | 830 | Sigma-Aldrich | GX308082928-1EA | https://www.sigmaaldrich.com/LT/en
GX318081167-1EA | GAS CONNECTOR | 1X1EA | 1 | 27 | Sigma-Aldrich | GX318081167-1EA | https://www.sigmaaldrich.com/LT/en
GX318083406-1EA | QUARTZ BONNET | 1X1EA | 1 | 148 | Sigma-Aldrich | GX318083406-1EA | https://www.sigmaaldrich.com/LT/en
GX308000015-1EA | QUARTZ TORCH - LOW FLOW | 1X1EA | 1 | 270 | Sigma-Aldrich | GX308000015-1EA | https://www.sigmaaldrich.com/LT/en
GX308070552-1EA | QUARTZ TORCH | 1X1EA | 1 | 467 | Sigma-Aldrich | GX308070552-1EA | https://www.sigmaaldrich.com/LT/en
GX308080845-1EA | QUARTZ TORCH | 1X1EA | 1 | 216 | Sigma-Aldrich | GX308080845-1EA | https://www.sigmaaldrich.com/LT/en
GX308081134F-1EA | QUARTZ TORCH | 1X1EA | 1 | 514 | Sigma-Aldrich | GX308081134F-1EA | https://www.sigmaaldrich.com/LT/en
GX308083451-1EA | QUARTZ TORCH | 1X1EA | 1 | 312 | Sigma-Aldrich | GX308083451-1EA | https://www.sigmaaldrich.com/LT/en
GX308070562-1EA | QUARTZ TORCH | 1X1EA | 1 | 354 | Sigma-Aldrich | GX308070562-1EA | https://www.sigmaaldrich.com/LT/en
GX308082832-1EA | D-TORCH | 1X1EA | 1 | 523 | Sigma-Aldrich | GX308082832-1EA | https://www.sigmaaldrich.com/LT/en
GX308088107-1EA | QUARTZ TORCH | 1X1EA | 1 | 183 | Sigma-Aldrich | GX308088107-1EA | https://www.sigmaaldrich.com/LT/en
GX308070536-1EA | QUARTZ TORCH | 1X1EA | 1 | 428 | Sigma-Aldrich | GX308070536-1EA | https://www.sigmaaldrich.com/LT/en
GX308081131-1EA | QUARTZ TORCH | 1X1EA | 1 | 308 | Sigma-Aldrich | GX308081131-1EA | https://www.sigmaaldrich.com/LT/en
GX308081214-1EA | QUARTZ TORCH | 1X1EA | 1 | 370 | Sigma-Aldrich | GX308081214-1EA | https://www.sigmaaldrich.com/LT/en
GX308083052-1EA | D-TORCH | 1X1EA | 1 | 956 | Sigma-Aldrich | GX308083052-1EA | https://www.sigmaaldrich.com/LT/en
GX318082784-1EA | HIGH EFFICIENCY QUARTZ TORCH | 1X1EA | 1 | 298 | Sigma-Aldrich | GX318082784-1EA | https://www.sigmaaldrich.com/LT/en
GX308070041-1EA | QUARTZ TORCH | 1X1EA | 1 | 267 | Sigma-Aldrich | GX308070041-1EA | https://www.sigmaaldrich.com/LT/en
GX308070539-1EA | QUARTZ TORCH | 1X1EA | 1 | 316 | Sigma-Aldrich | GX308070539-1EA | https://www.sigmaaldrich.com/LT/en
GX308080736-1EA | QUARTZ TORCH | 1X1EA | 1 | 434 | Sigma-Aldrich | GX308080736-1EA | https://www.sigmaaldrich.com/LT/en
GX308081132-1EA | QUARTZ TORCH | 1X1EA | 1 | 353 | Sigma-Aldrich | GX308081132-1EA | https://www.sigmaaldrich.com/LT/en
GX308081215-1EA | QUARTZ TORCH | 1X1EA | 1 | 433 | Sigma-Aldrich | GX308081215-1EA | https://www.sigmaaldrich.com/LT/en
GX308083300-1EA | D-TORCH | 1X1EA | 1 | 645 | Sigma-Aldrich | GX308083300-1EA | https://www.sigmaaldrich.com/LT/en
GX308070022-1EA | QUARTZ RADIAL TORCH | 1X1EA | 1 | 253 | Sigma-Aldrich | GX308070022-1EA | https://www.sigmaaldrich.com/LT/en
GX308070519-1EA | QUARTZ TORCH | 1X1EA | 1 | 335 | Sigma-Aldrich | GX308070519-1EA | https://www.sigmaaldrich.com/LT/en
GX308070561-1EA | QUARTZ TORCH | 1X1EA | 1 | 290 | Sigma-Aldrich | GX308070561-1EA | https://www.sigmaaldrich.com/LT/en
GX308078007-1EA | QUARTZ TORCH | 1X1EA | 1 | 311 | Sigma-Aldrich | GX308078007-1EA | https://www.sigmaaldrich.com/LT/en
GX308080540-1EA | QUARTZ TORCH | 1X1EA | 1 | 365 | Sigma-Aldrich | GX308080540-1EA | https://www.sigmaaldrich.com/LT/en
GX308080878-1EA | ABC FULLY DEMOUNTABLE TORCH | 1X1EA | 1 | 1575 | Sigma-Aldrich | GX308080878-1EA | https://www.sigmaaldrich.com/LT/en
GX308081179-1EA | STANDARD QUARTZ TORCH | 1X1EA | 1 | 277 | Sigma-Aldrich | GX308081179-1EA | https://www.sigmaaldrich.com/LT/en
GX308081470-1EA | QUARTZ TORCH | 1X1EA | 1 | 310 | Sigma-Aldrich | GX308081470-1EA | https://www.sigmaaldrich.com/LT/en
GX308082919-1EA | D-TORCH | 1X1EA | 1 | 956 | Sigma-Aldrich | GX308082919-1EA | https://www.sigmaaldrich.com/LT/en
GX308088039-1EA | SEMI DEMOUNTABLE TORCH | 1X1EA | 1 | 1284 | Sigma-Aldrich | GX308088039-1EA | https://www.sigmaaldrich.com/LT/en
GX318083254-1EA | QUARTZ TORCH | 1X1EA | 1 | 349 | Sigma-Aldrich | GX318083254-1EA | https://www.sigmaaldrich.com/LT/en
GX318083268-1EA | QUARTZ BONNET | 1X1EA | 1 | 60 | Sigma-Aldrich | GX318083268-1EA | https://www.sigmaaldrich.com/LT/en
55447-U | PK100 SUPEL QUE VERDE 2ML TUBE | 1X1EA | 1 | 189 | Sigma-Aldrich | 55447-U | https://www.sigmaaldrich.com/LT/en
AB3209 | OCT-4, RBX-100UG | 1X1EA | 1 | 637 | Sigma-Aldrich | AB3209 | https://www.sigmaaldrich.com/LT/en
04-135 | Brachyury, Ms x 3E4.2-100ug | 1X1EA | 1 | 460 | Sigma-Aldrich | 04-135 | https://www.sigmaaldrich.com/LT/en
GX308070540-1EA | D-TORCH | 1X1EA | 1 | 495 | Sigma-Aldrich | GX308070540-1EA | https://www.sigmaaldrich.com/LT/en
GX308080379-1EA | SEMI DEMOUNTABLE TORCH | 1X1EA | 1 | 1074 | Sigma-Aldrich | GX308080379-1EA | https://www.sigmaaldrich.com/LT/en
GX308080805-1EA | ABC FULLY DEMOUNTABLE TORCH | 1X1EA | 1 | 1402 | Sigma-Aldrich | GX308080805-1EA | https://www.sigmaaldrich.com/LT/en
GX308081133-1EA | QUARTZ TORCH | 1X1EA | 1 | 399 | Sigma-Aldrich | GX308081133-1EA | https://www.sigmaaldrich.com/LT/en
GX308081255-1EA | QUARTZ TORCH | 1X1EA | 1 | 385 | Sigma-Aldrich | GX308081255-1EA | https://www.sigmaaldrich.com/LT/en
GX308083315-1EA | QUARTZ TORCH | 1X1EA | 1 | 280 | Sigma-Aldrich | GX308083315-1EA | https://www.sigmaaldrich.com/LT/en
GX308000014-1EA | QUARTZ TORCH | 1X1EA | 1 | 302 | Sigma-Aldrich | GX308000014-1EA | https://www.sigmaaldrich.com/LT/en
GX308081134-1EA | QUARTZ TORCH | 1X1EA | 1 | 489 | Sigma-Aldrich | GX308081134-1EA | https://www.sigmaaldrich.com/LT/en
GX308081261-1EA | QUARTZ TORCH | 1X1EA | 1 | 539 | Sigma-Aldrich | GX308081261-1EA | https://www.sigmaaldrich.com/LT/en
FFA57293-U | PK3 65UM PDMS-DVB STABLEFLEX, 23GA,SPME& | 1X1EA | 1 | 518 | Sigma-Aldrich | FFA57293-U | https://www.sigmaaldrich.com/LT/en
52769-U | PK50 SUPELMIP NSAIDS 25MG/3ML SPE | 1X1EA | 1 | 443 | Sigma-Aldrich | 52769-U | https://www.sigmaaldrich.com/LT/en
GXAR501FC1E-1EA | CONIKAL NEBULIZER | 1X1EA | 1 | 533 | Sigma-Aldrich | GXAR501FC1E-1EA | https://www.sigmaaldrich.com/LT/en
GXAR351FSS1E-1EA | SEASPRAY NEBULIZER | 1X1EA | 1 | 813 | Sigma-Aldrich | GXAR351FSS1E-1EA | https://www.sigmaaldrich.com/LT/en
GXAR501FM02E-1EA | MICROMIST NEBULIZER | 1X1EA | 1 | 733 | Sigma-Aldrich | GXAR501FM02E-1EA | https://www.sigmaaldrich.com/LT/en
GXARG1USS2S-1EA | SEASPRAY U-SERIES NEBULIZER | 1X1EA | 1 | 737 | Sigma-Aldrich | GXARG1USS2S-1EA | https://www.sigmaaldrich.com/LT/en
GXAR27075FM02E-1EA | MICROMIST NEBULIZER | 1X1EA | 1 | 733 | Sigma-Aldrich | GXAR27075FM02E-1EA | https://www.sigmaaldrich.com/LT/en
GXMP07USS1-1EA | SEASPRAY U-SERIES NEBULIZER | 1X1EA | 1 | 737 | Sigma-Aldrich | GXMP07USS1-1EA | https://www.sigmaaldrich.com/LT/en
GXAR3507FM01ES-1EA | MICROMIST NEBULIZER | 1X1EA | 1 | 733 | Sigma-Aldrich | GXAR3507FM01ES-1EA | https://www.sigmaaldrich.com/LT/en
GXAR301FSS2E-1EA | SEASPRAY NEBULIZER | 1X1EA | 1 | 813 | Sigma-Aldrich | GXAR301FSS2E-1EA | https://www.sigmaaldrich.com/LT/en
GXAR301FC2E-1EA | CONIKAL NEBULIZER | 1X1EA | 1 | 533 | Sigma-Aldrich | GXAR301FC2E-1EA | https://www.sigmaaldrich.com/LT/en
GXMP07UC1-1EA | CONIKAL U-SERIES NEBULIZER | 1X1EA | 1 | 485 | Sigma-Aldrich | GXMP07UC1-1EA | https://www.sigmaaldrich.com/LT/en
GXAR301FSS04E-1EA | SEASPRAY NEBULIZER | 1X1EA | 1 | 813 | Sigma-Aldrich | GXAR301FSS04E-1EA | https://www.sigmaaldrich.com/LT/en
GXMP07USS04-1EA | SEASPRAY U-SERIES NEBULIZER | 1X1EA | 1 | 737 | Sigma-Aldrich | GXMP07USS04-1EA | https://www.sigmaaldrich.com/LT/en
GXAR27075FM01E-1EA | MICROMIST NEBULIZER | 1X1EA | 1 | 733 | Sigma-Aldrich | GXAR27075FM01E-1EA | https://www.sigmaaldrich.com/LT/en
GXAR3507FC1E-1EA | CONIKAL NEBULIZER | 1X1EA | 1 | 533 | Sigma-Aldrich | GXAR3507FC1E-1EA | https://www.sigmaaldrich.com/LT/en
GXARG1CP1S-1EA | POLYCON NEBULIZER | 1X1EA | 1 | 1384 | Sigma-Aldrich | GXARG1CP1S-1EA | https://www.sigmaaldrich.com/LT/en
GXAR301FM04E-1EA | MICROMIST NEBULIZER | 1X1EA | 1 | 637 | Sigma-Aldrich | GXAR301FM04E-1EA | https://www.sigmaaldrich.com/LT/en
GXAR501FSS2E-1EA | SEASPRAY NEBULIZER | 1X1EA | 1 | 813 | Sigma-Aldrich | GXAR501FSS2E-1EA | https://www.sigmaaldrich.com/LT/en
GXAR4007FM06E-1EA | MICROMIST NEBULIZER | 1X1EA | 1 | 637 | Sigma-Aldrich | GXAR4007FM06E-1EA | https://www.sigmaaldrich.com/LT/en
GXAR501FM01E-1EA | MICROMIST NEBULIZER | 1X1EA | 1 | 733 | Sigma-Aldrich | GXAR501FM01E-1EA | https://www.sigmaaldrich.com/LT/en
GXAR4007FSS2E-1EA | SEASPRAY NEBULIZER | 1X1EA | 1 | 813 | Sigma-Aldrich | GXAR4007FSS2E-1EA | https://www.sigmaaldrich.com/LT/en
GXAR501FS6E-1EA | SLURRY NEBULIZER | 1X1EA | 1 | 586 | Sigma-Aldrich | GXAR501FS6E-1EA | https://www.sigmaaldrich.com/LT/en
GXAR27075FC2E-1EA | CONIKAL NEBULIZER | 1X1EA | 1 | 533 | Sigma-Aldrich | GXAR27075FC2E-1EA | https://www.sigmaaldrich.com/LT/en
GXAR501FM005E-1EA | MICROMIST NEBULIZER | 1X1EA | 1 | 947 | Sigma-Aldrich | GXAR501FM005E-1EA | https://www.sigmaaldrich.com/LT/en
GXAR501FM04E-1EA | MICROMIST NEBULIZER | 1X1EA | 1 | 637 | Sigma-Aldrich | GXAR501FM04E-1EA | https://www.sigmaaldrich.com/LT/en
GXAR3507FM06ES-1EA | MICROMIST NEBULIZER | 1X1EA | 1 | 637 | Sigma-Aldrich | GXAR3507FM06ES-1EA | https://www.sigmaaldrich.com/LT/en
GXARG1UM02L-1EA | MICROMIST U-SERIES NEBULIZER | 1X1EA | 1 | 652 | Sigma-Aldrich | GXARG1UM02L-1EA | https://www.sigmaaldrich.com/LT/en
GXAR27075FSS2E-1EA | SEASPRAY NEBULIZER | 1X1EA | 1 | 813 | Sigma-Aldrich | GXAR27075FSS2E-1EA | https://www.sigmaaldrich.com/LT/en
GXAR4007FM01E-1EA | MICROMIST NEBULIZER | 1X1EA | 1 | 733 | Sigma-Aldrich | GXAR4007FM01E-1EA | https://www.sigmaaldrich.com/LT/en
GXAR4007FM005E-1EA | MICROMIST NEBULIZER | 1X1EA | 1 | 947 | Sigma-Aldrich | GXAR4007FM005E-1EA | https://www.sigmaaldrich.com/LT/en
GXAR4007FM02E-1EA | MICROMIST NEBULIZER | 1X1EA | 1 | 733 | Sigma-Aldrich | GXAR4007FM02E-1EA | https://www.sigmaaldrich.com/LT/en
GXMP07CV6-1EA | VEESPRAY CERAMIC NEBULIZER | 1X1EA | 1 | 1584 | Sigma-Aldrich | GXMP07CV6-1EA | https://www.sigmaaldrich.com/LT/en
GXARG07UM01S-1EA | MICROMIST U-SERIES NEBULIZER | 1X1EA | 1 | 668 | Sigma-Aldrich | GXARG07UM01S-1EA | https://www.sigmaaldrich.com/LT/en
GXAR301FM005E-1EA | MICROMIST NEBULIZER | 1X1EA | 1 | 947 | Sigma-Aldrich | GXAR301FM005E-1EA | https://www.sigmaaldrich.com/LT/en
GXARG1UC1S-1EA | CONIKAL U-SERIES NEBULIZER | 1X1EA | 1 | 485 | Sigma-Aldrich | GXARG1UC1S-1EA | https://www.sigmaaldrich.com/LT/en
GXAR351FM02LE-1EA | MICROMIST NEBULIZER | 1X1EA | 1 | 733 | Sigma-Aldrich | GXAR351FM02LE-1EA | https://www.sigmaaldrich.com/LT/en
GXAR301FC1ES-1EA | CONIKAL NEBULIZER | 1X1EA | 1 | 533 | Sigma-Aldrich | GXAR301FC1ES-1EA | https://www.sigmaaldrich.com/LT/en
GXAR301FS6E-1EA | SLURRY NEBULIZER | 1X1EA | 1 | 586 | Sigma-Aldrich | GXAR301FS6E-1EA | https://www.sigmaaldrich.com/LT/en
GXAR27075FS6E-1EA | SLURRY NEBULIZER | 1X1EA | 1 | 586 | Sigma-Aldrich | GXAR27075FS6E-1EA | https://www.sigmaaldrich.com/LT/en
GXAR301FM01E-1EA | MICROMIST NEBULIZER | 1X1EA | 1 | 733 | Sigma-Aldrich | GXAR301FM01E-1EA | https://www.sigmaaldrich.com/LT/en
GXMP07DM1-1EA | DURAMIST NEBULIZER | 1X1EA | 1 | 947 | Sigma-Aldrich | GXMP07DM1-1EA | https://www.sigmaaldrich.com/LT/en
GXAR4007FS6E-1EA | SLURRY NEBULIZER | 1X1EA | 1 | 586 | Sigma-Aldrich | GXAR4007FS6E-1EA | https://www.sigmaaldrich.com/LT/en
GXAR301FSS2ES-1EA | SEASPRAY NEBULIZER | 1X1EA | 1 | 813 | Sigma-Aldrich | GXAR301FSS2ES-1EA | https://www.sigmaaldrich.com/LT/en
GXAR4007FC2E-1EA | CONIKAL NEBULIZER | 1X1EA | 1 | 533 | Sigma-Aldrich | GXAR4007FC2E-1EA | https://www.sigmaaldrich.com/LT/en
GXARG1PFA1S-1EA | OPALMIST NEBULIZER | 1X1EA | 1 | 1183 | Sigma-Aldrich | GXARG1PFA1S-1EA | https://www.sigmaaldrich.com/LT/en
GXAR301FM02E-1EA | MICROMIST NEBULIZER | 1X1EA | 1 | 733 | Sigma-Aldrich | GXAR301FM02E-1EA | https://www.sigmaaldrich.com/LT/en
GXARG1USS1-1EA | SEASPRAY U-SERIES NEBULIZER | 1X1EA | 1 | 737 | Sigma-Aldrich | GXARG1USS1-1EA | https://www.sigmaaldrich.com/LT/en
GXARG1UC2-1EA | CONIKAL U-SERIES NEBULIZER | 1X1EA | 1 | 485 | Sigma-Aldrich | GXARG1UC2-1EA | https://www.sigmaaldrich.com/LT/en
GXAR27075FM06E-1EA | MICROMIST NEBULIZER | 1X1EA | 1 | 637 | Sigma-Aldrich | GXAR27075FM06E-1EA | https://www.sigmaaldrich.com/LT/en
GXARG07UM06S-1EA | MICROMIST U-SERIES NEBULIZER | 1X1EA | 1 | 581 | Sigma-Aldrich | GXARG07UM06S-1EA | https://www.sigmaaldrich.com/LT/en
GXAR27075FM005E-1E | MICROMIST NEBULIZER | 1X1EA | 1 | 947 | Sigma-Aldrich | GXAR27075FM005E-1E | https://www.sigmaaldrich.com/LT/en
28718-U | PK10 TENAX TA/CARBOXEN 1018 89MM GLASS & | 1X1EA | 1 | 1378 | Sigma-Aldrich | 28718-U | https://www.sigmaaldrich.com/LT/en
28714-U | PK10 EMPTY GLASS TD TUBES, 89MM & | 1X1EA | 1 | 242 | Sigma-Aldrich | 28714-U | https://www.sigmaaldrich.com/LT/en
20032 | PK50 ORBO-506 ACT. SILICA GEL (45/60) & | 1X1EA | 1 | 247 | Sigma-Aldrich | 20032 | https://www.sigmaaldrich.com/LT/en
20033 | PK50 ORBO-554 H2SO4 ON SILICA GEL(20/40) | 1X1EA | 1 | 335 | Sigma-Aldrich | 20033 | https://www.sigmaaldrich.com/LT/en
20034 | PK50 ORBO-403 TENAX TA (60/80) SPT & | 1X1EA | 1 | 574 | Sigma-Aldrich | 20034 | https://www.sigmaaldrich.com/LT/en
20036 | PK50 ORBO-77 H2SO4 ON CARBON BEAD (CMS)& | 1X1EA | 1 | 309 | Sigma-Aldrich | 20036 | https://www.sigmaaldrich.com/LT/en
20037 | ORBO 2000 LARGE PUF CARTRIDGE, EA | 1X1EA | 1 | 147 | Sigma-Aldrich | 20037 | https://www.sigmaaldrich.com/LT/en
20038 | PRECLEANED LARGE PUF PLUG, EA | 1X1EA | 1 | 76 | Sigma-Aldrich | 20038 | https://www.sigmaaldrich.com/LT/en
20041 | PK50 ORBO-304 CHARCOAL (LOW NI) 120/60MG | 1X1EA | 1 | 221 | Sigma-Aldrich | 20041 | https://www.sigmaaldrich.com/LT/en
20042 | PK50 ORBO-351 4-TBC ON ACT. COCONUT & | 1X1EA | 1 | 221 | Sigma-Aldrich | 20042 | https://www.sigmaaldrich.com/LT/en
20044 | PK25 ORBO-353 HBR ON PETROLEUM CHARCOAL& | 1X1EA | 1 | 154 | Sigma-Aldrich | 20044 | https://www.sigmaaldrich.com/LT/en
20047 | PK50 ORBO-356 4-TBC ON ACT. COCONUT & | 1X1EA | 1 | 285 | Sigma-Aldrich | 20047 | https://www.sigmaaldrich.com/LT/en
20049 | PK50 ORBO-605 XAD-2 SPT (20/50) 100/50MG | 1X1EA | 1 | 203 | Sigma-Aldrich | 20049 | https://www.sigmaaldrich.com/LT/en
20051 | PK50 ORBO-609 XAD-2 (20/50) 400/200MG | 1X1EA | 1 | 341 | Sigma-Aldrich | 20051 | https://www.sigmaaldrich.com/LT/en
20052 | PK50 ORBO-613 AMBERLITE XAD-4 80/40MG | 1X1EA | 1 | 212 | Sigma-Aldrich | 20052 | https://www.sigmaaldrich.com/LT/en
20053 | PK50 ORBO-615 AMBERLITE XAD-7 (15/50) & | 1X1EA | 1 | 220 | Sigma-Aldrich | 20053 | https://www.sigmaaldrich.com/LT/en
20054 | PK50 ORBO-655 H3PO4 ON AMBERLITE XAD-7& | 1X1EA | 1 | 231 | Sigma-Aldrich | 20054 | https://www.sigmaaldrich.com/LT/en
20055 | PK50 ORBO-657 1,2-PP ON AMBERLITE XAD-7& | 1X1EA | 1 | 226 | Sigma-Aldrich | 20055 | https://www.sigmaaldrich.com/LT/en
20063 | PK50 ORBO-1103 PORAPAK Q(50/80) 150/75MG | 1X1EA | 1 | 347 | Sigma-Aldrich | 20063 | https://www.sigmaaldrich.com/LT/en
20069 | ORBO 827 FILTERS, 37MM, PK25 | 1X1EA | 1 | 194 | Sigma-Aldrich | 20069 | https://www.sigmaaldrich.com/LT/en
20211 | PK25 ORBO-34 ACT.COCONUT CHARCOAL SPT & | 1X1EA | 1 | 196 | Sigma-Aldrich | 20211 | https://www.sigmaaldrich.com/LT/en
20228 | PK50 ORBO-32L ACT. COCONUT CHARCOAL & | 1X1EA | 1 | 216 | Sigma-Aldrich | 20228 | https://www.sigmaaldrich.com/LT/en
20229 | PK50 ORBO-52S ACT. SILICA GEL (20/40) & | 1X1EA | 1 | 152 | Sigma-Aldrich | 20229 | https://www.sigmaaldrich.com/LT/en
20231 | PK25 ORBO-24 2-HMP ON XAD-2 (20/40) & | 1X1EA | 1 | 181 | Sigma-Aldrich | 20231 | https://www.sigmaaldrich.com/LT/en
20258 | PK50 ORBO-43 SUPELPAK-20 (XAD-2,20/40) & | 1X1EA | 1 | 319 | Sigma-Aldrich | 20258 | https://www.sigmaaldrich.com/LT/en
20259 | PK50 ORBO-33 ACT. PETROLEUM CHARCOAL & | 1X1EA | 1 | 314 | Sigma-Aldrich | 20259 | https://www.sigmaaldrich.com/LT/en
20262 | PK50 ORBO-42S SUPELPAK-20 (XAD-2,20/40)& | 1X1EA | 1 | 263 | Sigma-Aldrich | 20262 | https://www.sigmaaldrich.com/LT/en
20263 | PK50 ORBO-52L ACT. SILICA GEL (20/40) & | 1X1EA | 1 | 196 | Sigma-Aldrich | 20263 | https://www.sigmaaldrich.com/LT/en
20265 | PK50 ORBO-53 ACT. SILICA GEL (20/40) & | 1X1EA | 1 | 246 | Sigma-Aldrich | 20265 | https://www.sigmaaldrich.com/LT/en
20271 | IMPINGER HOLDER EA | 1X1EA | 1 | 50 | Sigma-Aldrich | 20271 | https://www.sigmaaldrich.com/LT/en
20293 | PURGE TRAP F. TEKMAR | 1X1EA | 1 | 57 | Sigma-Aldrich | 20293 | https://www.sigmaaldrich.com/LT/en
20294 | CELL STAIN-10ML | 1X1EA | 1 | 57 | Sigma-Aldrich | 20294 | https://www.sigmaaldrich.com/LT/en
20295 | PURGE TRAP G. TEKMAR | 1X1EA | 1 | 57 | Sigma-Aldrich | 20295 | https://www.sigmaaldrich.com/LT/en
20308 | VOCARB 4000 PURGE TRAP | 1X1EA | 1 | 126 | Sigma-Aldrich | 20308 | https://www.sigmaaldrich.com/LT/en
20321 | PURGE TRAP H. TEKMAR | 1X1EA | 1 | 100 | Sigma-Aldrich | 20321 | https://www.sigmaaldrich.com/LT/en
20349 | PK50 ORBO-47 AMBERLITE XAD-7 (20/60) SPT | 1X1EA | 1 | 294 | Sigma-Aldrich | 20349 | https://www.sigmaaldrich.com/LT/en
20350 | PK10 ORBO-49P OVS SUPELPAK-20 & | 1X1EA | 1 | 267 | Sigma-Aldrich | 20350 | https://www.sigmaaldrich.com/LT/en
20351 | PK50 ORBO-60 FLORISIL (30/45) PURIFIED& | 1X1EA | 1 | 247 | Sigma-Aldrich | 20351 | https://www.sigmaaldrich.com/LT/en
20355 | PK25 ORBO-78 HBR ON CARBOXEN-564(20/45)& | 1X1EA | 1 | 103 | Sigma-Aldrich | 20355 | https://www.sigmaaldrich.com/LT/en
20357 | PK25 ORBO-25 2-HMP ON XAD-2 (20/40) & | 1X1EA | 1 | 244 | Sigma-Aldrich | 20357 | https://www.sigmaaldrich.com/LT/en
20358 | PK25 ORBO-90 CARBOXEN-564 (20/45) & | 1X1EA | 1 | 185 | Sigma-Aldrich | 20358 | https://www.sigmaaldrich.com/LT/en
20360 | PK25 ORBO-91 CARBOSIEVE SIII 130/65MG | 1X1EA | 1 | 203 | Sigma-Aldrich | 20360 | https://www.sigmaaldrich.com/LT/en
20362 | PK25 ORBO-92 CARBOXEN-564 (20/45) & | 1X1EA | 1 | 104 | Sigma-Aldrich | 20362 | https://www.sigmaaldrich.com/LT/en
20556 | GLASS HOLDER FOR 22MM PUF PLUG, EA | 1X1EA | 1 | 49 | Sigma-Aldrich | 20556 | https://www.sigmaaldrich.com/LT/en
20557 | ORBO 1000 22MM PUF SAMPLER PK3 | 1X1EA | 1 | 182 | Sigma-Aldrich | 20557 | https://www.sigmaaldrich.com/LT/en
20563 | GLASS HOLDER FOR 6CM PUF PLUG, EA | 1X1EA | 1 | 79 | Sigma-Aldrich | 20563 | https://www.sigmaaldrich.com/LT/en
20575 | REPL.BLADE/ADJ.ORBO TUBE CUTTER , EA. | 1X1EA | 1 | 53 | Sigma-Aldrich | 20575 | https://www.sigmaaldrich.com/LT/en
20596 | ADJ. ORBO TUBE CUTTER WITH PLUG PULLER | 1X1EA | 1 | 117 | Sigma-Aldrich | 20596 | https://www.sigmaaldrich.com/LT/en
20811 | ORBO-80 ISOCYANATE FILTER PK25 | 1X1EA | 1 | 195 | Sigma-Aldrich | 20811 | https://www.sigmaaldrich.com/LT/en
20882 | CARBOTRAP 400 DYNATHERM ACEM,890, 850 | 1X1EA | 1 | 91 | Sigma-Aldrich | 20882 | https://www.sigmaaldrich.com/LT/en
20918 | TEKMAR EMPTY GLASS TD TUBE 7IN X 1/4IN | 1X1EA | 1 | 43 | Sigma-Aldrich | 20918 | https://www.sigmaaldrich.com/LT/en
20988 | TENAX TA GLASS TD TUBE 7IN X 1/2IN FOR& | 1X1EA | 1 | 171 | Sigma-Aldrich | 20988 | https://www.sigmaaldrich.com/LT/en
21014 | LPDNPH S10, PK50 | 1X1EA | 1 | 669 | Sigma-Aldrich | 21014 | https://www.sigmaaldrich.com/LT/en
21015 | PK20 FEMALE LUER COUPLER FOR DNPH TUBES | 1X1EA | 1 | 26 | Sigma-Aldrich | 21015 | https://www.sigmaaldrich.com/LT/en
21016 | PK20 MALE LUER FITTING TO 1/8IN HOSE & | 1X1EA | 1 | 18 | Sigma-Aldrich | 21016 | https://www.sigmaaldrich.com/LT/en
21017 | PK20 FEMALE LUER FITTING FOR DNPH TUBES | 1X1EA | 1 | 18 | Sigma-Aldrich | 21017 | https://www.sigmaaldrich.com/LT/en
21031 | PUF FILTER CARTRIDGE ASSEMBLY, EA | 1X1EA | 1 | 79 | Sigma-Aldrich | 21031 | https://www.sigmaaldrich.com/LT/en
21033 | FILTER CARTRIDGE, EA | 1X1EA | 1 | 67 | Sigma-Aldrich | 21033 | https://www.sigmaaldrich.com/LT/en
21034 | PUF FILTER CARTRIDGE BODY, EA | 1X1EA | 1 | 36 | Sigma-Aldrich | 21034 | https://www.sigmaaldrich.com/LT/en
21035 | PUF FILTER RING, EA | 1X1EA | 1 | 15 | Sigma-Aldrich | 21035 | https://www.sigmaaldrich.com/LT/en
21036 | PUF CARTRIDGE SCREW CAP, EA | 1X1EA | 1 | 25 | Sigma-Aldrich | 21036 | https://www.sigmaaldrich.com/LT/en
21037 | PUF CARTRIDGE O-RING PK/2 | 1X1EA | 1 | 10 | Sigma-Aldrich | 21037 | https://www.sigmaaldrich.com/LT/en
21038 | QUARTZ FILTER FOR PUF CARTRIDGE PK/10 | 1X1EA | 1 | 28 | Sigma-Aldrich | 21038 | https://www.sigmaaldrich.com/LT/en
21064 | BTEX PURGE TRAP J, TEKMAR | 1X1EA | 1 | 100 | Sigma-Aldrich | 21064 | https://www.sigmaaldrich.com/LT/en
21084 | BTEX PURGE TRAP J, DYNATECH | 1X1EA | 1 | 153 | Sigma-Aldrich | 21084 | https://www.sigmaaldrich.com/LT/en
21135 | PURGE TRAP A, O.I.ANALYTICAL | 1X1EA | 1 | 161 | Sigma-Aldrich | 21135 | https://www.sigmaaldrich.com/LT/en
21148 | PURGE TRAP A, CDS | 1X1EA | 1 | 99 | Sigma-Aldrich | 21148 | https://www.sigmaaldrich.com/LT/en
21992 | STATIC DILUTION BOTTLE W/VALVE | 1X1EA | 1 | 181 | Sigma-Aldrich | 21992 | https://www.sigmaaldrich.com/LT/en
21993 | VOST TRAP 16MM X 1/4" | 1X1EA | 1 | 37 | Sigma-Aldrich | 21993 | https://www.sigmaaldrich.com/LT/en
21996 | NEEDLE PURGE TUBE 8.8" X 6MM X 1MM | 1X1EA | 1 | 22 | Sigma-Aldrich | 21996 | https://www.sigmaaldrich.com/LT/en
22161 | GAS SAMPLING BULB W/TEFLON STOPCOCK 125& | 1X1EA | 1 | 279 | Sigma-Aldrich | 22161 | https://www.sigmaaldrich.com/LT/en
22724 | PURGE SAMPLER TUBE,5ML,1/2"OPENING | 1X1EA | 1 | 30 | Sigma-Aldrich | 22724 | https://www.sigmaaldrich.com/LT/en
22748 | FRIT SPARGE SAMPLER 5ML | 1X1EA | 1 | 209 | Sigma-Aldrich | 22748 | https://www.sigmaaldrich.com/LT/en
22749 | FRIT SPARGE SAMPLER 25ML | 1X1EA | 1 | 225 | Sigma-Aldrich | 22749 | https://www.sigmaaldrich.com/LT/en
22780 | NEEDLE SPARGE SAMPLER 5ML FORTEKMAR 2000 | 1X1EA | 1 | 144 | Sigma-Aldrich | 22780 | https://www.sigmaaldrich.com/LT/en
22781 | FRIT SPARGE SAMPLER 5ML, FORTEKMAR 2000 | 1X1EA | 1 | 153 | Sigma-Aldrich | 22781 | https://www.sigmaaldrich.com/LT/en
22782 | NEEDLE SPARGE SAMPLER 5ML WITHINJ.PORT& | 1X1EA | 1 | 187 | Sigma-Aldrich | 22782 | https://www.sigmaaldrich.com/LT/en
22789 | FRIT SPARGE SAMPLER 25ML FORTEKMAR 2000 | 1X1EA | 1 | 168 | Sigma-Aldrich | 22789 | https://www.sigmaaldrich.com/LT/en
23365 | SEALING BAND FOR 25MM GELMAN FILTER CAS& | 1X1EA | 1 | 38 | Sigma-Aldrich | 23365 | https://www.sigmaaldrich.com/LT/en
23366 | SEALING BAND FOR 37MM GELMAN FILTER CAS& | 1X1EA | 1 | 51 | Sigma-Aldrich | 23366 | https://www.sigmaaldrich.com/LT/en
24623 | MODEL 1062 AIR SAMPLER (CHARGER NOT INC& | 1X1EA | 1 | 3134 | Sigma-Aldrich | 24623 | https://www.sigmaaldrich.com/LT/en
24633 | PK10 1L TEDLAR PLV GAS SAMPLING BAG & | 1X1EA | 1 | 131 | Sigma-Aldrich | 24633 | https://www.sigmaaldrich.com/LT/en
24634 | PK10 10L TEDLAR PLV GAS SAMPLING BAG & | 1X1EA | 1 | 260 | Sigma-Aldrich | 24634 | https://www.sigmaaldrich.com/LT/en
24635 | REPLACEMENT BATTERY FOR MODEL1060 AIR S& | 1X1EA | 1 | 105 | Sigma-Aldrich | 24635 | https://www.sigmaaldrich.com/LT/en
24636 | REPLACEMENT BATTERY FOR MODEL1062 OR 10& | 1X1EA | 1 | 118 | Sigma-Aldrich | 24636 | https://www.sigmaaldrich.com/LT/en
24643 | 115VAC CHARGER FOR MODEL 1060AIR SAMPLER | 1X1EA | 1 | 105 | Sigma-Aldrich | 24643 | https://www.sigmaaldrich.com/LT/en
24647 | MODEL 1063 AIR SAMPLER (CHARGER NOT INC& | 1X1EA | 1 | 4620 | Sigma-Aldrich | 24647 | https://www.sigmaaldrich.com/LT/en
24654 | PK10 2L TEDLAR PLV GAS SAMPLING BAG & | 1X1EA | 1 | 155 | Sigma-Aldrich | 24654 | https://www.sigmaaldrich.com/LT/en
24655 | PK10 5L TEDLAR PLV GAS SAMPLING BAG & | 1X1EA | 1 | 192 | Sigma-Aldrich | 24655 | https://www.sigmaaldrich.com/LT/en
24667 | 1ML/MIN CRITICAL ORIFICE PK/1FOR MODEL& | 1X1EA | 1 | 182 | Sigma-Aldrich | 24667 | https://www.sigmaaldrich.com/LT/en
24672 | FILTER FOR CRITICAL ORIFICES,PK/1, SS S& | 1X1EA | 1 | 65 | Sigma-Aldrich | 24672 | https://www.sigmaaldrich.com/LT/en
24843 | MINI-BUCK AIR FLOW CALIBRATORM-5 | 1X1EA | 1 | 2067 | Sigma-Aldrich | 24843 | https://www.sigmaaldrich.com/LT/en
24845 | MINI-BUCK AIR FLOW CALIBRATORM-30 | 1X1EA | 1 | 2504 | Sigma-Aldrich | 24845 | https://www.sigmaaldrich.com/LT/en
24846 | AC CHARGER/ADAPTER 220V, FOR AIR FLOW C& | 1X1EA | 1 | 176 | Sigma-Aldrich | 24846 | https://www.sigmaaldrich.com/LT/en
24856 | PK10 MALE LUER FITTING TO 1/4IN HOSE & | 1X1EA | 1 | 70 | Sigma-Aldrich | 24856 | https://www.sigmaaldrich.com/LT/en
24865 | PAS-500 MICRO AIR SAMPLER W/LOW FLOW J | 1X1EA | 1 | 933 | Sigma-Aldrich | 24865 | https://www.sigmaaldrich.com/LT/en
24867 | ATH-6 CHARCOAL TUBE HOLDER FOR 6MM TUBES | 1X1EA | 1 | 47 | Sigma-Aldrich | 24867 | https://www.sigmaaldrich.com/LT/en
24868 | ATH-8 CHARCOAL TUBE HOLDER FOR 8MM TUBE | 1X1EA | 1 | 47 | Sigma-Aldrich | 24868 | https://www.sigmaaldrich.com/LT/en
24869 | ATH-10 HOLDER FOR COLORIMETRIC TUBES | 1X1EA | 1 | 47 | Sigma-Aldrich | 24869 | https://www.sigmaaldrich.com/LT/en
24914 | PURGE TRAP E, TEKMAR 3000 | 1X1EA | 1 | 62 | Sigma-Aldrich | 24914 | https://www.sigmaaldrich.com/LT/en
24916 | PURGE TRAP G, TEKMAR 3000 | 1X1EA | 1 | 62 | Sigma-Aldrich | 24916 | https://www.sigmaaldrich.com/LT/en
24917 | PURGE TRAP H, TEKMAR 3000 | 1X1EA | 1 | 111 | Sigma-Aldrich | 24917 | https://www.sigmaaldrich.com/LT/en
24918 | PURGE TRAP I, TEKMAR 3000 | 1X1EA | 1 | 111 | Sigma-Aldrich | 24918 | https://www.sigmaaldrich.com/LT/en
24919 | PURGE TRAP J, TEKMAR 3000 | 1X1EA | 1 | 111 | Sigma-Aldrich | 24919 | https://www.sigmaaldrich.com/LT/en
24931 | PURGE TRAP B, O.I ANALYTICAL4560 | 1X1EA | 1 | 160 | Sigma-Aldrich | 24931 | https://www.sigmaaldrich.com/LT/en
24932 | PURGE TRAP C, O.I. ANALYTICAL4560 | 1X1EA | 1 | 160 | Sigma-Aldrich | 24932 | https://www.sigmaaldrich.com/LT/en
24936 | PURGE TRAP G, O.I. ANALYTICAL4560 | 1X1EA | 1 | 160 | Sigma-Aldrich | 24936 | https://www.sigmaaldrich.com/LT/en
24937 | PURGE TRAP H, O.I. ANALYTICAL4560 | 1X1EA | 1 | 161 | Sigma-Aldrich | 24937 | https://www.sigmaaldrich.com/LT/en
24938 | PURGE TRAP I, O.I. ANALYTICAL4560 | 1X1EA | 1 | 161 | Sigma-Aldrich | 24938 | https://www.sigmaaldrich.com/LT/en
24939 | PURGE TRAP J, O.I. ANALYTICAL4560 | 1X1EA | 1 | 161 | Sigma-Aldrich | 24939 | https://www.sigmaaldrich.com/LT/en
25069 | 1/4IN TDS3 SAMPLING CAP SET, INCLUDING & | 1X1EA | 1 | 44 | Sigma-Aldrich | 25069 | https://www.sigmaaldrich.com/LT/en
25073 | PK50 REPL SEPTA FOR ALL 1/4IN TDS3 & | 1X1EA | 1 | 40 | Sigma-Aldrich | 25073 | https://www.sigmaaldrich.com/LT/en
25084 | EMPTY GLASS PERKIN ELMER ATD TUBE, EA | 1X1EA | 1 | 39 | Sigma-Aldrich | 25084 | https://www.sigmaaldrich.com/LT/en
57012 | PK54 SUPELCLEAN LC-18 500MG/3ML | 1X1EA | 1 | 179 | Sigma-Aldrich | 57012 | https://www.sigmaaldrich.com/LT/en
57013 | PK54 SUPELCLEAN LC-CN 500MG/3ML | 1X1EA | 1 | 236 | Sigma-Aldrich | 57013 | https://www.sigmaaldrich.com/LT/en
57014 | PK54 SUPELCLEAN LC-NH2 3ML/500MG | 1X1EA | 1 | 236 | Sigma-Aldrich | 57014 | https://www.sigmaaldrich.com/LT/en
57016 | PK54 SUPELCLEAN LC-DIOL 500MG/3ML | 1X1EA | 1 | 236 | Sigma-Aldrich | 57016 | https://www.sigmaaldrich.com/LT/en
57017 | PK54 SUPELCLEAN LC-SAX 500MG/3ML | 1X1EA | 1 | 236 | Sigma-Aldrich | 57017 | https://www.sigmaaldrich.com/LT/en
57018 | PK54 SUPELCLEAN LC-SCX 500MG/3ML | 1X1EA | 1 | 236 | Sigma-Aldrich | 57018 | https://www.sigmaaldrich.com/LT/en
57021 | RESERVOIRS 20ML PK/12 | 1X1EA | 1 | 49 | Sigma-Aldrich | 57021 | https://www.sigmaaldrich.com/LT/en
57022 | RESERVOIRS 60ML PK/12 | 1X1EA | 1 | 54 | Sigma-Aldrich | 57022 | https://www.sigmaaldrich.com/LT/en
57023 | FILTRATION COLUMN 1ML PK/108W/POLYETHYL& | 1X1EA | 1 | 145 | Sigma-Aldrich | 57023 | https://www.sigmaaldrich.com/LT/en
57024 | FILTRATION COLUMN 3ML PK/54W/POLYETHYLE& | 1X1EA | 1 | 100 | Sigma-Aldrich | 57024 | https://www.sigmaaldrich.com/LT/en
57026 | FILTRATION COLUMN 6ML PK/30W/POLYETHYLE& | 1X1EA | 1 | 86 | Sigma-Aldrich | 57026 | https://www.sigmaaldrich.com/LT/en
57027 | INER GUIDE NEEDLES FOR VISIPREP-DL | 1X1EA | 1 | 123 | Sigma-Aldrich | 57027 | https://www.sigmaaldrich.com/LT/en
57028 | FLOW CONTROL VALVE FOR VISIPREP-DL, PK/2 | 1X1EA | 1 | 106 | Sigma-Aldrich | 57028 | https://www.sigmaaldrich.com/LT/en
57029 | TOP PLATE W/FLOW CONTROL VALVES FOR VIS& | 1X1EA | 1 | 631 | Sigma-Aldrich | 57029 | https://www.sigmaaldrich.com/LT/en
57032 | V.M.FLOW CONTROL VALVES 2/PK | 1X1EA | 1 | 80 | Sigma-Aldrich | 57032 | https://www.sigmaaldrich.com/LT/en
57033 | V.M. GASKETS 2/PK | 1X1EA | 1 | 36 | Sigma-Aldrich | 57033 | https://www.sigmaaldrich.com/LT/en
57036 | V.M.SS SOL.GUIDE NEEDLES 12/PK | 1X1EA | 1 | 62 | Sigma-Aldrich | 57036 | https://www.sigmaaldrich.com/LT/en
57037 | V.M. COLLECTION RACK | 1X1EA | 1 | 293 | Sigma-Aldrich | 57037 | https://www.sigmaaldrich.com/LT/en
57039 | V.M.RACK FOR 16MM TEST TUBES | 1X1EA | 1 | 120 | Sigma-Aldrich | 57039 | https://www.sigmaaldrich.com/LT/en
57041 | V.M. RETAINING CLIPS 12/PK | 1X1EA | 1 | 77 | Sigma-Aldrich | 57041 | https://www.sigmaaldrich.com/LT/en
57042 | V.M. 10X75MM TEST TUBES 12/PK | 1X1EA | 1 | 31 | Sigma-Aldrich | 57042 | https://www.sigmaaldrich.com/LT/en
57043 | 20 ML SCINTILLATION VIAL PLATE | 1X1EA | 1 | 120 | Sigma-Aldrich | 57043 | https://www.sigmaaldrich.com/LT/en
57044 | VISIPREP-DL VACUUM MANIFOLD | 1X1EA | 1 | 1361 | Sigma-Aldrich | 57044 | https://www.sigmaaldrich.com/LT/en
57046 | PK30 SUPELCLEAN ENVI-FLORISIL.500MG/6ML | 1X1EA | 1 | 148 | Sigma-Aldrich | 57046 | https://www.sigmaaldrich.com/LT/en
57047 | TEFLON SOL.GUIDE NEEDLES PK/12 | 1X1EA | 1 | 66 | Sigma-Aldrich | 57047 | https://www.sigmaaldrich.com/LT/en
57048 | LONG STEM VALVE FOR VACUUM MANIFOLD, PK6 | 1X1EA | 1 | 221 | Sigma-Aldrich | 57048 | https://www.sigmaaldrich.com/LT/en
57051 | PK30 SUPELCLEAN LC-SI 1G/6ML | 1X1EA | 1 | 169 | Sigma-Aldrich | 57051 | https://www.sigmaaldrich.com/LT/en
57052 | SUPELCLEAN LC-8 6CC 0.5G PK/30 | 1X1EA | 1 | 96 | Sigma-Aldrich | 57052 | https://www.sigmaaldrich.com/LT/en
57053 | PK30 SUPELCLEAN ENVI-FLORISIL 1G/6ML | 1X1EA | 1 | 197 | Sigma-Aldrich | 57053 | https://www.sigmaaldrich.com/LT/en
57054 | PK30 SUPELCLEAN LC-18 0.5G/6ML | 1X1EA | 1 | 96 | Sigma-Aldrich | 57054 | https://www.sigmaaldrich.com/LT/en
57056 | PK30 SUPELCLEAN LC-CN 0.5G/6ML | 1X1EA | 1 | 195 | Sigma-Aldrich | 57056 | https://www.sigmaaldrich.com/LT/en
57057 | PK30 SUPELCLEAN LC-FLORISIL 1GM/6ML | 1X1EA | 1 | 156 | Sigma-Aldrich | 57057 | https://www.sigmaaldrich.com/LT/en
57058 | PK54 SUPELCLEAN ENVI-FLORISIL 500MG/3ML | 1X1EA | 1 | 144 | Sigma-Aldrich | 57058 | https://www.sigmaaldrich.com/LT/en
57059 | DISP.LINERS FOR VISIPREP-DL PK/100 | 1X1EA | 1 | 90 | Sigma-Aldrich | 57059 | https://www.sigmaaldrich.com/LT/en
57061 | PK54 SUPELCLEAN LC-WCX 500MG/3ML | 1X1EA | 1 | 236 | Sigma-Aldrich | 57061 | https://www.sigmaaldrich.com/LT/en
57062 | PK108 SUPELCLEAN ENVI-18 100MG/1ML | 1X1EA | 1 | 171 | Sigma-Aldrich | 57062 | https://www.sigmaaldrich.com/LT/en
57063 | PK54 SUPELCLEAN ENVI-18 500MG/3ML | 1X1EA | 1 | 179 | Sigma-Aldrich | 57063 | https://www.sigmaaldrich.com/LT/en
57064 | PK30 SUPELCLEAN ENVI-18 500MG/6ML | 1X1EA | 1 | 96 | Sigma-Aldrich | 57064 | https://www.sigmaaldrich.com/LT/en
57084 | PK54 SUPELCLEAN LC-ALUMINA-B 1G/3ML | 1X1EA | 1 | 145 | Sigma-Aldrich | 57084 | https://www.sigmaaldrich.com/LT/en
57085 | PK30 SUPELCLEAN LC-ALUMINA-B 2G/6ML | 1X1EA | 1 | 148 | Sigma-Aldrich | 57085 | https://www.sigmaaldrich.com/LT/en
57086 | PK54 SUPELCLEAN LC-ALUMINA-N 1G/3ML | 1X1EA | 1 | 145 | Sigma-Aldrich | 57086 | https://www.sigmaaldrich.com/LT/en
57087 | PK30 SUPELCLEAN LC-ALUMINA-N 2G/6ML | 1X1EA | 1 | 148 | Sigma-Aldrich | 57087 | https://www.sigmaaldrich.com/LT/en
57088 | PK54 SUPELCLEAN ENVI-CARB 250MG/3ML | 1X1EA | 1 | 187 | Sigma-Aldrich | 57088 | https://www.sigmaaldrich.com/LT/en
57089 | PK54 SUPELCLEAN LC-4 500MG/3ML | 1X1EA | 1 | 389 | Sigma-Aldrich | 57089 | https://www.sigmaaldrich.com/LT/en
57092 | PK30 SUPELCLEAN ENVI-CARB 250MG/6ML | 1X1EA | 1 | 139 | Sigma-Aldrich | 57092 | https://www.sigmaaldrich.com/LT/en
57094 | PK30 SUPELCLEAN ENVI-CARB 500MG/6ML | 1X1EA | 1 | 172 | Sigma-Aldrich | 57094 | https://www.sigmaaldrich.com/LT/en
57095 | VISIDRY CONTROL KNOBS PK2 | 1X1EA | 1 | 55 | Sigma-Aldrich | 57095 | https://www.sigmaaldrich.com/LT/en
57096 | VISIDRY RETAINING C-CLIPS PK2 | 1X1EA | 1 | 19 | Sigma-Aldrich | 57096 | https://www.sigmaaldrich.com/LT/en
57098 | VISIDRY FEMALE LUER PLUG PK12 | 1X1EA | 1 | 27 | Sigma-Aldrich | 57098 | https://www.sigmaaldrich.com/LT/en
57114 | SUPELCLEAN ENVI-18 12CC 2000MG PK/20 | 1X1EA | 1 | 197 | Sigma-Aldrich | 57114 | https://www.sigmaaldrich.com/LT/en
57115 | SUPELCLEAN LC-FLORISIL 12CC 2000MG PK/20 | 1X1EA | 1 | 154 | Sigma-Aldrich | 57115 | https://www.sigmaaldrich.com/LT/en
57116 | SUPELCLEAN LC-SI 12CC 2000MG PK/20 | 1X1EA | 1 | 132 | Sigma-Aldrich | 57116 | https://www.sigmaaldrich.com/LT/en
57117 | SUPELCLEAN LC-18 12CC 2000MG PK/20 | 1X1EA | 1 | 198 | Sigma-Aldrich | 57117 | https://www.sigmaaldrich.com/LT/en
57123 | 3ML AUTOTRACE SPE TUBE ADAPTER, PK6 | 1X1EA | 1 | 51 | Sigma-Aldrich | 57123 | https://www.sigmaaldrich.com/LT/en
57124 | VISIDRY 24 PORT DRYING ATTACHMENT | 1X1EA | 1 | 882 | Sigma-Aldrich | 57124 | https://www.sigmaaldrich.com/LT/en
57126 | 6ML AUTOTRACE SPE TUBE ADAPTER, PK6 | 1X1EA | 1 | 17 | Sigma-Aldrich | 57126 | https://www.sigmaaldrich.com/LT/en
57128 | PK20 SUPELCLEAN ENVI-CARB 2GM/12ML | 1X1EA | 1 | 310 | Sigma-Aldrich | 57128 | https://www.sigmaaldrich.com/LT/en
57130 | PK16 SUPELCLEAN ENVI-CARB 10GM/60ML | 1X1EA | 1 | 983 | Sigma-Aldrich | 57130 | https://www.sigmaaldrich.com/LT/en
57131 | PK20 SUPELCLEAN LC-FLORISIL 5GM/20ML | 1X1EA | 1 | 196 | Sigma-Aldrich | 57131 | https://www.sigmaaldrich.com/LT/en
57132 | PK16 SUPELCLEAN LC-FLORISIL 10GM/60ML | 1X1EA | 1 | 213 | Sigma-Aldrich | 57132 | https://www.sigmaaldrich.com/LT/en
57133 | PK20 SUPELCLEAN LC-SI 5GM/20ML | 1X1EA | 1 | 204 | Sigma-Aldrich | 57133 | https://www.sigmaaldrich.com/LT/en
57134 | PK16 SUPELCLEAN LC-SI 10GM/60ML | 1X1EA | 1 | 221 | Sigma-Aldrich | 57134 | https://www.sigmaaldrich.com/LT/en
57136 | PK16 SUPELCLEAN LC-18 10GM/60ML | 1X1EA | 1 | 485 | Sigma-Aldrich | 57136 | https://www.sigmaaldrich.com/LT/en
57137 | PK20 SUPELCLEAN ENVI-18 5GM/20ML | 1X1EA | 1 | 373 | Sigma-Aldrich | 57137 | https://www.sigmaaldrich.com/LT/en
57138 | PK16 SUPELCLEAN ENVI-18 10GM/60ML | 1X1EA | 1 | 482 | Sigma-Aldrich | 57138 | https://www.sigmaaldrich.com/LT/en
57143 | PK108 SUPELCLEAN ENVI-CHROM P 100MG/1ML | 1X1EA | 1 | 416 | Sigma-Aldrich | 57143 | https://www.sigmaaldrich.com/LT/en
57149 | SUPELCLEAN ENVI-CARB C 12ML 1GM, PK20 P& | 1X1EA | 1 | 268 | Sigma-Aldrich | 57149 | https://www.sigmaaldrich.com/LT/en
57171 | ENVI-18DSK, 47MM C18 SPE DISKS, PK24 | 1X1EA | 1 | 216 | Sigma-Aldrich | 57171 | https://www.sigmaaldrich.com/LT/en
57172 | ENVI-8DSK, 47MM C8 SPE DISKS,PK24 | 1X1EA | 1 | 216 | Sigma-Aldrich | 57172 | https://www.sigmaaldrich.com/LT/en
57173 | ENVI-DISK HOLDER, 47MM, EA | 1X1EA | 1 | 882 | Sigma-Aldrich | 57173 | https://www.sigmaaldrich.com/LT/en
57174 | ENVI-DISK HOLDER MANIFOLD, EA | 1X1EA | 1 | 975 | Sigma-Aldrich | 57174 | https://www.sigmaaldrich.com/LT/en
57175 | COLLECTION TUBE 25 X 250MM, EA | 1X1EA | 1 | 15 | Sigma-Aldrich | 57175 | https://www.sigmaaldrich.com/LT/en
57176 | PK20 12ML FILTRATION TUBES W/POLYETHYLE& | 1X1EA | 1 | 76 | Sigma-Aldrich | 57176 | https://www.sigmaaldrich.com/LT/en
57177 | PK20 20ML FILTRATION TUBES W/POLYETHYLE& | 1X1EA | 1 | 60 | Sigma-Aldrich | 57177 | https://www.sigmaaldrich.com/LT/en
57178 | PK16 60ML FILTRATION TUBES W/POLYETHYLE& | 1X1EA | 1 | 103 | Sigma-Aldrich | 57178 | https://www.sigmaaldrich.com/LT/en
57179 | PK20 12ML FILTRATION TUBES W/O FRITS | 1X1EA | 1 | 50 | Sigma-Aldrich | 57179 | https://www.sigmaaldrich.com/LT/en
57181 | PK60 POLYETHYLENE FRITS FOR 6ML TUBES | 1X1EA | 1 | 64 | Sigma-Aldrich | 57181 | https://www.sigmaaldrich.com/LT/en
57183 | PK40 POLYETHYLENE FRITS FOR 20ML TUBES | 1X1EA | 1 | 58 | Sigma-Aldrich | 57183 | https://www.sigmaaldrich.com/LT/en
57184 | PK32 POLYETHYLENE FRITS FOR 60ML TUBES | 1X1EA | 1 | 76 | Sigma-Aldrich | 57184 | https://www.sigmaaldrich.com/LT/en
57185 | PK216 TEFLON FRITS FOR 1ML TUBES | 1X1EA | 1 | 289 | Sigma-Aldrich | 57185 | https://www.sigmaaldrich.com/LT/en
57186 | PK108 TEFLON FRITS FOR 3ML TUBES | 1X1EA | 1 | 346 | Sigma-Aldrich | 57186 | https://www.sigmaaldrich.com/LT/en
57187 | PK60 TEFLON FRITS FOR 6ML TUBES | 1X1EA | 1 | 242 | Sigma-Aldrich | 57187 | https://www.sigmaaldrich.com/LT/en
57188 | PK40 TEFLON FRITS FOR 12ML TUBES | 1X1EA | 1 | 195 | Sigma-Aldrich | 57188 | https://www.sigmaaldrich.com/LT/en
57200 | SUPELCLEAN LC-SI, 100 GRAMS | 1X1EA | 1 | 144 | Sigma-Aldrich | 57200 | https://www.sigmaaldrich.com/LT/en
57201 | SUPELCLEAN LC-8, 100 GRAMS | 1X1EA | 1 | 462 | Sigma-Aldrich | 57201 | https://www.sigmaaldrich.com/LT/en
57202 | SUPELCLEAN LC-18, 100 GRAMS | 1X1EA | 1 | 462 | Sigma-Aldrich | 57202 | https://www.sigmaaldrich.com/LT/en
57203 | SUPELCLEAN LC-SAX, 100 GRAMS | 1X1EA | 1 | 515 | Sigma-Aldrich | 57203 | https://www.sigmaaldrich.com/LT/en
57205 | SUPELCLEAN LC-NH2, 100 GRAMS | 1X1EA | 1 | 515 | Sigma-Aldrich | 57205 | https://www.sigmaaldrich.com/LT/en
57206 | SUPELCLEAN LC-ALUMINA-A, 100GRAMS | 1X1EA | 1 | 144 | Sigma-Aldrich | 57206 | https://www.sigmaaldrich.com/LT/en
57208 | SUPELCLEAN LC-ALUMINA-N, 100GRAMS | 1X1EA | 1 | 144 | Sigma-Aldrich | 57208 | https://www.sigmaaldrich.com/LT/en
57209 | SUPELCLEAN LC-FLORISIL, 100 GRAMS | 1X1EA | 1 | 144 | Sigma-Aldrich | 57209 | https://www.sigmaaldrich.com/LT/en
57217 | SUPELCLEAN ENVI-CHROM P, 50 GRAMS | 1X1EA | 1 | 642 | Sigma-Aldrich | 57217 | https://www.sigmaaldrich.com/LT/en
57219 | SUPELCLEAN ENVI-18, 100 GRAMS | 1X1EA | 1 | 462 | Sigma-Aldrich | 57219 | https://www.sigmaaldrich.com/LT/en
57224 | PK54 SUPELCLEAN ENVI-CHROM P 250MG/3ML | 1X1EA | 1 | 342 | Sigma-Aldrich | 57224 | https://www.sigmaaldrich.com/LT/en
57226 | PK30 SUPELCLEAN ENVI-CHROM P 0.5G/6ML | 1X1EA | 1 | 229 | Sigma-Aldrich | 57226 | https://www.sigmaaldrich.com/LT/en
57231 | PK54 SUPELCLEAN ENVI-8 500MG/3ML | 1X1EA | 1 | 179 | Sigma-Aldrich | 57231 | https://www.sigmaaldrich.com/LT/en
57232 | PK30 SUPELCLEAN ENVI-8 500MG/6ML | 1X1EA | 1 | 96 | Sigma-Aldrich | 57232 | https://www.sigmaaldrich.com/LT/en
57233 | SUPELCLEAN ENVI-8 6CC 1GM PK30 | 1X1EA | 1 | 132 | Sigma-Aldrich | 57233 | https://www.sigmaaldrich.com/LT/en
57241 | FILTRATION COLUMN W/O FRIT 3ML | 1X1EA | 1 | 77 | Sigma-Aldrich | 57241 | https://www.sigmaaldrich.com/LT/en
57242 | FILTRATION COLUMN W/O FRIT 6ML | 1X1EA | 1 | 52 | Sigma-Aldrich | 57242 | https://www.sigmaaldrich.com/LT/en
57244 | POLYETHYLENE FRITS,PK216,FOR1ML FILTRAT& | 1X1EA | 1 | 100 | Sigma-Aldrich | 57244 | https://www.sigmaaldrich.com/LT/en
57251 | 24 PORT V.M. COVER W/CONTROL VALVES AND& | 1X1EA | 1 | 699 | Sigma-Aldrich | 57251 | https://www.sigmaaldrich.com/LT/en
57254 | REPL. GASKET PK/2 FOR 24 PORTVACUUM MAN& | 1X1EA | 1 | 51 | Sigma-Aldrich | 57254 | https://www.sigmaaldrich.com/LT/en
57255 | COLLECTION RACK FOR 24 PORT VACUUM MANI& | 1X1EA | 1 | 326 | Sigma-Aldrich | 57255 | https://www.sigmaaldrich.com/LT/en
57257 | 16MM TEST TUBE PLATE FOR 24 PORT VACUUM& | 1X1EA | 1 | 121 | Sigma-Aldrich | 57257 | https://www.sigmaaldrich.com/LT/en
57258 | AUTOSAMPLER VIAL PLATE FOR 24PORT VACUU& | 1X1EA | 1 | 121 | Sigma-Aldrich | 57258 | https://www.sigmaaldrich.com/LT/en
57265 | VISIPREP-DL 24 PORT VACUUM MANIFOLD | 1X1EA | 1 | 1907 | Sigma-Aldrich | 57265 | https://www.sigmaaldrich.com/LT/en
57266 | TOP PLATE W/FLOW CONTROL VALVES, 24 POR& | 1X1EA | 1 | 958 | Sigma-Aldrich | 57266 | https://www.sigmaaldrich.com/LT/en
57267 | PK6 ADAPTERS FOR 12/20/60ML SPE TUBES | 1X1EA | 1 | 87 | Sigma-Aldrich | 57267 | https://www.sigmaaldrich.com/LT/en
57272 | 12,20,60 LG VOL SAMPLER, VISIPREP+ | 1X1EA | 1 | 235 | Sigma-Aldrich | 57272 | https://www.sigmaaldrich.com/LT/en
57275 | VISIPREP LARGE VOLUME SAMPLER | 1X1EA | 1 | 242 | Sigma-Aldrich | 57275 | https://www.sigmaaldrich.com/LT/en
57276 | REPL LINES, SET OF 4, FOR VISIPREP LARG& | 1X1EA | 1 | 59 | Sigma-Aldrich | 57276 | https://www.sigmaaldrich.com/LT/en
57277 | REPL FERRULES/NUTS, 4EA,FOR VISIPREP LA& | 1X1EA | 1 | 53 | Sigma-Aldrich | 57277 | https://www.sigmaaldrich.com/LT/en
57278 | SS WEIGHTS, PK4, FOR VISIPREPLARGE VOLU& | 1X1EA | 1 | 29 | Sigma-Aldrich | 57278 | https://www.sigmaaldrich.com/LT/en
57301 | PK3 SPME ASSY 100UM PDMS FS 24GA AUTO | 1X1EA | 1 | 417 | Sigma-Aldrich | 57301 | https://www.sigmaaldrich.com/LT/en
57302 | PK3 SPME ASSY 7UM PDMS FS 24GA MAN & | 1X1EA | 1 | 447 | Sigma-Aldrich | 57302 | https://www.sigmaaldrich.com/LT/en
57303 | PK3 SPME ASSY 7UM PDMS FS 24GA AUTO & | 1X1EA | 1 | 447 | Sigma-Aldrich | 57303 | https://www.sigmaaldrich.com/LT/en
57304 | PK3 SPME ASSY 85UM POLYACRYLATE FS 24GA& | 1X1EA | 1 | 440 | Sigma-Aldrich | 57304 | https://www.sigmaaldrich.com/LT/en
57305 | PK3 SPME ASSY 85UM POLYACRYLATE FS 24GA& | 1X1EA | 1 | 447 | Sigma-Aldrich | 57305 | https://www.sigmaaldrich.com/LT/en
57306 | PK3 SPME KIT ASSORT #1 (VOL/SEMI-VOL) FS | 1X1EA | 1 | 440 | Sigma-Aldrich | 57306 | https://www.sigmaaldrich.com/LT/en
57307 | PK3 SPME KIT ASSORT #1 (VOL/SEMI-VOL) FS | 1X1EA | 1 | 447 | Sigma-Aldrich | 57307 | https://www.sigmaaldrich.com/LT/en
57308 | PK3 SPME ASSY 30UM PDMS FS 24GA MAN & | 1X1EA | 1 | 447 | Sigma-Aldrich | 57308 | https://www.sigmaaldrich.com/LT/en
57309 | PK3 SPME ASSY 30UM PDMS FS 24GA AUTO & | 1X1EA | 1 | 447 | Sigma-Aldrich | 57309 | https://www.sigmaaldrich.com/LT/en
57311 | PK3 SPME ASSY 65UM PDMS/DVB FS 24GA AUTO | 1X1EA | 1 | 440 | Sigma-Aldrich | 57311 | https://www.sigmaaldrich.com/LT/en
57318 | PK3 SPME ASSY 75UM CAR/PDMS FS 24GA MAN | 1X1EA | 1 | 440 | Sigma-Aldrich | 57318 | https://www.sigmaaldrich.com/LT/en
57319 | PK3 SPME ASSY 75UM CAR/PDMS FS 24GA AUTO | 1X1EA | 1 | 440 | Sigma-Aldrich | 57319 | https://www.sigmaaldrich.com/LT/en
57331 | SPME HOLDER FOR VARIAN 8200 AUTOSAMPLER | 1X1EA | 1 | 498 | Sigma-Aldrich | 57331 | https://www.sigmaaldrich.com/LT/en
57332 | 5 1/2IN SPIRIT THERMO STUDENT THERMOMETE | 1X1EA | 1 | 67 | Sigma-Aldrich | 57332 | https://www.sigmaaldrich.com/LT/en
57351 | PK10 REPL FERRULES FOR SPME/HPLC INTERF& | 1X1EA | 1 | 253 | Sigma-Aldrich | 57351 | https://www.sigmaaldrich.com/LT/en
57352 | REPL ROTOR FOR VALCO MODEL C6W VALVE | 1X1EA | 1 | 162 | Sigma-Aldrich | 57352 | https://www.sigmaaldrich.com/LT/en
57353 | SPME/HPLC RHEODYNE INTERFACE | 1X1EA | 1 | 3327 | Sigma-Aldrich | 57353 | https://www.sigmaaldrich.com/LT/en
64694 | MICRO SNYDER COLUMN 2 BALL | 1X1EA | 1 | 130 | Sigma-Aldrich | 64694 | https://www.sigmaaldrich.com/LT/en
64695 | RECEIVING VESSEL 10ML | 1X1EA | 1 | 63 | Sigma-Aldrich | 64695 | https://www.sigmaaldrich.com/LT/en
64713 | MODIFIED PURGING DEVICE (FRITPOROSITY M& | 1X1EA | 1 | 172 | Sigma-Aldrich | 64713 | https://www.sigmaaldrich.com/LT/en
64715 | THM FLASK 10ML 1 DOZEN | 1X1EA | 1 | 242 | Sigma-Aldrich | 64715 | https://www.sigmaaldrich.com/LT/en
64723 | RECEIVING VESSEL 2ML W/GR JT | 1X1EA | 1 | 70 | Sigma-Aldrich | 64723 | https://www.sigmaaldrich.com/LT/en
64726 | RECEIVING VESSEL 25ML W/THREAD | 1X1EA | 1 | 84 | Sigma-Aldrich | 64726 | https://www.sigmaaldrich.com/LT/en
64761 | TEFLON SLEEVE 24/40 PK5 | 1X1EA | 1 | 77 | Sigma-Aldrich | 64761 | https://www.sigmaaldrich.com/LT/en
64763 | CLIP FOR GLASS JOINT 19/22 PK5 | 1X1EA | 1 | 44 | Sigma-Aldrich | 64763 | https://www.sigmaaldrich.com/LT/en
64764 | CLIP FOR GLASS JOINT 24/40 PK5 | 1X1EA | 1 | 44 | Sigma-Aldrich | 64764 | https://www.sigmaaldrich.com/LT/en
64776 | TEFLON TUBING 1/4 X 13 PK2 | 1X1EA | 1 | 17 | Sigma-Aldrich | 64776 | https://www.sigmaaldrich.com/LT/en
64789 | TEFLON SLEEVE 45/50 PK2 | 1X1EA | 1 | 47 | Sigma-Aldrich | 64789 | https://www.sigmaaldrich.com/LT/en
64806 | SEPARATORY FUNNEL 2000ML W/TEFLON STOPC& | 1X1EA | 1 | 319 | Sigma-Aldrich | 64806 | https://www.sigmaaldrich.com/LT/en
64808 | DEMOUNTABLE LIQ/LIQ EXTRACTION CHAMBER | 1X1EA | 1 | 393 | Sigma-Aldrich | 64808 | https://www.sigmaaldrich.com/LT/en
64818 | SMALL SOXHLET EXTRACTOR, EA | 1X1EA | 1 | 183 | Sigma-Aldrich | 64818 | https://www.sigmaaldrich.com/LT/en
64823 | FLAT BOTTOM FLASK,300ML,24/40, EA | 1X1EA | 1 | 35 | Sigma-Aldrich | 64823 | https://www.sigmaaldrich.com/LT/en
64824 | COMPLETE SOXHLET EXTRACTOR,SMALL,EA | 1X1EA | 1 | 354 | Sigma-Aldrich | 64824 | https://www.sigmaaldrich.com/LT/en
64825 | COMPLETE SOXHLET EXTRACTOR, MEDIUM, EA | 1X1EA | 1 | 421 | Sigma-Aldrich | 64825 | https://www.sigmaaldrich.com/LT/en
64826 | MTO-COMPLETE SOXHLET EXTRACTOR,LARGE,EA | 1X1EA | 1 | 473 | Sigma-Aldrich | 64826 | https://www.sigmaaldrich.com/LT/en
64832 | MIDGET BUBBLER W/FRIT 24MM THREAD | 1X1EA | 1 | 182 | Sigma-Aldrich | 64832 | https://www.sigmaaldrich.com/LT/en
64833 | IN-LINE TRAP W/20MM THREAD | 1X1EA | 1 | 62 | Sigma-Aldrich | 64833 | https://www.sigmaaldrich.com/LT/en
64837 | SOXHLET FILTRATION THIMBLE 35X 90 | 1X1EA | 1 | 63 | Sigma-Aldrich | 64837 | https://www.sigmaaldrich.com/LT/en
64838 | SOXHLET FILTRATION THIMBLE 45X 130 | 1X1EA | 1 | 73 | Sigma-Aldrich | 64838 | https://www.sigmaaldrich.com/LT/en
64842 | CELLULOSE THIMBLE 43 X 123,PK25 | 1X1EA | 1 | 211 | Sigma-Aldrich | 64842 | https://www.sigmaaldrich.com/LT/en
504041 | SUPELCLEAN LC-SI PK/108 | 1X1EA | 1 | 215 | Sigma-Aldrich | 504041 | https://www.sigmaaldrich.com/LT/en
504270 | SUPELCLEAN LC-18 PK/108 | 1X1EA | 1 | 172 | Sigma-Aldrich | 504270 | https://www.sigmaaldrich.com/LT/en
504327 | PK60 REPLACEMENT TEFLON FRITS | 1X1EA | 1 | 183 | Sigma-Aldrich | 504327 | https://www.sigmaaldrich.com/LT/en
504335 | PK24 TEFLON TUBE ADAPTER W/LUER HOLE | 1X1EA | 1 | 384 | Sigma-Aldrich | 504335 | https://www.sigmaaldrich.com/LT/en
504351 | PK12 MALE LUER PLUG | 1X1EA | 1 | 27 | Sigma-Aldrich | 504351 | https://www.sigmaaldrich.com/LT/en
504394 | PK24 6ML GLASS REACTION TUBE W/TEFLON F& | 1X1EA | 1 | 166 | Sigma-Aldrich | 504394 | https://www.sigmaaldrich.com/LT/en
504483 | PK108 SUPELCLEAN LC-NH2 1ML/100MG | 1X1EA | 1 | 301 | Sigma-Aldrich | 504483 | https://www.sigmaaldrich.com/LT/en
504599 | SUPELCLEAN LC-PH PK/108 | 1X1EA | 1 | 172 | Sigma-Aldrich | 504599 | https://www.sigmaaldrich.com/LT/en
504718 | PK108 SUPELCLEAN LC-DIOL 100MG/1ML | 1X1EA | 1 | 301 | Sigma-Aldrich | 504718 | https://www.sigmaaldrich.com/LT/en
504815 | PK108 SUPELCLEAN LC-SAX 100MG/1ML TUBE | 1X1EA | 1 | 305 | Sigma-Aldrich | 504815 | https://www.sigmaaldrich.com/LT/en
504823 | PK2 SPME PORTABLE FIELD SAMPLER W/100UM& | 1X1EA | 1 | 379 | Sigma-Aldrich | 504823 | https://www.sigmaaldrich.com/LT/en
504831 | PK2 SPME PORTABLE FIELD SAMPLER W/75UM& | 1X1EA | 1 | 379 | Sigma-Aldrich | 504831 | https://www.sigmaaldrich.com/LT/en
504920 | PK108 SUPELCLEAN LC-SCX 100MG/1ML | 1X1EA | 1 | 305 | Sigma-Aldrich | 504920 | https://www.sigmaaldrich.com/LT/en
505048 | PK54 SUPELCLEAN LC-SI 500MG/3ML | 1X1EA | 1 | 143 | Sigma-Aldrich | 505048 | https://www.sigmaaldrich.com/LT/en
505145 | PK54 SUPELCLEAN LC-8 500MG/3ML | 1X1EA | 1 | 179 | Sigma-Aldrich | 505145 | https://www.sigmaaldrich.com/LT/en
505269 | SUPELCLEAN LC-PH PK/54 | 1X1EA | 1 | 179 | Sigma-Aldrich | 505269 | https://www.sigmaaldrich.com/LT/en
505285 | PK10 LPDNPH OZONE SCRUBBERS | 1X1EA | 1 | 99 | Sigma-Aldrich | 505285 | https://www.sigmaaldrich.com/LT/en
505293 | PK10 LPDNPH S10X CARTRIDGE | 1X1EA | 1 | 189 | Sigma-Aldrich | 505293 | https://www.sigmaaldrich.com/LT/en
505315 | LPDNPH H10, PK10 | 1X1EA | 1 | 206 | Sigma-Aldrich | 505315 | https://www.sigmaaldrich.com/LT/en
505323 | PK10 LPDNPH H30 1G/6ML | 1X1EA | 1 | 294 | Sigma-Aldrich | 505323 | https://www.sigmaaldrich.com/LT/en
505331 | PK10 LPDNPH H300 10G/20ML | 1X1EA | 1 | 675 | Sigma-Aldrich | 505331 | https://www.sigmaaldrich.com/LT/en
505358 | PK10 LPDNPH S10L | 1X1EA | 1 | 160 | Sigma-Aldrich | 505358 | https://www.sigmaaldrich.com/LT/en
505374 | SUPELCLEAN LC-SI 6CC 0.5G PK30 | 1X1EA | 1 | 146 | Sigma-Aldrich | 505374 | https://www.sigmaaldrich.com/LT/en
505471 | SUPELCLEAN LC-18 6CC 1GM PK/30 | 1X1EA | 1 | 132 | Sigma-Aldrich | 505471 | https://www.sigmaaldrich.com/LT/en
505595 | SUPELCLEAN LC-WCX 1ML PK/108 | 1X1EA | 1 | 305 | Sigma-Aldrich | 505595 | https://www.sigmaaldrich.com/LT/en
505706 | SUPELCLEAN ENVI-18 6CC 1GM PK/30 | 1X1EA | 1 | 132 | Sigma-Aldrich | 505706 | https://www.sigmaaldrich.com/LT/en
507113 | MODEL 1067 AMBIENT AIR SAMPLER | 1X1EA | 1 | 2781 | Sigma-Aldrich | 507113 | https://www.sigmaaldrich.com/LT/en
854769 | SPE TUBES PP AMBERCHROME 161C1ML/150MG ( | 1X1EA | 1 | 749 | Sigma-Aldrich | 854769 | https://www.sigmaaldrich.com/LT/en
52773-U | PK50 SUPELMIP PAHS 50MG/3ML SPE | 1X1EA | 1 | 443 | Sigma-Aldrich | 52773-U | https://www.sigmaaldrich.com/LT/en
FFA57284-U | PK4 SPME STABLEFLEX 23GA ASSORTMENT KIT& | 1X1EA | 1 | 680 | Sigma-Aldrich | FFA57284-U | https://www.sigmaaldrich.com/LT/en
FFA57285-U | PK3 SPME ASSORTMENT KIT 1, 23GA, FAST & | 1X1EA | 1 | 518 | Sigma-Aldrich | FFA57285-U | https://www.sigmaaldrich.com/LT/en
FFA57286-U | PK3 SPME ASSORTMENT KIT 2, 23GA, FAST & | 1X1EA | 1 | 518 | Sigma-Aldrich | FFA57286-U | https://www.sigmaaldrich.com/LT/en
FFA57287-U | PK3 SPME ASSORTMENT KIT 4, 23GA, FAST & | 1X1EA | 1 | 518 | Sigma-Aldrich | FFA57287-U | https://www.sigmaaldrich.com/LT/en
FFA57289-U | PK3 30UM PDMS, 23GA, SPME FAST FIT & | 1X1EA | 1 | 518 | Sigma-Aldrich | FFA57289-U | https://www.sigmaaldrich.com/LT/en
FFA57291-U | PK3 7UM PDME,23GA,SPME FAST FIT ASSEMBLY | 1X1EA | 1 | 518 | Sigma-Aldrich | FFA57291-U | https://www.sigmaaldrich.com/LT/en
FFA57294-U | PK3 85UM POLYACRYLATE, 23GA, SPME FAST& | 1X1EA | 1 | 518 | Sigma-Aldrich | FFA57294-U | https://www.sigmaaldrich.com/LT/en
FFA57295-U | PK3 85UM CAR/PDMS STABLEFLEX, 23GA,SPME& | 1X1EA | 1 | 518 | Sigma-Aldrich | FFA57295-U | https://www.sigmaaldrich.com/LT/en
FFA57298-U | PK3 50/30UM DVB/CAR/PDMS,23GA,STABLEFLEX | 1X1EA | 1 | 518 | Sigma-Aldrich | FFA57298-U | https://www.sigmaaldrich.com/LT/en
FFA57301 | PK3 100UM PDMS, 24GA, SPME FAST FIT & | 1X1EA | 1 | 441 | Sigma-Aldrich | FFA57301 | https://www.sigmaaldrich.com/LT/en
FFA57302 | PK3 7UM PDMS,24GA,SPME FAST FIT ASSEMBLY | 1X1EA | 1 | 464 | Sigma-Aldrich | FFA57302 | https://www.sigmaaldrich.com/LT/en
FFA57305 | PK3 85UM POLYACRYLATE, 24GA, SPME FAST & | 1X1EA | 1 | 464 | Sigma-Aldrich | FFA57305 | https://www.sigmaaldrich.com/LT/en
FFA57309 | PK3 30UM PDMS, 24GA, SPME FAST FIT & | 1X1EA | 1 | 464 | Sigma-Aldrich | FFA57309 | https://www.sigmaaldrich.com/LT/en
FFA57327-U | PK3 65UM PDMS-DVB STABLEFLEX, 24GA,SPME& | 1X1EA | 1 | 464 | Sigma-Aldrich | FFA57327-U | https://www.sigmaaldrich.com/LT/en
FFA57329-U | PK3 50/30UM DVB/CAR/PDMS,24GA,STABLEFLEX | 1X1EA | 1 | 464 | Sigma-Aldrich | FFA57329-U | https://www.sigmaaldrich.com/LT/en
FFA57335-U | PK3 85UM CAR/PDMS STABLEFLEX, 24GA,SPME& | 1X1EA | 1 | 464 | Sigma-Aldrich | FFA57335-U | https://www.sigmaaldrich.com/LT/en
FFA57354-U | PK3 60UM PEG METAL, 23GA, SPME FAST FIT& | 1X1EA | 1 | 518 | Sigma-Aldrich | FFA57354-U | https://www.sigmaaldrich.com/LT/en
FFA57362-U | PK4 SPME ASSORTMENT KIT 5, 23GA, FAST & | 1X1EA | 1 | 621 | Sigma-Aldrich | FFA57362-U | https://www.sigmaaldrich.com/LT/en
54040-U | PK20 12ML SI/44%H2SO4/SI SPE TUBE | 1X1EA | 1 | 762 | Sigma-Aldrich | 54040-U | https://www.sigmaaldrich.com/LT/en
20012-U | PK10 CARBOSIEVE SIII SS TD TUBE,89MM IN& | 1X1EA | 1 | 1218 | Sigma-Aldrich | 20012-U | https://www.sigmaaldrich.com/LT/en
20013-U | PK10 CARBOTRAP 217 SS TD TUBE, 89MM IN& | 1X1EA | 1 | 1218 | Sigma-Aldrich | 20013-U | https://www.sigmaaldrich.com/LT/en
20083-U | PK10 CARBOTRAP 202 SS TD TUBE, 89MM IN& | 1X1EA | 1 | 1218 | Sigma-Aldrich | 20083-U | https://www.sigmaaldrich.com/LT/en
21705-U | PK10 CARBOTRAP 300 SS TD TUBE, 89MM IN & | 1X1EA | 1 | 1218 | Sigma-Aldrich | 21705-U | https://www.sigmaaldrich.com/LT/en
52794-U | HYBRIDSPE-PHOSPHOLIPID 15MG/WELL SMALL& | 1X1EA | 1 | 179 | Sigma-Aldrich | 52794-U | https://www.sigmaaldrich.com/LT/en
20029-U | PK10 ORBO-65P OVS AMBERLITE XAD-4 & | 1X1EA | 1 | 220 | Sigma-Aldrich | 20029-U | https://www.sigmaaldrich.com/LT/en
20030-U | PK50 ORBO-502 ACT. SILICA GEL (20/45) & | 1X1EA | 1 | 184 | Sigma-Aldrich | 20030-U | https://www.sigmaaldrich.com/LT/en
20050-U | PK50 ORBO-608 XAD-2 (20/50) 150/75MG | 1X1EA | 1 | 312 | Sigma-Aldrich | 20050-U | https://www.sigmaaldrich.com/LT/en
20073-U | PK50 ORBO-306 PETROLEUM CHARCOAL(20/40)& | 1X1EA | 1 | 276 | Sigma-Aldrich | 20073-U | https://www.sigmaaldrich.com/LT/en
20074-U | MTO-VOST 100 TUBE | 1X1EA | 1 | 242 | Sigma-Aldrich | 20074-U | https://www.sigmaaldrich.com/LT/en
20075-U | MTO-VOST 200 TUBE | 1X1EA | 1 | 242 | Sigma-Aldrich | 20075-U | https://www.sigmaaldrich.com/LT/en
20235-U | EMPTY GLASS TUBE PK5 11.5CM X6MM X 4MM | 1X1EA | 1 | 168 | Sigma-Aldrich | 20235-U | https://www.sigmaaldrich.com/LT/en
20254-U | PK25 ORBO-101 CARBOTRAP B (20/40) & | 1X1EA | 1 | 179 | Sigma-Aldrich | 20254-U | https://www.sigmaaldrich.com/LT/en
20255-U | PK25 ORBO-100 ON CARBOTRAP B(20/40) | 1X1EA | 1 | 249 | Sigma-Aldrich | 20255-U | https://www.sigmaaldrich.com/LT/en
20256-U | PK50 ORBO-70 NA2CO3 (5%) ON CHROMOSORB & | 1X1EA | 1 | 249 | Sigma-Aldrich | 20256-U | https://www.sigmaaldrich.com/LT/en
20257-U | PK25 ORBO-23 2-HMP ON XAD-2 (20/40) & | 1X1EA | 1 | 181 | Sigma-Aldrich | 20257-U | https://www.sigmaaldrich.com/LT/en
20260-U | PK50 ORBO-44 SUPELPAK-20 (XAD-2,20/40) & | 1X1EA | 1 | 247 | Sigma-Aldrich | 20260-U | https://www.sigmaaldrich.com/LT/en
20264-U | PK50 ORBO-42L SUPELPAK-20 (XAD-2 | 1X1EA | 1 | 263 | Sigma-Aldrich | 20264-U | https://www.sigmaaldrich.com/LT/en
20267-U | PK50 ORBO-32S ACT.COCONUT CHARCOAL & | 1X1EA | 1 | 122 | Sigma-Aldrich | 20267-U | https://www.sigmaaldrich.com/LT/en
20270-U | MIDGET IMPINGER 25ML | 1X1EA | 1 | 122 | Sigma-Aldrich | 20270-U | https://www.sigmaaldrich.com/LT/en
20370-U | CARBOTRAP 300 STD.TEKMAR SS ADSORBENT T& | 1X1EA | 1 | 111 | Sigma-Aldrich | 20370-U | https://www.sigmaaldrich.com/LT/en
20380-U | EMPTY GLASS TUBE PK3 11.5CM X6MM X 4MM& | 1X1EA | 1 | 200 | Sigma-Aldrich | 20380-U | https://www.sigmaaldrich.com/LT/en
20600-U | PRECLEANED PUF PLUG PK/3 (REPL. FOR 2-0& | 1X1EA | 1 | 66 | Sigma-Aldrich | 20600-U | https://www.sigmaaldrich.com/LT/en
20812-U | ORBO 80 FILTER KIT | 1X1EA | 1 | 221 | Sigma-Aldrich | 20812-U | https://www.sigmaaldrich.com/LT/en
20832-U | PK50 ORBO-402 TENAX TA (60/80) SPT & | 1X1EA | 1 | 362 | Sigma-Aldrich | 20832-U | https://www.sigmaaldrich.com/LT/en
20870-U | PK50 ORBO-507 SILICA GEL (20/40) 520/260 | 1X1EA | 1 | 154 | Sigma-Aldrich | 20870-U | https://www.sigmaaldrich.com/LT/en
20896-U | TENAX TA GLASS TD TUBE 11.5CMX 6MM | 1X1EA | 1 | 73 | Sigma-Aldrich | 20896-U | https://www.sigmaaldrich.com/LT/en
20913-U | TENAX TA SS TD TUBE 7IN X 1/4IN FOR TEK& | 1X1EA | 1 | 109 | Sigma-Aldrich | 20913-U | https://www.sigmaaldrich.com/LT/en
21008-U | PK2 S.S. SCREEN FOR ORBO-2000 PUF | 1X1EA | 1 | 20 | Sigma-Aldrich | 21008-U | https://www.sigmaaldrich.com/LT/en
21018-U | PK10 LPDNPH CARTRIDGE ADAPTER | 1X1EA | 1 | 25 | Sigma-Aldrich | 21018-U | https://www.sigmaaldrich.com/LT/en
21019-U | PK6 LPDNPH LAPEL CLIPS | 1X1EA | 1 | 16 | Sigma-Aldrich | 21019-U | https://www.sigmaaldrich.com/LT/en
21024-U | LPDNPH S10, STARTER KIT, PK/10 | 1X1EA | 1 | 163 | Sigma-Aldrich | 21024-U | https://www.sigmaaldrich.com/LT/en
21026-U | LPDNPH S10, PK/10 | 1X1EA | 1 | 159 | Sigma-Aldrich | 21026-U | https://www.sigmaaldrich.com/LT/en
21043-U | ELUTION RACK | 1X1EA | 1 | 237 | Sigma-Aldrich | 21043-U | https://www.sigmaaldrich.com/LT/en
21059-U | PURGE TRAP A, TEKMAR | 1X1EA | 1 | 57 | Sigma-Aldrich | 21059-U | https://www.sigmaaldrich.com/LT/en
21060-U | PURGE TRAP B, TEKMAR | 1X1EA | 1 | 57 | Sigma-Aldrich | 21060-U | https://www.sigmaaldrich.com/LT/en
21061-U | PURGE TRAP C, TEKMAR | 1X1EA | 1 | 71 | Sigma-Aldrich | 21061-U | https://www.sigmaaldrich.com/LT/en
21062-U | PURGE TRAP D, TEKMAR | 1X1EA | 1 | 57 | Sigma-Aldrich | 21062-U | https://www.sigmaaldrich.com/LT/en
21066-U | VOCARB 3000 PURGE TRAP K, TEKMAR | 1X1EA | 1 | 126 | Sigma-Aldrich | 21066-U | https://www.sigmaaldrich.com/LT/en
21085-U | VOCARB 3000 PURGE TRAP K, DYNATECH | 1X1EA | 1 | 160 | Sigma-Aldrich | 21085-U | https://www.sigmaaldrich.com/LT/en
21131-U | VOCARB 3000 PURGE TRAP K, O.I. ANALYTIC& | 1X1EA | 1 | 161 | Sigma-Aldrich | 21131-U | https://www.sigmaaldrich.com/LT/en
21233-U | PK3 ORBO-1500 PUF SANDWICH | 1X1EA | 1 | 237 | Sigma-Aldrich | 21233-U | https://www.sigmaaldrich.com/LT/en
21235-U | ORBO-2500 PUF SANDWICH | 1X1EA | 1 | 189 | Sigma-Aldrich | 21235-U | https://www.sigmaaldrich.com/LT/en
21268-U | STOPCOCK FOR MULTI-LAYER DIOXIN TUBE | 1X1EA | 1 | 51 | Sigma-Aldrich | 21268-U | https://www.sigmaaldrich.com/LT/en
21318-U | 2% KOH COATED SILICA GEL, 100G | 1X1EA | 1 | 242 | Sigma-Aldrich | 21318-U | https://www.sigmaaldrich.com/LT/en
21319-U | 10% SILVER NITRATE COATED SILICA GEL & | 1X1EA | 1 | 242 | Sigma-Aldrich | 21319-U | https://www.sigmaaldrich.com/LT/en
21334-U | 44% H2SO4 COATED SILICA GEL, 100G | 1X1EA | 1 | 242 | Sigma-Aldrich | 21334-U | https://www.sigmaaldrich.com/LT/en
21341-U | 22% H2SO4 COATED SILICA GEL, 100G | 1X1EA | 1 | 242 | Sigma-Aldrich | 21341-U | https://www.sigmaaldrich.com/LT/en
21342-U | WASHED SILICA GEL, 250G | 1X1EA | 1 | 143 | Sigma-Aldrich | 21342-U | https://www.sigmaaldrich.com/LT/en
22144-U | GAS SAMPLING BULB 1000ML | 1X1EA | 1 | 300 | Sigma-Aldrich | 22144-U | https://www.sigmaaldrich.com/LT/en
22145-U | GAS SAMPLING BULB W/TEFLON STOPCOCK 100& | 1X1EA | 1 | 352 | Sigma-Aldrich | 22145-U | https://www.sigmaaldrich.com/LT/en
22146-U | GAS SAMPLING BULB 125ML | 1X1EA | 1 | 244 | Sigma-Aldrich | 22146-U | https://www.sigmaaldrich.com/LT/en
22147-U | GAS SAMPLING BULB 250ML | 1X1EA | 1 | 256 | Sigma-Aldrich | 22147-U | https://www.sigmaaldrich.com/LT/en
22148-U | GAS SAMPLING BULB 500ML | 1X1EA | 1 | 271 | Sigma-Aldrich | 22148-U | https://www.sigmaaldrich.com/LT/en
22162-U | GAS SAMPLING BULB W/TEFLON STOPCOCK 25& | 1X1EA | 1 | 299 | Sigma-Aldrich | 22162-U | https://www.sigmaaldrich.com/LT/en
22163-U | GAS SAMPLING BULB W/TEFLON STOPCOCK 50& | 1X1EA | 1 | 305 | Sigma-Aldrich | 22163-U | https://www.sigmaaldrich.com/LT/en
22725-U | PURGE SAMPLER TUBE,25ML,1/2"OPENING | 1X1EA | 1 | 37 | Sigma-Aldrich | 22725-U | https://www.sigmaaldrich.com/LT/en
22788-U | NEEDLE SPARGE SAMPLER 25ML FORTEKMAR 20& | 1X1EA | 1 | 153 | Sigma-Aldrich | 22788-U | https://www.sigmaaldrich.com/LT/en
29530-U | PK10 TENAX TA FRITTED 35/60 89MM GLASS & | 1X1EA | 1 | 1193 | Sigma-Aldrich | 29530-U | https://www.sigmaaldrich.com/LT/en
29531-U | PK10 CARBOTRAP 217 FRITTED 89MM GLASS TD | 1X1EA | 1 | 1193 | Sigma-Aldrich | 29531-U | https://www.sigmaaldrich.com/LT/en
29532-U | PK10 CARBOTRAP 300 FRITTED 89MM GLASS TD | 1X1EA | 1 | 1193 | Sigma-Aldrich | 29532-U | https://www.sigmaaldrich.com/LT/en
29533-U | PK10 CARBOTRAP 349 FRITTED 89MM GLASS TD | 1X1EA | 1 | 1193 | Sigma-Aldrich | 29533-U | https://www.sigmaaldrich.com/LT/en
29534-U | PK10 CARBOXEN 569 FRITTED 89MM GLASS TD& | 1X1EA | 1 | 1193 | Sigma-Aldrich | 29534-U | https://www.sigmaaldrich.com/LT/en
29535-U | PK10 CARBOPACK B FRITTED 89MM GLASS TD& | 1X1EA | 1 | 1193 | Sigma-Aldrich | 29535-U | https://www.sigmaaldrich.com/LT/en
29536-U | PK10 GRAPHSPHERE 2016 FRITTED 89MM GLASS | 1X1EA | 1 | 1193 | Sigma-Aldrich | 29536-U | https://www.sigmaaldrich.com/LT/en
29537-U | PK10 CARBOPACK X FRITTED 89MM GLASS TD & | 1X1EA | 1 | 1193 | Sigma-Aldrich | 29537-U | https://www.sigmaaldrich.com/LT/en
29538-U | PK10 EMPTY FRITTED GLASS TD TUBES, 89MM | 1X1EA | 1 | 330 | Sigma-Aldrich | 29538-U | https://www.sigmaaldrich.com/LT/en
PABSF10-5EA | CAPTEUR PROFIL''''''''AIR STATIQUE FORMA | 1X5EA | 1 | 239 | Sigma-Aldrich | PABSF10-5EA | https://www.sigmaaldrich.com/LT/en
PABSF01-5EA | Capteur Profil''''Air statique Formaldh | 1X5EA | 1 | 239 | Sigma-Aldrich | PABSF01-5EA | https://www.sigmaaldrich.com/LT/en
PASDI01-5EA | Badge Profil''''air pour dosimitrie indi | 1X5EA | 1 | 186 | Sigma-Aldrich | PASDI01-5EA | https://www.sigmaaldrich.com/LT/en
PASTA032-1EA | RECEPTEUR CLE USB POUR STATION | 1X1EA | 1 | 224 | Sigma-Aldrich | PASTA032-1EA | https://www.sigmaaldrich.com/LT/en
PADBF10-25EA | Capteur Profil'air Dynamic Formaldehyde | 1X25EA | 1 | 1134 | Sigma-Aldrich | PADBF10-25EA | https://www.sigmaaldrich.com/LT/en
PADFS02-1EA | Diffuseur Profil''''air ambiant ` suspen | 1X1EA | 1 | 48 | Sigma-Aldrich | PADFS02-1EA | https://www.sigmaaldrich.com/LT/en
PADSF02-25EA | Diffuseur Profil''''air ambiant ` suspen | 1X25EA | 1 | 398 | Sigma-Aldrich | PADSF02-25EA | https://www.sigmaaldrich.com/LT/en
PABDF01-5EA | Capteur Profil'air Dynamic Formaldehyde | 1X5EA | 1 | 239 | Sigma-Aldrich | PABDF01-5EA | https://www.sigmaaldrich.com/LT/en
PABDF01-25EA | Capteur Profil'air Dynamic Formaldehyde | 1X25EA | 1 | 1134 | Sigma-Aldrich | PABDF01-25EA | https://www.sigmaaldrich.com/LT/en
PAKSF421-1EA | Kit de lecture optique statique | 1X1EA | 1 | 1017 | Sigma-Aldrich | PAKSF421-1EA | https://www.sigmaaldrich.com/LT/en
PABSF10-25EA | CAPTEUR PROFIL''''''''AIR STATIQUE FORMA | 1X25EA | 1 | 1134 | Sigma-Aldrich | PABSF10-25EA | https://www.sigmaaldrich.com/LT/en
PASTA011-1EA | ENREGISTREUR DE CONFINEMENT (CO2, TEMPIR | 1X1EA | 1 | 520 | Sigma-Aldrich | PASTA011-1EA | https://www.sigmaaldrich.com/LT/en
PABEF10-25EA | Capteur Profil''''Air emission Formaldh | 1X25EA | 1 | 1134 | Sigma-Aldrich | PABEF10-25EA | https://www.sigmaaldrich.com/LT/en
PAMPO201-1EA | Module de pompage | 1X1EA | 1 | 731 | Sigma-Aldrich | PAMPO201-1EA | https://www.sigmaaldrich.com/LT/en
PABSF01-25EA | Capteur Profil''''Air statique Formaldh | 1X25EA | 1 | 1134 | Sigma-Aldrich | PABSF01-25EA | https://www.sigmaaldrich.com/LT/en
PADFS02-5EA | Diffuseur Profil''''Air ambiant suspen | 1X5EA | 1 | 186 | Sigma-Aldrich | PADFS02-5EA | https://www.sigmaaldrich.com/LT/en
PASDI01-25EA | Badge Profil''''air pour dosimitrie indi | 1X25EA | 1 | 398 | Sigma-Aldrich | PASDI01-25EA | https://www.sigmaaldrich.com/LT/en
PAMEX001-1EA | Module d''''exposition dynamique | 1X1EA | 1 | 372 | Sigma-Aldrich | PAMEX001-1EA | https://www.sigmaaldrich.com/LT/en
PACME02-5EA | Chambre Profil''''Air pour mesure d'''' | 1X5EA | 1 | 239 | Sigma-Aldrich | PACME02-5EA | https://www.sigmaaldrich.com/LT/en
SA5105-1 | PK100 FIJI D7963 CARTRIDGE | 1X1EA | 1 | 1343 | Sigma-Aldrich | SA5105-1 | https://www.sigmaaldrich.com/LT/en
PADBF10-5EA | Capteur Profil'air Dynamic Formaldehyde | 1X5EA | 1 | 239 | Sigma-Aldrich | PADBF10-5EA | https://www.sigmaaldrich.com/LT/en
PACME02-1EA | CHAMBRE PROFIL''''''''AIR POUR MESURE D' | 1X1EA | 1 | 59 | Sigma-Aldrich | PACME02-1EA | https://www.sigmaaldrich.com/LT/en
PACME02-25EA | Chambre Profil''''Air pour mesure d'''' | 1X25EA | 1 | 663 | Sigma-Aldrich | PACME02-25EA | https://www.sigmaaldrich.com/LT/en
PABEF10-5EA | Capteur Profil''''Air emission Formaldh | 1X5EA | 1 | 239 | Sigma-Aldrich | PABEF10-5EA | https://www.sigmaaldrich.com/LT/en
PASDI01-1EA | Badge Profil''''air pour dosimitrie indi | 1X1EA | 1 | 48 | Sigma-Aldrich | PASDI01-1EA | https://www.sigmaaldrich.com/LT/en
24622-U | MODEL 1060 AIR SAMPLER (CHARGER NOT INC& | 1X1EA | 1 | 1571 | Sigma-Aldrich | 24622-U | https://www.sigmaaldrich.com/LT/en
24696-U | REPL BATTERY FOR MODEL 1064 AIR SAMPLER | 1X1EA | 1 | 169 | Sigma-Aldrich | 24696-U | https://www.sigmaaldrich.com/LT/en
24697-U | REPL GLOBAL BATTERY CHARGER FOR MDL 1067 | 1X1EA | 1 | 218 | Sigma-Aldrich | 24697-U | https://www.sigmaaldrich.com/LT/en
24700-U | REPL 3 NEEDLE VALVE FOR MODEL 1067 | 1X1EA | 1 | 458 | Sigma-Aldrich | 24700-U | https://www.sigmaaldrich.com/LT/en
24855-U | TUBING, 1/4"ID CLEAR FLEXIBLEPVC, 10FT | 1X1EA | 1 | 18 | Sigma-Aldrich | 24855-U | https://www.sigmaaldrich.com/LT/en
24910-U | PURGE TRAP A, TEKMAR 3000 | 1X1EA | 1 | 62 | Sigma-Aldrich | 24910-U | https://www.sigmaaldrich.com/LT/en
24912-U | PURGE TRAP C, TEKMAR 3000 | 1X1EA | 1 | 62 | Sigma-Aldrich | 24912-U | https://www.sigmaaldrich.com/LT/en
24913-U | PURGE TRAP D, TEKMAR 3000 | 1X1EA | 1 | 62 | Sigma-Aldrich | 24913-U | https://www.sigmaaldrich.com/LT/en
24920-U | PURGE TRAP K, TEKMAR 3000 | 1X1EA | 1 | 111 | Sigma-Aldrich | 24920-U | https://www.sigmaaldrich.com/LT/en
24930-U | PURGE TRAP A, O.I. ANALYTICAL4560 | 1X1EA | 1 | 160 | Sigma-Aldrich | 24930-U | https://www.sigmaaldrich.com/LT/en
24940-U | PURGE TRAP K, O.I. ANALYTICAL4560 | 1X1EA | 1 | 161 | Sigma-Aldrich | 24940-U | https://www.sigmaaldrich.com/LT/en
25064-U | PK20 MALE LUER COUPLER, POLYPROPYLENE | 1X1EA | 1 | 26 | Sigma-Aldrich | 25064-U | https://www.sigmaaldrich.com/LT/en
25095-U | CLEAR TDS3 STORAGE TUBE FOR 7IN X 1/4IN, | 1X1EA | 1 | 43 | Sigma-Aldrich | 25095-U | https://www.sigmaaldrich.com/LT/en
25096-U | CLEAR TDS3 STORAGE TUBE FOR 4.5IN X 1/4, | 1X1EA | 1 | 43 | Sigma-Aldrich | 25096-U | https://www.sigmaaldrich.com/LT/en
25097-U | CLEAR TDS3 STORAGE TUBE FOR 3.5IN X 1/4, | 1X1EA | 1 | 43 | Sigma-Aldrich | 25097-U | https://www.sigmaaldrich.com/LT/en
28011-U | PK20 TURBOMATRIX BRASS STORAGE CAPS W/, | 1X1EA | 1 | 678 | Sigma-Aldrich | 28011-U | https://www.sigmaaldrich.com/LT/en
28012-U | PK20 REPL FERRULES FOR TMX BRASS CAPS | 1X1EA | 1 | 327 | Sigma-Aldrich | 28012-U | https://www.sigmaaldrich.com/LT/en
28016-U | PK10 PEN CLIPS FOR SS TUBES | 1X1EA | 1 | 47 | Sigma-Aldrich | 28016-U | https://www.sigmaaldrich.com/LT/en
28017-U | PK10 DIFFUSION CAPS, STANDARD | 1X1EA | 1 | 179 | Sigma-Aldrich | 28017-U | https://www.sigmaaldrich.com/LT/en
28019-U | PK20 PTFE STORAGE CAPS FOR ATD-400 | 1X1EA | 1 | 200 | Sigma-Aldrich | 28019-U | https://www.sigmaaldrich.com/LT/en
28100-U | LINECORD FOR MSA SAMPLING PUMP | 1X1EA | 1 | 14 | Sigma-Aldrich | 28100-U | https://www.sigmaaldrich.com/LT/en
28101-U | FUSE, 3/8AMP, SB 230 VOLT OPERATION FOR | 1X1EA | 1 | 6 | Sigma-Aldrich | 28101-U | https://www.sigmaaldrich.com/LT/en
28104-U | LARGE TUBE PROTECTOR FOR MSA TUBE HOLDER | 1X1EA | 1 | 49 | Sigma-Aldrich | 28104-U | https://www.sigmaaldrich.com/LT/en
28105-U | SMALL TUBE PROTECTOR FOR MSA TUBE HOLDER | 1X1EA | 1 | 46 | Sigma-Aldrich | 28105-U | https://www.sigmaaldrich.com/LT/en
28108-U | FILTER LABEL FOR MSA TUBE HOLDER | 1X1EA | 1 | 7 | Sigma-Aldrich | 28108-U | https://www.sigmaaldrich.com/LT/en
28109-U | FOAM FILTER, SHEET OF 10, FOR MSA TUBE | 1X1EA | 1 | 14 | Sigma-Aldrich | 28109-U | https://www.sigmaaldrich.com/LT/en
28110-U | TUBE HOLDER (2 REQUIRED) FOR MSA TUBE | 1X1EA | 1 | 20 | Sigma-Aldrich | 28110-U | https://www.sigmaaldrich.com/LT/en
28111-U | FILTER DISC (2 REQUIRED) FOR MSA TUBE | 1X1EA | 1 | 2 | Sigma-Aldrich | 28111-U | https://www.sigmaaldrich.com/LT/en
28112-U | SS WASHER (2 REQUIRED) FOR MSA TUBE | 1X1EA | 1 | 5 | Sigma-Aldrich | 28112-U | https://www.sigmaaldrich.com/LT/en
28115-U | BLACK NYLON CONNECTOR FOR MSA TUBE | 1X1EA | 1 | 6 | Sigma-Aldrich | 28115-U | https://www.sigmaaldrich.com/LT/en
28116-U | Y FITTING FOR MSA TUBE HOLDER | 1X1EA | 1 | 8 | Sigma-Aldrich | 28116-U | https://www.sigmaaldrich.com/LT/en
28117-U | SCREW (4 REQUIRED) FOR MSA TUBE HOLDER | 1X1EA | 1 | 2 | Sigma-Aldrich | 28117-U | https://www.sigmaaldrich.com/LT/en
28118-U | GEMINI TWIN PORT SAMPLER | 1X1EA | 1 | 374 | Sigma-Aldrich | 28118-U | https://www.sigmaaldrich.com/LT/en
28119-U | REPAIR KIT OF PARTS FOR MSA TUBE HOLDER | 1X1EA | 1 | 93 | Sigma-Aldrich | 28119-U | https://www.sigmaaldrich.com/LT/en
28121-U | PUMP AND FLOW ASSEMBLY, COMPLETE, FOR | 1X1EA | 1 | 829 | Sigma-Aldrich | 28121-U | https://www.sigmaaldrich.com/LT/en
28122-U | COLLAR FOR MSA SAMPLING PUMP | 1X1EA | 1 | 9 | Sigma-Aldrich | 28122-U | https://www.sigmaaldrich.com/LT/en
28123-U | PRINTER CIRCUIT BOARD ASSEMBLY FOR MSA | 1X1EA | 1 | 446 | Sigma-Aldrich | 28123-U | https://www.sigmaaldrich.com/LT/en
28126-U | FACE ASSEMBLY O-RING FOR MSA SAMPLING | 1X1EA | 1 | 13 | Sigma-Aldrich | 28126-U | https://www.sigmaaldrich.com/LT/en
28127-U | MOUNTING PLUG SCREW FOR MSA SAMPLING | 1X1EA | 1 | 2 | Sigma-Aldrich | 28127-U | https://www.sigmaaldrich.com/LT/en
28128-U | BELT CLIP FOR MSA SAMPLING PUMP | 1X1EA | 1 | 15 | Sigma-Aldrich | 28128-U | https://www.sigmaaldrich.com/LT/en
28129-U | BELT CLIP SCREW FOR MSA SAMPLING PUMP | 1X1EA | 1 | 5 | Sigma-Aldrich | 28129-U | https://www.sigmaaldrich.com/LT/en
28130-U | CIRCUIT BOARD SCREW FOR MSA SAMPLING | 1X1EA | 1 | 2 | Sigma-Aldrich | 28130-U | https://www.sigmaaldrich.com/LT/en
28132-U | CIRCUIT BOARD LOCKWASHER FOR MSA | 1X1EA | 1 | 2 | Sigma-Aldrich | 28132-U | https://www.sigmaaldrich.com/LT/en
28134-U | PUMP AND DRIVE W/O PRESSURE SENSOR FOR, | 1X1EA | 1 | 483 | Sigma-Aldrich | 28134-U | https://www.sigmaaldrich.com/LT/en
28135-U | FLOW SENSOR FOR MSA SAMPLING PUMP | 1X1EA | 1 | 102 | Sigma-Aldrich | 28135-U | https://www.sigmaaldrich.com/LT/en
28136-U | REPLACEMENT SENSOR FOR MSA SAMPLING | 1X1EA | 1 | 263 | Sigma-Aldrich | 28136-U | https://www.sigmaaldrich.com/LT/en
28137-U | MOTOR AND CONNECTOR ASSEMBLY FOR MSA | 1X1EA | 1 | 223 | Sigma-Aldrich | 28137-U | https://www.sigmaaldrich.com/LT/en
28138-U | ECCENTRIC AND BEARING ASSEMBLY FOR MSA | 1X1EA | 1 | 32 | Sigma-Aldrich | 28138-U | https://www.sigmaaldrich.com/LT/en
28139-U | PUMP BLOCK AND VALVES ASSEMBLY FOR MSA | 1X1EA | 1 | 19 | Sigma-Aldrich | 28139-U | https://www.sigmaaldrich.com/LT/en
28140-U | INLET DAMPENER FOR MSA SAMPLING PUMP | 1X1EA | 1 | 29 | Sigma-Aldrich | 28140-U | https://www.sigmaaldrich.com/LT/en
28141-U | INLET DAMPENER SCREWS FOR MSA SAMPLING | 1X1EA | 1 | 2 | Sigma-Aldrich | 28141-U | https://www.sigmaaldrich.com/LT/en
28142-U | OUTLET DAMPENER FOR MSA SAMPLING PUMP | 1X1EA | 1 | 11 | Sigma-Aldrich | 28142-U | https://www.sigmaaldrich.com/LT/en
28143-U | FILTER COVER SCREWS FOR MSA SAMPLING | 1X1EA | 1 | 3 | Sigma-Aldrich | 28143-U | https://www.sigmaaldrich.com/LT/en
28144-U | FILTER COVER FOR MSA SAMPLING PUMP | 1X1EA | 1 | 19 | Sigma-Aldrich | 28144-U | https://www.sigmaaldrich.com/LT/en
28145-U | FILTER COVER O-RING FOR MSA SAMPLING | 1X1EA | 1 | 5 | Sigma-Aldrich | 28145-U | https://www.sigmaaldrich.com/LT/en
28146-U | PK5 INLET DUST FILTER FOR MSA SAMPLING | 1X1EA | 1 | 5 | Sigma-Aldrich | 28146-U | https://www.sigmaaldrich.com/LT/en
28147-U | TEFLON FILTER FOR MSA SAMPLING PUMP | 1X1EA | 1 | 27 | Sigma-Aldrich | 28147-U | https://www.sigmaaldrich.com/LT/en
28148-U | FILTER FRIT FOR MSA SAMPLING PUMP | 1X1EA | 1 | 12 | Sigma-Aldrich | 28148-U | https://www.sigmaaldrich.com/LT/en
28149-U | BATTERY PACK FOR MSA ELF ESCORT SAMPLING | 1X1EA | 1 | 372 | Sigma-Aldrich | 28149-U | https://www.sigmaaldrich.com/LT/en
28150-U | BATTERY PACK O-RING FOR MSA SAMPLING | 1X1EA | 1 | 5 | Sigma-Aldrich | 28150-U | https://www.sigmaaldrich.com/LT/en
28151-U | CHARGE JACK PLUG FOR MSA SAMPLING PUMP | 1X1EA | 1 | 4 | Sigma-Aldrich | 28151-U | https://www.sigmaaldrich.com/LT/en
28153-U | SCREWDRIVER FOR MSA SAMPLING PUMP | 1X1EA | 1 | 9 | Sigma-Aldrich | 28153-U | https://www.sigmaaldrich.com/LT/en
28154-U | LEATHER CASE FOR MSA SAMPLING PUMP | 1X1EA | 1 | 102 | Sigma-Aldrich | 28154-U | https://www.sigmaaldrich.com/LT/en
28155-U | 12 VOLT OMEGA BATTERY CHARGER | 1X1EA | 1 | 158 | Sigma-Aldrich | 28155-U | https://www.sigmaaldrich.com/LT/en
28158-U | 240V SINGLE UNIT OMEGA CHARGER | 1X1EA | 1 | 226 | Sigma-Aldrich | 28158-U | https://www.sigmaaldrich.com/LT/en
28159-U | FIVE UNIT OMEGA CHARGER 120/240V ADAPTER | 1X1EA | 1 | 866 | Sigma-Aldrich | 28159-U | https://www.sigmaaldrich.com/LT/en
28160-U | ESCORT ELF AIR SAMPLING PUMP | 1X1EA | 1 | 1815 | Sigma-Aldrich | 28160-U | https://www.sigmaaldrich.com/LT/en
28271-U | TENAX TA SS TD TUBE, 7IN., FOR GERSTEL | 1X1EA | 1 | 128 | Sigma-Aldrich | 28271-U | https://www.sigmaaldrich.com/LT/en
28272-U | TENAX GR SS TD TUBE, 7IN., FOR GERSTEL | 1X1EA | 1 | 128 | Sigma-Aldrich | 28272-U | https://www.sigmaaldrich.com/LT/en
28273-U | CARBOTRAP 300 SS TD TUBE,7IN FOR GERSTEL | 1X1EA | 1 | 128 | Sigma-Aldrich | 28273-U | https://www.sigmaaldrich.com/LT/en
28274-U | CARBOSIEVE S-III SS TD TUBE,7IN. GERSTEL | 1X1EA | 1 | 128 | Sigma-Aldrich | 28274-U | https://www.sigmaaldrich.com/LT/en
28276-U | EMPTY SS TD TUBE W/SCREENS,7IN. GERSTEL | 1X1EA | 1 | 41 | Sigma-Aldrich | 28276-U | https://www.sigmaaldrich.com/LT/en
28277-U | PK10 SS SCREENS FOR GERSTEL SS TD TUBES | 1X1EA | 1 | 29 | Sigma-Aldrich | 28277-U | https://www.sigmaaldrich.com/LT/en
28281-U | TENAX TA GLASS TD TUBE, 7IN,.FOR GERSTEL | 1X1EA | 1 | 128 | Sigma-Aldrich | 28281-U | https://www.sigmaaldrich.com/LT/en
28282-U | TENAX GR GLASS TD TUBE, 7IN.,FOR GERSTEL | 1X1EA | 1 | 128 | Sigma-Aldrich | 28282-U | https://www.sigmaaldrich.com/LT/en
28283-U | CARBOTRAP 300 GLASS TD TUBE, 7IN., FOR | 1X1EA | 1 | 128 | Sigma-Aldrich | 28283-U | https://www.sigmaaldrich.com/LT/en
28285-U | CHROMOSORB 106 GLASS TD TUBE, 7IN., FOR | 1X1EA | 1 | 128 | Sigma-Aldrich | 28285-U | https://www.sigmaaldrich.com/LT/en
28286-U | EMPTY GLASS TD TUBE W/FRIT, 7IN., FOR | 1X1EA | 1 | 48 | Sigma-Aldrich | 28286-U | https://www.sigmaaldrich.com/LT/en
28287-U | EMPTY GLASS TD TUBE W/O FRIT, 7IN., | 1X1EA | 1 | 41 | Sigma-Aldrich | 28287-U | https://www.sigmaaldrich.com/LT/en
28520-U | 110VAC ATIS ADSORBENT TUBE INJECTOR SYS. | 1X1EA | 1 | 2386 | Sigma-Aldrich | 28520-U | https://www.sigmaaldrich.com/LT/en
28521-U | 220VAC ATIS ADSORBENT TUBE INJECTOR SYS. | 1X1EA | 1 | 2403 | Sigma-Aldrich | 28521-U | https://www.sigmaaldrich.com/LT/en
28522-U | ATIS PURGE & TRAP/HUMIDIFIER MODULE | 1X1EA | 1 | 813 | Sigma-Aldrich | 28522-U | https://www.sigmaaldrich.com/LT/en
28523-U | ATIS EXTRACTION GLASSWARE WITH MICRO & | 1X1EA | 1 | 105 | Sigma-Aldrich | 28523-U | https://www.sigmaaldrich.com/LT/en
28524-U | ATIS EXTRACTION GLASSWARE WITH GROUND & | 1X1EA | 1 | 105 | Sigma-Aldrich | 28524-U | https://www.sigmaaldrich.com/LT/en
28525-U | REPLACEMENT ATIS LUER&HOSE BARB ADAPTER | 1X1EA | 1 | 42 | Sigma-Aldrich | 28525-U | https://www.sigmaaldrich.com/LT/en
28526-U | REPL. ATIS STANDARD INJECTIONN GLASSWARE | 1X1EA | 1 | 55 | Sigma-Aldrich | 28526-U | https://www.sigmaaldrich.com/LT/en
28527-U | REPL. ATIS PURGE & TRAP/HUMIDIFIER & | 1X1EA | 1 | 80 | Sigma-Aldrich | 28527-U | https://www.sigmaaldrich.com/LT/en
28528-U | REPL. ATIS PURGE & TRAP TRANSFER TUBE | 1X1EA | 1 | 35 | Sigma-Aldrich | 28528-U | https://www.sigmaaldrich.com/LT/en
28529-U | REPLACEMENT ATIS THUMBWHEEL NUT | 1X1EA | 1 | 49 | Sigma-Aldrich | 28529-U | https://www.sigmaaldrich.com/LT/en
55267-U | PK30 HYBRIDSPE-PHOSPHOLIPID 500MG/6ML & | 1X1EA | 1 | 274 | Sigma-Aldrich | 55267-U | https://www.sigmaaldrich.com/LT/en
54046-U | PK30 SUPELCLEAN LC-SI 6ML/500MG GLASS | 1X1EA | 1 | 192 | Sigma-Aldrich | 54046-U | https://www.sigmaaldrich.com/LT/en
55503-U | PK50 SUPEL QUE Z-SEP/MGSO4, 15ML TUBE | 1X1EA | 1 | 176 | Sigma-Aldrich | 55503-U | https://www.sigmaaldrich.com/LT/en
55446-U | PK50 SUPEL QUE PSA/ENVI-CARB (EN) TUBE 1 | 1X1EA | 1 | 75 | Sigma-Aldrich | 55446-U | https://www.sigmaaldrich.com/LT/en
55439-U | PK50 SUPEL QUE PSA/C18 (EN), 15ML TUBE | 1X1EA | 1 | 75 | Sigma-Aldrich | 55439-U | https://www.sigmaaldrich.com/LT/en
55486-U | PK50 SUPEL QUE Z-SEP+, 15ML TUBE | 1X1EA | 1 | 137 | Sigma-Aldrich | 55486-U | https://www.sigmaaldrich.com/LT/en
54341-U | PK20 SUPELCLEAN EZ-POP NP, 12ML | 1X1EA | 1 | 149 | Sigma-Aldrich | 54341-U | https://www.sigmaaldrich.com/LT/en
55506-U | PK50 SUPEL QUE Z-SEP/C18, 15ML TUBE | 1X1EA | 1 | 176 | Sigma-Aldrich | 55506-U | https://www.sigmaaldrich.com/LT/en
55470-U | PK50 SUPEL QUE PSA/C18 (AOAC), 15ML TUBE | 1X1EA | 1 | 75 | Sigma-Aldrich | 55470-U | https://www.sigmaaldrich.com/LT/en
55511-U | PK50 SUPEL QUE Z-SEP+/MGSO4, 15ML TUBE | 1X1EA | 1 | 176 | Sigma-Aldrich | 55511-U | https://www.sigmaaldrich.com/LT/en
55474-U | PK50 SUPEL QUE PSA/C18/ENVI-CARB (AOAC)& | 1X1EA | 1 | 129 | Sigma-Aldrich | 55474-U | https://www.sigmaaldrich.com/LT/en
55464-U | PK50 SUPEL QUE PSA/ENVI-CARB (EN) TUBE 2 | 1X1EA | 1 | 75 | Sigma-Aldrich | 55464-U | https://www.sigmaaldrich.com/LT/en
Z804894-10EA | Hellma(R) open screw caps | 1X10EA | 1 | 47 | Sigma-Aldrich | Z804894-10EA | https://www.sigmaaldrich.com/LT/en
Z805327-10EA | Hellma(R) PTFE-coated magnetic stir bars | 1X10EA | 1 | 40 | Sigma-Aldrich | Z805327-10EA | https://www.sigmaaldrich.com/LT/en
Z805211-10EA | Hellma(R) replacement silicone rubber se | 1X10EA | 1 | 32 | Sigma-Aldrich | Z805211-10EA | https://www.sigmaaldrich.com/LT/en
Z804991-10EA | Hellma(R) closed screw caps | 1X10EA | 1 | 47 | Sigma-Aldrich | Z804991-10EA | https://www.sigmaaldrich.com/LT/en
Z805106-10EA | Hellma(R) replacement silicone rubber se | 1X10EA | 1 | 32 | Sigma-Aldrich | Z805106-10EA | https://www.sigmaaldrich.com/LT/en
33313-U | HEATER BLOCK FOR 28M DIAMETER VIALS | 1X1EA | 1 | 137 | Sigma-Aldrich | 33313-U | https://www.sigmaaldrich.com/LT/en
52599-U | PK1000 DISCOVERY DSC-18 6ML/500MG SPE& | 1X1EA | 1 | 1781 | Sigma-Aldrich | 52599-U | https://www.sigmaaldrich.com/LT/en
52777-U | PK50 SUPELMIP AMINOGLYCOSIDES 50MG/3ML & | 1X1EA | 1 | 285 | Sigma-Aldrich | 52777-U | https://www.sigmaaldrich.com/LT/en
30276-U | PK10 10L TEDLAR SCV GAS SAMPLING BAG & | 1X1EA | 1 | 271 | Sigma-Aldrich | 30276-U | https://www.sigmaaldrich.com/LT/en
30272-U | PK10 1L TEDLAR SCV GAS SAMPLING BAG & | 1X1EA | 1 | 136 | Sigma-Aldrich | 30272-U | https://www.sigmaaldrich.com/LT/en
29458-U | PK10 REPLACEMENT THERMOGREEN LB-2 SEPTA& | 1X1EA | 1 | 20 | Sigma-Aldrich | 29458-U | https://www.sigmaaldrich.com/LT/en
Z804517-10EA | COLLARS/KBR PELLET MOUNTS FOR E-Z(TM) Q& | 1X10EA | 1 | 590 | Sigma-Aldrich | Z804517-10EA | https://www.sigmaaldrich.com/LT/en
30285-U | PK10 3L TEDLAR SCV GAS SAMPLING BAG & | 1X1EA | 1 | 189 | Sigma-Aldrich | 30285-U | https://www.sigmaaldrich.com/LT/en
30274-U | PK10 5L TEDLAR SCV GAS SAMPLING BAG & | 1X1EA | 1 | 207 | Sigma-Aldrich | 30274-U | https://www.sigmaaldrich.com/LT/en
30277-U | PK10 1L TEDLAR TCLP GAS SAMPLING BAG & | 1X1EA | 1 | 223 | Sigma-Aldrich | 30277-U | https://www.sigmaaldrich.com/LT/en
30279-U | PK10 0.6L SUPELINERT SCV MULTILAYER FOIL | 1X1EA | 1 | 117 | Sigma-Aldrich | 30279-U | https://www.sigmaaldrich.com/LT/en
30291-U | PK10 3L TEDLAR PLV GAS SAMPLING BAG & | 1X1EA | 1 | 188 | Sigma-Aldrich | 30291-U | https://www.sigmaaldrich.com/LT/en
30273-U | PK10 2L TEDLAR SCV GAS SAMPLING BAG & | 1X1EA | 1 | 162 | Sigma-Aldrich | 30273-U | https://www.sigmaaldrich.com/LT/en
30281-U | PK10 0.6L SUPELINERT PLV MULTILAYER FOIL | 1X1EA | 1 | 116 | Sigma-Aldrich | 30281-U | https://www.sigmaaldrich.com/LT/en
30289-U | PK10 0.6L TEDLAR PLV GAS SAMPLING BAG & | 1X1EA | 1 | 127 | Sigma-Aldrich | 30289-U | https://www.sigmaaldrich.com/LT/en
30284-U | PK10 0.6L TEDLAR SCV GAS SAMPLING BAG & | 1X1EA | 1 | 128 | Sigma-Aldrich | 30284-U | https://www.sigmaaldrich.com/LT/en
3135-U | PK2 FEMALE LUER TO 1/4IN HOSE BARB & | 1X1EA | 1 | 9 | Sigma-Aldrich | 3135-U | https://www.sigmaaldrich.com/LT/en
54281-U | PK54 SUPELCLEAN ULTRA 2400/3ML TUBE | 1X1EA | 1 | 237 | Sigma-Aldrich | 54281-U | https://www.sigmaaldrich.com/LT/en
52571-U | PK20 DISCOVERY DSC-DIOL 20ML/5G SPE TUBE | 1X1EA | 1 | 450 | Sigma-Aldrich | 52571-U | https://www.sigmaaldrich.com/LT/en
50757-1EA | MICRO-ARRAY FOR MASS SPECTROMETRY (MAMS) | 1X1EA | 1 | 101 | Sigma-Aldrich | 50757-1EA | https://www.sigmaaldrich.com/LT/en
5028-U | PK50 ASSET EZ4-NCO DRY SAMPLER | 1X1EA | 1 | 2369 | Sigma-Aldrich | 5028-U | https://www.sigmaaldrich.com/LT/en
55174-U | PK100 SUPEL QUE 2ML PSA-ENVI-CARB EN & | 1X1EA | 1 | 204 | Sigma-Aldrich | 55174-U | https://www.sigmaaldrich.com/LT/en
55176-U | PK100 SUPEL QUE 2ML PSA-ENVI-CARB EN & | 1X1EA | 1 | 204 | Sigma-Aldrich | 55176-U | https://www.sigmaaldrich.com/LT/en
55172-U | PK100 SUPEL QUE 2ML PSA EN CLEANUP TUBE | 1X1EA | 1 | 158 | Sigma-Aldrich | 55172-U | https://www.sigmaaldrich.com/LT/en
55173-U | PK100 SUPEL QUE 2ML PSA-C18 EN CLEANUP & | 1X1EA | 1 | 158 | Sigma-Aldrich | 55173-U | https://www.sigmaaldrich.com/LT/en
GX318082799-1EA | STRAIGHT QUARTZ CONNECTOR | 1X1EA | 1 | 112 | Sigma-Aldrich | GX318082799-1EA | https://www.sigmaaldrich.com/LT/en
55508-U | PK1 DISCOVERY GLYCAN 50 GRAMS BULK | 1X1EA | 1 | 110 | Sigma-Aldrich | 55508-U | https://www.sigmaaldrich.com/LT/en
GX308070516-1EA | QUARTZ TORCH | 1X1EA | 1 | 302 | Sigma-Aldrich | GX308070516-1EA | https://www.sigmaaldrich.com/LT/en
GX318083217-1EA | QUARTZ CONNECTOR | 1X1EA | 1 | 123 | Sigma-Aldrich | GX318083217-1EA | https://www.sigmaaldrich.com/LT/en
GXARG1UM01Q-1EA | MICROMIST U-SERIES NEBULIZER | 1X1EA | 1 | 671 | Sigma-Aldrich | GXARG1UM01Q-1EA | https://www.sigmaaldrich.com/LT/en
GX308070557-1EA | QUARTZ TORCH | 1X1EA | 1 | 363 | Sigma-Aldrich | GX308070557-1EA | https://www.sigmaaldrich.com/LT/en
GXKT1109Q-1EA | PCC QUARTZ SPRAY CHAMBER | 1X1EA | 1 | 3249 | Sigma-Aldrich | GXKT1109Q-1EA | https://www.sigmaaldrich.com/LT/en
GX218080662-1EA | END CAP WITH BLEND GAS CONNECTOR AND HEL | 1X1EA | 1 | 696 | Sigma-Aldrich | GX218080662-1EA | https://www.sigmaaldrich.com/LT/en
GX318082577-1EA | QUARTZ TORCH BONNET | 1X1EA | 1 | 140 | Sigma-Aldrich | GX318082577-1EA | https://www.sigmaaldrich.com/LT/en
GXKT1103-1EA | ISOMIST KIT | 1X1EA | 1 | 6389 | Sigma-Aldrich | GXKT1103-1EA | https://www.sigmaaldrich.com/LT/en
Z803014-1EA | Hellma(R) TrayCell(TM) cap | 1X1EA | 1 | 348 | Sigma-Aldrich | Z803014-1EA | https://www.sigmaaldrich.com/LT/en
Z803138-1EA | Hellma(R) TrayCell(TM) cap | 1X1EA | 1 | 348 | Sigma-Aldrich | Z803138-1EA | https://www.sigmaaldrich.com/LT/en
GX208092575HE-1EA | CINNABAR SPRAY CHAMBER | 1X1EA | 1 | 793 | Sigma-Aldrich | GX208092575HE-1EA | https://www.sigmaaldrich.com/LT/en
GX308083305-1EA | D-TORCH | 1X1EA | 1 | 1165 | Sigma-Aldrich | GX308083305-1EA | https://www.sigmaaldrich.com/LT/en
GXKT1010Q-1EA | ISOMIST KIT | 1X1EA | 1 | 5488 | Sigma-Aldrich | GXKT1010Q-1EA | https://www.sigmaaldrich.com/LT/en
GX208090003HE-1EA | CINNABAR SPRAY CHAMBER | 1X1EA | 1 | 793 | Sigma-Aldrich | GX208090003HE-1EA | https://www.sigmaaldrich.com/LT/en
GX308081211-1EA | QUARTZ TORCH | 1X1EA | 1 | 302 | Sigma-Aldrich | GX308081211-1EA | https://www.sigmaaldrich.com/LT/en
GXARG1USS04X-1EA | SEASPRAY U-SERIES NEBULIZER | 1X1EA | 1 | 761 | Sigma-Aldrich | GXARG1USS04X-1EA | https://www.sigmaaldrich.com/LT/en
GX208092574HE-1EA | TWISTER SPRAY CHAMBER | 1X1EA | 1 | 753 | Sigma-Aldrich | GX208092574HE-1EA | https://www.sigmaaldrich.com/LT/en
GX308083069-1EA | SEMI DEMOUNTABLE TORCH | 1X1EA | 1 | 1329 | Sigma-Aldrich | GX308083069-1EA | https://www.sigmaaldrich.com/LT/en
GXAR351FSS04EX-1EA | SEASPRAY NEBULIZER | 1X1EA | 1 | 835 | Sigma-Aldrich | GXAR351FSS04EX-1EA | https://www.sigmaaldrich.com/LT/en
GXARG1PFA04X-1EA | OPALMIST NEBULIZER | 1X1EA | 1 | 1211 | Sigma-Aldrich | GXARG1PFA04X-1EA | https://www.sigmaaldrich.com/LT/en
GXKT1010-1EA | ISOMIST KIT | 1X1EA | 1 | 5251 | Sigma-Aldrich | GXKT1010-1EA | https://www.sigmaaldrich.com/LT/en
55505-U | PK16 DISCOVERY GLYCAN 5GM/60ML SPE TUBE | 1X1EA | 1 | 238 | Sigma-Aldrich | 55505-U | https://www.sigmaaldrich.com/LT/en
GXARG1PFA005Q-1EA | OPALMIST(TM) NEBULIZER, 0.05 ML/MIN & 0. | 1X1EA | 1 | 1384 | Sigma-Aldrich | GXARG1PFA005Q-1EA | https://www.sigmaaldrich.com/LT/en
GXARG1US6X-1EA | SLURRY U-SERIES NEBULIZER | 1X1EA | 1 | 548 | Sigma-Aldrich | GXARG1US6X-1EA | https://www.sigmaaldrich.com/LT/en
GXKT1104-1EA | SPRAY CHAMBER ADAPTOR | 1X1EA | 1 | 723 | Sigma-Aldrich | GXKT1104-1EA | https://www.sigmaaldrich.com/LT/en
55487-U | PK20 DISCOVERY GLYCAN 1GM/12ML SPE TUBE | 1X1EA | 1 | 142 | Sigma-Aldrich | 55487-U | https://www.sigmaaldrich.com/LT/en
GX308070542-1EA | QUARTZ TORCH | 1X1EA | 1 | 318 | Sigma-Aldrich | GX308070542-1EA | https://www.sigmaaldrich.com/LT/en
GX318083280-1EA | QUARTZ CONNECTOR | 1X1EA | 1 | 183 | Sigma-Aldrich | GX318083280-1EA | https://www.sigmaaldrich.com/LT/en
GXKT1109-1EA | PCC SPRAY CHAMBER | 1X1EA | 1 | 3185 | Sigma-Aldrich | GXKT1109-1EA | https://www.sigmaaldrich.com/LT/en
GX208090260HE-1EA | TWISTER SPRAY CHAMBER | 1X1EA | 1 | 753 | Sigma-Aldrich | GX208090260HE-1EA | https://www.sigmaaldrich.com/LT/en
GX308083015-1EA | D-TORCH | 1X1EA | 1 | 1156 | Sigma-Aldrich | GX308083015-1EA | https://www.sigmaaldrich.com/LT/en
GXAR351FM04EX-1EA | MICROMIST NEBULIZER | 1X1EA | 1 | 658 | Sigma-Aldrich | GXAR351FM04EX-1EA | https://www.sigmaaldrich.com/LT/en
GXARG1PFA02X-1EA | OPALMIST NEBULIZER | 1X1EA | 1 | 1302 | Sigma-Aldrich | GXARG1PFA02X-1EA | https://www.sigmaaldrich.com/LT/en
GXKT1117-1EA | PCC SPRAY CHAMBER | 1X1EA | 1 | 4587 | Sigma-Aldrich | GXKT1117-1EA | https://www.sigmaaldrich.com/LT/en
GX308083467-1EA | D-TORCH HF | 1X1EA | 1 | 1611 | Sigma-Aldrich | GX308083467-1EA | https://www.sigmaaldrich.com/LT/en
GXKT1053P-1EA | ISOMIST KIT | 1X1EA | 1 | 6088 | Sigma-Aldrich | GXKT1053P-1EA | https://www.sigmaaldrich.com/LT/en
55482-U | PK30 DISCOVERY GLYCAN 500MG/6ML SPE TUBE | 1X1EA | 1 | 172 | Sigma-Aldrich | 55482-U | https://www.sigmaaldrich.com/LT/en
55492-U | PK20 DISCOVERY GLYCAN 2GM/20ML SPE TUBE | 1X1EA | 1 | 216 | Sigma-Aldrich | 55492-U | https://www.sigmaaldrich.com/LT/en
GX308070556-1EA | QUARTZ TORCH | 1X1EA | 1 | 363 | Sigma-Aldrich | GX308070556-1EA | https://www.sigmaaldrich.com/LT/en
GX318083288-1EA | STRAIGHT QUARTZ CONNECTOR | 1X1EA | 1 | 115 | Sigma-Aldrich | GX318083288-1EA | https://www.sigmaaldrich.com/LT/en
GXARG1UM02X-1EA | MICROMIST U-SERIES NEBULIZER | 1X1EA | 1 | 687 | Sigma-Aldrich | GXARG1UM02X-1EA | https://www.sigmaaldrich.com/LT/en
GXKT1109P-1EA | PCC PFA SPRAY CHAMBER | 1X1EA | 1 | 3986 | Sigma-Aldrich | GXKT1109P-1EA | https://www.sigmaaldrich.com/LT/en
GX208090261HE-1EA | TWINNABAR SPRAY CHAMBER | 1X1EA | 1 | 813 | Sigma-Aldrich | GX208090261HE-1EA | https://www.sigmaaldrich.com/LT/en
GX308083068-1EA | SEMI DEMOUNTABLE TORCH | 1X1EA | 1 | 1001 | Sigma-Aldrich | GX308083068-1EA | https://www.sigmaaldrich.com/LT/en
GXKT1006-1EA | SPRAY CHAMBER ADAPTOR | 1X1EA | 1 | 723 | Sigma-Aldrich | GXKT1006-1EA | https://www.sigmaaldrich.com/LT/en
GXKT1117Q-1EA | PCC QUARTZ SPRAY CHAMBER | 1X1EA | 1 | 4705 | Sigma-Aldrich | GXKT1117Q-1EA | https://www.sigmaaldrich.com/LT/en
Z802697-1EA | Hellma(R) TrayCell(TM) | 1X1EA | 1 | 3304 | Sigma-Aldrich | Z802697-1EA | https://www.sigmaaldrich.com/LT/en
GX308080816-1EA | QUARTZ TORCH | 1X1EA | 1 | 302 | Sigma-Aldrich | GX308080816-1EA | https://www.sigmaaldrich.com/LT/en
GXARG1PFA01Q-1EA | OPALMIST NEBULIZER | 1X1EA | 1 | 1302 | Sigma-Aldrich | GXARG1PFA01Q-1EA | https://www.sigmaaldrich.com/LT/en
GXARG1USS01Q-1EA | SEASPRAY U-SERIES NEBULIZER | 1X1EA | 1 | 769 | Sigma-Aldrich | GXARG1USS01Q-1EA | https://www.sigmaaldrich.com/LT/en
GXKT1116P-1EA | PCC PFA SPRAY CHAMBER | 1X1EA | 1 | 4214 | Sigma-Aldrich | GXKT1116P-1EA | https://www.sigmaaldrich.com/LT/en
GX308070558-1EA | QUARTZ TORCH | 1X1EA | 1 | 363 | Sigma-Aldrich | GX308070558-1EA | https://www.sigmaaldrich.com/LT/en
GXARG1UM04X-1EA | MICROMIST U-SERIES NEBULIZER | 1X1EA | 1 | 585 | Sigma-Aldrich | GXARG1UM04X-1EA | https://www.sigmaaldrich.com/LT/en
GXKT1116-1EA | PCC SPRAY CHAMBER | 1X1EA | 1 | 3322 | Sigma-Aldrich | GXKT1116-1EA | https://www.sigmaaldrich.com/LT/en
GXKT1116Q-1EA | PCC QUARTZ SPRAY CHAMBER | 1X1EA | 1 | 3413 | Sigma-Aldrich | GXKT1116Q-1EA | https://www.sigmaaldrich.com/LT/en
55465-U | PK108 DISCOVERY GLYCAN 50MG/1ML SPE TUBE | 1X1EA | 1 | 223 | Sigma-Aldrich | 55465-U | https://www.sigmaaldrich.com/LT/en
55467-U | PK54 DISCOVERY GLYCAN 250MG/3ML SPE TUBE | 1X1EA | 1 | 163 | Sigma-Aldrich | 55467-U | https://www.sigmaaldrich.com/LT/en
55473-U | PK30 DISCOVERY GLYCAN 250MG/6ML SPE TUBE | 1X1EA | 1 | 142 | Sigma-Aldrich | 55473-U | https://www.sigmaaldrich.com/LT/en
GX208092577HE-1EA | TWINNABAR SPRAY CHAMBER | 1X1EA | 1 | 813 | Sigma-Aldrich | GX208092577HE-1EA | https://www.sigmaaldrich.com/LT/en
GXKT1053-1EA | ISOMIST KIT | 1X1EA | 1 | 5115 | Sigma-Aldrich | GXKT1053-1EA | https://www.sigmaaldrich.com/LT/en
GX308000016-1EA | QUARTZ TORCH | 1X1EA | 1 | 288 | Sigma-Aldrich | GX308000016-1EA | https://www.sigmaaldrich.com/LT/en
GXARG1UM005Q-1EA | MICROMIST U-SERIES NEBULIZER | 1X1EA | 1 | 863 | Sigma-Aldrich | GXARG1UM005Q-1EA | https://www.sigmaaldrich.com/LT/en
GXKT1103Q-1EA | ISOMIST KIT | 1X1EA | 1 | 6571 | Sigma-Aldrich | GXKT1103Q-1EA | https://www.sigmaaldrich.com/LT/en
Z802573-1EA | Hellma(R) TrayCell(TM) | 1X1EA | 1 | 3304 | Sigma-Aldrich | Z802573-1EA | https://www.sigmaaldrich.com/LT/en
Z802808-1EA | Hellma(R) TrayCell(TM) cap | 1X1EA | 1 | 348 | Sigma-Aldrich | Z802808-1EA | https://www.sigmaaldrich.com/LT/en
57928-U | PK1 SPME ASSY 100UM PDMS MA 23GA AUTO & | 1X1EA | 1 | 584 | Sigma-Aldrich | 57928-U | https://www.sigmaaldrich.com/LT/en
55119-U | PK30 ENVI-CARB II/PSA 6ML 500/300MG | 1X1EA | 1 | 206 | Sigma-Aldrich | 55119-U | https://www.sigmaaldrich.com/LT/en
28224-U | PK20 FEMALE LUER FITTING TO 5/32 TUBING | 1X1EA | 1 | 27 | Sigma-Aldrich | 28224-U | https://www.sigmaaldrich.com/LT/en
55248-U | PK50 DSPE EMPTY EXTRACTION TUBES | 1X1EA | 1 | 40 | Sigma-Aldrich | 55248-U | https://www.sigmaaldrich.com/LT/en
54278-U | PK10 BPE-DNPH 130/270MG | 1X1EA | 1 | 168 | Sigma-Aldrich | 54278-U | https://www.sigmaaldrich.com/LT/en
54279-U | PK50 BPE-DNPH 130/270MG | 1X1EA | 1 | 810 | Sigma-Aldrich | 54279-U | https://www.sigmaaldrich.com/LT/en
57281-U | PK5 SPME LC PROBE 45M C18 SILICA/PAN & | 1X1EA | 1 | 74 | Sigma-Aldrich | 57281-U | https://www.sigmaaldrich.com/LT/en
28686-U | PK10 FLM CARBOPACK X DEACTIVATED 89MM & | 1X1EA | 1 | 1134 | Sigma-Aldrich | 28686-U | https://www.sigmaaldrich.com/LT/en
Z800090-1EA | HELLMA(R) FLUORESCENCE CUVETTES, ULTRA M | 1X1EA | 1 | 443 | Sigma-Aldrich | Z800090-1EA | https://www.sigmaaldrich.com/LT/en
Z800317-1EA | HELLMA(R) FLUORESCENCE CUVETTES, FOR MAG | 1X1EA | 1 | 231 | Sigma-Aldrich | Z800317-1EA | https://www.sigmaaldrich.com/LT/en
Z801739-1EA | HELLMA(R) FLUORESCENCE CUVETTES, FLOW-TH | 1X1EA | 1 | 670 | Sigma-Aldrich | Z801739-1EA | https://www.sigmaaldrich.com/LT/en
Z806013-1EA | HELLMA(R) FLUORESCENCE CUVETTES, MICRO | 1X1EA | 1 | 191 | Sigma-Aldrich | Z806013-1EA | https://www.sigmaaldrich.com/LT/en
Z801194-1EA | HELLMA(R) FLUORESCENCE CUVETTES, CELLS W | 1X1EA | 1 | 272 | Sigma-Aldrich | Z801194-1EA | https://www.sigmaaldrich.com/LT/en
Z802409-1EA | HELLMA(R) ALL-QUARTZ CUVETTES, FLOW-THRO | 1X1EA | 1 | 648 | Sigma-Aldrich | Z802409-1EA | https://www.sigmaaldrich.com/LT/en
Z801291-1EA | HELLMA(R) FLUORESCENCE CUVETTES, CELLS W | 1X1EA | 1 | 370 | Sigma-Aldrich | Z801291-1EA | https://www.sigmaaldrich.com/LT/en
Z800643-1EA | HELLMA(R) FLUORESCENCE CUVETTES, FOR MAG | 1X1EA | 1 | 365 | Sigma-Aldrich | Z800643-1EA | https://www.sigmaaldrich.com/LT/en
Z800201-1EA | HELLMA(R) FLUORESCENCE CUVETTES, ULTRA M | 1X1EA | 1 | 443 | Sigma-Aldrich | Z800201-1EA | https://www.sigmaaldrich.com/LT/en
Z800961-1EA | HELLMA(R) FLUORESCENCE CUVETTES, SEALABL | 1X1EA | 1 | 374 | Sigma-Aldrich | Z800961-1EA | https://www.sigmaaldrich.com/LT/en
Z801852-1EA | HELLMA(R) ALL-QUARTZ CUVETTES, FLOW-THRO | 1X1EA | 1 | 648 | Sigma-Aldrich | Z801852-1EA | https://www.sigmaaldrich.com/LT/en
PMEF-DR4X | EmbryoMax« PMEF, Str DR4, Irradiated, p3 | 1X1EA | 1 | 206 | Sigma-Aldrich | PMEF-DR4X | https://www.sigmaaldrich.com/LT/en
Z805904-1EA | HELLMA(R) FLUORESCENCE CUVETTES, MICRO | 1X1EA | 1 | 253 | Sigma-Aldrich | Z805904-1EA | https://www.sigmaaldrich.com/LT/en
Z802077-1EA | HELLMA(R) ALL-QUARTZ CUVETTES, FLOW-THRO | 1X1EA | 1 | 648 | Sigma-Aldrich | Z802077-1EA | https://www.sigmaaldrich.com/LT/en
Z802182-1EA | HELLMA(R) ALL-QUARTZ CUVETTES, FLOW-THRO | 1X1EA | 1 | 648 | Sigma-Aldrich | Z802182-1EA | https://www.sigmaaldrich.com/LT/en
Z802298-1EA | HELLMA(R) ALL-QUARTZ CUVETTES, FLOW-THRO | 1X1EA | 1 | 648 | Sigma-Aldrich | Z802298-1EA | https://www.sigmaaldrich.com/LT/en
Z802514-1EA | HELLMA(R) ALL-QUARTZ CUVETTES, FLOW-THRO | 1X1EA | 1 | 648 | Sigma-Aldrich | Z802514-1EA | https://www.sigmaaldrich.com/LT/en
SCC117 | HeLa H2B-GFP | 1X1EA | 1 | 1294 | Sigma-Aldrich | SCC117 | https://www.sigmaaldrich.com/LT/en
PMEF-DR4 | EmbryoMax« PMEF, Strain DR4, Mito-C | 1X1EA | 1 | 206 | Sigma-Aldrich | PMEF-DR4 | https://www.sigmaaldrich.com/LT/en
SCR703 | Human OKSG-cMyc Simplicon RNA | 1X1EA | 1 | 1277 | Sigma-Aldrich | SCR703 | https://www.sigmaaldrich.com/LT/en
SCC101 | MCF-7/TAMR-1 Human Breast Cancer Cel | 1X1EA | 1 | 1750 | Sigma-Aldrich | SCC101 | https://www.sigmaaldrich.com/LT/en
SCM142 | PLTMax« Human Platelet Lysate | 1X1EA | 1 | 1792 | Sigma-Aldrich | SCM142 | https://www.sigmaaldrich.com/LT/en
Z800422-1EA | HELLMA(R) FLUORESCENCE CUVETTES, FOR MAG | 1X1EA | 1 | 266 | Sigma-Aldrich | Z800422-1EA | https://www.sigmaaldrich.com/LT/en
Z801968-1EA | HELLMA(R) ALL-QUARTZ CUVETTES, FLOW-THRO | 1X1EA | 1 | 648 | Sigma-Aldrich | Z801968-1EA | https://www.sigmaaldrich.com/LT/en
Z800546-1EA | HELLMA(R) FLUORESCENCE CUVETTES, FOR MAG | 1X1EA | 1 | 332 | Sigma-Aldrich | Z800546-1EA | https://www.sigmaaldrich.com/LT/en
PMEF-DR4X-5P | EMBRYOMAX(R) PMEF, STR DR4, IRRAD., 5 PA | 1X5P | 1 | 805 | Sigma-Aldrich | PMEF-DR4X-5P | https://www.sigmaaldrich.com/LT/en
MABD396 | Anti-Sortilin, clone 4E3.1 | 1X1EA | 1 | 411 | Sigma-Aldrich | MABD396 | https://www.sigmaaldrich.com/LT/en
SLHA033SB | Millex 33mm MCE .45um Sterile 250/pk | 1X1EA | 1 | 885 | Sigma-Aldrich | SLHA033SB | https://www.sigmaaldrich.com/LT/en
SLHVM33RS | Millex 33mm Durapore PVDF .45um Ste | 1X1EA | 1 | 325 | Sigma-Aldrich | SLHVM33RS | https://www.sigmaaldrich.com/LT/en
S4530 | EX WAX PARAFFIN EMBEDDED DNA EXTRAC | 1X1EA | 1 | 363 | Sigma-Aldrich | S4530 | https://www.sigmaaldrich.com/LT/en
SLGP033RS | Millex-GP 33mm PES .22um Sterile 50/pk | 1X1EA | 1 | 318 | Sigma-Aldrich | SLGP033RS | https://www.sigmaaldrich.com/LT/en
SLHP033NB | Millex-HP 33mm PES .45um NS 250PK | 1X1EA | 1 | 1036 | Sigma-Aldrich | SLHP033NB | https://www.sigmaaldrich.com/LT/en
SVGPB1010 | Sterivex-GP PES .22um RS w/ Bell Outlet | 1X1EA | 1 | 194 | Sigma-Aldrich | SVGPB1010 | https://www.sigmaaldrich.com/LT/en
UFSC200SL | Amicon Stirred Cell 200mL Seal kit | 1X1EA | 1 | 161 | Sigma-Aldrich | UFSC200SL | https://www.sigmaaldrich.com/LT/en
VVLP00010 | DURAPORE PVDF .1UM WH PL 3M ROLL | 1X1EA | 1 | 972 | Sigma-Aldrich | VVLP00010 | https://www.sigmaaldrich.com/LT/en
XFUF04711 | GLASS CYLINDER | 1X1EA | 1 | 273 | Sigma-Aldrich | XFUF04711 | https://www.sigmaaldrich.com/LT/en
XX6700037 | LATEX VACUUM TUBING 1/4"ID, 1/2"OD 10FT | 1X1EA | 1 | 234 | Sigma-Aldrich | XX6700037 | https://www.sigmaaldrich.com/LT/en
YT3009017 | ZHE TO TEDLAR BAG ADAPTER 1/PK | 1X1EA | 1 | 348 | Sigma-Aldrich | YT3009017 | https://www.sigmaaldrich.com/LT/en
XX5004710 | SS AEROSOL OPEN FILTER HOLDER, 47MM | 1X1EA | 1 | 1144 | Sigma-Aldrich | XX5004710 | https://www.sigmaaldrich.com/LT/en
XX6403708 | SAMPLER/VALVE/HOSE ASSEMBLY | 1X1EA | 1 | 2268 | Sigma-Aldrich | XX6403708 | https://www.sigmaaldrich.com/LT/en
MCEP12H48 | Millicell Hanging Cell Culture Insert, P | 1X1EA | 1 | 390 | Sigma-Aldrich | MCEP12H48 | https://www.sigmaaldrich.com/LT/en
SLGN033NK | Millex-GN 33mm Nylon .20um NS 1000PK | 1X1EA | 1 | 2534 | Sigma-Aldrich | SLGN033NK | https://www.sigmaaldrich.com/LT/en
SLHA033SS | Millex 33mm MCE .45um Sterile 50/pk | 1X1EA | 1 | 272 | Sigma-Aldrich | SLHA033SS | https://www.sigmaaldrich.com/LT/en
SLHVR04NL | MillexHV 4mm DuraporePVDF .45um NS 100pk | 1X1EA | 1 | 283 | Sigma-Aldrich | SLHVR04NL | https://www.sigmaaldrich.com/LT/en
UFC3000TB | ULTRAFREE MC TUBES 1000PK | 1X1EA | 1 | 418 | Sigma-Aldrich | UFC3000TB | https://www.sigmaaldrich.com/LT/en
WP6210060 | High Output Vacuum/Pressure Pump 100volt | 1X1EA | 1 | 1792 | Sigma-Aldrich | WP6210060 | https://www.sigmaaldrich.com/LT/en
XX5004740 | HOLDER 47MM SST GARMENT | 1X1EA | 1 | 1428 | Sigma-Aldrich | XX5004740 | https://www.sigmaaldrich.com/LT/en
XX6403714 | PIPE THREAD VALVE 1/8" - 1/8" NPTM | 1X1EA | 1 | 1129 | Sigma-Aldrich | XX6403714 | https://www.sigmaaldrich.com/LT/en
APFF12450 | GLASS FIBER FLTR F 124MM 50PK | 1X1EA | 1 | 371 | Sigma-Aldrich | APFF12450 | https://www.sigmaaldrich.com/LT/en
FGLP00010 | FLUOROPORE PTFE 0.2UM 10 FT ROLL | 1X1EA | 1 | 1512 | Sigma-Aldrich | FGLP00010 | https://www.sigmaaldrich.com/LT/en
GWSC10010 | Ground water sampling capsule, 1um 10pk | 1X1EA | 1 | 521 | Sigma-Aldrich | GWSC10010 | https://www.sigmaaldrich.com/LT/en
SCGPS05RE | Steritop-GP 500mL Express Plus PES .22um | 1X1EA | 1 | 191 | Sigma-Aldrich | SCGPS05RE | https://www.sigmaaldrich.com/LT/en
SLAA033SB | Millex 33mm MCE .8um Sterile 250/pk | 1X1EA | 1 | 885 | Sigma-Aldrich | SLAA033SB | https://www.sigmaaldrich.com/LT/en
SLGV033NS | Millex-GV 33mmDurapore PVDF .22umNS 50PK | 1X1EA | 1 | 275 | Sigma-Aldrich | SLGV033NS | https://www.sigmaaldrich.com/LT/en
SLHV033NK | MillexHV33mm DuraporePVDF.45um NS 1000pk | 1X1EA | 1 | 3024 | Sigma-Aldrich | SLHV033NK | https://www.sigmaaldrich.com/LT/en
SLVVM33RS | Millex33mmDuraporePVDF .1umSterile FDA L | 1X1EA | 1 | 381 | Sigma-Aldrich | SLVVM33RS | https://www.sigmaaldrich.com/LT/en
SVHVL10RC | Sterivex-HV Durapore PVDF .45um RS w/ Lu | 1X1EA | 1 | 275 | Sigma-Aldrich | SVHVL10RC | https://www.sigmaaldrich.com/LT/en
XX6702501 | FILTERJET HANDLE + VALVE ASSEMBLY | 1X1EA | 1 | 787 | Sigma-Aldrich | XX6702501 | https://www.sigmaaldrich.com/LT/en
YY2209058 | UNDERDRAIN SUPPORT SS 90MM | 1X1EA | 1 | 353 | Sigma-Aldrich | YY2209058 | https://www.sigmaaldrich.com/LT/en
HAWP304F0 | MCE .45UM WH PL 1X1FT 10/PK | 1X1EA | 1 | 531 | Sigma-Aldrich | HAWP304F0 | https://www.sigmaaldrich.com/LT/en
3096 | BACTERIAL XPRESS NUCLEIC ACID EXTRACTION | 1X1EA | 1 | 206 | Sigma-Aldrich | 3096 | https://www.sigmaaldrich.com/LT/en
MCMP06H48 | Millicell Hanging Cell Culture Insert, P | 1X1EA | 1 | 415 | Sigma-Aldrich | MCMP06H48 | https://www.sigmaaldrich.com/LT/en
MZFCN0W50 | MScn HTS 384-well GFC, NS, Wht 50/pk | 1X1EA | 1 | 4158 | Sigma-Aldrich | MZFCN0W50 | https://www.sigmaaldrich.com/LT/en
SCM141 | PLTMax Human Platelet Lysate | 1X1EA | 1 | 545 | Sigma-Aldrich | SCM141 | https://www.sigmaaldrich.com/LT/en
SCR150 | AldeRed ALDH Detection Assay | 1X1EA | 1 | 815 | Sigma-Aldrich | SCR150 | https://www.sigmaaldrich.com/LT/en
SLGP033NS | MillexGP 33mm PES .22um NS 50pk | 1X1EA | 1 | 275 | Sigma-Aldrich | SLGP033NS | https://www.sigmaaldrich.com/LT/en
SLHN033NS | MILLEX .45UM NYL33MM 50NS | 1X1EA | 1 | 268 | Sigma-Aldrich | SLHN033NS | https://www.sigmaaldrich.com/LT/en
SPGPM20RJ | Steripak-GP20 PES .22um RS 4-stack 3/pk | 1X1EA | 1 | 303 | Sigma-Aldrich | SPGPM20RJ | https://www.sigmaaldrich.com/LT/en
SVGP01015 | Sterivex-GP PES .22um RS 15/pk | 1X1EA | 1 | 236 | Sigma-Aldrich | SVGP01015 | https://www.sigmaaldrich.com/LT/en
YT3009013 | ZHE QUICK-DISCONNECT FEMALE SWAGELOK 1PK | 1X1EA | 1 | 285 | Sigma-Aldrich | YT3009013 | https://www.sigmaaldrich.com/LT/en
SLGPM33RS | Millex-GP 33mm PES .22um Sterile 50/pk | 1X1EA | 1 | 303 | Sigma-Aldrich | SLGPM33RS | https://www.sigmaaldrich.com/LT/en
SLHP033NK | Millex-HP 33mm PES .45um NS 1000PK | 1X1EA | 1 | 2884 | Sigma-Aldrich | SLHP033NK | https://www.sigmaaldrich.com/LT/en
SVGPL10RC | Sterivex-GP PES .22um RS FLL Inlet /MLL | 1X1EA | 1 | 252 | Sigma-Aldrich | SVGPL10RC | https://www.sigmaaldrich.com/LT/en
UFSC40001 | Amicon Stirred Cell 400ml | 1X1EA | 1 | 2884 | Sigma-Aldrich | UFSC40001 | https://www.sigmaaldrich.com/LT/en
XX6700038 | SILICONE TUBING 1/2"ID 3/4"OD 10FT | 1X1EA | 1 | 380 | Sigma-Aldrich | XX6700038 | https://www.sigmaaldrich.com/LT/en
YT3009018 | ZHE ADAPTER 1/8" NPTM TO 1/4" TUBE 1/PK | 1X1EA | 1 | 82 | Sigma-Aldrich | YT3009018 | https://www.sigmaaldrich.com/LT/en
APFF03700 | GL FBR FLTR F 37MM 100PK | 1X1EA | 1 | 209 | Sigma-Aldrich | APFF03700 | https://www.sigmaaldrich.com/LT/en
AQFA11050 | QUARTZ FBR FILTER 110MM 50/PK | 1X1EA | 1 | 320 | Sigma-Aldrich | AQFA11050 | https://www.sigmaaldrich.com/LT/en
28518-U | PK40 ASSET EZ4-ICA DRY SAMPLER | 1X1EA | 1 | 2210 | Sigma-Aldrich | 28518-U | https://www.sigmaaldrich.com/LT/en
MCEP24H48 | Millicell Hanging Cell Culture Insert, P | 1X1EA | 1 | 367 | Sigma-Aldrich | MCEP24H48 | https://www.sigmaaldrich.com/LT/en
MRCPRT010 | Protein Microcon - 10 KDa - 100 pk | 1X1EA | 1 | 696 | Sigma-Aldrich | MRCPRT010 | https://www.sigmaaldrich.com/LT/en
MZFBN0W10 | MScn HTS 384-well GFB, NS, Wht 10/pk | 1X1EA | 1 | 923 | Sigma-Aldrich | MZFBN0W10 | https://www.sigmaaldrich.com/LT/en
SLGN033NS | MillexGN 33mm Nylon .20um NS 50pk | 1X1EA | 1 | 268 | Sigma-Aldrich | SLGN033NS | https://www.sigmaaldrich.com/LT/en
SLGPTPPNS | Millex-GP 33mm PES .22um Non-sterile TPP | 1X1EA | 1 | 166 | Sigma-Aldrich | SLGPTPPNS | https://www.sigmaaldrich.com/LT/en
SLGVM33RS | Millex 33mm Durapore PVDF .22um Sterile | 1X1EA | 1 | 346 | Sigma-Aldrich | SLGVM33RS | https://www.sigmaaldrich.com/LT/en
SLHAM33SS | Millex 33mm MCE .45um Sterile FDA Listed | 1X1EA | 1 | 318 | Sigma-Aldrich | SLHAM33SS | https://www.sigmaaldrich.com/LT/en
SLHP033NS | MillexHP 33mm PES .45um NS 50pk | 1X1EA | 1 | 275 | Sigma-Aldrich | SLHP033NS | https://www.sigmaaldrich.com/LT/en
SLHV033RS | Millex 33mm Durapore PVDF .45um Sterile | 1X1EA | 1 | 318 | Sigma-Aldrich | SLHV033RS | https://www.sigmaaldrich.com/LT/en
SLLGDZ5NK | AC MILLEX 25MM PHILIC PTFE .2UM NON | 1X1EA | 1 | 3360 | Sigma-Aldrich | SLLGDZ5NK | https://www.sigmaaldrich.com/LT/en
SVGV01015 | Sterivex-GV Durapore PVDF .22um RS 15/pk | 1X1EA | 1 | 258 | Sigma-Aldrich | SVGV01015 | https://www.sigmaaldrich.com/LT/en
TMS-006-C | Ultra H2O-Sterile for cell culture,100ml | 1X1EA | 1 | 13 | Sigma-Aldrich | TMS-006-C | https://www.sigmaaldrich.com/LT/en
UFC30HVIS | ULTRAFREE MC/HV 1000/PK | 1X1EA | 1 | 3920 | Sigma-Aldrich | UFC30HVIS | https://www.sigmaaldrich.com/LT/en
UFSC400MT | Amicon Stirred Cell 400mL Maintenance ki | 1X1EA | 1 | 388 | Sigma-Aldrich | UFSC400MT | https://www.sigmaaldrich.com/LT/en
WP62MNT00 | High Output Vacuum Pump Maintenance Kit | 1X1EA | 1 | 191 | Sigma-Aldrich | WP62MNT00 | https://www.sigmaaldrich.com/LT/en
XX4004704 | SS FILTER SUPPORT SCREEN, 47MM FOR SS PR | 1X1EA | 1 | 252 | Sigma-Aldrich | XX4004704 | https://www.sigmaaldrich.com/LT/en
XX5004700 | SS AEROSOL STANDARD FILTER HOLDER, 47MM | 1X1EA | 1 | 1470 | Sigma-Aldrich | XX5004700 | https://www.sigmaaldrich.com/LT/en
XX6200004 | SS AEROSOL ADAPTER, LUER SLIP TO 1/4.. | 1X1EA | 1 | 387 | Sigma-Aldrich | XX6200004 | https://www.sigmaaldrich.com/LT/en
XX6403705 | REMOTE SAMPLING ASSY TUBE/ADP | 1X1EA | 1 | 413 | Sigma-Aldrich | XX6403705 | https://www.sigmaaldrich.com/LT/en
XX6504708 | HOLDER SUPPORT W/BASE SST | 1X1EA | 1 | 1365 | Sigma-Aldrich | XX6504708 | https://www.sigmaaldrich.com/LT/en
XX6700101 | PIPE THREAD FITTING 1/4" NPTF TEEE | 1X1EA | 1 | 110 | Sigma-Aldrich | XX6700101 | https://www.sigmaaldrich.com/LT/en
AP3207500 | WOVEN MESH SPACER 100/PK | 1X1EA | 1 | 167 | Sigma-Aldrich | AP3207500 | https://www.sigmaaldrich.com/LT/en
CAX2-MXT20 | ONIX2 MANIFOLD XT | 1X1EA | 1 | 8582 | Sigma-Aldrich | CAX2-MXT20 | https://www.sigmaaldrich.com/LT/en
YT3014257 | UNDERDRAIN SCREEN TEF CTD | 1X1EA | 1 | 1286 | Sigma-Aldrich | YT3014257 | https://www.sigmaaldrich.com/LT/en
MCMP24H48 | Millicell Hanging Cell Culture Insert, P | 1X1EA | 1 | 367 | Sigma-Aldrich | MCMP24H48 | https://www.sigmaaldrich.com/LT/en
MACR81275 | MScn Carrier Rack for 12x75mm tubes 1/pk | 1X1EA | 1 | 597 | Sigma-Aldrich | MACR81275 | https://www.sigmaaldrich.com/LT/en
MCEP06H48 | Millicell Hanging Cell Culture Insert, P | 1X1EA | 1 | 415 | Sigma-Aldrich | MCEP06H48 | https://www.sigmaaldrich.com/LT/en
NY0504700 | Nylon Net Filter 5um Wh P1 47mm 100Pk | 1X1EA | 1 | 247 | Sigma-Aldrich | NY0504700 | https://www.sigmaaldrich.com/LT/en
PBMK09005 | B300K 90MM HIGH FLUX 5PK | 1X1EA | 1 | 412 | Sigma-Aldrich | PBMK09005 | https://www.sigmaaldrich.com/LT/en
SCGPCAPRE | Stericap PLUS Express Plus PES .22um RS | 1X1EA | 1 | 285 | Sigma-Aldrich | SCGPCAPRE | https://www.sigmaaldrich.com/LT/en
SLGV033NK | MillexGV33mm DuraporePVDF.22um NS 1000pk | 1X1EA | 1 | 3052 | Sigma-Aldrich | SLGV033NK | https://www.sigmaaldrich.com/LT/en
SLHV033NB | MillexHV 33mm DuraporePVDF.45um NS 250pk | 1X1EA | 1 | 1067 | Sigma-Aldrich | SLHV033NB | https://www.sigmaaldrich.com/LT/en
SLHV033RB | Millex 33mm Durapore PVDF .45um Sterile | 1X1EA | 1 | 1164 | Sigma-Aldrich | SLHV033RB | https://www.sigmaaldrich.com/LT/en
SLVV033RS | Millex 33mm Durapore PVDF 0.1um Sterile | 1X1EA | 1 | 322 | Sigma-Aldrich | SLVV033RS | https://www.sigmaaldrich.com/LT/en
SSWPC0100 | MCE 3um White Plain 86x140mm | 1X1EA | 1 | 609 | Sigma-Aldrich | SSWPC0100 | https://www.sigmaaldrich.com/LT/en
SVHVB1010 | Sterivex-HV Durapore PVDF .45um RS w/ Be | 1X1EA | 1 | 209 | Sigma-Aldrich | SVHVB1010 | https://www.sigmaaldrich.com/LT/en
XX5000020 | FLOW-LIMITING ORIFICES, 2L/MIN | 1X1EA | 1 | 147 | Sigma-Aldrich | XX5000020 | https://www.sigmaaldrich.com/LT/en
YY2214252 | HANDWHEEL WRENCH FOR 142MM HOLDER | 1X1EA | 1 | 122 | Sigma-Aldrich | YY2214252 | https://www.sigmaaldrich.com/LT/en
11134201 | 96 Well SEQ Plate, 40pk | 1X1EA | 1 | 4592 | Sigma-Aldrich | 11134201 | https://www.sigmaaldrich.com/LT/en
MCHT12H48 | Millicell Hanging Cell Culture Insert, P | 1X1EA | 1 | 390 | Sigma-Aldrich | MCHT12H48 | https://www.sigmaaldrich.com/LT/en
MCSP12H48 | Millicell Hanging Cell Culture Insert, P | 1X1EA | 1 | 390 | Sigma-Aldrich | MCSP12H48 | https://www.sigmaaldrich.com/LT/en
SLGP033NB | Millex-GP 33mm PES .22um NS 250PK | 1X1EA | 1 | 1036 | Sigma-Aldrich | SLGP033NB | https://www.sigmaaldrich.com/LT/en
SLHN033NK | MillexHN 33mm Nylon .45um NS 1000pk | 1X1EA | 1 | 2534 | Sigma-Aldrich | SLHN033NK | https://www.sigmaaldrich.com/LT/en
SLLHH13NL | Millex-LH 13mmPhilicPTFE .45um NS 100PK | 1X1EA | 1 | 301 | Sigma-Aldrich | SLLHH13NL | https://www.sigmaaldrich.com/LT/en
UFSC050MT | Amicon Stirred Cell 50mL Maintenance kit | 1X1EA | 1 | 360 | Sigma-Aldrich | UFSC050MT | https://www.sigmaaldrich.com/LT/en
XX2702512 | 2-WAY SST INLET VALVE 1/8"NPTM | 1X1EA | 1 | 467 | Sigma-Aldrich | XX2702512 | https://www.sigmaaldrich.com/LT/en
XX6504710 | FLUOROELASTOMER TUBE W/NYLON ADAPT+CLAMP | 1X1EA | 1 | 73 | Sigma-Aldrich | XX6504710 | https://www.sigmaaldrich.com/LT/en
YT3009001 | ZHE PISTON W/ O-RING, WIPER SEAL 1/PK | 1X1EA | 1 | 338 | Sigma-Aldrich | YT3009001 | https://www.sigmaaldrich.com/LT/en
APFC03700 | GL FBR FLTR C 37MM 100PK | 1X1EA | 1 | 122 | Sigma-Aldrich | APFC03700 | https://www.sigmaaldrich.com/LT/en
PBGC15005 | B10K 150MM HIGH FLUX 5PK | 1X1EA | 1 | 531 | Sigma-Aldrich | PBGC15005 | https://www.sigmaaldrich.com/LT/en
PM2547050 | PTFE for PM2.5 Particle Monitoring 2um | 1X1EA | 1 | 685 | Sigma-Aldrich | PM2547050 | https://www.sigmaaldrich.com/LT/en
RAWP05000 | MCE 1.2UM WH PL 50MM 100/PK | 1X1EA | 1 | 259 | Sigma-Aldrich | RAWP05000 | https://www.sigmaaldrich.com/LT/en
SCC077 | UM-SCC-22B Squamous Carcinoma Cell Line | 1X1EA | 1 | 1442 | Sigma-Aldrich | SCC077 | https://www.sigmaaldrich.com/LT/en
SCHVU11RE | Stericup-HV 1000/1000mL Durapore PVDF .4 | 1X1EA | 1 | 418 | Sigma-Aldrich | SCHVU11RE | https://www.sigmaaldrich.com/LT/en
SKBM047TP | Strat-M Membrane Trial Pack, 47mm, 6/pk | 1X1EA | 1 | 252 | Sigma-Aldrich | SKBM047TP | https://www.sigmaaldrich.com/LT/en
SVHV01015 | Sterivex-HV Durapore PVDF .45um RS 15/pk | 1X1EA | 1 | 258 | Sigma-Aldrich | SVHV01015 | https://www.sigmaaldrich.com/LT/en
XFUF07615 | CROSS KNOB (M6) | 1X1EA | 1 | 80 | Sigma-Aldrich | XFUF07615 | https://www.sigmaaldrich.com/LT/en
XX4304707 | SS Support Screen for 47mm PP Filter | 1X1EA | 1 | 79 | Sigma-Aldrich | XX4304707 | https://www.sigmaaldrich.com/LT/en
PBVK15005 | B500K 150MM HIGH FLUX 5PK | 1X1EA | 1 | 531 | Sigma-Aldrich | PBVK15005 | https://www.sigmaaldrich.com/LT/en
SLGV033RS | Millex 33mm Durapore PVDF .22um Sterile | 1X1EA | 1 | 318 | Sigma-Aldrich | SLGV033RS | https://www.sigmaaldrich.com/LT/en
SSEP0470W | MCE 3.0UM 47MM EDGE PHOBIC 100/PK | 1X1EA | 1 | 825 | Sigma-Aldrich | SSEP0470W | https://www.sigmaaldrich.com/LT/en
XX5000000 | FFLOW-LIMITING ORIFICES, SET OF 5 | 1X1EA | 1 | 488 | Sigma-Aldrich | XX5000000 | https://www.sigmaaldrich.com/LT/en
YY2214251 | LEGS FOR 142 3/SET | 1X1EA | 1 | 262 | Sigma-Aldrich | YY2214251 | https://www.sigmaaldrich.com/LT/en
SLAA033SS | Millex 33mm MCE .8um Sterile 50/pk | 1X1EA | 1 | 271 | Sigma-Aldrich | SLAA033SS | https://www.sigmaaldrich.com/LT/en
SLGV033RB | Millex 33mm Durapore PVDF .22um Sterile | 1X1EA | 1 | 1148 | Sigma-Aldrich | SLGV033RB | https://www.sigmaaldrich.com/LT/en
SLHV033NS | MillexHV 33mm DuraporePVDF .45um NS 50pk | 1X1EA | 1 | 279 | Sigma-Aldrich | SLHV033NS | https://www.sigmaaldrich.com/LT/en
XX45025RK | REPLACEMENT PARTS KIT FOR HIGH PRESSURE | 1X1EA | 1 | 567 | Sigma-Aldrich | XX45025RK | https://www.sigmaaldrich.com/LT/en
XX6702506 | TUBE ADAPTER PE 1/4" NPTM TO 1/4" TUBE | 1X1EA | 1 | 240 | Sigma-Aldrich | XX6702506 | https://www.sigmaaldrich.com/LT/en
YY2209059 | SET OF 3 ALUM LEGS W/WRENCH | 1X1EA | 1 | 262 | Sigma-Aldrich | YY2209059 | https://www.sigmaaldrich.com/LT/en
HATF10050 | IMMO-NC Triton Free MCE .45um WH PL 50Pk | 1X1EA | 1 | 413 | Sigma-Aldrich | HATF10050 | https://www.sigmaaldrich.com/LT/en
LSKS09601 | Montage Sequencing Reaction Cleanup Kit | 1X1EA | 1 | 178 | Sigma-Aldrich | LSKS09601 | https://www.sigmaaldrich.com/LT/en
MACR08124 | MScn Carrier Rack for 4ml Vials 1/pk | 1X1EA | 1 | 597 | Sigma-Aldrich | MACR08124 | https://www.sigmaaldrich.com/LT/en
LSKPMRN30 | RNase A, 30mg in 50% glycerol (1ml) | 1X1EA | 1 | 163 | Sigma-Aldrich | LSKPMRN30 | https://www.sigmaaldrich.com/LT/en
MCRP24H48 | Millicell Hanging Cell Culture Insert, P | 1X1EA | 1 | 367 | Sigma-Aldrich | MCRP24H48 | https://www.sigmaaldrich.com/LT/en
MZHVN0W50 | MSnHTS 384well DurPVDF .45um Wht NS 50pk | 1X1EA | 1 | 3444 | Sigma-Aldrich | MZHVN0W50 | https://www.sigmaaldrich.com/LT/en
SKBM025TP | Strat-M Membrane Trial Pack, 25mm, 6/pk | 1X1EA | 1 | 167 | Sigma-Aldrich | SKBM025TP | https://www.sigmaaldrich.com/LT/en
SLGSM33SS | Millex 33mm MCE .22um Sterile FDA Listed | 1X1EA | 1 | 318 | Sigma-Aldrich | SLGSM33SS | https://www.sigmaaldrich.com/LT/en
SLHPM33RS | Millex-HP 33mm PES .45¦m Sterile 50/pk | 1X1EA | 1 | 294 | Sigma-Aldrich | SLHPM33RS | https://www.sigmaaldrich.com/LT/en
SVGVL10RC | Sterivex-GV Durapore PVDF .22um RS w/ | 1X1EA | 1 | 252 | Sigma-Aldrich | SVGVL10RC | https://www.sigmaaldrich.com/LT/en
XFUF07613 | O-RING FOR GLASS CYLINDER | 1X1EA | 1 | 175 | Sigma-Aldrich | XFUF07613 | https://www.sigmaaldrich.com/LT/en
XX2004702 | HYDROSOL SS BASE W/SCREEN GASKET STOPPER | 1X1EA | 1 | 1013 | Sigma-Aldrich | XX2004702 | https://www.sigmaaldrich.com/LT/en
XX4204708 | VENT/RELIEF VALVE SS 275 PSI | 1X1EA | 1 | 415 | Sigma-Aldrich | XX4204708 | https://www.sigmaaldrich.com/LT/en
YY1301009 | PLUG 1/4" NPT SS 2/PK | 1X1EA | 1 | 70 | Sigma-Aldrich | YY1301009 | https://www.sigmaaldrich.com/LT/en
28517-U | PK10 ASSET EZ4-ICA DRY SAMPLER | 1X1EA | 1 | 562 | Sigma-Aldrich | 28517-U | https://www.sigmaaldrich.com/LT/en
HVHP00010 | 0.45 PHOBIC DURAPORE, 12IN X 10FT ROLL | 1X1EA | 1 | 583 | Sigma-Aldrich | HVHP00010 | https://www.sigmaaldrich.com/LT/en
LSKS09624 | Montage Sequencing Reaction Cleanup Kit | 1X1EA | 1 | 2744 | Sigma-Aldrich | LSKS09624 | https://www.sigmaaldrich.com/LT/en
MAB3749 | LEF-1, MS X HU 100UG | 1X1EA | 1 | 460 | Sigma-Aldrich | MAB3749 | https://www.sigmaaldrich.com/LT/en
MACR08127 | MScn Carrier Rack for 7ml Vials 1/pk | 1X1EA | 1 | 597 | Sigma-Aldrich | MACR08127 | https://www.sigmaaldrich.com/LT/en
PBHK15005 | B100K 150MM HIGH FLUX 5 PK | 1X1EA | 1 | 531 | Sigma-Aldrich | PBHK15005 | https://www.sigmaaldrich.com/LT/en
SLGV033NB | MillexGV 33mm DuraporePVDF.22um NS 250pk | 1X1EA | 1 | 1063 | Sigma-Aldrich | SLGV033NB | https://www.sigmaaldrich.com/LT/en
SLVP07550 | PVDF 5um 75mm 50/pack | 1X1EA | 1 | 415 | Sigma-Aldrich | SLVP07550 | https://www.sigmaaldrich.com/LT/en
SVHV010RS | Sterivex-HV Durapore PVDF .45um RS 50/pk | 1X1EA | 1 | 520 | Sigma-Aldrich | SVHV010RS | https://www.sigmaaldrich.com/LT/en
XX4404703 | SS BACK-PRESSURE SCREEN, 47MM | 1X1EA | 1 | 97 | Sigma-Aldrich | XX4404703 | https://www.sigmaaldrich.com/LT/en
AABG03700 | MCE .8UM BK GD 37MM 100/PK | 1X1EA | 1 | 279 | Sigma-Aldrich | AABG03700 | https://www.sigmaaldrich.com/LT/en
ABD68 | Anti-Grainyhead-Like 3/GRHL3 | 1X1EA | 1 | 411 | Sigma-Aldrich | ABD68 | https://www.sigmaaldrich.com/LT/en
CAX2-MBC20 | ONIX2 MANIFOLD BASIC | 1X1EA | 1 | 2142 | Sigma-Aldrich | CAX2-MBC20 | https://www.sigmaaldrich.com/LT/en
CCGL09025 | CHARGED DURAPORE DISKS 90MM 25/PK | 1X1EA | 1 | 573 | Sigma-Aldrich | CCGL09025 | https://www.sigmaaldrich.com/LT/en
MCHT06H48 | Millicell Hanging Cell Culture Insert, P | 1X1EA | 1 | 415 | Sigma-Aldrich | MCHT06H48 | https://www.sigmaaldrich.com/LT/en
MCRP06H48 | Millicell Hanging Cell Culture Insert, P | 1X1EA | 1 | 415 | Sigma-Aldrich | MCRP06H48 | https://www.sigmaaldrich.com/LT/en
MCSP06H48 | Millicell Hanging Cell Culture Insert, P | 1X1EA | 1 | 415 | Sigma-Aldrich | MCSP06H48 | https://www.sigmaaldrich.com/LT/en
MZFBN0W50 | MScn HTS 384-well GFB, NS, Wht 50/pk | 1X1EA | 1 | 4536 | Sigma-Aldrich | MZFBN0W50 | https://www.sigmaaldrich.com/LT/en
SCC071 | UM-SCC-47 Squamous Carcinoma Cell Line | 1X1EA | 1 | 1680 | Sigma-Aldrich | SCC071 | https://www.sigmaaldrich.com/LT/en
SCR005 | ACCUTASE, 100ML | 1X1EA | 1 | 60 | Sigma-Aldrich | SCR005 | https://www.sigmaaldrich.com/LT/en
SCR029 | Mouse Cortical NSC, 1 million cells | 1X1EA | 1 | 1155 | Sigma-Aldrich | SCR029 | https://www.sigmaaldrich.com/LT/en
SCR108 | Human mesenchymal stem cell kit | 1X1EA | 1 | 1274 | Sigma-Aldrich | SCR108 | https://www.sigmaaldrich.com/LT/en
SCR530 | Ms STEMCCA Const. (OKSM) Kit, 3 vials | 1X1EA | 1 | 1904 | Sigma-Aldrich | SCR530 | https://www.sigmaaldrich.com/LT/en
SE2M034I07 | 0.45um MILLEX 33mm MCE 50Pk S | 1X1EA | 1 | 525 | Sigma-Aldrich | SE2M034I07 | https://www.sigmaaldrich.com/LT/en
SLGNDZ5NK | AC MILLEX 25MM NYLON .2UM NON STERI | 1X1EA | 1 | 2968 | Sigma-Aldrich | SLGNDZ5NK | https://www.sigmaaldrich.com/LT/en
SLGS033SB | Millex 33mm MCE .22um Sterile 250/pk | 1X1EA | 1 | 885 | Sigma-Aldrich | SLGS033SB | https://www.sigmaaldrich.com/LT/en
SLHN033NB | MILLEX .45UM NYL33MM 250NS | 1X1EA | 1 | 1060 | Sigma-Aldrich | SLHN033NB | https://www.sigmaaldrich.com/LT/en
SLHP033RB | Millex-HP 33mm PES .45¦m Sterile 250/pk | 1X1EA | 1 | 1125 | Sigma-Aldrich | SLHP033RB | https://www.sigmaaldrich.com/LT/en
SVGV010RS | Sterivex-GV Durapore PVDF .22um RS 50/pk | 1X1EA | 1 | 520 | Sigma-Aldrich | SVGV010RS | https://www.sigmaaldrich.com/LT/en
UFSC05001 | Amicon Stirred Cell 50ml | 1X1EA | 1 | 1666 | Sigma-Aldrich | UFSC05001 | https://www.sigmaaldrich.com/LT/en
UFSC400SL | Amicon Stirred Cell 400mL Seal kit | 1X1EA | 1 | 167 | Sigma-Aldrich | UFSC400SL | https://www.sigmaaldrich.com/LT/en
WP62RBDNA | High Output Pump Rebuild Kit, 115V | 1X1EA | 1 | 433 | Sigma-Aldrich | WP62RBDNA | https://www.sigmaaldrich.com/LT/en
XX4004716 | PTFE ORING 2-223 FOR SS PRESSURE FI | 1X1EA | 1 | 268 | Sigma-Aldrich | XX4004716 | https://www.sigmaaldrich.com/LT/en
XX6200036 | REPLACEMENT PARTS KIT F/HAND VACUUM PUMP | 1X1EA | 1 | 156 | Sigma-Aldrich | XX6200036 | https://www.sigmaaldrich.com/LT/en
UFSC20001 | Amicon Stirred Cell 200ml | 1X1EA | 1 | 2212 | Sigma-Aldrich | UFSC20001 | https://www.sigmaaldrich.com/LT/en
LSKP09624 | Plasmid Miniprep 24 pack Kit | 1X1EA | 1 | 5754 | Sigma-Aldrich | LSKP09624 | https://www.sigmaaldrich.com/LT/en
5614 | SCREEN 47MM 316 UNDERDRAN | 1X1EA | 1 | 47 | Sigma-Aldrich | 5614 | https://www.sigmaaldrich.com/LT/en
1065601 | MICROCON VIALS 100 PACK | 1X1EA | 1 | 72 | Sigma-Aldrich | 1065601 | https://www.sigmaaldrich.com/LT/en
LSKCTB500 | Tris Buffer 500mL | 1X1EA | 1 | 174 | Sigma-Aldrich | LSKCTB500 | https://www.sigmaaldrich.com/LT/en
MACL09625 | MScn col Loader Black 25ul NS 1/pk | 1X1EA | 1 | 717 | Sigma-Aldrich | MACL09625 | https://www.sigmaaldrich.com/LT/en
MCRP12H48 | Millicell Hanging Cell Culture Insert, P | 1X1EA | 1 | 390 | Sigma-Aldrich | MCRP12H48 | https://www.sigmaaldrich.com/LT/en
MZHVN0W10 | MSnHTS 384well DurPVDF .45um Wht NS 10pk | 1X1EA | 1 | 769 | Sigma-Aldrich | MZHVN0W10 | https://www.sigmaaldrich.com/LT/en
PBCC15005 | B5K 150MM HIGH FLUX 5PK | 1X1EA | 1 | 531 | Sigma-Aldrich | PBCC15005 | https://www.sigmaaldrich.com/LT/en
PHCCCABLE | Scepter USB Cable, 1/pack | 1X1EA | 1 | 21 | Sigma-Aldrich | PHCCCABLE | https://www.sigmaaldrich.com/LT/en
SCHVU05RE | Stericup-HV 500mL Durapore PVDF .45 | 1X1EA | 1 | 290 | Sigma-Aldrich | SCHVU05RE | https://www.sigmaaldrich.com/LT/en
SE2M035I07 | 0.22UM MILLEX 33mm MCE 50PK S | 1X1EA | 1 | 507 | Sigma-Aldrich | SE2M035I07 | https://www.sigmaaldrich.com/LT/en
SLGS033SS | Millex 33mm MCE .22um Sterile 50/pk | 1X1EA | 1 | 266 | Sigma-Aldrich | SLGS033SS | https://www.sigmaaldrich.com/LT/en
SLHP033RS | Millex-HP 33mm PES .45¦m Sterile 50/pk | 1X1EA | 1 | 294 | Sigma-Aldrich | SLHP033RS | https://www.sigmaaldrich.com/LT/en
SVGVB1010 | Sterivex-GV DuraporePVDF .22um RS w/Bell | 1X1EA | 1 | 209 | Sigma-Aldrich | SVGVB1010 | https://www.sigmaaldrich.com/LT/en
LSKNF0500 | Plasmid Wash Solution 500mL | 1X1EA | 1 | 163 | Sigma-Aldrich | LSKNF0500 | https://www.sigmaaldrich.com/LT/en
XFUF07611 | GLASS CYLINDER | 1X1EA | 1 | 622 | Sigma-Aldrich | XFUF07611 | https://www.sigmaaldrich.com/LT/en
XX2004701 | FUNNEL LOCKING RING 1/PK | 1X1EA | 1 | 203 | Sigma-Aldrich | XX2004701 | https://www.sigmaaldrich.com/LT/en
XX40047RK | REPLACEMENT PARTS KIT F/47MM SS PRESSURE | 1X1EA | 1 | 493 | Sigma-Aldrich | XX40047RK | https://www.sigmaaldrich.com/LT/en
MCMP12H48 | Millicell Hanging Cell Culture Insert, P | 1X1EA | 1 | 390 | Sigma-Aldrich | MCMP12H48 | https://www.sigmaaldrich.com/LT/en
MERSSTX00 | Milli ERS-2 Electrode for Milli-96, 1 ea | 1X1EA | 1 | 2842 | Sigma-Aldrich | MERSSTX00 | https://www.sigmaaldrich.com/LT/en
MSVMHTS0H | MScn HTS Vacuum Mnfld Collar Holder 1/pk | 1X1EA | 1 | 658 | Sigma-Aldrich | MSVMHTS0H | https://www.sigmaaldrich.com/LT/en
NY8H00010 | NYLON NET FLT. 180UM 30CMX3M ROLL | 1X1EA | 1 | 595 | Sigma-Aldrich | NY8H00010 | https://www.sigmaaldrich.com/LT/en
SE2J032I10 | Millex HP 33mm PES .45um Sterile Wh | 1X1EA | 1 | 286 | Sigma-Aldrich | SE2J032I10 | https://www.sigmaaldrich.com/LT/en
SLHNMZ5NZ | AC Millex HPF 25mm Nyon .45um Non-s | 1X1EA | 1 | 1238 | Sigma-Aldrich | SLHNMZ5NZ | https://www.sigmaaldrich.com/LT/en
SLGP033RB | Millex-GP 33mm PES .22um Sterile 250/pk | 1X1EA | 1 | 917 | Sigma-Aldrich | SLGP033RB | https://www.sigmaaldrich.com/LT/en
SVGP01050 | Sterivex-GP PES .22um RS 50/pk | 1X1EA | 1 | 544 | Sigma-Aldrich | SVGP01050 | https://www.sigmaaldrich.com/LT/en
UFSC200MT | Amicon Stirred Cell 200mL Maintenance ki | 1X1EA | 1 | 373 | Sigma-Aldrich | UFSC200MT | https://www.sigmaaldrich.com/LT/en
YT3009014 | ZHE QUICK-DISCONNECT MALE SWAGELOK 1/PK | 1X1EA | 1 | 131 | Sigma-Aldrich | YT3009014 | https://www.sigmaaldrich.com/LT/en
MCHT24H48 | Millicell Hanging Cell Culture Insert, P | 1X1EA | 1 | 367 | Sigma-Aldrich | MCHT24H48 | https://www.sigmaaldrich.com/LT/en
MCSP24H48 | Millicell Hanging Cell Culture Insert, P | 1X1EA | 1 | 367 | Sigma-Aldrich | MCSP24H48 | https://www.sigmaaldrich.com/LT/en
MSVMHTS06 | HTS Manifold On-OFF Valve Assembly | 1X1EA | 1 | 299 | Sigma-Aldrich | MSVMHTS06 | https://www.sigmaaldrich.com/LT/en
MZFCN0W10 | MScn HTS 384-well GFC, NS, Wht 10/pk | 1X1EA | 1 | 923 | Sigma-Aldrich | MZFCN0W10 | https://www.sigmaaldrich.com/LT/en
SCR136 | ANIMAL FREE COLLAGENASE, TYPE A, 50MG | 1X1EA | 1 | 126 | Sigma-Aldrich | SCR136 | https://www.sigmaaldrich.com/LT/en
SLGP033NK | Millex-GP 33mm PES .22um NS 1000PK | 1X1EA | 1 | 2632 | Sigma-Aldrich | SLGP033NK | https://www.sigmaaldrich.com/LT/en
SLLHR04NK | Millex-LH 4mm Philic PTFE .45um Non | 1X1EA | 1 | 2436 | Sigma-Aldrich | SLLHR04NK | https://www.sigmaaldrich.com/LT/en
SPGPM10RJ | Steripak-GP10 PES .22um RS 2-stack 3/pk | 1X1EA | 1 | 268 | Sigma-Aldrich | SPGPM10RJ | https://www.sigmaaldrich.com/LT/en
UFSC050SL | Amicon Stirred Cell 50ml Seal Kit | 1X1EA | 1 | 150 | Sigma-Aldrich | UFSC050SL | https://www.sigmaaldrich.com/LT/en
XX6504712 | PATCH TEST KIT SPARE PARTS | 1X1EA | 1 | 418 | Sigma-Aldrich | XX6504712 | https://www.sigmaaldrich.com/LT/en
YT3009002 | ZHE FITTING LUER 1/8" NPTF | 1X1EA | 1 | 159 | Sigma-Aldrich | YT3009002 | https://www.sigmaaldrich.com/LT/en
55299-U | 20 GM SUPEL QUE Z-SEP+ | 1X1EA | 1 | 302 | Sigma-Aldrich | 55299-U | https://www.sigmaaldrich.com/LT/en
RAD170S | RADIELLO HYDROGEN SULFIDE SAMPLE KIT | 1X1EA | 1 | 88 | Sigma-Aldrich | RAD170S | https://www.sigmaaldrich.com/LT/en
57454-U | PK3 23 GA. PTFE SPME FIBER SEALING CAPS | 1X1EA | 1 | 21 | Sigma-Aldrich | 57454-U | https://www.sigmaaldrich.com/LT/en
30133-U | PK10 UNCOND TENAX TA 60/80 89MM SS TD & | 1X1EA | 1 | 590 | Sigma-Aldrich | 30133-U | https://www.sigmaaldrich.com/LT/en
5027-U | PK10 ASSET EZ4-NCO DRY SAMPLER | 1X1EA | 1 | 528 | Sigma-Aldrich | 5027-U | https://www.sigmaaldrich.com/LT/en
52776-U | PK50 SUPELMIP SPE-PATULIN 100MG/3MLTUBES | 1X1EA | 1 | 803 | Sigma-Aldrich | 52776-U | https://www.sigmaaldrich.com/LT/en
SCM151 | PLTGold« Human Platelet Lysate, 100mL | 1X1EA | 1 | 504 | Sigma-Aldrich | SCM151 | https://www.sigmaaldrich.com/LT/en
SCT032 | BioTrack 515 Green Zn2+ DA (1EA=1MG) | 1X1EA | 1 | 712 | Sigma-Aldrich | SCT032 | https://www.sigmaaldrich.com/LT/en
SCT027 | BioTracker# 510 Green #-GlcU(Na) Dye | 1X1EA | 1 | 754 | Sigma-Aldrich | SCT027 | https://www.sigmaaldrich.com/LT/en
SAMP2LCRB | Millex for Samp G2 0.45 PhilicPTFE 250pk | 1X1EA | 1 | 1470 | Sigma-Aldrich | SAMP2LCRB | https://www.sigmaaldrich.com/LT/en
S200B10RE | Stericup Receiver, 1000ml, rs,12pk | 1X1EA | 1 | 149 | Sigma-Aldrich | S200B10RE | https://www.sigmaaldrich.com/LT/en
S2HVU11RE | Stericup-HV 1000/1000mL Durapore PVDF .4 | 1X1EA | 1 | 408 | Sigma-Aldrich | S2HVU11RE | https://www.sigmaaldrich.com/LT/en
SCT034 | BioTrack 574 Red HOCL (1EA=5X20UG) | 1X1EA | 1 | 629 | Sigma-Aldrich | SCT034 | https://www.sigmaaldrich.com/LT/en
SCT036 | BioTrack 625 Red GSH (1EA=2X25nmol) | 1X1EA | 1 | 429 | Sigma-Aldrich | SCT036 | https://www.sigmaaldrich.com/LT/en
SCC157 | 6CFSMEo-Cys Fibro Submucosal Gland Epith | 1X1EA | 1 | 1596 | Sigma-Aldrich | SCC157 | https://www.sigmaaldrich.com/LT/en
SCT033 | BioTrack 520 Green Hypoxia (1EA=5X25UG) | 1X1EA | 1 | 1006 | Sigma-Aldrich | SCT033 | https://www.sigmaaldrich.com/LT/en
SCC162 | CFTE29o- HuCystic Fibrosis Trach Epith | 1X1EA | 1 | 1596 | Sigma-Aldrich | SCC162 | https://www.sigmaaldrich.com/LT/en
SCT026 | BioTrack 510 Green #-Glu (1EA=1MG) | 1X1EA | 1 | 754 | Sigma-Aldrich | SCT026 | https://www.sigmaaldrich.com/LT/en
S2HVU02RE | Stericup-HV 250mL Durapore PVDF .45um RS | 1X1EA | 1 | 142 | Sigma-Aldrich | S2HVU02RE | https://www.sigmaaldrich.com/LT/en
SCT028 | BioTrack 525 Green GGT (1EA=10X20UG) | 1X1EA | 1 | 819 | Sigma-Aldrich | SCT028 | https://www.sigmaaldrich.com/LT/en
SCT025 | BioTrack 519 Green #-Gal (1EA=5X30nmol) | 1X1EA | 1 | 503 | Sigma-Aldrich | SCT025 | https://www.sigmaaldrich.com/LT/en
SCT030 | BioTrack 575 Red Fe2+ (1EA=10X50UG) | 1X1EA | 1 | 629 | Sigma-Aldrich | SCT030 | https://www.sigmaaldrich.com/LT/en
SCT031 | BioTrack 515 Green Zn2+ (1EA=1MG) | 1X1EA | 1 | 712 | Sigma-Aldrich | SCT031 | https://www.sigmaaldrich.com/LT/en
S2HVU01RE | Stericup-HV 150mL Durapore PVDF .45 | 1X1EA | 1 | 150 | Sigma-Aldrich | S2HVU01RE | https://www.sigmaaldrich.com/LT/en
S2HVU05RE | Stericup-HV 500mL Durapore PVDF .45 | 1X1EA | 1 | 280 | Sigma-Aldrich | S2HVU05RE | https://www.sigmaaldrich.com/LT/en
SCC155 | CFSMEo-Cys Fibro Submucosal Epithelial | 1X1EA | 1 | 1596 | Sigma-Aldrich | SCC155 | https://www.sigmaaldrich.com/LT/en
S200B05RE | Stericup Receiver, 500ml, rs,12pk | 1X1EA | 1 | 78 | Sigma-Aldrich | S200B05RE | https://www.sigmaaldrich.com/LT/en
SCT024 | BioTrack 543 Yellow #-Gal (1EA=10X50UG) | 1X1EA | 1 | 754 | Sigma-Aldrich | SCT024 | https://www.sigmaaldrich.com/LT/en
SCC177 | TS/A Mouse Mammary Adenocarcinoma | 1X1EA | 1 | 1314 | Sigma-Aldrich | SCC177 | https://www.sigmaaldrich.com/LT/en
SCM152 | PLTGold« Human Platelet Lysate, 500mL | 1X1EA | 1 | 1918 | Sigma-Aldrich | SCM152 | https://www.sigmaaldrich.com/LT/en
SCT035 | BioTrack 515 Green ONOO- (1EA=1MG) | 1X1EA | 1 | 740 | Sigma-Aldrich | SCT035 | https://www.sigmaaldrich.com/LT/en
55314-U | PK30 SUPEL TOX AFLAZEA 6ML CARTRIDGE | 1X1EA | 1 | 348 | Sigma-Aldrich | 55314-U | https://www.sigmaaldrich.com/LT/en
55307-U | PK25 SUPEL TOX TRICHOBIND LRC CART& | 1X1EA | 1 | 146 | Sigma-Aldrich | 55307-U | https://www.sigmaaldrich.com/LT/en
55308-U | PK30 SUPEL TOX TRICHO 6ML SPE CART& | 1X1EA | 1 | 348 | Sigma-Aldrich | 55308-U | https://www.sigmaaldrich.com/LT/en
Z800198-1EA | HELLMA(R) LIQUID CALIBRATION STANDARDS, | 1X1EA | 1 | 586 | Sigma-Aldrich | Z800198-1EA | https://www.sigmaaldrich.com/LT/en
52171-U | PK108 CAPS FOR 1ML SPE TUBES | 1X1EA | 1 | 48 | Sigma-Aldrich | 52171-U | https://www.sigmaaldrich.com/LT/en
52172-U | PK54 CAPS FOR 3ML SPE TUBES | 1X1EA | 1 | 41 | Sigma-Aldrich | 52172-U | https://www.sigmaaldrich.com/LT/en
52173-U | PK30 CAPS FOR 6ML SPE TUBES | 1X1EA | 1 | 36 | Sigma-Aldrich | 52173-U | https://www.sigmaaldrich.com/LT/en
52174-U | PK20 CAPS FOR 12ML SPE TUBES | 1X1EA | 1 | 29 | Sigma-Aldrich | 52174-U | https://www.sigmaaldrich.com/LT/en
52175-U | PK20 CAPS FOR 20ML SPE TUBES | 1X1EA | 1 | 29 | Sigma-Aldrich | 52175-U | https://www.sigmaaldrich.com/LT/en
52176-U | PK20 CAPS FOR 60ML SPE TUBES | 1X1EA | 1 | 29 | Sigma-Aldrich | 52176-U | https://www.sigmaaldrich.com/LT/en
52177-U | 6 PORT VALVE FOR TDU MODEL 890 | 1X1EA | 1 | 3117 | Sigma-Aldrich | 52177-U | https://www.sigmaaldrich.com/LT/en
57239-U | PK30 ENVI-CHROM P 500MG/6ML GERSTEL MPS | 1X1EA | 1 | 270 | Sigma-Aldrich | 57239-U | https://www.sigmaaldrich.com/LT/en
Z801186-1EA | HELLMA(R) CYLINDRICAL ABSORPTION CUVETTE | 1X1EA | 1 | 152 | Sigma-Aldrich | Z801186-1EA | https://www.sigmaaldrich.com/LT/en
Z803596-1EA | HELLMA(R) ABSORPTION CUVETTES, FLOW-THRO | 1X1EA | 1 | 947 | Sigma-Aldrich | Z803596-1EA | https://www.sigmaaldrich.com/LT/en
Z803049-1EA | HELLMA(R) ABSORPTION CUVETTES, FLOW-THRO | 1X1EA | 1 | 319 | Sigma-Aldrich | Z803049-1EA | https://www.sigmaaldrich.com/LT/en
Z805785-1EA | HELLMA(R) LIQUID CALIBRATION STANDARDS S | 1X1EA | 1 | 1074 | Sigma-Aldrich | Z805785-1EA | https://www.sigmaaldrich.com/LT/en
Z803375-1EA | HELLMA(R) ABSORPTION CUVETTES, FLOW-THRO | 1X1EA | 1 | 265 | Sigma-Aldrich | Z803375-1EA | https://www.sigmaaldrich.com/LT/en
Z802271-1EA | HELLMA(R) ABSORPTION CUVETTES, FLOW-THRO | 1X1EA | 1 | 458 | Sigma-Aldrich | Z802271-1EA | https://www.sigmaaldrich.com/LT/en
Z804703-1EA | HELLMA(R) ABSORPTION CUVETTES, FLOW-THRO | 1X1EA | 1 | 445 | Sigma-Aldrich | Z804703-1EA | https://www.sigmaaldrich.com/LT/en
Z802395-1EA | HELLMA(R) ABSORPTION CUVETTES, FLOW-THRO | 1X1EA | 1 | 278 | Sigma-Aldrich | Z802395-1EA | https://www.sigmaaldrich.com/LT/en
Z804916-1EA | HELLMA(R) LIQUID CALIBRATION STANDARDS S | 1X1EA | 1 | 2812 | Sigma-Aldrich | Z804916-1EA | https://www.sigmaaldrich.com/LT/en
Z802727-1EA | HELLMA(R) ABSORPTION CUVETTES, FLOW-THRO | 1X1EA | 1 | 322 | Sigma-Aldrich | Z802727-1EA | https://www.sigmaaldrich.com/LT/en
Z805459-1EA | HELLMA(R) LIQUID CALIBRATION STANDARDS S | 1X1EA | 1 | 1074 | Sigma-Aldrich | Z805459-1EA | https://www.sigmaaldrich.com/LT/en
Z802611-1EA | HELLMA(R) ABSORPTION CUVETTES, FLOW-THRO | 1X1EA | 1 | 322 | Sigma-Aldrich | Z802611-1EA | https://www.sigmaaldrich.com/LT/en
Z805343-1EA | HELLMA(R) LIQUID CALIBRATION STANDARDS S | 1X1EA | 1 | 1529 | Sigma-Aldrich | Z805343-1EA | https://www.sigmaaldrich.com/LT/en
Z801615-1EA | HELLMA(R) ABSORPTION CUVETTES, FLOW-THRO | 1X1EA | 1 | 275 | Sigma-Aldrich | Z801615-1EA | https://www.sigmaaldrich.com/LT/en
Z804037-1EA | HELLMA(R) ABSORPTION CUVETTES, FLOW-THRO | 1X1EA | 1 | 345 | Sigma-Aldrich | Z804037-1EA | https://www.sigmaaldrich.com/LT/en
Z802948-1EA | HELLMA(R) ABSORPTION CUVETTES, FLOW-THRO | 1X1EA | 1 | 319 | Sigma-Aldrich | Z802948-1EA | https://www.sigmaaldrich.com/LT/en
Z805661-1EA | HELLMA(R) LIQUID CALIBRATION STANDARDS S | 1X1EA | 1 | 1074 | Sigma-Aldrich | Z805661-1EA | https://www.sigmaaldrich.com/LT/en
Z801844-1EA | HELLMA(R) ABSORPTION CUVETTES, FLOW-THRO | 1X1EA | 1 | 273 | Sigma-Aldrich | Z801844-1EA | https://www.sigmaaldrich.com/LT/en
Z804266-1EA | HELLMA(R) ABSORPTION CUVETTES, FLOW-THRO | 1X1EA | 1 | 375 | Sigma-Aldrich | Z804266-1EA | https://www.sigmaaldrich.com/LT/en
Z801399-1EA | HELLMA(R) CYLINDRICAL ABSORPTION CUVETTE | 1X1EA | 1 | 299 | Sigma-Aldrich | Z801399-1EA | https://www.sigmaaldrich.com/LT/en
Z803812-1EA | HELLMA(R) ABSORPTION CUVETTES, FLOW-THRO | 1X1EA | 1 | 293 | Sigma-Aldrich | Z803812-1EA | https://www.sigmaaldrich.com/LT/en
Z800856-1EA | HELLMA(R) CYLINDRICAL ABSORPTION CUVETTE | 1X1EA | 1 | 99 | Sigma-Aldrich | Z800856-1EA | https://www.sigmaaldrich.com/LT/en
Z801070-1EA | HELLMA(R) CYLINDRICAL ABSORPTION CUVETTE | 1X1EA | 1 | 136 | Sigma-Aldrich | Z801070-1EA | https://www.sigmaaldrich.com/LT/en
Z801283-1EA | HELLMA(R) CYLINDRICAL ABSORPTION CUVETTE | 1X1EA | 1 | 3959 | Sigma-Aldrich | Z801283-1EA | https://www.sigmaaldrich.com/LT/en
Z803278-1EA | HELLMA(R) ABSORPTION CUVETTES, FLOW-THRO | 1X1EA | 1 | 428 | Sigma-Aldrich | Z803278-1EA | https://www.sigmaaldrich.com/LT/en
Z803707-1EA | HELLMA(R) ABSORPTION CUVETTES, FLOW-THRO | 1X1EA | 1 | 947 | Sigma-Aldrich | Z803707-1EA | https://www.sigmaaldrich.com/LT/en
Z805564-1EA | HELLMA(R) LIQUID CALIBRATION STANDARDS S | 1X1EA | 1 | 1074 | Sigma-Aldrich | Z805564-1EA | https://www.sigmaaldrich.com/LT/en
Z802174-1EA | HELLMA(R) ABSORPTION CUVETTES, FLOW-THRO | 1X1EA | 1 | 458 | Sigma-Aldrich | Z802174-1EA | https://www.sigmaaldrich.com/LT/en
Z804592-1EA | HELLMA(R) ABSORPTION CUVETTES, FLOW-THRO | 1X1EA | 1 | 445 | Sigma-Aldrich | Z804592-1EA | https://www.sigmaaldrich.com/LT/en
Z801941-1EA | HELLMA(R) ABSORPTION CUVETTES, FLOW-THRO | 1X1EA | 1 | 296 | Sigma-Aldrich | Z801941-1EA | https://www.sigmaaldrich.com/LT/en
Z804363-1EA | HELLMA(R) ABSORPTION CUVETTES, FLOW-THRO | 1X1EA | 1 | 370 | Sigma-Aldrich | Z804363-1EA | https://www.sigmaaldrich.com/LT/en
Z801518-1EA | HELLMA(R) ABSORPTION CUVETTES, CELLS WIT | 1X1EA | 1 | 319 | Sigma-Aldrich | Z801518-1EA | https://www.sigmaaldrich.com/LT/en
Z803936-1EA | HELLMA(R) ABSORPTION CUVETTES, FLOW-THRO | 1X1EA | 1 | 293 | Sigma-Aldrich | Z803936-1EA | https://www.sigmaaldrich.com/LT/en
Z801720-1EA | HELLMA(R) ABSORPTION CUVETTES, FLOW-THRO | 1X1EA | 1 | 252 | Sigma-Aldrich | Z801720-1EA | https://www.sigmaaldrich.com/LT/en
Z802069-1EA | HELLMA(R) ABSORPTION CUVETTES, FLOW-THRO | 1X1EA | 1 | 333 | Sigma-Aldrich | Z802069-1EA | https://www.sigmaaldrich.com/LT/en
Z804487-1EA | HELLMA(R) ABSORPTION CUVETTES, FLOW-THRO | 1X1EA | 1 | 370 | Sigma-Aldrich | Z804487-1EA | https://www.sigmaaldrich.com/LT/en
Z800953-1EA | HELLMA(R) CYLINDRICAL ABSORPTION CUVETTE | 1X1EA | 1 | 125 | Sigma-Aldrich | Z800953-1EA | https://www.sigmaaldrich.com/LT/en
Z802506-1EA | HELLMA(R) ABSORPTION CUVETTES, FLOW-THRO | 1X1EA | 1 | 486 | Sigma-Aldrich | Z802506-1EA | https://www.sigmaaldrich.com/LT/en
Z805246-1EA | HELLMA(R) LIQUID CALIBRATION STANDARDS S | 1X1EA | 1 | 2103 | Sigma-Aldrich | Z805246-1EA | https://www.sigmaaldrich.com/LT/en
Z800740-1EA | HELLMA(R) ABSORPTION CUVETTES, MACRO, CE | 1X1EA | 1 | 222 | Sigma-Aldrich | Z800740-1EA | https://www.sigmaaldrich.com/LT/en
Z803162-1EA | HELLMA(R) ABSORPTION CUVETTES, FLOW-THRO | 1X1EA | 1 | 428 | Sigma-Aldrich | Z803162-1EA | https://www.sigmaaldrich.com/LT/en
Z805890-1EA | HELLMA(R) LIQUID CALIBRATION STANDARDS S | 1X1EA | 1 | 3477 | Sigma-Aldrich | Z805890-1EA | https://www.sigmaaldrich.com/LT/en
M04T-01-5PK | ONIX Trap Plate, 12¦m, 5pk | 1X5PK | 1 | 1106 | Sigma-Aldrich | M04T-01-5PK | https://www.sigmaaldrich.com/LT/en
UFC901024D | Amicon Ultra-15, 10kDa, 24pk, IVD | 1X1EA | 1 | 458 | Sigma-Aldrich | UFC901024D | https://www.sigmaaldrich.com/LT/en
S2GVU05RE | Stericup-GV 500mL Durapore PVDF .22um RS | 1X1EA | 1 | 292 | Sigma-Aldrich | S2GVU05RE | https://www.sigmaaldrich.com/LT/en
S2GVU11RE | Stericup-GV 1000/1000mL Durapore PVDF .2 | 1X1EA | 1 | 412 | Sigma-Aldrich | S2GVU11RE | https://www.sigmaaldrich.com/LT/en
S2GVU10RE | Stericup-GV 500/1000mL Durapore PVDF .22 | 1X1EA | 1 | 391 | Sigma-Aldrich | S2GVU10RE | https://www.sigmaaldrich.com/LT/en
S2GVU02RE | Stericup-GV 250mL Durapore PVDF .22 | 1X1EA | 1 | 194 | Sigma-Aldrich | S2GVU02RE | https://www.sigmaaldrich.com/LT/en
MCFLX4710 | MILLICUP FLEX 47MM DISP FILTER CUP, 10PK | 1X1EA | 1 | 98 | Sigma-Aldrich | MCFLX4710 | https://www.sigmaaldrich.com/LT/en
UFC801008D | Amicon Ultra-4, 10kDa, 8pk, IVD | 1X1EA | 1 | 121 | Sigma-Aldrich | UFC801008D | https://www.sigmaaldrich.com/LT/en
Y04T-04-5PK | ONIX Trap Plate, 4um, 5pk | 1X5PK | 1 | 1106 | Sigma-Aldrich | Y04T-04-5PK | https://www.sigmaaldrich.com/LT/en
UFC801024D | Amicon Ultra-4, 10kDa, 24pk, IVD | 1X1EA | 1 | 327 | Sigma-Aldrich | UFC801024D | https://www.sigmaaldrich.com/LT/en
UFC801096D | Amicon Ultra-4, 10kDa, 96pk, IVD | 1X1EA | 1 | 912 | Sigma-Aldrich | UFC801096D | https://www.sigmaaldrich.com/LT/en
UFC901008D | Amicon Ultra-15, 10kDa, 8pk, IVD | 1X1EA | 1 | 174 | Sigma-Aldrich | UFC901008D | https://www.sigmaaldrich.com/LT/en
S2GVU01RE | Stericup-GV 150mL Durapore PVDF .22um RS | 1X1EA | 1 | 156 | Sigma-Aldrich | S2GVU01RE | https://www.sigmaaldrich.com/LT/en
S2VPT10RE | Steritop-VP 1000ml PES .10um 45mm | 1X1EA | 1 | 233 | Sigma-Aldrich | S2VPT10RE | https://www.sigmaaldrich.com/LT/en
Y04E-01-5PK | CellASIC ONIX Y04E Microfluidic Plate fo | 1X5PK | 1 | 1106 | Sigma-Aldrich | Y04E-01-5PK | https://www.sigmaaldrich.com/LT/en
MCFLX4702 | MILLICUP FLEX 47MM DISP FILTER CUP, 2/10 | 1X1EA | 1 | 54 | Sigma-Aldrich | MCFLX4702 | https://www.sigmaaldrich.com/LT/en
S2VPU02RE | Stericup-VP 250mL PES .10um RS 12/pk | 1X1EA | 1 | 208 | Sigma-Aldrich | S2VPU02RE | https://www.sigmaaldrich.com/LT/en
UFC901096D | Amicon Ultra-15, 10kDa, 96pk, IVD | 1X1EA | 1 | 1750 | Sigma-Aldrich | UFC901096D | https://www.sigmaaldrich.com/LT/en
S2GVT05RE | Steritop-GV 500mL Durapore PVDF .22um 45 | 1X1EA | 1 | 191 | Sigma-Aldrich | S2GVT05RE | https://www.sigmaaldrich.com/LT/en
S2VPU11RE | Stericup-VP 1000mL PES .10um RS 12/pk | 1X1EA | 1 | 467 | Sigma-Aldrich | S2VPU11RE | https://www.sigmaaldrich.com/LT/en
57908-U | PK3 SPME ASSY 75UM CAR/PDMS NIT 24GA & | 1X1EA | 1 | 379 | Sigma-Aldrich | 57908-U | https://www.sigmaaldrich.com/LT/en
57907-U | PK3 SPME ASSY 75UM CAR/PDMS NIT 23GA & | 1X1EA | 1 | 379 | Sigma-Aldrich | 57907-U | https://www.sigmaaldrich.com/LT/en
57901-U | PK3 SPME ASSY 75UM CAR/PDMS NIT 23GA MAN | 1X1EA | 1 | 379 | Sigma-Aldrich | 57901-U | https://www.sigmaaldrich.com/LT/en
57923-U | PK3 SPME ASSY 65UM PDMS/DVB NIT 23GA | 1X1EA | 1 | 379 | Sigma-Aldrich | 57923-U | https://www.sigmaaldrich.com/LT/en
HTS097RTA | Ready-to-Assay# S1P3 Lysophospholipid | 1X1EA | 1 | 836 | Sigma-Aldrich | HTS097RTA | https://www.sigmaaldrich.com/LT/en
57921-U | PK3 SPME ASSY 65UM PDMS/DVB NIT 24GA MAN | 1X1EA | 1 | 379 | Sigma-Aldrich | 57921-U | https://www.sigmaaldrich.com/LT/en
57904-U | PK3 SPME ASSY 75UM CAR/PDMS NIT 24GA MAN | 1X1EA | 1 | 379 | Sigma-Aldrich | 57904-U | https://www.sigmaaldrich.com/LT/en
SCT056 | QUMA-1 RNA G-quadruplex Dye (1mg) | 1X1EA | 1 | 377 | Sigma-Aldrich | SCT056 | https://www.sigmaaldrich.com/LT/en
57916-U | PK3 SPME ASSY 65UM PDMS/DVB NIT 23GA MAN | 1X1EA | 1 | 379 | Sigma-Aldrich | 57916-U | https://www.sigmaaldrich.com/LT/en
57931-U | PK3 SPME ASSY 65UM PDMS/DVB NIT 24GA | 1X1EA | 1 | 379 | Sigma-Aldrich | 57931-U | https://www.sigmaaldrich.com/LT/en
52600-U | DISCOVERY DSC-18, 100 GRAMS | 1X1EA | 1 | 462 | Sigma-Aldrich | 52600-U | https://www.sigmaaldrich.com/LT/en
52601-U | DISCOVERY DSC-18 PK/108 1ML TUBE 50MG | 1X1EA | 1 | 186 | Sigma-Aldrich | 52601-U | https://www.sigmaaldrich.com/LT/en
52602-U | DISCOVERY DSC-18 PK/108 1ML TUBE 100MG | 1X1EA | 1 | 176 | Sigma-Aldrich | 52602-U | https://www.sigmaaldrich.com/LT/en
52603-U | DISCOVERY DSC-18 PK/54 3ML TUBE 500MG | 1X1EA | 1 | 182 | Sigma-Aldrich | 52603-U | https://www.sigmaaldrich.com/LT/en
52604-U | DISCOVERY DSC-18 PK/30 6ML TUBE 500MG | 1X1EA | 1 | 97 | Sigma-Aldrich | 52604-U | https://www.sigmaaldrich.com/LT/en
52606-U | DISCOVERY DSC-18 PK/30 6ML TUBE 1 GRAM | 1X1EA | 1 | 137 | Sigma-Aldrich | 52606-U | https://www.sigmaaldrich.com/LT/en
52607-U | DISCOVERY DSC-18 PK/20 12ML TUBE 2 GRAM | 1X1EA | 1 | 202 | Sigma-Aldrich | 52607-U | https://www.sigmaaldrich.com/LT/en
52608-U | DISCOVERY DSC-18 PK/20 20ML TUBE 5 GRAM | 1X1EA | 1 | 382 | Sigma-Aldrich | 52608-U | https://www.sigmaaldrich.com/LT/en
52609-U | DISCOVERY DSC-18 PK/16 60ML TUBE 10 GRAM | 1X1EA | 1 | 495 | Sigma-Aldrich | 52609-U | https://www.sigmaaldrich.com/LT/en
52613-U | DISCOVERY DSC-18LT PK/54 3ML TUBE 500MG | 1X1EA | 1 | 182 | Sigma-Aldrich | 52613-U | https://www.sigmaaldrich.com/LT/en
52615-U | DISCOVERY DSC-18LT PK/30 6ML TUBE 500MG | 1X1EA | 1 | 97 | Sigma-Aldrich | 52615-U | https://www.sigmaaldrich.com/LT/en
52616-U | DISCOVERY DSC-18LT PK/30 6ML TUBE 1GM | 1X1EA | 1 | 137 | Sigma-Aldrich | 52616-U | https://www.sigmaaldrich.com/LT/en
52618-U | DISCOVERY DSC-18LT PK/20 12ML TUBE 2GM | 1X1EA | 1 | 202 | Sigma-Aldrich | 52618-U | https://www.sigmaaldrich.com/LT/en
52621-U | DISCOVERY DSC-18LT PK/20 20ML TUBE 5GM | 1X1EA | 1 | 382 | Sigma-Aldrich | 52621-U | https://www.sigmaaldrich.com/LT/en
52624-U | DISCOVERY DPA-6S PK/108 1ML TUBE 50MG | 1X1EA | 1 | 189 | Sigma-Aldrich | 52624-U | https://www.sigmaaldrich.com/LT/en
52625-U | DISCOVERY DPA-6S PK/54 3ML TUBE 250MG | 1X1EA | 1 | 158 | Sigma-Aldrich | 52625-U | https://www.sigmaaldrich.com/LT/en
52626-U | DISCOVERY DPA-6S PK/30 6ML TUBE 250MG | 1X1EA | 1 | 126 | Sigma-Aldrich | 52626-U | https://www.sigmaaldrich.com/LT/en
52627-U | DISCOVERY DPA-6S PK/30 6ML TUBE 500MG | 1X1EA | 1 | 155 | Sigma-Aldrich | 52627-U | https://www.sigmaaldrich.com/LT/en
52629-U | DISCOVERY DPA-6S PK/20 12ML TUBE 1GM | 1X1EA | 1 | 137 | Sigma-Aldrich | 52629-U | https://www.sigmaaldrich.com/LT/en
52631-U | DISCOVERY DPA-6S PK/20 20ML TUBE 2GM | 1X1EA | 1 | 202 | Sigma-Aldrich | 52631-U | https://www.sigmaaldrich.com/LT/en
52633-U | DISCOVERY DPA-6S, 50 GRAMS | 1X1EA | 1 | 108 | Sigma-Aldrich | 52633-U | https://www.sigmaaldrich.com/LT/en
52635-U | PK108 DISCOVERY DSC-NH2 1ML TUBE 50MG | 1X1EA | 1 | 226 | Sigma-Aldrich | 52635-U | https://www.sigmaaldrich.com/LT/en
52636-U | PK108 DISCOVERY DSC-NH2 1ML TUBE 100MG | 1X1EA | 1 | 308 | Sigma-Aldrich | 52636-U | https://www.sigmaaldrich.com/LT/en
52637-U | PK54 DISCOVERY DSC-NH2 3ML TUBE 500MG | 1X1EA | 1 | 204 | Sigma-Aldrich | 52637-U | https://www.sigmaaldrich.com/LT/en
52638-U | PK30 DISCOVERY DSC-NH2 6ML TUBE 500MG | 1X1EA | 1 | 198 | Sigma-Aldrich | 52638-U | https://www.sigmaaldrich.com/LT/en
52640-U | PK30 DISCOVERY DSC-NH2 6ML TUBE 1GM | 1X1EA | 1 | 167 | Sigma-Aldrich | 52640-U | https://www.sigmaaldrich.com/LT/en
52641-U | PK20 DISCOVERY DSC-NH2 12ML TUBE 2GM | 1X1EA | 1 | 242 | Sigma-Aldrich | 52641-U | https://www.sigmaaldrich.com/LT/en
52644-U | PK16 DISCOVERY DSC-NH2 60ML TUBE 10GM | 1X1EA | 1 | 517 | Sigma-Aldrich | 52644-U | https://www.sigmaaldrich.com/LT/en
52652-U | DISCOVERY DSC-SI PK/108 1ML TUBE 50MG | 1X1EA | 1 | 169 | Sigma-Aldrich | 52652-U | https://www.sigmaaldrich.com/LT/en
52653-U | DISCOVERY DSC-SI PK/108 1ML TUBE 100MG | 1X1EA | 1 | 210 | Sigma-Aldrich | 52653-U | https://www.sigmaaldrich.com/LT/en
52654-U | DISCOVERY DSC-SI PK/54 3ML TUBE 500MG | 1X1EA | 1 | 145 | Sigma-Aldrich | 52654-U | https://www.sigmaaldrich.com/LT/en
52655-U | DISCOVERY DSC-SI PK/30 6ML TUBE 500MG | 1X1EA | 1 | 148 | Sigma-Aldrich | 52655-U | https://www.sigmaaldrich.com/LT/en
52656-U | DISCOVERY DSC-SI PK/30 6ML TUBE 1 GRAM | 1X1EA | 1 | 172 | Sigma-Aldrich | 52656-U | https://www.sigmaaldrich.com/LT/en
52657-U | DISCOVERY DSC-SI PK/20 12ML TUBE 2 GRAM | 1X1EA | 1 | 137 | Sigma-Aldrich | 52657-U | https://www.sigmaaldrich.com/LT/en
52658-U | DISCOVERY DSC-SI PK/20 20ML TUBE 5 GRAM | 1X1EA | 1 | 208 | Sigma-Aldrich | 52658-U | https://www.sigmaaldrich.com/LT/en
52659-U | DISCOVERY DSC-SI PK/16 60ML TUBE 10 GRAM | 1X1EA | 1 | 226 | Sigma-Aldrich | 52659-U | https://www.sigmaaldrich.com/LT/en
52661-U | PK108 DISCOVERY DSC-SAX 1ML TUBE 50MG | 1X1EA | 1 | 226 | Sigma-Aldrich | 52661-U | https://www.sigmaaldrich.com/LT/en
52662-U | PK108 DISCOVERY DSC-SAX 1ML TUBE 100MG | 1X1EA | 1 | 308 | Sigma-Aldrich | 52662-U | https://www.sigmaaldrich.com/LT/en
52664-U | PK54 DISCOVERY DSC-SAX 3ML TUBE 500MG | 1X1EA | 1 | 242 | Sigma-Aldrich | 52664-U | https://www.sigmaaldrich.com/LT/en
52665-U | PK30 DISCOVERY DSC-SAX 6ML TUBE 500MG | 1X1EA | 1 | 198 | Sigma-Aldrich | 52665-U | https://www.sigmaaldrich.com/LT/en
52666-U | PK30 DISCOVERY DSC-SAX 6ML TUBE 1GM | 1X1EA | 1 | 167 | Sigma-Aldrich | 52666-U | https://www.sigmaaldrich.com/LT/en
52667-U | PK20 DISCOVERY DSC-SAX 12ML TUBE 2GM | 1X1EA | 1 | 242 | Sigma-Aldrich | 52667-U | https://www.sigmaaldrich.com/LT/en
52684-U | PK108 DISCOVERY DSC-SCX 1ML TUBE 50MG | 1X1EA | 1 | 226 | Sigma-Aldrich | 52684-U | https://www.sigmaaldrich.com/LT/en
52685-U | PK108 DISCOVERY DSC-SCX 1ML TUBE 100MG | 1X1EA | 1 | 308 | Sigma-Aldrich | 52685-U | https://www.sigmaaldrich.com/LT/en
52686-U | PK54 DISCOVERY DSC-SCX 3ML TUBE 500MG | 1X1EA | 1 | 242 | Sigma-Aldrich | 52686-U | https://www.sigmaaldrich.com/LT/en
52688-U | PK30 DISCOVERY DSC-SCX 6ML TUBE 500MG | 1X1EA | 1 | 198 | Sigma-Aldrich | 52688-U | https://www.sigmaaldrich.com/LT/en
52689-U | PK30 DISCOVERY DSC-SCX 6ML TUBE 1GM | 1X1EA | 1 | 167 | Sigma-Aldrich | 52689-U | https://www.sigmaaldrich.com/LT/en
52690-U | PK20 DISCOVERY DSC-SCX 12ML TUBE 2GM | 1X1EA | 1 | 242 | Sigma-Aldrich | 52690-U | https://www.sigmaaldrich.com/LT/en
52691-U | PK20 DISCOVERY DSC-SCX 20ML TUBE 5GM | 1X1EA | 1 | 426 | Sigma-Aldrich | 52691-U | https://www.sigmaaldrich.com/LT/en
52692-U | PK16 DISCOVERY DSC-SCX 60ML TUBE 10GM | 1X1EA | 1 | 517 | Sigma-Aldrich | 52692-U | https://www.sigmaaldrich.com/LT/en
52693-U | PK108 DISCOVERY DSC-CN 1ML TUBE 50MG | 1X1EA | 1 | 226 | Sigma-Aldrich | 52693-U | https://www.sigmaaldrich.com/LT/en
52694-U | PK108 DISCOVERY DSC-CN 1ML TUBE 100MG | 1X1EA | 1 | 308 | Sigma-Aldrich | 52694-U | https://www.sigmaaldrich.com/LT/en
52695-U | PK54 DISCOVERY DSC-CN 3ML TUBE 500MG | 1X1EA | 1 | 242 | Sigma-Aldrich | 52695-U | https://www.sigmaaldrich.com/LT/en
52696-U | PK30 DISCOVERY DSC-CN 6ML TUBE 500MG | 1X1EA | 1 | 138 | Sigma-Aldrich | 52696-U | https://www.sigmaaldrich.com/LT/en
52697-U | PK30 DISCOVERY DSC-CN 6ML TUBE 1GM | 1X1EA | 1 | 132 | Sigma-Aldrich | 52697-U | https://www.sigmaaldrich.com/LT/en
52703-U | PK108 DISCOVERY DSC-C8 50MG/1ML SPE TUBE | 1X1EA | 1 | 174 | Sigma-Aldrich | 52703-U | https://www.sigmaaldrich.com/LT/en
52707-U | PK108 DISCOVERY DSC-C8 100MG/1ML TUBE | 1X1EA | 1 | 176 | Sigma-Aldrich | 52707-U | https://www.sigmaaldrich.com/LT/en
52713-U | PK54 DISCOVERY DSC-C8 500MG/3ML SPE TUBE | 1X1EA | 1 | 130 | Sigma-Aldrich | 52713-U | https://www.sigmaaldrich.com/LT/en
52714-U | PK30 DISCOVERY DSC-C8 500MG/6ML SPE TUBE | 1X1EA | 1 | 97 | Sigma-Aldrich | 52714-U | https://www.sigmaaldrich.com/LT/en
52716-U | PK30 DISCOVERY DSC-C8 1G/6ML SPE TUBE | 1X1EA | 1 | 137 | Sigma-Aldrich | 52716-U | https://www.sigmaaldrich.com/LT/en
52722-U | PK16 DISCOVERY DSC-C8 60ML TUBE 10GM | 1X1EA | 1 | 495 | Sigma-Aldrich | 52722-U | https://www.sigmaaldrich.com/LT/en
52723-U | PK108 DISCOVERY DSC-PH 1ML TUBE 50MG | 1X1EA | 1 | 174 | Sigma-Aldrich | 52723-U | https://www.sigmaaldrich.com/LT/en
52727-U | PK54 DISCOVERY DSC-PH 3ML TUBE 500MG | 1X1EA | 1 | 182 | Sigma-Aldrich | 52727-U | https://www.sigmaaldrich.com/LT/en
52728-U | PK30 DISCOVERY DSC-PH 6ML TUBE 500MG | 1X1EA | 1 | 97 | Sigma-Aldrich | 52728-U | https://www.sigmaaldrich.com/LT/en
52737-U | PK108 DISCOVERY DSC-WCX 1ML TUBE 50MG | 1X1EA | 1 | 226 | Sigma-Aldrich | 52737-U | https://www.sigmaaldrich.com/LT/en
52739-U | PK108 DISCOVERY DSC-WCX 1ML TUBE 100MG | 1X1EA | 1 | 308 | Sigma-Aldrich | 52739-U | https://www.sigmaaldrich.com/LT/en
52741-U | PK54 DISCOVERY DSC-WCX 3ML TUBE 500MG | 1X1EA | 1 | 204 | Sigma-Aldrich | 52741-U | https://www.sigmaaldrich.com/LT/en
52743-U | PK30 DISCOVERY DSC-WCX 6ML TUBE 1GM | 1X1EA | 1 | 167 | Sigma-Aldrich | 52743-U | https://www.sigmaaldrich.com/LT/en
52747-U | PK108 DISCOVERY DSC-DIOL 1ML TUBE 50MG | 1X1EA | 1 | 226 | Sigma-Aldrich | 52747-U | https://www.sigmaaldrich.com/LT/en
52748-U | PK108 DISCOVERY DSC-DIOL 1ML TUBE 100MG | 1X1EA | 1 | 308 | Sigma-Aldrich | 52748-U | https://www.sigmaaldrich.com/LT/en
52751-U | PK54 DISCOVERY DSC-DIOL 3ML TUBE 500MG | 1X1EA | 1 | 242 | Sigma-Aldrich | 52751-U | https://www.sigmaaldrich.com/LT/en
52752-U | PK30 DISCOVERY DSC-DIOL 6ML TUBE 500MG | 1X1EA | 1 | 198 | Sigma-Aldrich | 52752-U | https://www.sigmaaldrich.com/LT/en
52753-U | PK30 DISCOVERY DSC-DIOL 6ML TUBE 1GM | 1X1EA | 1 | 167 | Sigma-Aldrich | 52753-U | https://www.sigmaaldrich.com/LT/en
57020-U | ADAPTERS PK/12 | 1X1EA | 1 | 86 | Sigma-Aldrich | 57020-U | https://www.sigmaaldrich.com/LT/en
57030-U | VISIPREP SPE VACUUM MANIFOLD | 1X1EA | 1 | 1118 | Sigma-Aldrich | 57030-U | https://www.sigmaaldrich.com/LT/en
57031-U | V.M.COVER W/12 CONTROL VALVESAND GASKET | 1X1EA | 1 | 499 | Sigma-Aldrich | 57031-U | https://www.sigmaaldrich.com/LT/en
57035-U | V.M.VACUUM GAUGE AND VALVE | 1X1EA | 1 | 320 | Sigma-Aldrich | 57035-U | https://www.sigmaaldrich.com/LT/en
57040-U | V.M.RACK FOR AUTOSAMPLER VIALS | 1X1EA | 1 | 118 | Sigma-Aldrich | 57040-U | https://www.sigmaaldrich.com/LT/en
57045-U | VACUUM MANIFOLD SPLASH GUARD | 1X1EA | 1 | 354 | Sigma-Aldrich | 57045-U | https://www.sigmaaldrich.com/LT/en
57076-U | SUPELCLEAN HISEP 3CC,0.5G W/POLYETHYLEN& | 1X1EA | 1 | 209 | Sigma-Aldrich | 57076-U | https://www.sigmaaldrich.com/LT/en
57080-U | VISI-1 SAMPLE PROCESSOR | 1X1EA | 1 | 392 | Sigma-Aldrich | 57080-U | https://www.sigmaaldrich.com/LT/en
57082-U | PK54 SUPELCLEAN LC-ALUMINA-A 1G/3ML | 1X1EA | 1 | 145 | Sigma-Aldrich | 57082-U | https://www.sigmaaldrich.com/LT/en
57083-U | PK30 SUPELCLEAN LC-ALUMINA-A 2G/6ML | 1X1EA | 1 | 148 | Sigma-Aldrich | 57083-U | https://www.sigmaaldrich.com/LT/en
57100-U | VISIDRY 12 PORT DRYING ATTACHMENT | 1X1EA | 1 | 924 | Sigma-Aldrich | 57100-U | https://www.sigmaaldrich.com/LT/en
57109-U | PK108 SUPELCLEAN ENVI-CARB 1ML/100MG | 1X1EA | 1 | 320 | Sigma-Aldrich | 57109-U | https://www.sigmaaldrich.com/LT/en
57120-U | SPE VACUUM PUMP TRAP KIT | 1X1EA | 1 | 121 | Sigma-Aldrich | 57120-U | https://www.sigmaaldrich.com/LT/en
57127-U | PK20 SUPELCLEAN ENVI-CARB 1GM/12ML | 1X1EA | 1 | 185 | Sigma-Aldrich | 57127-U | https://www.sigmaaldrich.com/LT/en
57135-U | PK20 SUPELCLEAN LC-18 5GM/20ML | 1X1EA | 1 | 373 | Sigma-Aldrich | 57135-U | https://www.sigmaaldrich.com/LT/en
57158-U | REPL LID FOR PREPPY 12 PORT SPE VACUUM | 1X1EA | 1 | 641 | Sigma-Aldrich | 57158-U | https://www.sigmaaldrich.com/LT/en
57159-U | PREPPY 12 PORT RACK PLATE, 1 & 4ML VIALS | 1X1EA | 1 | 92 | Sigma-Aldrich | 57159-U | https://www.sigmaaldrich.com/LT/en
57160-U | PREPPY 12 PORT SPE VACUUM MANIFOLD | 1X1EA | 1 | 708 | Sigma-Aldrich | 57160-U | https://www.sigmaaldrich.com/LT/en
57161-U | REMOTE VACUUM GAUGE/BLEED VALVE ASSEMBLY | 1X1EA | 1 | 186 | Sigma-Aldrich | 57161-U | https://www.sigmaaldrich.com/LT/en
57162-U | PREPPY 12 PORT RACK PLATE, 15 & 20ML | 1X1EA | 1 | 92 | Sigma-Aldrich | 57162-U | https://www.sigmaaldrich.com/LT/en
57170-U | ENVI-18DSK, 90MM C18 SPE DISKS, PK12 | 1X1EA | 1 | 461 | Sigma-Aldrich | 57170-U | https://www.sigmaaldrich.com/LT/en
57180-U | PK108 POLYETHYLENE FRITS FOR 3ML TUBES | 1X1EA | 1 | 91 | Sigma-Aldrich | 57180-U | https://www.sigmaaldrich.com/LT/en
57182-U | PK40 POLYETHYLENE FRITS FOR 12ML TUBES | 1X1EA | 1 | 50 | Sigma-Aldrich | 57182-U | https://www.sigmaaldrich.com/LT/en
57190-U | PK32 TEFLON FRITS FOR 60ML TUBES | 1X1EA | 1 | 289 | Sigma-Aldrich | 57190-U | https://www.sigmaaldrich.com/LT/en
57192-U | PLATEPREP VACUUM MANIFOLD | 1X1EA | 1 | 691 | Sigma-Aldrich | 57192-U | https://www.sigmaaldrich.com/LT/en
57195-U | REPL GASKETS, CONNECTOR, AND TUBING FOR, | 1X1EA | 1 | 69 | Sigma-Aldrich | 57195-U | https://www.sigmaaldrich.com/LT/en
57210-U | SUPELCLEAN ENVI-CARB 120/400,50GRAMS | 1X1EA | 1 | 554 | Sigma-Aldrich | 57210-U | https://www.sigmaaldrich.com/LT/en
57212-U | DISCOVERY DSC-NH2, 100 GRAMS | 1X1EA | 1 | 515 | Sigma-Aldrich | 57212-U | https://www.sigmaaldrich.com/LT/en
57214-U | DISCOVERY DSC-SAX, 100 GRAMS | 1X1EA | 1 | 515 | Sigma-Aldrich | 57214-U | https://www.sigmaaldrich.com/LT/en
57221-U | DISCOVERY DSC-SCX, 100 GRAMS | 1X1EA | 1 | 515 | Sigma-Aldrich | 57221-U | https://www.sigmaaldrich.com/LT/en
57225-U | PK30 SUPELCLEAN ENVI-CHROM P 250MG/6ML | 1X1EA | 1 | 196 | Sigma-Aldrich | 57225-U | https://www.sigmaaldrich.com/LT/en
57228-U | DISCOVERY DSC-WCX, 100 GRAMS | 1X1EA | 1 | 515 | Sigma-Aldrich | 57228-U | https://www.sigmaaldrich.com/LT/en
57230-U | PK108 SUPELCLEAN ENVI-8 100MG/1ML | 1X1EA | 1 | 171 | Sigma-Aldrich | 57230-U | https://www.sigmaaldrich.com/LT/en
57240-U | FILTRATION COLUMN W/O FRIT 1ML, PK108 | 1X1EA | 1 | 113 | Sigma-Aldrich | 57240-U | https://www.sigmaaldrich.com/LT/en
57246-U | SS FRIT FOR 6ML FILTRATION TUBE, PK60 | 1X1EA | 1 | 98 | Sigma-Aldrich | 57246-U | https://www.sigmaaldrich.com/LT/en
57250-U | VISIPREP 24 PORT VACUUM MANIFOLD | 1X1EA | 1 | 1689 | Sigma-Aldrich | 57250-U | https://www.sigmaaldrich.com/LT/en
57273-U | PK4 3/6ML TUBE ADAPTER W/THREADS FOR | 1X1EA | 1 | 53 | Sigma-Aldrich | 57273-U | https://www.sigmaaldrich.com/LT/en
57274-U | PK3 12/20/60ML TUBE ADAPTER W/THREADS, | 1X1EA | 1 | 63 | Sigma-Aldrich | 57274-U | https://www.sigmaaldrich.com/LT/en
57300-U | PK3 SPME ASSY 100UM PDMS FS 24GA MAN & | 1X1EA | 1 | 440 | Sigma-Aldrich | 57300-U | https://www.sigmaaldrich.com/LT/en
57310-U | PK3 SPME ASSY 65UM PDMS/DVB FS 24GA MAN | 1X1EA | 1 | 440 | Sigma-Aldrich | 57310-U | https://www.sigmaaldrich.com/LT/en
57320-U | PK3 SPME KIT ASSORT #2 VOL (WATER) FS & | 1X1EA | 1 | 440 | Sigma-Aldrich | 57320-U | https://www.sigmaaldrich.com/LT/en
57321-U | PK3 SPME KIT ASSORT #2 VOL (WATER) FS & | 1X1EA | 1 | 440 | Sigma-Aldrich | 57321-U | https://www.sigmaaldrich.com/LT/en
57324-U | PK3 SPME KIT ASSORT #4 FLAVORS/ODORS FS& | 1X1EA | 1 | 440 | Sigma-Aldrich | 57324-U | https://www.sigmaaldrich.com/LT/en
57325-U | PK3 SPME KIT ASSORT #4 FLAVORS/ODORS FS& | 1X1EA | 1 | 440 | Sigma-Aldrich | 57325-U | https://www.sigmaaldrich.com/LT/en
57326-U | PK3 SPME ASSY 65UM PDMS/DVB SF 24GA MAN& | 1X1EA | 1 | 440 | Sigma-Aldrich | 57326-U | https://www.sigmaaldrich.com/LT/en
57327-U | PK3 SPME ASSY 65UM PDMS/DVB SF 24GA AUTO | 1X1EA | 1 | 440 | Sigma-Aldrich | 57327-U | https://www.sigmaaldrich.com/LT/en
57328-U | PK3 SPME ASSY 50/30UM DVB/CAR/PDMS SF & | 1X1EA | 1 | 440 | Sigma-Aldrich | 57328-U | https://www.sigmaaldrich.com/LT/en
57329-U | ZPK3 SPME ASSY 50/30UM DVB/CAR/PDMS SF | 1X1EA | 1 | 440 | Sigma-Aldrich | 57329-U | https://www.sigmaaldrich.com/LT/en
57330-U | SPME HOLDER, MANUAL | 1X1EA | 1 | 489 | Sigma-Aldrich | 57330-U | https://www.sigmaaldrich.com/LT/en
57333-U | SPME SAMPLING STAND FOR 4ML VIALS | 1X1EA | 1 | 457 | Sigma-Aldrich | 57333-U | https://www.sigmaaldrich.com/LT/en
57334-U | PK3 SPME ASSY 85UM CAR/PDMS SF 24GA MAN& | 1X1EA | 1 | 440 | Sigma-Aldrich | 57334-U | https://www.sigmaaldrich.com/LT/en
57335-U | PK3 SPME ASSY 85UM CAR/PDMS SF 24GA AUTO | 1X1EA | 1 | 440 | Sigma-Aldrich | 57335-U | https://www.sigmaaldrich.com/LT/en
57341-U | PK3 SPME ASSY 100UM PDMS FS 23GA AUTO & | 1X1EA | 1 | 457 | Sigma-Aldrich | 57341-U | https://www.sigmaaldrich.com/LT/en
57342-U | PK3 SPME ASSY 100UM PDMS FS 23GA MAN & | 1X1EA | 1 | 457 | Sigma-Aldrich | 57342-U | https://www.sigmaaldrich.com/LT/en
57343-U | PK3 SPME ASSY 75UM CAR/PDMS FS 23GA AUTO | 1X1EA | 1 | 457 | Sigma-Aldrich | 57343-U | https://www.sigmaaldrich.com/LT/en
57344-U | PK3 SPME ASSY 75UM CAR/PDMS FS 23GA AUTO | 1X1EA | 1 | 457 | Sigma-Aldrich | 57344-U | https://www.sigmaaldrich.com/LT/en
57345-U | PK3 SPME ASSY 65UM PDMS/DVB FS 23GA AUTO | 1X1EA | 1 | 457 | Sigma-Aldrich | 57345-U | https://www.sigmaaldrich.com/LT/en
57346-U | PK3 SPME ASSY 65UM PDMS/DVB FS 23GA MAN& | 1X1EA | 1 | 457 | Sigma-Aldrich | 57346-U | https://www.sigmaaldrich.com/LT/en
57347-U | SPME HOLDER FOR CTC AUTOSAMPLER | 1X1EA | 1 | 489 | Sigma-Aldrich | 57347-U | https://www.sigmaaldrich.com/LT/en
57348-U | PK3 SPME ASSY 50/30UM DVB/CAR/PDMS SF & | 1X1EA | 1 | 440 | Sigma-Aldrich | 57348-U | https://www.sigmaaldrich.com/LT/en
57356-U | SPME INLET GUIDE | 1X1EA | 1 | 60 | Sigma-Aldrich | 57356-U | https://www.sigmaaldrich.com/LT/en
57357-U | SPME SAMPLING STAND FOR 15ML VIALS | 1X1EA | 1 | 457 | Sigma-Aldrich | 57357-U | https://www.sigmaaldrich.com/LT/en
57358-U | 15ML VIAL PUCK | 1X1EA | 1 | 200 | Sigma-Aldrich | 57358-U | https://www.sigmaaldrich.com/LT/en
57359-U | PK2 SPME PORTABLE FIELD SAMPLER W/65UM | 1X1EA | 1 | 373 | Sigma-Aldrich | 57359-U | https://www.sigmaaldrich.com/LT/en
57550-U | SPME SF ASSORTMENT KIT 1, MANUAL | 1X1EA | 1 | 590 | Sigma-Aldrich | 57550-U | https://www.sigmaaldrich.com/LT/en
57551-U | SPME SF ASSORTMENT KIT 1, AUTOMATED | 1X1EA | 1 | 590 | Sigma-Aldrich | 57551-U | https://www.sigmaaldrich.com/LT/en
575601-U | DISCOVERY DSC-18 SPE-96 PLATE, 25MG | 1X1EA | 1 | 273 | Sigma-Aldrich | 575601-U | https://www.sigmaaldrich.com/LT/en
575603-U | DISCOVERY DSC-18 SPE-96 PLATE, 100MG | 1X1EA | 1 | 273 | Sigma-Aldrich | 575603-U | https://www.sigmaaldrich.com/LT/en
575608-U | DISCOVERY DSC-SI SPE-96 PLATE, 50MG | 1X1EA | 1 | 266 | Sigma-Aldrich | 575608-U | https://www.sigmaaldrich.com/LT/en
575615-U | PK1 DISCOVERY DSC-NH2 SPE-96 WP, 100MG | 1X1EA | 1 | 273 | Sigma-Aldrich | 575615-U | https://www.sigmaaldrich.com/LT/en
575650-U | 96 WELL PLATE STARTER KIT WITH MANIFOLD | 1X1EA | 1 | 724 | Sigma-Aldrich | 575650-U | https://www.sigmaaldrich.com/LT/en
575651-U | PK50 .35ML PP 96 SQUARE WELL COLLECTION, | 1X1EA | 1 | 384 | Sigma-Aldrich | 575651-U | https://www.sigmaaldrich.com/LT/en
575652-U | PK50 1ML PP 96 SQUARE WELL COLLECTION, | 1X1EA | 1 | 507 | Sigma-Aldrich | 575652-U | https://www.sigmaaldrich.com/LT/en
575653-U | PK50 2ML PP 96 SQUARE WELL COLLECTION, | 1X1EA | 1 | 384 | Sigma-Aldrich | 575653-U | https://www.sigmaaldrich.com/LT/en
575654-U | PK25 DISPOSABLE RESERVOIR/WASTE TRAY,PVC | 1X1EA | 1 | 147 | Sigma-Aldrich | 575654-U | https://www.sigmaaldrich.com/LT/en
575655-U | PK50 96 SQUARE WELL PIERCABLE CAP MATS | 1X1EA | 1 | 284 | Sigma-Aldrich | 575655-U | https://www.sigmaaldrich.com/LT/en
20564-U | TRACER GAS GENERATOR TGG-PFB | 1X1EA | 1 | 547 | Sigma-Aldrich | 20564-U | https://www.sigmaaldrich.com/LT/en
64625-U | 1/4" ADAPTER FOR NEEDLE SPARGER, EA | 1X1EA | 1 | 54 | Sigma-Aldrich | 64625-U | https://www.sigmaaldrich.com/LT/en
64678-U | ROUND BOTTOM FLASK 500ML WITH24/40 GR.J& | 1X1EA | 1 | 44 | Sigma-Aldrich | 64678-U | https://www.sigmaaldrich.com/LT/en
64684-U | RECEIVING VESSEL 15ML | 1X1EA | 1 | 73 | Sigma-Aldrich | 64684-U | https://www.sigmaaldrich.com/LT/en
64685-U | KIT-MACRO KUDERNA DANISH TYPECONCENT | 1X1EA | 1 | 293 | Sigma-Aldrich | 64685-U | https://www.sigmaaldrich.com/LT/en
64688-U | KIT-MICRO-CONCENTRATOR | 1X1EA | 1 | 197 | Sigma-Aldrich | 64688-U | https://www.sigmaaldrich.com/LT/en
64689-U | RECEIVING VESSEL 2ML | 1X1EA | 1 | 73 | Sigma-Aldrich | 64689-U | https://www.sigmaaldrich.com/LT/en
64693-U | MACRO SNYDER COLUMN 3 BALL | 1X1EA | 1 | 158 | Sigma-Aldrich | 64693-U | https://www.sigmaaldrich.com/LT/en
64699-U | 13MM TO 13MM MICRO-CONNECTOR PK 6 | 1X1EA | 1 | 96 | Sigma-Aldrich | 64699-U | https://www.sigmaaldrich.com/LT/en
64700-U | 20MM TO 20MM MICRO-CONNECTOR 6PK | 1X1EA | 1 | 119 | Sigma-Aldrich | 64700-U | https://www.sigmaaldrich.com/LT/en
64701-U | 13MM TO 20MM MICRO-CONNECTOR 6PK | 1X1EA | 1 | 95 | Sigma-Aldrich | 64701-U | https://www.sigmaaldrich.com/LT/en
64705-U | MACRO SNYDER COLUMN 3 BALL | 1X1EA | 1 | 137 | Sigma-Aldrich | 64705-U | https://www.sigmaaldrich.com/LT/en
64710-U | 500ML FLASK | 1X1EA | 1 | 88 | Sigma-Aldrich | 64710-U | https://www.sigmaaldrich.com/LT/en
64712-U | IMPINGER PK/2 | 1X1EA | 1 | 175 | Sigma-Aldrich | 64712-U | https://www.sigmaaldrich.com/LT/en
64716-U | THM FLASK 25ML 1 DOZEN | 1X1EA | 1 | 209 | Sigma-Aldrich | 64716-U | https://www.sigmaaldrich.com/LT/en
64719-U | FLASK 250ML W/GR JT 19/22 | 1X1EA | 1 | 78 | Sigma-Aldrich | 64719-U | https://www.sigmaaldrich.com/LT/en
64720-U | MICRO SNYDER COL 3 BALL W/GRJT | 1X1EA | 1 | 130 | Sigma-Aldrich | 64720-U | https://www.sigmaaldrich.com/LT/en
64731-U | RECEIVING VESSEL 25ML W/GR JT | 1X1EA | 1 | 78 | Sigma-Aldrich | 64731-U | https://www.sigmaaldrich.com/LT/en
64775-U | ELBOW UNION 1/4 X 1/4 | 1X1EA | 1 | 67 | Sigma-Aldrich | 64775-U | https://www.sigmaaldrich.com/LT/en
64779-U | TEFLON PLUG ASSEMBLY FOR 2MMBORE STOPCO& | 1X1EA | 1 | 21 | Sigma-Aldrich | 64779-U | https://www.sigmaaldrich.com/LT/en
64787-U | TEFLON SLEEVE 55/50 PK2 | 1X1EA | 1 | 67 | Sigma-Aldrich | 64787-U | https://www.sigmaaldrich.com/LT/en
64803-U | SEPARATORY FUNNEL 250ML W/GLASS STOPCOC& | 1X1EA | 1 | 122 | Sigma-Aldrich | 64803-U | https://www.sigmaaldrich.com/LT/en
64804-U | SEPARATORY FUNNEL 2000ML W/GLASS STOPCO& | 1X1EA | 1 | 283 | Sigma-Aldrich | 64804-U | https://www.sigmaaldrich.com/LT/en
64805-U | SEPARATORY FUNNEL 250ML W/TEFLON STOPCO& | 1X1EA | 1 | 144 | Sigma-Aldrich | 64805-U | https://www.sigmaaldrich.com/LT/en
64811-U | LIQUID/LIQUID HEATER BLOCK | 1X1EA | 1 | 100 | Sigma-Aldrich | 64811-U | https://www.sigmaaldrich.com/LT/en
64815-U | SMALL SOXHLET CONDENSER, EA | 1X1EA | 1 | 159 | Sigma-Aldrich | 64815-U | https://www.sigmaaldrich.com/LT/en
64816-U | MEDIUM SOXHLET CONDENSER, EA | 1X1EA | 1 | 198 | Sigma-Aldrich | 64816-U | https://www.sigmaaldrich.com/LT/en
64817-U | LARGE SOXHLET CONDENSER, EA | 1X1EA | 1 | 232 | Sigma-Aldrich | 64817-U | https://www.sigmaaldrich.com/LT/en
64819-U | MEDIUM SOXHLET EXTRACTOR, EA | 1X1EA | 1 | 221 | Sigma-Aldrich | 64819-U | https://www.sigmaaldrich.com/LT/en
64820-U | LARGE SOXHLET EXTRACTOR, EA | 1X1EA | 1 | 264 | Sigma-Aldrich | 64820-U | https://www.sigmaaldrich.com/LT/en
64821-U | FLAT BOTTOM FLASK 125ML,24/40, EA | 1X1EA | 1 | 35 | Sigma-Aldrich | 64821-U | https://www.sigmaaldrich.com/LT/en
64822-U | FLAT BOTTOM FLASK,250ML,24/40, EA | 1X1EA | 1 | 35 | Sigma-Aldrich | 64822-U | https://www.sigmaaldrich.com/LT/en
64834-U | MIDGET BUBBLER W/FRIT 20MM THREAD | 1X1EA | 1 | 123 | Sigma-Aldrich | 64834-U | https://www.sigmaaldrich.com/LT/en
64835-U | MIDGET BUBBLER W/FRIT, 24/40 GR JT | 1X1EA | 1 | 138 | Sigma-Aldrich | 64835-U | https://www.sigmaaldrich.com/LT/en
64836-U | SOXHLET FILTRATION THIMBLE 25X 85 | 1X1EA | 1 | 59 | Sigma-Aldrich | 64836-U | https://www.sigmaaldrich.com/LT/en
64840-U | CELLULOSE THIMBLE 25 X 80,PK25 | 1X1EA | 1 | 125 | Sigma-Aldrich | 64840-U | https://www.sigmaaldrich.com/LT/en
64841-U | CELLULOSE THIMBLE 33 X 94,PK25 | 1X1EA | 1 | 159 | Sigma-Aldrich | 64841-U | https://www.sigmaaldrich.com/LT/en
23393-U | PK100 SS TENSION SPRINGS FOR TD TUBES | 1X1EA | 1 | 88 | Sigma-Aldrich | 23393-U | https://www.sigmaaldrich.com/LT/en
SEGPU1145 | Stericup E-GP 1000mL PES .22um, 45 mm | 1X1EA | 1 | 395 | Sigma-Aldrich | SEGPU1145 | https://www.sigmaaldrich.com/LT/en
SEGPU0545 | Stericup E-GP 500mL PES .22um, 45 mm | 1X1EA | 1 | 283 | Sigma-Aldrich | SEGPU0545 | https://www.sigmaaldrich.com/LT/en
SEGPT0045 | Steritop E-GP PES .22um, 45 mm | 1X1EA | 1 | 203 | Sigma-Aldrich | SEGPT0045 | https://www.sigmaaldrich.com/LT/en
SEGPU1138 | Stericup E-GP 1000mL PES .22um, 38 mm | 1X1EA | 1 | 395 | Sigma-Aldrich | SEGPU1138 | https://www.sigmaaldrich.com/LT/en
SEGPT0038 | Steritop E-GP PES .22um, 38 mm | 1X1EA | 1 | 203 | Sigma-Aldrich | SEGPT0038 | https://www.sigmaaldrich.com/LT/en
SEGPU0538 | Stericup E-GP 500mL PES .22um, 38 mm | 1X1EA | 1 | 283 | Sigma-Aldrich | SEGPU0538 | https://www.sigmaaldrich.com/LT/en
Z800589-5EA | Specac(R) Omni Cell spacers | 1X5EA | 1 | 42 | Sigma-Aldrich | Z800589-5EA | https://www.sigmaaldrich.com/LT/en
Z804304-2EA | Specac(R) Omni Cell windows | 1X2EA | 1 | 1265 | Sigma-Aldrich | Z804304-2EA | https://www.sigmaaldrich.com/LT/en
Z801348-1EA | Specac(R) variable pathlength cell for I | 1X1EA | 1 | 2521 | Sigma-Aldrich | Z801348-1EA | https://www.sigmaaldrich.com/LT/en
Z803324-1EA | Lightweight die for Specac(R) Atlas 15T | 1X1EA | 1 | 2476 | Sigma-Aldrich | Z803324-1EA | https://www.sigmaaldrich.com/LT/en
Z803979-2EA | SPECAC OMNI CELL WINDOWS | 1X2EA | 1 | 128 | Sigma-Aldrich | Z803979-2EA | https://www.sigmaaldrich.com/LT/en
Z801895-1EA | Ambient temperature holder for Specac(R) | 1X1EA | 1 | 678 | Sigma-Aldrich | Z801895-1EA | https://www.sigmaaldrich.com/LT/en
Z802786-2EA | Ring holders for Specac(R) mini-pellet p | 1X2EA | 1 | 155 | Sigma-Aldrich | Z802786-2EA | https://www.sigmaaldrich.com/LT/en
Z805076-2EA | Specac(R) Omni Cell windows | 1X2EA | 1 | 218 | Sigma-Aldrich | Z805076-2EA | https://www.sigmaaldrich.com/LT/en
Z804630-2EA | Specac(R) Omni Cell windows | 1X2EA | 1 | 849 | Sigma-Aldrich | Z804630-2EA | https://www.sigmaaldrich.com/LT/en
Z805734-5EA | Specac(R) Omni Cell spacers | 1X5EA | 1 | 28 | Sigma-Aldrich | Z805734-5EA | https://www.sigmaaldrich.com/LT/en
Z803855-2EA | Specac(R) Omni Cell windows | 1X2EA | 1 | 102 | Sigma-Aldrich | Z803855-2EA | https://www.sigmaaldrich.com/LT/en
Z805297-5EA | Specac(R) Omni Cell spacers | 1X5EA | 1 | 28 | Sigma-Aldrich | Z805297-5EA | https://www.sigmaaldrich.com/LT/en
Z804088-2EA | SPECAC OMNI CELL WINDOWS | 1X2EA | 1 | 376 | Sigma-Aldrich | Z804088-2EA | https://www.sigmaaldrich.com/LT/en
Z805610-5EA | Specac(R) Omni Cell spacers | 1X5EA | 1 | 28 | Sigma-Aldrich | Z805610-5EA | https://www.sigmaaldrich.com/LT/en
Z803758-1EA | SPECAC(TM) OMNI CELL DEMOUNTABLE CELL FO | 1X1EA | 1 | 139 | Sigma-Aldrich | Z803758-1EA | https://www.sigmaaldrich.com/LT/en
Z800465-5EA | SPECAC OMNI CELL SPACERS | 1X5EA | 1 | 42 | Sigma-Aldrich | Z800465-5EA | https://www.sigmaaldrich.com/LT/en
Z802557-1EA | 7mm Pellet die assembly for Specac(R) mi | 1X1EA | 1 | 227 | Sigma-Aldrich | Z802557-1EA | https://www.sigmaaldrich.com/LT/en
Z801674-1EA | Specac(R) sealed flow cell for IR spectr | 1X1EA | 1 | 1111 | Sigma-Aldrich | Z801674-1EA | https://www.sigmaaldrich.com/LT/en
Z804193-2EA | Specac(R) Omni Cell windows | 1X2EA | 1 | 878 | Sigma-Aldrich | Z804193-2EA | https://www.sigmaaldrich.com/LT/en
Z801127-2EA | Luer plugs for Specac(R) Omni-Cell | 1X2EA | 1 | 23 | Sigma-Aldrich | Z801127-2EA | https://www.sigmaaldrich.com/LT/en
Z803103-1EA | Specac(R) Atlas 15T manual hydraulic pre | 1X1EA | 1 | 3313 | Sigma-Aldrich | Z803103-1EA | https://www.sigmaaldrich.com/LT/en
Z801011-4EA | Quick release nuts for Specac(R) Omni Ce | 1X4EA | 1 | 71 | Sigma-Aldrich | Z801011-4EA | https://www.sigmaaldrich.com/LT/en
Z800791-1SET | Specac(R) Omni Cell spacers | 1X1SET | 1 | 85 | Sigma-Aldrich | Z800791-1SET | https://www.sigmaaldrich.com/LT/en
Z804428-2EA | Specac(R) Omni Cell windows | 1X2EA | 1 | 1875 | Sigma-Aldrich | Z804428-2EA | https://www.sigmaaldrich.com/LT/en
Z805505-5EA | Specac(R) Omni Cell spacers | 1X5EA | 1 | 30 | Sigma-Aldrich | Z805505-5EA | https://www.sigmaaldrich.com/LT/en
Z805408-5EA | Specac(R) Omni Cell spacers | 1X5EA | 1 | 28 | Sigma-Aldrich | Z805408-5EA | https://www.sigmaaldrich.com/LT/en
Z800902-2EA | Rear neoprene gaskets for Specac(R) Omni | 1X2EA | 1 | 23 | Sigma-Aldrich | Z800902-2EA | https://www.sigmaaldrich.com/LT/en
Z804754-2EA | Specac(R) Omni Cell windows | 1X2EA | 1 | 776 | Sigma-Aldrich | Z804754-2EA | https://www.sigmaaldrich.com/LT/en
Z802441-1EA | Specac(R) mini-pellet press pack | 1X1EA | 1 | 1893 | Sigma-Aldrich | Z802441-1EA | https://www.sigmaaldrich.com/LT/en
DVPP08250 | DURAPORE PVDF .65UM WH PL 82MM 50/PK | 1X1EA | 1 | 297 | Sigma-Aldrich | DVPP08250 | https://www.sigmaaldrich.com/LT/en
548550-U | PK1 SPME ASSY, CAR/PDMS, 75UM, FS | 1X1EA | 1 | 126 | Sigma-Aldrich | 548550-U | https://www.sigmaaldrich.com/LT/en
548576-U | PK1 SPME ASSY, PDMS/DVB, 65UM, FS | 1X1EA | 1 | 126 | Sigma-Aldrich | 548576-U | https://www.sigmaaldrich.com/LT/en
548651-U | PK1 SPME ASSY, PDMS/DVB/OC, 65UM/10UM,& | 1X1EA | 1 | 142 | Sigma-Aldrich | 548651-U | https://www.sigmaaldrich.com/LT/en
548653-U | PK1 SPME ASSY, PDMS/DVB/CAR, 50UM, SF | 1X1EA | 1 | 137 | Sigma-Aldrich | 548653-U | https://www.sigmaaldrich.com/LT/en
548652-U | PK1 SPME ASSY, POLYACRYLATE, 85UM, FS | 1X1EA | 1 | 137 | Sigma-Aldrich | 548652-U | https://www.sigmaaldrich.com/LT/en
548675-U | PK1 SPME ASSY, PDMS/DVB/CAR, 50UM, SF, 2 | 1X1EA | 1 | 137 | Sigma-Aldrich | 548675-U | https://www.sigmaaldrich.com/LT/en
548650-U | PK1 SPME ASSY, PDMS/DVB, 65UM, SF | 1X1EA | 1 | 137 | Sigma-Aldrich | 548650-U | https://www.sigmaaldrich.com/LT/en
548553-U | PK1 SPME ASSY, PDMS, 30UM, FS | 1X1EA | 1 | 137 | Sigma-Aldrich | 548553-U | https://www.sigmaaldrich.com/LT/en
548676-U | PK1 SPME ASSY, PEG, 60UM, MA | 1X1EA | 1 | 137 | Sigma-Aldrich | 548676-U | https://www.sigmaaldrich.com/LT/en
548551-U | PK 1 SPME ASSY CAR/PDMS 85UM SF 23GA AU& | 1X1EA | 1 | 137 | Sigma-Aldrich | 548551-U | https://www.sigmaaldrich.com/LT/en
548552-U | PK1 SPME ASSY, PDMS, 7UM, FS | 1X1EA | 1 | 137 | Sigma-Aldrich | 548552-U | https://www.sigmaaldrich.com/LT/en
548575-U | PK1 SPME ASSY, PDMS, 100UM, FS | 1X1EA | 1 | 126 | Sigma-Aldrich | 548575-U | https://www.sigmaaldrich.com/LT/en
57589-U | SPME FIBER ASSEMBLY STORAGE CONTAINER | 1X1EA | 1 | 121 | Sigma-Aldrich | 57589-U | https://www.sigmaaldrich.com/LT/en
57561-U | PK3 PTFE SEALING CUPS 24GA BLUNT | 1X1EA | 1 | 47 | Sigma-Aldrich | 57561-U | https://www.sigmaaldrich.com/LT/en
57543-U | PK1 SPME-DFH SEALING UNIT | 1X1EA | 1 | 76 | Sigma-Aldrich | 57543-U | https://www.sigmaaldrich.com/LT/en
57557-U | PK3 PTFE SEALING CUPS 23GA BEVELED | 1X1EA | 1 | 47 | Sigma-Aldrich | 57557-U | https://www.sigmaaldrich.com/LT/en
57564-U | PK1 FFA-FS NEEDLE PROTECTOR | 1X1EA | 1 | 100 | Sigma-Aldrich | 57564-U | https://www.sigmaaldrich.com/LT/en
57568-U | PK1 FFA-FS MANUAL DESORPTION ADAPTER | 1X1EA | 1 | 210 | Sigma-Aldrich | 57568-U | https://www.sigmaaldrich.com/LT/en
57584-U | DIFFUSIVE SAMPLING FIBER HOLDER FOR SPME | 1X1EA | 1 | 683 | Sigma-Aldrich | 57584-U | https://www.sigmaaldrich.com/LT/en
57528-U | PK1 FFA-FS PLUNGER CAP | 1X1EA | 1 | 56 | Sigma-Aldrich | 57528-U | https://www.sigmaaldrich.com/LT/en
57544-U | PK1 SPME-DFH END CAP | 1X1EA | 1 | 47 | Sigma-Aldrich | 57544-U | https://www.sigmaaldrich.com/LT/en
57554-U | SPME-FFA FIELD SAMPLER | 1X1EA | 1 | 662 | Sigma-Aldrich | 57554-U | https://www.sigmaaldrich.com/LT/en
57556-U | PK1 STAINLESS STEEL GUIDE FOR NEEDLE | 1X1EA | 1 | 47 | Sigma-Aldrich | 57556-U | https://www.sigmaaldrich.com/LT/en
57593-U | PK1 FFA-FS NEEDLE SEPTA NUT | 1X1EA | 1 | 26 | Sigma-Aldrich | 57593-U | https://www.sigmaaldrich.com/LT/en
57555-U | PK1 FFA-FS SEALING MECHANISM W/PLUNGER & | 1X1EA | 1 | 112 | Sigma-Aldrich | 57555-U | https://www.sigmaaldrich.com/LT/en
57565-U | PK1 FFA-FS SAMPLER BODY SCREW | 1X1EA | 1 | 112 | Sigma-Aldrich | 57565-U | https://www.sigmaaldrich.com/LT/en
57574-U | PK1 FFA-FS O-RING KIT | 1X1EA | 1 | 85 | Sigma-Aldrich | 57574-U | https://www.sigmaaldrich.com/LT/en
55269-U | PK100 HYBRIDSPE-PHOSPHOLIPID ULTRA 30MG | 1X1EA | 1 | 174 | Sigma-Aldrich | 55269-U | https://www.sigmaaldrich.com/LT/en
57562-U | PK3 PTFE SEALING CUPS 23GA BLUNT | 1X1EA | 1 | 47 | Sigma-Aldrich | 57562-U | https://www.sigmaaldrich.com/LT/en
57529-U | PK1 FFA-FS PLUNGER RECOVERY TOOL | 1X1EA | 1 | 83 | Sigma-Aldrich | 57529-U | https://www.sigmaaldrich.com/LT/en
57592-U | SPME FFA STORAGE CONTAINER | 1X1EA | 1 | 137 | Sigma-Aldrich | 57592-U | https://www.sigmaaldrich.com/LT/en
57540-U | PK1 SPME-DFH MAGNETIC PLUNGER | 1X1EA | 1 | 352 | Sigma-Aldrich | 57540-U | https://www.sigmaaldrich.com/LT/en
57541-U | PK1 SPME-DFH MANUAL DESORPTION ADAPTER | 1X1EA | 1 | 210 | Sigma-Aldrich | 57541-U | https://www.sigmaaldrich.com/LT/en
57571-U | PK3 FFA-FS NEEDLE SEPTA | 1X1EA | 1 | 28 | Sigma-Aldrich | 57571-U | https://www.sigmaaldrich.com/LT/en
29748-U | PK10 TENAX TA (60/80) FRITTED 89MM GLASS | 1X1EA | 1 | 1067 | Sigma-Aldrich | 29748-U | https://www.sigmaaldrich.com/LT/en
29741-U | PK10 TENAX TA (60/80) SS TD TUBE 89MM & | 1X1EA | 1 | 1067 | Sigma-Aldrich | 29741-U | https://www.sigmaaldrich.com/LT/en
29743-U | PK10 CARBOSIEVE SIII SS TD TUBE 89MM & | 1X1EA | 1 | 1067 | Sigma-Aldrich | 29743-U | https://www.sigmaaldrich.com/LT/en
29755-U | PK10 GRAPHSPHERE 2016 (60/80) FRITTED & | 1X1EA | 1 | 1067 | Sigma-Aldrich | 29755-U | https://www.sigmaaldrich.com/LT/en
29751-U | PK10 CARBOTRAP 300 FRITTED 89MM GLASS & | 1X1EA | 1 | 1084 | Sigma-Aldrich | 29751-U | https://www.sigmaaldrich.com/LT/en
29744-U | PK10 CARBOTRAP 217 SS TD TUBE 89MM & | 1X1EA | 1 | 1067 | Sigma-Aldrich | 29744-U | https://www.sigmaaldrich.com/LT/en
575680-U | PK50 ROUND 96 WELL PRE-SCORED PLATE MATS | 1X1EA | 1 | 298 | Sigma-Aldrich | 575680-U | https://www.sigmaaldrich.com/LT/en
29746-U | PK10 CARBOTRAP 300 SS TD TUBE 89MM & | 1X1EA | 1 | 1084 | Sigma-Aldrich | 29746-U | https://www.sigmaaldrich.com/LT/en
29756-U | PK10 CARBOPACK X FRITTED 89MM GLASS TD & | 1X1EA | 1 | 1067 | Sigma-Aldrich | 29756-U | https://www.sigmaaldrich.com/LT/en
29753-U | PK10 CARBOXEN 569 FRITTED 89MM GLASS & | 1X1EA | 1 | 1067 | Sigma-Aldrich | 29753-U | https://www.sigmaaldrich.com/LT/en
29754-U | PK10 CARBOPACK B FRITTED 89MM GLASS TD & | 1X1EA | 1 | 1067 | Sigma-Aldrich | 29754-U | https://www.sigmaaldrich.com/LT/en
29745-U | PK10 CARBOTRAP 202 SS TD TUBE 89MM & | 1X1EA | 1 | 1067 | Sigma-Aldrich | 29745-U | https://www.sigmaaldrich.com/LT/en
29749-U | PK10 TENAX GR (60/80) FRITTED 89MM GLASS | 1X1EA | 1 | 1067 | Sigma-Aldrich | 29749-U | https://www.sigmaaldrich.com/LT/en
29747-U | PK10 TENAX TA (35/60) FRITTED 89MM GLASS | 1X1EA | 1 | 1067 | Sigma-Aldrich | 29747-U | https://www.sigmaaldrich.com/LT/en
29752-U | PK10 CARBOTRAP 349 FRITTED 89MM GLASS & | 1X1EA | 1 | 1084 | Sigma-Aldrich | 29752-U | https://www.sigmaaldrich.com/LT/en
29742-U | PK10 TENAX GR SS TD TUBE 89MM W/BRASS & | 1X1EA | 1 | 1067 | Sigma-Aldrich | 29742-U | https://www.sigmaaldrich.com/LT/en
29750-U | PK10 CARBOTRAP 217 FRITTED 89MM GLASS & | 1X1EA | 1 | 1067 | Sigma-Aldrich | 29750-U | https://www.sigmaaldrich.com/LT/en
575659-U | PK1 50MG/96-WELL FULL SKIRT HYBRIDSPE & | 1X1EA | 1 | 185 | Sigma-Aldrich | 575659-U | https://www.sigmaaldrich.com/LT/en
575673-U | PK20 50MG/96-WELL FULL SKIRT HYBRIDSPE & | 1X1EA | 1 | 3302 | Sigma-Aldrich | 575673-U | https://www.sigmaaldrich.com/LT/en
C0793-100EA | FLUORIMETER CUVETTES, POLYMETHACRYLATE, | 1X100EA | 1 | 39 | Sigma-Aldrich | C0793-100EA | https://www.sigmaaldrich.com/LT/en
C0918-100EA | FLUORIMETER CUVETS, POLYSTYRENE, WITHOU& | 1X100EA | 1 | 36 | Sigma-Aldrich | C0918-100EA | https://www.sigmaaldrich.com/LT/en
C5291-100EA | CUVET SPECTROPHOTOMETER DISPOSABLE & | 1X100EA | 1 | 47 | Sigma-Aldrich | C5291-100EA | https://www.sigmaaldrich.com/LT/en
C5416-100EA | CUVET, SPECTROPHOTOMETER DISPOSABLE & | 1X100EA | 1 | 47 | Sigma-Aldrich | C5416-100EA | https://www.sigmaaldrich.com/LT/en
C5677-100EA | CUVET POLYSTYRENE WITH STOPPER | 1X100EA | 1 | 65 | Sigma-Aldrich | C5677-100EA | https://www.sigmaaldrich.com/LT/en
55408-U | PK100 SUPEL QUE Z-SEP+ 2ML TUBE | 1X1EA | 1 | 176 | Sigma-Aldrich | 55408-U | https://www.sigmaaldrich.com/LT/en
55414-U | PK100 SUPEL QUE Z-SEP+ W/MGSO4 2ML TUBE | 1X1EA | 1 | 176 | Sigma-Aldrich | 55414-U | https://www.sigmaaldrich.com/LT/en
55418-U | 20GM SUPEL QUE Z-SEP BULK | 1X1EA | 1 | 334 | Sigma-Aldrich | 55418-U | https://www.sigmaaldrich.com/LT/en
Z801038-1EA | HELLMA(R) SAV-A-CELL PLASTIC CELL HOLDER | 1X1EA | 1 | 53 | Sigma-Aldrich | Z801038-1EA | https://www.sigmaaldrich.com/LT/en
52818-U | PK1 HYBRIDSPE-PLUS 96-WELL PLATE & | 1X1EA | 1 | 216 | Sigma-Aldrich | 52818-U | https://www.sigmaaldrich.com/LT/en
55411-U | PK100 SUPEL QUE Z-SEP 2ML TUBE | 1X1EA | 1 | 176 | Sigma-Aldrich | 55411-U | https://www.sigmaaldrich.com/LT/en
Z801135-1EA | HELLMA(R) ALUMINUM SPACER | 1X1EA | 1 | 53 | Sigma-Aldrich | Z801135-1EA | https://www.sigmaaldrich.com/LT/en
Z801356-1EA | HELLMA(R) ALUMINUM SPACER | 1X1EA | 1 | 53 | Sigma-Aldrich | Z801356-1EA | https://www.sigmaaldrich.com/LT/en
54276-U | PK1000 SUPEL QUE AMMONIUM SULFATE 4GM & | 1X1EA | 1 | 2310 | Sigma-Aldrich | 54276-U | https://www.sigmaaldrich.com/LT/en
Z801240-1EA | HELLMA(R) ALUMINUM SPACER | 1X1EA | 1 | 53 | Sigma-Aldrich | Z801240-1EA | https://www.sigmaaldrich.com/LT/en
SAMP2LGNB | Millex for Samp G2 0.2 PhilicPTFE 250pk | 1X1EA | 1 | 1356 | Sigma-Aldrich | SAMP2LGNB | https://www.sigmaaldrich.com/LT/en
57439-U | PK3 SPME-OC FIBER,65UM,PDMS/DVB,SF/SS,& | 1X1EA | 1 | 571 | Sigma-Aldrich | 57439-U | https://www.sigmaaldrich.com/LT/en
XX1004703 | SPRING CLAMP FOR 47MM GLASS FILTER HOLDR | 1X1EA | 1 | 106 | Sigma-Aldrich | XX1004703 | https://www.sigmaaldrich.com/LT/en
XX1102503 | M-M LUER ADAPTOR NYLON 4PK | 1X1EA | 1 | 48 | Sigma-Aldrich | XX1102503 | https://www.sigmaaldrich.com/LT/en
XX1504732 | VACUUM GLASS BASE, CAP W/SS SCREEN, 47MM | 1X1EA | 1 | 535 | Sigma-Aldrich | XX1504732 | https://www.sigmaaldrich.com/LT/en
RW0609000 | PREFILTER RW06 90mm 100/PK | 1X1EA | 1 | 230 | Sigma-Aldrich | RW0609000 | https://www.sigmaaldrich.com/LT/en
SMWP03700 | Grav Anay Filter .5 MCE w/Thin Pad 100Pk | 1X1EA | 1 | 255 | Sigma-Aldrich | SMWP03700 | https://www.sigmaaldrich.com/LT/en
HAWG04705 | MCE .45UM WH GD 47MM 500/PK | 1X1EA | 1 | 670 | Sigma-Aldrich | HAWG04705 | https://www.sigmaaldrich.com/LT/en
GSTF09000 | MCE TRITON FREE .22UM WH PL 90MM 100/PK | 1X1EA | 1 | 706 | Sigma-Aldrich | GSTF09000 | https://www.sigmaaldrich.com/LT/en
Z800082-1EA | HELLMA(R) LIQUID CALIBRATION STANDARDS, | 1X1EA | 1 | 586 | Sigma-Aldrich | Z800082-1EA | https://www.sigmaaldrich.com/LT/en
Z806005-1EA | HELLMA(R) LIQUID CALIBRATION STANDARDS, | 1X1EA | 1 | 586 | Sigma-Aldrich | Z806005-1EA | https://www.sigmaaldrich.com/LT/en
Z800414-1EA | HELLMA(R) LIQUID CALIBRATION STANDARDS, | 1X1EA | 1 | 433 | Sigma-Aldrich | Z800414-1EA | https://www.sigmaaldrich.com/LT/en
Z800309-1EA | HELLMA(R) LIQUID CALIBRATION STANDARDS, | 1X1EA | 1 | 586 | Sigma-Aldrich | Z800309-1EA | https://www.sigmaaldrich.com/LT/en
Z805017-1EA | HELLMA(R) LIQUID CALIBRATION STANDARDS, | 1X1EA | 1 | 597 | Sigma-Aldrich | Z805017-1EA | https://www.sigmaaldrich.com/LT/en
Z805122-1EA | HELLMA(R) LIQUID CALIBRATION STANDARDS, | 1X1EA | 1 | 443 | Sigma-Aldrich | Z805122-1EA | https://www.sigmaaldrich.com/LT/en
FALP09050 | FLUOROPORE PTFE 1.0UM WH PL 90MM 50/PK | 1X1EA | 1 | 922 | Sigma-Aldrich | FALP09050 | https://www.sigmaaldrich.com/LT/en
FSLW00010 | FLTR SHEET 10 FT | 1X1EA | 1 | 1470 | Sigma-Aldrich | FSLW00010 | https://www.sigmaaldrich.com/LT/en
FSLW03700 | FILTER 37MM FSLW 100/PK | 1X1EA | 1 | 376 | Sigma-Aldrich | FSLW03700 | https://www.sigmaaldrich.com/LT/en
GVWP10050 | DURAPORE PVDF .22UM WH PL 100MM 50/PK | 1X1EA | 1 | 500 | Sigma-Aldrich | GVWP10050 | https://www.sigmaaldrich.com/LT/en
LSKS09604 | Montage Sequencing Reaction Cleanup Kit | 1X1EA | 1 | 527 | Sigma-Aldrich | LSKS09604 | https://www.sigmaaldrich.com/LT/en
LSKSBW500 | Montage Sequencing Wash Solution 500mL | 1X1EA | 1 | 142 | Sigma-Aldrich | LSKSBW500 | https://www.sigmaaldrich.com/LT/en
MPC4NTR10 | MScn Permeability PCF .45u Clr NS 10/pk | 1X1EA | 1 | 955 | Sigma-Aldrich | MPC4NTR10 | https://www.sigmaaldrich.com/LT/en
MSFBNXB50 | MScn HTS+ 96 Hi Flow FB NS 50/pk | 1X1EA | 1 | 2030 | Sigma-Aldrich | MSFBNXB50 | https://www.sigmaaldrich.com/LT/en
MSFCNXB50 | MScn HTS+ 96 Hi Flow FC NS 50/pk | 1X1EA | 1 | 1981 | Sigma-Aldrich | MSFCNXB50 | https://www.sigmaaldrich.com/LT/en
MSIPS4510 | Mscrn HTS IP PVDF .45um Clear Ster 10/pk | 1X1EA | 1 | 444 | Sigma-Aldrich | MSIPS4510 | https://www.sigmaaldrich.com/LT/en
NY1002500 | NYLON NET FILTER 10UM WH PL 25MM 100PK | 1X1EA | 1 | 133 | Sigma-Aldrich | NY1002500 | https://www.sigmaaldrich.com/LT/en
NY1004700 | NYLON NET FILTER 10UM WH PL 47MM 100PK | 1X1EA | 1 | 177 | Sigma-Aldrich | NY1004700 | https://www.sigmaaldrich.com/LT/en
NY1009000 | NYLON NET 10UM WHPL 90MM 50PK | 1X1EA | 1 | 349 | Sigma-Aldrich | NY1009000 | https://www.sigmaaldrich.com/LT/en
NY1102500 | NYLON NET FILTER 11UM WH PL 25MM 100/PK | 1X1EA | 1 | 171 | Sigma-Aldrich | NY1102500 | https://www.sigmaaldrich.com/LT/en
NY2H09000 | NYLON NET FILTER 120UM WH PL 90MM 50/PK | 1X1EA | 1 | 395 | Sigma-Aldrich | NY2H09000 | https://www.sigmaaldrich.com/LT/en
NY4H09000 | NYLON NET FILTER 140UM WH PL 90MM 50/PK | 1X1EA | 1 | 371 | Sigma-Aldrich | NY4H09000 | https://www.sigmaaldrich.com/LT/en
NY6H00010 | Nylon Net 160um Wh Pl 30cm x 3m Roll | 1X1EA | 1 | 832 | Sigma-Aldrich | NY6H00010 | https://www.sigmaaldrich.com/LT/en
NY6H02500 | NYLON NET FILTER 160UM WH PL 25MM 100/PK | 1X1EA | 1 | 171 | Sigma-Aldrich | NY6H02500 | https://www.sigmaaldrich.com/LT/en
PLBC09005 | Ultracel PL 3K 90MM 5/PK | 1X1EA | 1 | 412 | Sigma-Aldrich | PLBC09005 | https://www.sigmaaldrich.com/LT/en
PLBC15005 | Ultracel PL 3K 150MM 5/PK | 1X1EA | 1 | 531 | Sigma-Aldrich | PLBC15005 | https://www.sigmaaldrich.com/LT/en
PLCC04710 | PLCC 5K LOWBIND 47MM 10PK | 1X1EA | 1 | 425 | Sigma-Aldrich | PLCC04710 | https://www.sigmaaldrich.com/LT/en
PLCC09005 | PLCC 5K LOWBIND 90MM 5PK | 1X1EA | 1 | 412 | Sigma-Aldrich | PLCC09005 | https://www.sigmaaldrich.com/LT/en
PLGC09005 | PLGC DISC 10K 90MM 5PK | 1X1EA | 1 | 412 | Sigma-Aldrich | PLGC09005 | https://www.sigmaaldrich.com/LT/en
PLGC15005 | UF DISK 10K REG CA 150MM 5PK | 1X1EA | 1 | 531 | Sigma-Aldrich | PLGC15005 | https://www.sigmaaldrich.com/LT/en
PLHK15005 | LO BIND 100K UF DISC 5/PK | 1X1EA | 1 | 531 | Sigma-Aldrich | PLHK15005 | https://www.sigmaaldrich.com/LT/en
PLTK09005 | PLTK 30K LOWBIND 90MM 5PK | 1X1EA | 1 | 412 | Sigma-Aldrich | PLTK09005 | https://www.sigmaaldrich.com/LT/en
PP2514250 | PP NET FILTER 25UM WH PL 142MM 50/PK | 1X1EA | 1 | 671 | Sigma-Aldrich | PP2514250 | https://www.sigmaaldrich.com/LT/en
PSHT010R1 | Milli-24 Culture Plate PCF 0.4um 1/pk | 1X1EA | 1 | 194 | Sigma-Aldrich | PSHT010R1 | https://www.sigmaaldrich.com/LT/en
PSMT010R5 | Milli-24 Culture Plate PCF 5um 5/pk | 1X1EA | 1 | 810 | Sigma-Aldrich | PSMT010R5 | https://www.sigmaaldrich.com/LT/en
PSST010R1 | Milli-24 Culture Plate PCF 3.0um 1/pk | 1X1EA | 1 | 189 | Sigma-Aldrich | PSST010R1 | https://www.sigmaaldrich.com/LT/en
PSST010R5 | Milli-24 Culture Plate PCF 3.0um 5/pk | 1X1EA | 1 | 810 | Sigma-Aldrich | PSST010R5 | https://www.sigmaaldrich.com/LT/en
RNWP02500 | NYLON 1.2UM WHPL 25MM 100PK | 1X1EA | 1 | 157 | Sigma-Aldrich | RNWP02500 | https://www.sigmaaldrich.com/LT/en
RNWP04700 | NYLON 1.2UM WH PL 47MM 100PK | 1X1EA | 1 | 240 | Sigma-Aldrich | RNWP04700 | https://www.sigmaaldrich.com/LT/en
SLCRM25NK | MILLEX HPF LCR 25MM PHILIC PTFE .45 | 1X1EA | 1 | 3794 | Sigma-Aldrich | SLCRM25NK | https://www.sigmaaldrich.com/LT/en
SLFGX13TL | Millex FG 13mm Phobic PTFE 0.20um Non St | 1X1EA | 1 | 416 | Sigma-Aldrich | SLFGX13TL | https://www.sigmaaldrich.com/LT/en
SLGNDZ5NZ | AC MILLEX 25MM NYLON .2UM NON STERI | 1X1EA | 1 | 859 | Sigma-Aldrich | SLGNDZ5NZ | https://www.sigmaaldrich.com/LT/en
SLGPX13NK | Overmolded Millex 13, 0.22m PES, NS | 1X1EA | 1 | 2436 | Sigma-Aldrich | SLGPX13NK | https://www.sigmaaldrich.com/LT/en
SLGVV255F | Millex 25mm PVDF 0.22um Sterile w/Vent | 1X1EA | 1 | 531 | Sigma-Aldrich | SLGVV255F | https://www.sigmaaldrich.com/LT/en
SLHNBZ5NZ | AC Millex 25mm Nylon/APFB .45um Non | 1X1EA | 1 | 1052 | Sigma-Aldrich | SLHNBZ5NZ | https://www.sigmaaldrich.com/LT/en
SLLGDZ5NZ | AC MILLEX 25MM PHILIC PTFE .2UM NON | 1X1EA | 1 | 874 | Sigma-Aldrich | SLLGDZ5NZ | https://www.sigmaaldrich.com/LT/en
YY2214258 | UNDERDRAIN SUPPORT SS 142MM | 1X1EA | 1 | 349 | Sigma-Aldrich | YY2214258 | https://www.sigmaaldrich.com/LT/en
HATF09025 | IMMO-NC Triton Free MCE .45um WH PL 25Pk | 1X1EA | 1 | 194 | Sigma-Aldrich | HATF09025 | https://www.sigmaaldrich.com/LT/en
9031 | B15 MINICON 1 BOX 40 TESTS | 1X1EA | 1 | 528 | Sigma-Aldrich | 9031 | https://www.sigmaaldrich.com/LT/en
ANWP02500 | NYLON 0.8UM WH PL 25MM 100PK | 1X1EA | 1 | 157 | Sigma-Aldrich | ANWP02500 | https://www.sigmaaldrich.com/LT/en
ANWP04700 | NYLON 0.8UM WH PL 47MM 100PK | 1X1EA | 1 | 219 | Sigma-Aldrich | ANWP04700 | https://www.sigmaaldrich.com/LT/en
AP2507500 | PREFLTR THICK 75MM 100/PK | 1X1EA | 1 | 111 | Sigma-Aldrich | AP2507500 | https://www.sigmaaldrich.com/LT/en
AP408X105 | AP40 PREFILTER 8" X 10" 50/PK | 1X1EA | 1 | 628 | Sigma-Aldrich | AP408X105 | https://www.sigmaaldrich.com/LT/en
APFA09050 | GL FBR FLTR A 90MM 50/PK | 1X1EA | 1 | 65 | Sigma-Aldrich | APFA09050 | https://www.sigmaaldrich.com/LT/en
APFB15050 | GL FBR FLTR B 150MM 50PK | 1X1EA | 1 | 369 | Sigma-Aldrich | APFB15050 | https://www.sigmaaldrich.com/LT/en
DVPP00010 | DURAPORE PVDF .65UM WH PL 3M ROLL | 1X1EA | 1 | 923 | Sigma-Aldrich | DVPP00010 | https://www.sigmaaldrich.com/LT/en
AAWG04700 | MCE .8UM WH GD 47MM 100/PK | 1X1EA | 1 | 177 | Sigma-Aldrich | AAWG04700 | https://www.sigmaaldrich.com/LT/en
55287-U | PK100 SUPEL QUE PSA (AC) TUBE 2ML | 1X1EA | 1 | 130 | Sigma-Aldrich | 55287-U | https://www.sigmaaldrich.com/LT/en
55289-U | PK100 SUPEL QUE PSA/C18/ENVI-CARB (AC) & | 1X1EA | 1 | 172 | Sigma-Aldrich | 55289-U | https://www.sigmaaldrich.com/LT/en
55288-U | PK100 SUPEL QUE PSA/C18 (AC) TUBE 2ML | 1X1EA | 1 | 130 | Sigma-Aldrich | 55288-U | https://www.sigmaaldrich.com/LT/en
52972-U | PK30 500MG/6ML SUPELCLEAN Z-SEP+ SPE & | 1X1EA | 1 | 324 | Sigma-Aldrich | 52972-U | https://www.sigmaaldrich.com/LT/en
54282-U | PK30 420MG/6ML SUPELCLEAN Z-SEP/C18 & | 1X1EA | 1 | 411 | Sigma-Aldrich | 54282-U | https://www.sigmaaldrich.com/LT/en
54220-U | PK100 1ML EMPTY FRITTED SPE TUBES | 1X1EA | 1 | 123 | Sigma-Aldrich | 54220-U | https://www.sigmaaldrich.com/LT/en
54221-U | PK100 3ML EMPTY FRITTED SPE TUBES | 1X1EA | 1 | 167 | Sigma-Aldrich | 54221-U | https://www.sigmaaldrich.com/LT/en
54222-U | PK100 6ML EMPTY FRITTED SPE TUBES | 1X1EA | 1 | 263 | Sigma-Aldrich | 54222-U | https://www.sigmaaldrich.com/LT/en
54223-U | PK100 12ML EMPTY FRITTED SPE TUBES | 1X1EA | 1 | 326 | Sigma-Aldrich | 54223-U | https://www.sigmaaldrich.com/LT/en
20081-U | PK10 ORBO-DNPH TUBES | 1X1EA | 1 | 215 | Sigma-Aldrich | 20081-U | https://www.sigmaaldrich.com/LT/en
5745-U | PK10 ORBO-5030 OVS AMBERLITE XAD-7 & | 1X1EA | 1 | 188 | Sigma-Aldrich | 5745-U | https://www.sigmaaldrich.com/LT/en
FMLW02500 | 5UM FMLW GRD PTFE, 25MM, 100/PK | 1X1EA | 1 | 741 | Sigma-Aldrich | FMLW02500 | https://www.sigmaaldrich.com/LT/en
FMLW03700 | 5UM FMLW GRD PTFE, 37MM, 100/PK | 1X1EA | 1 | 908 | Sigma-Aldrich | FMLW03700 | https://www.sigmaaldrich.com/LT/en
SLHA025NK | Millex-HA 25mm MCE 0.45um NS 1000pk | 1X1EA | 1 | 2086 | Sigma-Aldrich | SLHA025NK | https://www.sigmaaldrich.com/LT/en
B04F-01-5PK | ONIX Biofilm Plate, 5PK | 1X5PK | 1 | 1106 | Sigma-Aldrich | B04F-01-5PK | https://www.sigmaaldrich.com/LT/en
57491-U | PK30 SUPEL(TM) SWIFT HLB SPE TUBE 200MG& | 1X1EA | 1 | 105 | Sigma-Aldrich | 57491-U | https://www.sigmaaldrich.com/LT/en
57492-U | PK54 SUPEL(TM) SWIFT HLB SPE TUBE 60MG/& | 1X1EA | 1 | 90 | Sigma-Aldrich | 57492-U | https://www.sigmaaldrich.com/LT/en
57493-U | PK108 SUPEL(TM) SWIFT HLB SPE TUBE 30MG& | 1X1EA | 1 | 116 | Sigma-Aldrich | 57493-U | https://www.sigmaaldrich.com/LT/en
CC309 | CytoSoft« Imaging 24-Well (8 kPa) | 1X1EA | 1 | 237 | Sigma-Aldrich | CC309 | https://www.sigmaaldrich.com/LT/en
M1152-1000EA | VIALS, LIQUID SCINTILLATION, GLASS | 1X1000EA | 1 | 423 | Sigma-Aldrich | M1152-1000EA | https://www.sigmaaldrich.com/LT/en
M1901-1000EA | VIALS, LIQUID SCINTILLATION GLASS & | 1X1000EA | 1 | 423 | Sigma-Aldrich | M1901-1000EA | https://www.sigmaaldrich.com/LT/en
M2026-1000EA | VIALS, LIQUID SCINTILLATION PLASTIC & | 1X1000EA | 1 | 174 | Sigma-Aldrich | M2026-1000EA | https://www.sigmaaldrich.com/LT/en
54035-U | PK30 6ML ENVICARB/NH2 SPE TUBE | 1X1EA | 1 | 235 | Sigma-Aldrich | 54035-U | https://www.sigmaaldrich.com/LT/en
54074-U | PK10 3ML/350MG DNPH REZORIAN TUBE | 1X1EA | 1 | 203 | Sigma-Aldrich | 54074-U | https://www.sigmaaldrich.com/LT/en
28002-U | PK20 END CAPS FOR TURBOMATRIX | 1X1EA | 1 | 419 | Sigma-Aldrich | 28002-U | https://www.sigmaaldrich.com/LT/en
28309-U | PK10 6.35MM/10MM EMPTY FLORISIL TUBE | 1X1EA | 1 | 148 | Sigma-Aldrich | 28309-U | https://www.sigmaaldrich.com/LT/en
57364-U | SPME SAMPLING STAND HOLDER & EXTENSION& | 1X1EA | 1 | 137 | Sigma-Aldrich | 57364-U | https://www.sigmaaldrich.com/LT/en
57906-U | PK1 SPME ASSY 85UM CAR/PDMS MA 23GA AUTO | 1X1EA | 1 | 557 | Sigma-Aldrich | 57906-U | https://www.sigmaaldrich.com/LT/en
57912-U | PK1 SPME ASSY 50/30UM DVB/CAR/PDMS MA & | 1X1EA | 1 | 557 | Sigma-Aldrich | 57912-U | https://www.sigmaaldrich.com/LT/en
57914-U | PK1 SPME ASSY 50/30 DVB/CAR/PDMS MA & | 1X1EA | 1 | 557 | Sigma-Aldrich | 57914-U | https://www.sigmaaldrich.com/LT/en
57902-U | PK1 SPME ASSY 65UM PDMS/DVB MA 23GA AUTO | 1X1EA | 1 | 557 | Sigma-Aldrich | 57902-U | https://www.sigmaaldrich.com/LT/en
54225-U | PK30 DISCOVERY AG-ION SPE 6ML/750MG | 1X1EA | 1 | 245 | Sigma-Aldrich | 54225-U | https://www.sigmaaldrich.com/LT/en
20085-U | JAPAN-PK30 CARBOXEN 1000 220MG 0.5ML & | 1X1EA | 1 | 377 | Sigma-Aldrich | 20085-U | https://www.sigmaaldrich.com/LT/en
20086-U | JAPAN-PK30 GRAPHSPHERE 2016 200MG 0.5ML& | 1X1EA | 1 | 377 | Sigma-Aldrich | 20086-U | https://www.sigmaaldrich.com/LT/en
57146-U | PK/24 VALVE STEMS FOR VISIPREP DL VACUUM | 1X1EA | 1 | 137 | Sigma-Aldrich | 57146-U | https://www.sigmaaldrich.com/LT/en
57147-U | PK24 VALVE STEMS FOR VISIPREP/PREPPY & | 1X1EA | 1 | 116 | Sigma-Aldrich | 57147-U | https://www.sigmaaldrich.com/LT/en
57101-U | VISIPREP-DL 5-PORT FLASK VACUUM MANIFOLD | 1X1EA | 1 | 1949 | Sigma-Aldrich | 57101-U | https://www.sigmaaldrich.com/LT/en
57103-U | VISIPREP 5-PORT FLASK VACUUM MANIFOLD | 1X1EA | 1 | 1680 | Sigma-Aldrich | 57103-U | https://www.sigmaaldrich.com/LT/en
57104-U | CONVERSION KIT VISIPREP-DL 5-PORT FLASK& | 1X1EA | 1 | 958 | Sigma-Aldrich | 57104-U | https://www.sigmaaldrich.com/LT/en
54217-U | PK20 20ML 500/500MG ENVICARB-II/PSA SPE& | 1X1EA | 1 | 209 | Sigma-Aldrich | 54217-U | https://www.sigmaaldrich.com/LT/en
57362-U | PK4 SPME FIBER ASSORTMENT KIT 5, 23GA, & | 1X1EA | 1 | 597 | Sigma-Aldrich | 57362-U | https://www.sigmaaldrich.com/LT/en
54116-U | PK48 DUAL LAYER FLORISIL/NA2SO4 PP SPE & | 1X1EA | 1 | 216 | Sigma-Aldrich | 54116-U | https://www.sigmaaldrich.com/LT/en
52797-U | PK54 100MG/3ML HYBRIDSPE-PHOSPHOLIPID& | 1X1EA | 1 | 237 | Sigma-Aldrich | 52797-U | https://www.sigmaaldrich.com/LT/en
52791-U | PK5000 3ML EMPTY PP SPE TUBE W/PE FRITS | 1X1EA | 1 | 9226 | Sigma-Aldrich | 52791-U | https://www.sigmaaldrich.com/LT/en
CC311 | CytoSoft« Imaging 24-Well (32 kPa) | 1X1EA | 1 | 237 | Sigma-Aldrich | CC311 | https://www.sigmaaldrich.com/LT/en
SLAAM33SS | Millex 33mm MCE .8um Sterile FDA Listed | 1X1EA | 1 | 250 | Sigma-Aldrich | SLAAM33SS | https://www.sigmaaldrich.com/LT/en
SCT021 | BioTrack 609 Red Ca2+ AM (1EA= 5X40nmol) | 1X1EA | 1 | 635 | Sigma-Aldrich | SCT021 | https://www.sigmaaldrich.com/LT/en
UFC30LH00 | ULTRAFREE MC PTFE LH 100/PK | 1X1EA | 1 | 541 | Sigma-Aldrich | UFC30LH00 | https://www.sigmaaldrich.com/LT/en
CC308 | CytoSoft« Imaging 24-Well (2 kPa) | 1X1EA | 1 | 237 | Sigma-Aldrich | CC308 | https://www.sigmaaldrich.com/LT/en
SCT041 | Green Copper Dye (1EA=5X5nmol) | 1X1EA | 1 | 698 | Sigma-Aldrich | SCT041 | https://www.sigmaaldrich.com/LT/en
CC318 | CytoSoft« Imaging 96-Well (32 kPa) | 1X1EA | 1 | 279 | Sigma-Aldrich | CC318 | https://www.sigmaaldrich.com/LT/en
52981-U | PK96 DPX UNIVERSAL 1ML HYBRIDSPE 30MG TI | 1X1EA | 1 | 204 | Sigma-Aldrich | 52981-U | https://www.sigmaaldrich.com/LT/en
52974-U | PK96 DPX TECAN 1ML HYBRIDSPE 50MG TIPS | 1X1EA | 1 | 206 | Sigma-Aldrich | 52974-U | https://www.sigmaaldrich.com/LT/en
52977-U | PK96 DPX HAMILTON CO-RE 300UL HYBRIDSPE& | 1X1EA | 1 | 204 | Sigma-Aldrich | 52977-U | https://www.sigmaaldrich.com/LT/en
52973-U | PK96 DPX TECAN 200UL HYBRIDSPE 30MG TIPS | 1X1EA | 1 | 195 | Sigma-Aldrich | 52973-U | https://www.sigmaaldrich.com/LT/en
52979-U | PK96 DPX INTEGRA 300UL HYBRIDSPE 30MG & | 1X1EA | 1 | 195 | Sigma-Aldrich | 52979-U | https://www.sigmaaldrich.com/LT/en
52978-U | PK96 DPX HAMILTON CO-RE 1ML HYBRIDSPE & | 1X1EA | 1 | 210 | Sigma-Aldrich | 52978-U | https://www.sigmaaldrich.com/LT/en
52980-U | PK96 DPX INTEGRA 1250UL HYBRIDSPE 50MG& | 1X1EA | 1 | 206 | Sigma-Aldrich | 52980-U | https://www.sigmaaldrich.com/LT/en
52982-U | PK96 DPX UNIVERSAL 1ML HYBRIDSPE 50MG & | 1X1EA | 1 | 206 | Sigma-Aldrich | 52982-U | https://www.sigmaaldrich.com/LT/en
SLAAR33SB | Millex 33mm MCE .8um Sterile 250/pk RUO | 1X1EA | 1 | 776 | Sigma-Aldrich | SLAAR33SB | https://www.sigmaaldrich.com/LT/en
SLAAR33SS | Millex 33mm MCE .8um Sterile 50/pk RUO | 1X1EA | 1 | 236 | Sigma-Aldrich | SLAAR33SS | https://www.sigmaaldrich.com/LT/en
SLGPR33RB | Millex 33mm PES .22um Sterile 250/pk RUO | 1X1EA | 1 | 776 | Sigma-Aldrich | SLGPR33RB | https://www.sigmaaldrich.com/LT/en
SLGPR33RS | Millex 33mm PES .22um Sterile 50/pk RUO | 1X1EA | 1 | 236 | Sigma-Aldrich | SLGPR33RS | https://www.sigmaaldrich.com/LT/en
SLGSR33SB | Millex 33mm MCE .22um Sterile 250/pk RUO | 1X1EA | 1 | 776 | Sigma-Aldrich | SLGSR33SB | https://www.sigmaaldrich.com/LT/en
SLGSR33SS | Millex 33mm MCE .22um Sterile 50/pk RUO | 1X1EA | 1 | 236 | Sigma-Aldrich | SLGSR33SS | https://www.sigmaaldrich.com/LT/en
SLGVR13SL | Millex 13mm PVDF .22um Sterile RUO | 1X1EA | 1 | 514 | Sigma-Aldrich | SLGVR13SL | https://www.sigmaaldrich.com/LT/en
SLGVR33RB | Millex 33mm PVDF .22um Sterile RUO | 1X1EA | 1 | 776 | Sigma-Aldrich | SLGVR33RB | https://www.sigmaaldrich.com/LT/en
SLGVR33RS | Millex 33mm PVDF .22um Sterile RUO | 1X1EA | 1 | 236 | Sigma-Aldrich | SLGVR33RS | https://www.sigmaaldrich.com/LT/en
SLHAR33SB | Millex 33mm MCE .45um Sterile 250/pk RUO | 1X1EA | 1 | 776 | Sigma-Aldrich | SLHAR33SB | https://www.sigmaaldrich.com/LT/en
SLHAR33SS | Millex 33mm MCE .45um Sterile 50/pk RUO | 1X1EA | 1 | 236 | Sigma-Aldrich | SLHAR33SS | https://www.sigmaaldrich.com/LT/en
SLHPR33RB | Millex 33mm PES .45um Sterile 250/pk RUO | 1X1EA | 1 | 776 | Sigma-Aldrich | SLHPR33RB | https://www.sigmaaldrich.com/LT/en
SLHPR33RS | Millex 33mm PES .45¦m Sterile 50/pk RUO | 1X1EA | 1 | 236 | Sigma-Aldrich | SLHPR33RS | https://www.sigmaaldrich.com/LT/en
SLHVR13SL | Millex 13mm PVDF .45um Sterile RUO | 1X1EA | 1 | 514 | Sigma-Aldrich | SLHVR13SL | https://www.sigmaaldrich.com/LT/en
SLHVR33RB | Millex 33mm PVDF .45um Sterile RUO | 1X1EA | 1 | 776 | Sigma-Aldrich | SLHVR33RB | https://www.sigmaaldrich.com/LT/en
SLHVR33RS | Millex 33mm PVDF .45um Sterile RUO | 1X1EA | 1 | 236 | Sigma-Aldrich | SLHVR33RS | https://www.sigmaaldrich.com/LT/en
SLVVR33RS | Millex 33mm PVDF 0.1um Sterile RUO | 1X1EA | 1 | 236 | Sigma-Aldrich | SLVVR33RS | https://www.sigmaaldrich.com/LT/en
4561 | PK25 ORBO-91L CARBOSIEVE SIII 200/100MG | 1X1EA | 1 | 216 | Sigma-Aldrich | 4561 | https://www.sigmaaldrich.com/LT/en
SCT019 | BioTrack 560 Orange Dye (1EA= 10X10UG) | 1X1EA | 1 | 479 | Sigma-Aldrich | SCT019 | https://www.sigmaaldrich.com/LT/en
CC317 | CytoSoft« Imaging 96-Well (16 kPa) | 1X1EA | 1 | 279 | Sigma-Aldrich | CC317 | https://www.sigmaaldrich.com/LT/en
52781-U | PK108 DISCOVERY DSC-MCAX 1ML TUBE 50MG | 1X1EA | 1 | 214 | Sigma-Aldrich | 52781-U | https://www.sigmaaldrich.com/LT/en
52782-U | PK108 DISCOVERY DSC-MCAX 1ML TUBE 100MG | 1X1EA | 1 | 229 | Sigma-Aldrich | 52782-U | https://www.sigmaaldrich.com/LT/en
52783-U | PK54 DISCOVERY DSC-MCAX 3ML TUBE 100MG | 1X1EA | 1 | 144 | Sigma-Aldrich | 52783-U | https://www.sigmaaldrich.com/LT/en
52784-U | PK54 DISCOVERY DSC-MCAX 3ML TUBE 300MG | 1X1EA | 1 | 167 | Sigma-Aldrich | 52784-U | https://www.sigmaaldrich.com/LT/en
52786-U | PK30 DISCOVERY DSC-MCAX 6ML TUBE 300MG | 1X1EA | 1 | 114 | Sigma-Aldrich | 52786-U | https://www.sigmaaldrich.com/LT/en
52788-U | PK30 DISCOVERY DSC-MCAX 6ML TUBE 1GM | 1X1EA | 1 | 144 | Sigma-Aldrich | 52788-U | https://www.sigmaaldrich.com/LT/en
54283-U | PK30 SUPEL SPHERE CARBON/NH2 6ML SPE & | 1X1EA | 1 | 265 | Sigma-Aldrich | 54283-U | https://www.sigmaaldrich.com/LT/en
EF5-30C3 | EF5 Hypoxia Detection Kit, Cyanine 3 | 1X1EA | 1 | 822 | Sigma-Aldrich | EF5-30C3 | https://www.sigmaaldrich.com/LT/en
SCR526 | APPSL-GFP Alzheimer#s Lentivirus | 1X1EA | 1 | 866 | Sigma-Aldrich | SCR526 | https://www.sigmaaldrich.com/LT/en
SCR527 | PSEN1-RFP Alzheimer#s Lentivirus | 1X1EA | 1 | 866 | Sigma-Aldrich | SCR527 | https://www.sigmaaldrich.com/LT/en
SCC116 | GT1-7 Mouse Hypothalamic GnRH Neuronal | 1X1EA | 1 | 1294 | Sigma-Aldrich | SCC116 | https://www.sigmaaldrich.com/LT/en
SLM-241-B | DMEM Complete | 1X1EA | 1 | 220 | Sigma-Aldrich | SLM-241-B | https://www.sigmaaldrich.com/LT/en
SLM-245-B | MEM Complete without Sodium Pyruvate | 1X1EA | 1 | 220 | Sigma-Aldrich | SLM-245-B | https://www.sigmaaldrich.com/LT/en
SLM-240-B | RPMI 1640 Complete | 1X1EA | 1 | 220 | Sigma-Aldrich | SLM-240-B | https://www.sigmaaldrich.com/LT/en
SLM-244-B | MEM Complete with Sodium Pyruvate | 1X1EA | 1 | 220 | Sigma-Aldrich | SLM-244-B | https://www.sigmaaldrich.com/LT/en
UFC30LG00 | ULTRAFREE-C3LCR 0.2U 100P | 1X1EA | 1 | 773 | Sigma-Aldrich | UFC30LG00 | https://www.sigmaaldrich.com/LT/en
28666-U | PK10 FLM CARBOPACK B DEACTIVATED 89MM | 1X1EA | 1 | 1067 | Sigma-Aldrich | 28666-U | https://www.sigmaaldrich.com/LT/en
EF5-30A4 | EF5 Hypoxia Detection Kit, A488 | 1X1EA | 1 | 822 | Sigma-Aldrich | EF5-30A4 | https://www.sigmaaldrich.com/LT/en
MPE300025 | Microcon-300kDa with Biomax membrane | 1X1EA | 1 | 145 | Sigma-Aldrich | MPE300025 | https://www.sigmaaldrich.com/LT/en
PHCC360KIT | Scepter 3.0 Kit + 50 pk of 60 um sensors | 1X1EA | 1 | 5040 | Sigma-Aldrich | PHCC360KIT | https://www.sigmaaldrich.com/LT/en
PHCC360500 | Scepter 3.0 Cell Counter Sensors, 60um, | 1X1EA | 1 | 2268 | Sigma-Aldrich | PHCC360500 | https://www.sigmaaldrich.com/LT/en
PHCC3BEADS | Scepter 3.0 Test Bead Vial | 1X1EA | 1 | 199 | Sigma-Aldrich | PHCC3BEADS | https://www.sigmaaldrich.com/LT/en
MPE100025 | Microcon-100kDa with Biomax membrane | 1X1EA | 1 | 145 | Sigma-Aldrich | MPE100025 | https://www.sigmaaldrich.com/LT/en
MPE005025 | Microcon-5kDa with Biomax membrane | 1X1EA | 1 | 145 | Sigma-Aldrich | MPE005025 | https://www.sigmaaldrich.com/LT/en
PHCC340250 | Scepter 3.0 Cell Counter Sensors, 40um, | 1X1EA | 1 | 1062 | Sigma-Aldrich | PHCC340250 | https://www.sigmaaldrich.com/LT/en
MPE010025 | Microcon-10kDa with Biomax membrane | 1X1EA | 1 | 145 | Sigma-Aldrich | MPE010025 | https://www.sigmaaldrich.com/LT/en
PHCC360250 | Scepter 3.0 Cell Counter Sensors, 60um, | 1X1EA | 1 | 1062 | Sigma-Aldrich | PHCC360250 | https://www.sigmaaldrich.com/LT/en
1863590500 | Isco's Med not compl+15pred (FG0465) | 1X1EA | 1 | 42 | Sigma-Aldrich | 1863590500 | https://www.sigmaaldrich.com/LT/en
PHCC30000 | Scepter 3.0 Handheld Cell Counter | 1X1EA | 1 | 5040 | Sigma-Aldrich | PHCC30000 | https://www.sigmaaldrich.com/LT/en
PHCC340KIT | Scepter 3.0 Kit + 50 pk of 40 um sensors | 1X1EA | 1 | 5040 | Sigma-Aldrich | PHCC340KIT | https://www.sigmaaldrich.com/LT/en
MPE030025 | Microcon-30kDa with Biomax membrane | 1X1EA | 1 | 145 | Sigma-Aldrich | MPE030025 | https://www.sigmaaldrich.com/LT/en
PHCC3CHARG | Scepter 3.0 Charger Station | 1X1EA | 1 | 185 | Sigma-Aldrich | PHCC3CHARG | https://www.sigmaaldrich.com/LT/en
MPE050025 | Microcon-50kDa with Biomax membrane | 1X1EA | 1 | 145 | Sigma-Aldrich | MPE050025 | https://www.sigmaaldrich.com/LT/en
PHCC3WKIT | Scepter 3.0 Charger Mounting Kit | 1X1EA | 1 | 39 | Sigma-Aldrich | PHCC3WKIT | https://www.sigmaaldrich.com/LT/en
PHCC340500 | Scepter 3.0 Cell Counter Sensors, 40um, | 1X1EA | 1 | 2268 | Sigma-Aldrich | PHCC340500 | https://www.sigmaaldrich.com/LT/en
R2633-1EA | RACK CUVET POLYPROPYLENE | 1X1EA | 1 | 37 | Sigma-Aldrich | R2633-1EA | https://www.sigmaaldrich.com/LT/en
20019-U | PK50 ORBO-303 ACT. PETROLEUM CHARCOAL& | 1X1EA | 1 | 149 | Sigma-Aldrich | 20019-U | https://www.sigmaaldrich.com/LT/en
Z804452-1EA | UV PHOTOMETRIC ACCURACY STANDARDS | 1X1EA | 1 | 110 | Sigma-Aldrich | Z804452-1EA | https://www.sigmaaldrich.com/LT/en
Z804665-1EA | UV STRAY LIGHT STANDARDS | 1X1EA | 1 | 110 | Sigma-Aldrich | Z804665-1EA | https://www.sigmaaldrich.com/LT/en
Z804789-1EA | UV SPEC QUALIFICATION KIT | 1X1EA | 1 | 275 | Sigma-Aldrich | Z804789-1EA | https://www.sigmaaldrich.com/LT/en
Z804568-1EA | UV RESOLUTION STANDARDS | 1X1EA | 1 | 110 | Sigma-Aldrich | Z804568-1EA | https://www.sigmaaldrich.com/LT/en
54081-U | PK20 ORBO-558 LPDNPH 300/150MG, 8MM X & | 1X1EA | 1 | 136 | Sigma-Aldrich | 54081-U | https://www.sigmaaldrich.com/LT/en
23446-U | PK25 ORBO-93 180/90MG CARBOXEN 1000 & | 1X1EA | 1 | 371 | Sigma-Aldrich | 23446-U | https://www.sigmaaldrich.com/LT/en
57234-U | PK96 SPME LC TIPS C18 | 1X1EA | 1 | 268 | Sigma-Aldrich | 57234-U | https://www.sigmaaldrich.com/LT/en
SCT039 | Green H2O2 Dye (1EA=3X30nmol) | 1X1EA | 1 | 558 | Sigma-Aldrich | SCT039 | https://www.sigmaaldrich.com/LT/en
SU853310 | MTO-GERMANY PK25 ORBO TUBE 10MMX110MM F& | 1X1EA | 1 | 187 | Sigma-Aldrich | SU853310 | https://www.sigmaaldrich.com/LT/en
28311-U | CARBOTRAP-349 GLASS TD TUBE FOR GERSTEL | 1X1EA | 1 | 128 | Sigma-Aldrich | 28311-U | https://www.sigmaaldrich.com/LT/en
28312-U | CARBOTRAP-217 GLASS TD TUBE FOR GERSTEL | 1X1EA | 1 | 128 | Sigma-Aldrich | 28312-U | https://www.sigmaaldrich.com/LT/en
505361-U | PK50 LPDNPH S10L | 1X1EA | 1 | 604 | Sigma-Aldrich | 505361-U | https://www.sigmaaldrich.com/LT/en
30132-U | PK10 UNCOND TENAX TA 35/60 FRITTED 89MM& | 1X1EA | 1 | 771 | Sigma-Aldrich | 30132-U | https://www.sigmaaldrich.com/LT/en
30136-U | PK10 UNCOND CARBOPACK B FRITTED 89MM & | 1X1EA | 1 | 771 | Sigma-Aldrich | 30136-U | https://www.sigmaaldrich.com/LT/en
30134-U | PK10 UNCOND TENAX TA 60/80 FRITTED 89MM& | 1X1EA | 1 | 771 | Sigma-Aldrich | 30134-U | https://www.sigmaaldrich.com/LT/en
30141-U | PK10 UNCOND CARBOTRAP 300 FRITTED 89MM & | 1X1EA | 1 | 771 | Sigma-Aldrich | 30141-U | https://www.sigmaaldrich.com/LT/en
30138-U | PK10 UNCOND CARBOTRAP 217 FRITTED 89MM & | 1X1EA | 1 | 771 | Sigma-Aldrich | 30138-U | https://www.sigmaaldrich.com/LT/en
V6755-1000EA | VIALS, LIQUID SCINTILLATION PLASTIC 20 & | 1X1000EA | 1 | 294 | Sigma-Aldrich | V6755-1000EA | https://www.sigmaaldrich.com/LT/en
V6880-500EA | VIALS,LIQUID SCINTILLATION PLASTIC 20 & | 1X500EA | 1 | 231 | Sigma-Aldrich | V6880-500EA | https://www.sigmaaldrich.com/LT/en
V7005-500EA | VIALS, LIQUID SCINTILLATION GLASS 20 ML& | 1X500EA | 1 | 371 | Sigma-Aldrich | V7005-500EA | https://www.sigmaaldrich.com/LT/en
V7130-500EA | VIALS, LIQUID SCINTILLATION GLASS 20 ML& | 1X500EA | 1 | 360 | Sigma-Aldrich | V7130-500EA | https://www.sigmaaldrich.com/LT/en
V8255-500EA | VIAL, LIQUID SCINTILLATION, GLASS 20 ML& | 1X500EA | 1 | 316 | Sigma-Aldrich | V8255-500EA | https://www.sigmaaldrich.com/LT/en
Z107611-1EA | WINDOW FOR ALDRICH(R) ADJUSTABLE CELL H& | 1X1EA | 1 | 34 | Sigma-Aldrich | Z107611-1EA | https://www.sigmaaldrich.com/LT/en
Z111481-100EA | POLYSTYRENE VIAL FOR ANALOG WIG-L-BUG(R& | 1X100EA | 1 | 77 | Sigma-Aldrich | Z111481-100EA | https://www.sigmaaldrich.com/LT/en
Z111554-1EA | STEEL VIAL AND BALL PESTLE FOR ANALOG W& | 1X1EA | 1 | 109 | Sigma-Aldrich | Z111554-1EA | https://www.sigmaaldrich.com/LT/en
Z111996-12EA | PTFE STOPPER | 1X12EA | 1 | 64 | Sigma-Aldrich | Z111996-12EA | https://www.sigmaaldrich.com/LT/en
Z112011-12EA | PTFE GASKET DIAM. 32 MM | 1X12EA | 1 | 66 | Sigma-Aldrich | Z112011-12EA | https://www.sigmaaldrich.com/LT/en
Z112046-12EA | PTFE SPACERS FOR PRESSLOK DEMOUNTABLE CE | 1X12EA | 1 | 74 | Sigma-Aldrich | Z112046-12EA | https://www.sigmaaldrich.com/LT/en
Z112100-1EA | 32MM ROUND CELL WINDOW NACL, UNDRILLED | 1X1EA | 1 | 54 | Sigma-Aldrich | Z112100-1EA | https://www.sigmaaldrich.com/LT/en
Z112119-1EA | 32MM ROUND CELL WINDOW KBR, UNDRILLED | 1X1EA | 1 | 59 | Sigma-Aldrich | Z112119-1EA | https://www.sigmaaldrich.com/LT/en
Z112135-1EA | 32MM ROUND CELL WINDOW BAF2, UNDRILLED | 1X1EA | 1 | 322 | Sigma-Aldrich | Z112135-1EA | https://www.sigmaaldrich.com/LT/en
Z112143-1EA | ROUND CRYSTAL WINDOW, ZNS (IRTRAN-2)& | 1X1EA | 1 | 390 | Sigma-Aldrich | Z112143-1EA | https://www.sigmaaldrich.com/LT/en
Z112151-1EA | 32MM ROUND CELL WINDOW NACL, DRILLED | 1X1EA | 1 | 62 | Sigma-Aldrich | Z112151-1EA | https://www.sigmaaldrich.com/LT/en
Z112178-1EA | 32MM ROUND CELL WINDOW KBR, DRILLED | 1X1EA | 1 | 72 | Sigma-Aldrich | Z112178-1EA | https://www.sigmaaldrich.com/LT/en
Z112194-1EA | 32MM ROUND CELL WINDOW BAF2, DRILLED | 1X1EA | 1 | 324 | Sigma-Aldrich | Z112194-1EA | https://www.sigmaaldrich.com/LT/en
Z112208-1EA | ROUND CRYSTAL WINDOW, ZNS (IRTRAN-2)& | 1X1EA | 1 | 378 | Sigma-Aldrich | Z112208-1EA | https://www.sigmaaldrich.com/LT/en
Z112488-1EA | MAGNETIC HOLDER | 1X1EA | 1 | 194 | Sigma-Aldrich | Z112488-1EA | https://www.sigmaaldrich.com/LT/en
Z123080-1EA | CELL HOLDER | 1X1EA | 1 | 279 | Sigma-Aldrich | Z123080-1EA | https://www.sigmaaldrich.com/LT/en
Z123293-200EA | PAPER INSERT HOLE ROUND, DIAM. 1.5 MM | 1X200EA | 1 | 90 | Sigma-Aldrich | Z123293-200EA | https://www.sigmaaldrich.com/LT/en
Z123307-200EA | PAPER INSERT HOLE RECTANGULAR, SIZE 1.5 | 1X200EA | 1 | 121 | Sigma-Aldrich | Z123307-200EA | https://www.sigmaaldrich.com/LT/en
Z123315-200EA | PAPER INSERT HOLE ROUND, DIAM. 11.0 MM | 1X200EA | 1 | 92 | Sigma-Aldrich | Z123315-200EA | https://www.sigmaaldrich.com/LT/en
Z123323-200EA | PAPER INSERT HOLE ROUND, DIAM. 3.0 MM | 1X200EA | 1 | 111 | Sigma-Aldrich | Z123323-200EA | https://www.sigmaaldrich.com/LT/en
Z123331-200EA | PAPER INSERT HOLE ROUND, DIAM. 5.0 MM | 1X200EA | 1 | 92 | Sigma-Aldrich | Z123331-200EA | https://www.sigmaaldrich.com/LT/en
Z123358-1EA | PRESSLOK DEMOUNTABLE CELL HOLDER, FOR & | 1X1EA | 1 | 259 | Sigma-Aldrich | Z123358-1EA | https://www.sigmaaldrich.com/LT/en
Z123366-12EA | VITON(R) O-RINGS FOR PRESSLOK DEMOUNTABL | 1X12EA | 1 | 57 | Sigma-Aldrich | Z123366-12EA | https://www.sigmaaldrich.com/LT/en
Z123374-12EA | PTFE SPACERS FOR PRESSLOK DEMOUNTABLE CE | 1X12EA | 1 | 82 | Sigma-Aldrich | Z123374-12EA | https://www.sigmaaldrich.com/LT/en
Z123382-12EA | PTFE SPACERS FOR PRESSLOK DEMOUNTABLE CE | 1X12EA | 1 | 82 | Sigma-Aldrich | Z123382-12EA | https://www.sigmaaldrich.com/LT/en
Z123404-12EA | PTFE SPACERS FOR PRESSLOK DEMOUNTABLE CE | 1X12EA | 1 | 82 | Sigma-Aldrich | Z123404-12EA | https://www.sigmaaldrich.com/LT/en
Z123552-1EA | FLUOROLUBE(R) | 1X1EA | 1 | 99 | Sigma-Aldrich | Z123552-1EA | https://www.sigmaaldrich.com/LT/en
Z123595-1EA | ROUND CRYSTAL WINDOW NACL, DIAM. X THICK | 1X1EA | 1 | 43 | Sigma-Aldrich | Z123595-1EA | https://www.sigmaaldrich.com/LT/en
Z123609-1EA | ROUND CRYSTAL WINDOW KBR, DIAM. X THICKN | 1X1EA | 1 | 52 | Sigma-Aldrich | Z123609-1EA | https://www.sigmaaldrich.com/LT/en
Z123625-1EA | ROUND CRYSTAL WINDOW BAF2, DIAM. X THICK | 1X1EA | 1 | 191 | Sigma-Aldrich | Z123625-1EA | https://www.sigmaaldrich.com/LT/en
Z123633-1EA | ROUND CRYSTAL WINDOW, ZNS (IRTRAN-2)& | 1X1EA | 1 | 259 | Sigma-Aldrich | Z123633-1EA | https://www.sigmaaldrich.com/LT/en
Z150657-1EA | WINDOW FOR PERKINELMER(R) AND WILKS HOLD | 1X1EA | 1 | 71 | Sigma-Aldrich | Z150657-1EA | https://www.sigmaaldrich.com/LT/en
Z150665-1EA | WINDOW FOR PERKINELMER(R) AND WILKS HOLD | 1X1EA | 1 | 78 | Sigma-Aldrich | Z150665-1EA | https://www.sigmaaldrich.com/LT/en
Z150673-1EA | WINDOW FOR BECKMAN(R) MULTI-CELL MOUNT(T | 1X1EA | 1 | 61 | Sigma-Aldrich | Z150673-1EA | https://www.sigmaaldrich.com/LT/en
Z150681-1EA | WINDOW FOR BECKMAN(R) MULTI-CELL MOUNT(T | 1X1EA | 1 | 46 | Sigma-Aldrich | Z150681-1EA | https://www.sigmaaldrich.com/LT/en
Z150703-1EA | WINDOW FOR PERKINELMER(R) AND WILKS HOLD | 1X1EA | 1 | 65 | Sigma-Aldrich | Z150703-1EA | https://www.sigmaaldrich.com/LT/en
Z150711-1EA | WINDOW FOR PERKINELMER(R) AND WILKS HOLD | 1X1EA | 1 | 71 | Sigma-Aldrich | Z150711-1EA | https://www.sigmaaldrich.com/LT/en
Z150738-1EA | WINDOW FOR BECKMAN(R) MULTI-CELL MOUNT(T | 1X1EA | 1 | 90 | Sigma-Aldrich | Z150738-1EA | https://www.sigmaaldrich.com/LT/en
Z151688-1EA | POLISHED IR CRYSTAL WINDOW NACL | 1X1EA | 1 | 45 | Sigma-Aldrich | Z151688-1EA | https://www.sigmaaldrich.com/LT/en
Z151696-1EA | POLISHED IR CRYSTAL WINDOW KBR | 1X1EA | 1 | 60 | Sigma-Aldrich | Z151696-1EA | https://www.sigmaaldrich.com/LT/en
Z177474-1EA | VAKUWASH(R) | 1X1EA | 1 | 194 | Sigma-Aldrich | Z177474-1EA | https://www.sigmaaldrich.com/LT/en
Z187984-1PAK | DISPOSABLE UV-GRADE METHACRYLATE CUVETTE | 1X1PAK | 1 | 158 | Sigma-Aldrich | Z187984-1PAK | https://www.sigmaaldrich.com/LT/en
Z187992-1PAK | DISPOSABLE UV-GRADE METHACRYLATE CUVETTE | 1X1PAK | 1 | 115 | Sigma-Aldrich | Z187992-1PAK | https://www.sigmaaldrich.com/LT/en
Z188018-1PAK | DISPOSABLE UV-GRADE METHACRYLATE CUVETTE | 1X1PAK | 1 | 130 | Sigma-Aldrich | Z188018-1PAK | https://www.sigmaaldrich.com/LT/en
Z202711-1EA | ALDRICH(R) CUVETTE WASHER AND DRIER | 1X1EA | 1 | 674 | Sigma-Aldrich | Z202711-1EA | https://www.sigmaaldrich.com/LT/en
Z242039-4EA | ANALOG WIG-L-BUG(R) ARMS SHORT | 1X4EA | 1 | 48 | Sigma-Aldrich | Z242039-4EA | https://www.sigmaaldrich.com/LT/en
Z242721-1EA | ALDRICH(R) CUVETTE WASHER | 1X1EA | 1 | 679 | Sigma-Aldrich | Z242721-1EA | https://www.sigmaaldrich.com/LT/en
Z244392-1EA | MACRO MICRO KBR DIE, 25MM | 1X1EA | 1 | 3377 | Sigma-Aldrich | Z244392-1EA | https://www.sigmaaldrich.com/LT/en
Z250465-1PAK | GLASS BEADS, 0.5MM DIAMETER (1PK=1LB) | 1X1PAK | 1 | 75 | Sigma-Aldrich | Z250465-1PAK | https://www.sigmaaldrich.com/LT/en
Z250473-1PAK | GLASS BEADS, 1.0MM DIAMETER, FOR BEADBE& | 1X1PAK | 1 | 75 | Sigma-Aldrich | Z250473-1PAK | https://www.sigmaaldrich.com/LT/en
Z252794-1EA | IR CRYSTAL WINDOW, CAF2, UNDRILLED, & | 1X1EA | 1 | 362 | Sigma-Aldrich | Z252794-1EA | https://www.sigmaaldrich.com/LT/en
Z267562-1EA | ROUND CRYSTAL WINDOW CAF2, DIAM. X THIC& | 1X1EA | 1 | 112 | Sigma-Aldrich | Z267562-1EA | https://www.sigmaaldrich.com/LT/en
Z267570-1EA | ROUND CRYSTAL WINDOW CAF2, DIAM. X THIC& | 1X1EA | 1 | 118 | Sigma-Aldrich | Z267570-1EA | https://www.sigmaaldrich.com/LT/en
Z267589-1EA | 32MM ROUND CELL WINDOW CAF2, UNDRILLED | 1X1EA | 1 | 156 | Sigma-Aldrich | Z267589-1EA | https://www.sigmaaldrich.com/LT/en
Z267597-1EA | 32MM ROUND CELL WINDOW CAF2, DRILLED | 1X1EA | 1 | 171 | Sigma-Aldrich | Z267597-1EA | https://www.sigmaaldrich.com/LT/en
Z267600-1EA | ROUND CRYSTAL WINDOW CSI, DIAM. X THICK& | 1X1EA | 1 | 392 | Sigma-Aldrich | Z267600-1EA | https://www.sigmaaldrich.com/LT/en
Z267619-1EA | ROUND CRYSTAL WINDOW GE, DIAM. X THICKN& | 1X1EA | 1 | 109 | Sigma-Aldrich | Z267619-1EA | https://www.sigmaaldrich.com/LT/en
Z267627-1EA | ROUND CRYSTAL WINDOW KBR, DIAM. X THICK& | 1X1EA | 1 | 62 | Sigma-Aldrich | Z267627-1EA | https://www.sigmaaldrich.com/LT/en
Z267635-1EA | ROUND CRYSTAL WINDOW KBR, DIAM. X THICK& | 1X1EA | 1 | 62 | Sigma-Aldrich | Z267635-1EA | https://www.sigmaaldrich.com/LT/en
Z267643-1EA | ROUND CRYSTAL WINDOW KBR, DIAM. X THICK& | 1X1EA | 1 | 136 | Sigma-Aldrich | Z267643-1EA | https://www.sigmaaldrich.com/LT/en
Z267651-1EA | ROUND CRYSTAL WINDOW KBR, DIAM. X THICK& | 1X1EA | 1 | 183 | Sigma-Aldrich | Z267651-1EA | https://www.sigmaaldrich.com/LT/en
Z267678-1EA | ROUND CRYSTAL WINDOW KBR, DIAM. X THICK& | 1X1EA | 1 | 171 | Sigma-Aldrich | Z267678-1EA | https://www.sigmaaldrich.com/LT/en
Z267686-1EA | ROUND CRYSTAL WINDOW KRS-5, DIAM. X THI& | 1X1EA | 1 | 467 | Sigma-Aldrich | Z267686-1EA | https://www.sigmaaldrich.com/LT/en
Z267694-1EA | ROUND CRYSTAL WINDOW KRS-5, DIAM. X THI& | 1X1EA | 1 | 627 | Sigma-Aldrich | Z267694-1EA | https://www.sigmaaldrich.com/LT/en
Z267708-1EA | 32MM ROUND CELL WINDOW KRS-5, UNDRILLED | 1X1EA | 1 | 718 | Sigma-Aldrich | Z267708-1EA | https://www.sigmaaldrich.com/LT/en
Z267724-1EA | ROUND CRYSTAL WINDOW NACL, DIAM. X THIC& | 1X1EA | 1 | 42 | Sigma-Aldrich | Z267724-1EA | https://www.sigmaaldrich.com/LT/en
Z267732-1EA | ROUND CRYSTAL WINDOW NACL, DIAM. X THIC& | 1X1EA | 1 | 52 | Sigma-Aldrich | Z267732-1EA | https://www.sigmaaldrich.com/LT/en
Z267740-1EA | ROUND CRYSTAL WINDOW SILICON, DIAM. X T& | 1X1EA | 1 | 104 | Sigma-Aldrich | Z267740-1EA | https://www.sigmaaldrich.com/LT/en
Z267775-1EA | IR CRYSTAL WINDOW, SIO2, UNDRILLED | 1X1EA | 1 | 78 | Sigma-Aldrich | Z267775-1EA | https://www.sigmaaldrich.com/LT/en
Z267783-1EA | IR CRYSTAL WINDOW, ZNS, UNDRILLED | 1X1EA | 1 | 410 | Sigma-Aldrich | Z267783-1EA | https://www.sigmaaldrich.com/LT/en
Z267791-1EA | ROUND CRYSTAL WINDOW ZNSE, DIAM. X THIC& | 1X1EA | 1 | 171 | Sigma-Aldrich | Z267791-1EA | https://www.sigmaaldrich.com/LT/en
Z267805-1EA | ROUND CRYSTAL WINDOW ZNSE, DIAM. X THIC& | 1X1EA | 1 | 287 | Sigma-Aldrich | Z267805-1EA | https://www.sigmaaldrich.com/LT/en
Z267813-1EA | ROUND CRYSTAL WINDOW ZNSE, DIAM. X THIC& | 1X1EA | 1 | 325 | Sigma-Aldrich | Z267813-1EA | https://www.sigmaaldrich.com/LT/en
Z267821-1EA | 32MM ROUND CELL WINDOW ZNSE, UNDRILLED | 1X1EA | 1 | 533 | Sigma-Aldrich | Z267821-1EA | https://www.sigmaaldrich.com/LT/en
Z267848-1EA | 32MM ROUND CELL WINDOW ZNSE, DRILLED | 1X1EA | 1 | 567 | Sigma-Aldrich | Z267848-1EA | https://www.sigmaaldrich.com/LT/en
Z267856-1EA | ROUND CRYSTAL WINDOW ZNSE, DIAM. X THIC& | 1X1EA | 1 | 471 | Sigma-Aldrich | Z267856-1EA | https://www.sigmaaldrich.com/LT/en
Z267864-1EA | ROUND CRYSTAL WINDOW ZNSE, DIAM. X THIC& | 1X1EA | 1 | 743 | Sigma-Aldrich | Z267864-1EA | https://www.sigmaaldrich.com/LT/en
Z267910-1EA | ATR/MIR CRYSTAL PRISM GE, SIZE 50 MM X & | 1X1EA | 1 | 523 | Sigma-Aldrich | Z267910-1EA | https://www.sigmaaldrich.com/LT/en
21001-U | TOP FLASK, SOLVENT RESERVOIR | 1X1EA | 1 | 105 | Sigma-Aldrich | 21001-U | https://www.sigmaaldrich.com/LT/en
S2GPT05RE | Steritop-GP 500mL Express Plus PES .22um | 1X1EA | 1 | 189 | Sigma-Aldrich | S2GPT05RE | https://www.sigmaaldrich.com/LT/en
S2GPU05RE | Stericup-GP 500mL Express Plus PES .22um | 1X1EA | 1 | 285 | Sigma-Aldrich | S2GPU05RE | https://www.sigmaaldrich.com/LT/en
Z276693-1EA | UV QUARTZ CUVETTE SEMI-MICRO SQUARE, VO& | 1X1EA | 1 | 169 | Sigma-Aldrich | Z276693-1EA | https://www.sigmaaldrich.com/LT/en
Z281743-1EA | ALDRICH(R) IR SAMPLE PREP KIT | 1X1EA | 1 | 345 | Sigma-Aldrich | Z281743-1EA | https://www.sigmaaldrich.com/LT/en
Z281883-1EA | ECONO-PRESS KIT | 1X1EA | 1 | 510 | Sigma-Aldrich | Z281883-1EA | https://www.sigmaaldrich.com/LT/en
Z281891-1EA | ECONO-PRESS ONLY | 1X1EA | 1 | 340 | Sigma-Aldrich | Z281891-1EA | https://www.sigmaaldrich.com/LT/en
Z281972-1PAK | ECONO-GAS SAMPLING CELL WINDOWS, KBR | 1X1PAK | 1 | 156 | Sigma-Aldrich | Z281972-1PAK | https://www.sigmaaldrich.com/LT/en
Z290238-1EA | MODEL 1000 OXYGEN TRAP CONNECTIONS SIZE& | 1X1EA | 1 | 304 | Sigma-Aldrich | Z290238-1EA | https://www.sigmaaldrich.com/LT/en
Z290246-1EA | MODEL 1000 OXYGEN TRAP CONNECTIONS SIZE& | 1X1EA | 1 | 296 | Sigma-Aldrich | Z290246-1EA | https://www.sigmaaldrich.com/LT/en
Z363553-1EA | CUVETTE RACK HOLDS 20 CUVETTES | 1X1EA | 1 | 29 | Sigma-Aldrich | Z363553-1EA | https://www.sigmaaldrich.com/LT/en
Z637165-1EA | BRAND CUVETTE RACK, PP, 16 NUMBERED POS& | 1X1EA | 1 | 15 | Sigma-Aldrich | Z637165-1EA | https://www.sigmaaldrich.com/LT/en
Z637173-500EA | Brand Cuvette Stirrer, 1 bag of 500EA | 1X500EA | 1 | 15 | Sigma-Aldrich | Z637173-500EA | https://www.sigmaaldrich.com/LT/en
54072-U | PK50 LPDNPH S10 (1 PER ZIP BAG) | 1X1EA | 1 | 657 | Sigma-Aldrich | 54072-U | https://www.sigmaaldrich.com/LT/en
54078-U | PK10 1.5G/3ML REZORIAN OZONE SCRUBBER | 1X1EA | 1 | 133 | Sigma-Aldrich | 54078-U | https://www.sigmaaldrich.com/LT/en
RAD196 | PK10 OUTDOOR SAMPLING SHELTER | 1X1EA | 1 | 261 | Sigma-Aldrich | RAD196 | https://www.sigmaaldrich.com/LT/en
RAD198 | PK100 STRIPS TO SUSPEND OUTDOOR SHELTER | 1X1EA | 1 | 163 | Sigma-Aldrich | RAD198 | https://www.sigmaaldrich.com/LT/en
RAD165 | PK20 RADIELLO CART. ALDEHYDES W/ | 1X1EA | 1 | 681 | Sigma-Aldrich | RAD165 | https://www.sigmaaldrich.com/LT/en
RAD166 | PK20 RADIELLO CART. HF AND HO2 & SO2 & | 1X1EA | 1 | 273 | Sigma-Aldrich | RAD166 | https://www.sigmaaldrich.com/LT/en
RAD168 | PK20 RADIELLO CART NH3-MICROPOROUS PE & | 1X1EA | 1 | 275 | Sigma-Aldrich | RAD168 | https://www.sigmaaldrich.com/LT/en
RAD169 | PK20 RADIELLO CARTRIDGES HCL SS NET & | 1X1EA | 1 | 322 | Sigma-Aldrich | RAD169 | https://www.sigmaaldrich.com/LT/en
RAD170 | PK20 RADIELLO CARTRIDGES H2S-MICROPOROUS | 1X1EA | 1 | 275 | Sigma-Aldrich | RAD170 | https://www.sigmaaldrich.com/LT/en
RAD171 | CALIBRATION SOLUTION FOR H2S, 100ML | 1X1EA | 1 | 233 | Sigma-Aldrich | RAD171 | https://www.sigmaaldrich.com/LT/en
RAD172 | PK20 RADIELLO CART OZONE-MICROPORE PE | 1X1EA | 1 | 356 | Sigma-Aldrich | RAD172 | https://www.sigmaaldrich.com/LT/en
RAD174 | PK20 RADIELLO FILTRATION KIT-SYRINGE AND | 1X1EA | 1 | 114 | Sigma-Aldrich | RAD174 | https://www.sigmaaldrich.com/LT/en
RAD190 | PK198 BAR CODE LABELS FOR RADIELLO | 1X1EA | 1 | 43 | Sigma-Aldrich | RAD190 | https://www.sigmaaldrich.com/LT/en
RAD195 | PK20 CLIPS FOR TRIANGULAR SUPPORT PLATES | 1X1EA | 1 | 66 | Sigma-Aldrich | RAD195 | https://www.sigmaaldrich.com/LT/en
RAD1991 | PK100 EMPTY GLASS TUBES W/STOPPER 2.8ML | 1X1EA | 1 | 141 | Sigma-Aldrich | RAD1991 | https://www.sigmaaldrich.com/LT/en
RAD1992 | PK100 12ML POLYPROPYLENE TUBES W/STOPPER | 1X1EA | 1 | 109 | Sigma-Aldrich | RAD1992 | https://www.sigmaaldrich.com/LT/en
RAD301 | CALIB. SOL. FOR GLUTARALDEHYDES, 10ML | 1X1EA | 1 | 210 | Sigma-Aldrich | RAD301 | https://www.sigmaaldrich.com/LT/en
RAD302 | CALIBRATION SOLUTION FOR ALDEHYDES, 10ML | 1X1EA | 1 | 655 | Sigma-Aldrich | RAD302 | https://www.sigmaaldrich.com/LT/en
RAD405 | PK12 PRE-SPIKED BTEX CART. (CS2 DES.) | 1X1EA | 1 | 1025 | Sigma-Aldrich | RAD405 | https://www.sigmaaldrich.com/LT/en
RAD406 | PK12 PRE-SPIKED VOCS CART. (CS2 DES.) | 1X1EA | 1 | 1126 | Sigma-Aldrich | RAD406 | https://www.sigmaaldrich.com/LT/en
RAD407 | PK12 PRE-SPIKED BTEX CART. (THERM. DES.) | 1X1EA | 1 | 1328 | Sigma-Aldrich | RAD407 | https://www.sigmaaldrich.com/LT/en
RAD120 | PK20 RADIELLO WHITE DIFFUSIVE BODY FOR & | 1X1EA | 1 | 205 | Sigma-Aldrich | RAD120 | https://www.sigmaaldrich.com/LT/en
RAD1201 | PK20 RADIELLO BLUE DIFFUSIVE BODY & | 1X1EA | 1 | 219 | Sigma-Aldrich | RAD1201 | https://www.sigmaaldrich.com/LT/en
RAD1202 | PK20 RADIELLO YELLOW DIFFUSIVE BODY & | 1X1EA | 1 | 337 | Sigma-Aldrich | RAD1202 | https://www.sigmaaldrich.com/LT/en
RAD1203 | PK20 RADIELLO PERMEATIVE BODY FOR & | 1X1EA | 1 | 520 | Sigma-Aldrich | RAD1203 | https://www.sigmaaldrich.com/LT/en
RAD121 | PK20 RADIELLO TRIANGULAR SUPPORT PLATES | 1X1EA | 1 | 137 | Sigma-Aldrich | RAD121 | https://www.sigmaaldrich.com/LT/en
RAD122 | PK20 VERTICAL ADAPTERS FOR PERSONAL & | 1X1EA | 1 | 64 | Sigma-Aldrich | RAD122 | https://www.sigmaaldrich.com/LT/en
RAD1241 | PK20 SCREW CAPS FOR READY TO USE SAMPLER | 1X1EA | 1 | 63 | Sigma-Aldrich | RAD1241 | https://www.sigmaaldrich.com/LT/en
RAD1242 | PK20 CONTAINER(PP), READY TO USE SAMPLER | 1X1EA | 1 | 83 | Sigma-Aldrich | RAD1242 | https://www.sigmaaldrich.com/LT/en
RAD125 | PK10 STERILE SAMPLER, ANESTHETIC GASES | 1X1EA | 1 | 479 | Sigma-Aldrich | RAD125 | https://www.sigmaaldrich.com/LT/en
RAD126 | PK3 THERMOMETER KIT(3XRAD122 W/THERM) | 1X1EA | 1 | 617 | Sigma-Aldrich | RAD126 | https://www.sigmaaldrich.com/LT/en
RAD127 | RADIELLO THERMOMETER READER, 1EA | 1X1EA | 1 | 331 | Sigma-Aldrich | RAD127 | https://www.sigmaaldrich.com/LT/en
RAD130 | PK20 CART. BTEX/VOCS, W/ACT CHARCOAL | 1X1EA | 1 | 275 | Sigma-Aldrich | RAD130 | https://www.sigmaaldrich.com/LT/en
RAD132 | PK20 CART. ANESTHETIC GASES/VAPORS | 1X1EA | 1 | 390 | Sigma-Aldrich | RAD132 | https://www.sigmaaldrich.com/LT/en
RAD145 | PK20. CART BTEX/VOCS, W/CARBOGRAPH | 1X1EA | 1 | 1134 | Sigma-Aldrich | RAD145 | https://www.sigmaaldrich.com/LT/en
RAD147 | PK20 CARTRIDGES PHENOLS, W/TENAX-TA & | 1X1EA | 1 | 975 | Sigma-Aldrich | RAD147 | https://www.sigmaaldrich.com/LT/en
54024-U | PK300 ENVI-CARB/NH2 500/500MG 6ML SPE & | 1X1EA | 1 | 1731 | Sigma-Aldrich | 54024-U | https://www.sigmaaldrich.com/LT/en
54075-U | PK50 3ML/350MG DNPH REZORIAN TUBE | 1X1EA | 1 | 576 | Sigma-Aldrich | 54075-U | https://www.sigmaaldrich.com/LT/en
54088-U | PK30 6ML 250/500MG ENVICARB/DSC-SAX SPE | 1X1EA | 1 | 206 | Sigma-Aldrich | 54088-U | https://www.sigmaaldrich.com/LT/en
54216-U | PK20 20ML 500/500MG ENVICARB.NH2 SPE & | 1X1EA | 1 | 209 | Sigma-Aldrich | 54216-U | https://www.sigmaaldrich.com/LT/en
55217-U | PK1 SPE FRIT INSERTION TOOL, 1 ML TUBE | 1X1EA | 1 | 34 | Sigma-Aldrich | 55217-U | https://www.sigmaaldrich.com/LT/en
55218-U | PK1 SPE FRIT INSERTION TOOL, 3 ML TUBE | 1X1EA | 1 | 34 | Sigma-Aldrich | 55218-U | https://www.sigmaaldrich.com/LT/en
55219-U | PK1 SPE FRIT INSERTION TOOL, 6ML TUBES | 1X1EA | 1 | 36 | Sigma-Aldrich | 55219-U | https://www.sigmaaldrich.com/LT/en
55221-U | PK1 SPE FRIT INSERTION TOOL, 12ML TUBES | 1X1EA | 1 | 36 | Sigma-Aldrich | 55221-U | https://www.sigmaaldrich.com/LT/en
55224-U | PK1 SPE FRIT INSERTION TOOL,20&60ML TUBE | 1X1EA | 1 | 60 | Sigma-Aldrich | 55224-U | https://www.sigmaaldrich.com/LT/en
55226-U | PK5 SPE FRIT INSERTION TOOL KIT | 1X1EA | 1 | 200 | Sigma-Aldrich | 55226-U | https://www.sigmaaldrich.com/LT/en
54096-U | PK200 ENVI-CARB/LC-NH2 500MG/500MG 20ML | 1X1EA | 1 | 2142 | Sigma-Aldrich | 54096-U | https://www.sigmaaldrich.com/LT/en
57424-U | PK3 SPME METAL FIBER ASSEMBLY KIT | 1X1EA | 1 | 1218 | Sigma-Aldrich | 57424-U | https://www.sigmaaldrich.com/LT/en
55228-U | PK50 SUPEL QUE PSA (EN) TUBE | 1X1EA | 1 | 108 | Sigma-Aldrich | 55228-U | https://www.sigmaaldrich.com/LT/en
55227-U | PK50 SUPEL QUE CITRATE (EN) TUBE | 1X1EA | 1 | 161 | Sigma-Aldrich | 55227-U | https://www.sigmaaldrich.com/LT/en
54095-U | PK30 1G/6ML ENVI-FLORISIL GLASS SPE TUBE | 1X1EA | 1 | 279 | Sigma-Aldrich | 54095-U | https://www.sigmaaldrich.com/LT/en
55229-U | PK50 SUPEL QUE PSA/C18 (EN) TUBE | 1X1EA | 1 | 108 | Sigma-Aldrich | 55229-U | https://www.sigmaaldrich.com/LT/en
55230-U | PK50 SUPEL QUE PSA/ENVI-CARB (EN) TUBE 1 | 1X1EA | 1 | 108 | Sigma-Aldrich | 55230-U | https://www.sigmaaldrich.com/LT/en
55233-U | PK50 SUPEL QUE PSA/ENVI-CARB (EN) TUBE 2 | 1X1EA | 1 | 108 | Sigma-Aldrich | 55233-U | https://www.sigmaaldrich.com/LT/en
55234-U | PK50 SUPEL QUE ACETATE (AC) TUBE | 1X1EA | 1 | 161 | Sigma-Aldrich | 55234-U | https://www.sigmaaldrich.com/LT/en
53201-U | PK50 SUPELMIP CLENBUTEROL 25MG/10ML LRC | 1X1EA | 1 | 637 | Sigma-Aldrich | 53201-U | https://www.sigmaaldrich.com/LT/en
53202-U | PK50 SUPELMIP BETA-AGONIST 25MG/10ML LRC | 1X1EA | 1 | 763 | Sigma-Aldrich | 53202-U | https://www.sigmaaldrich.com/LT/en
53203-U | PK50 SUPELMIP NNAL 25MG/3ML SPE | 1X1EA | 1 | 1017 | Sigma-Aldrich | 53203-U | https://www.sigmaaldrich.com/LT/en
53207-U | PK50 SUPELMIP RIBOFLAVIN 25MG/10ML LRC | 1X1EA | 1 | 637 | Sigma-Aldrich | 53207-U | https://www.sigmaaldrich.com/LT/en
53209-U | SUPELMIP CHLORAMPHENICOL 25MG/3ML | 1X1EA | 1 | 889 | Sigma-Aldrich | 53209-U | https://www.sigmaaldrich.com/LT/en
53210-U | PK50 SUPELMIP CHLORAMPHENICOL 25MG/10ML | 1X1EA | 1 | 889 | Sigma-Aldrich | 53210-U | https://www.sigmaaldrich.com/LT/en
53225-U | PK50 SUPELMIP BETA-AGONIST 25MG/3ML SPE | 1X1EA | 1 | 763 | Sigma-Aldrich | 53225-U | https://www.sigmaaldrich.com/LT/en
53206-U | PK50 SUPELMIP NNAL 25MG/10ML SPE | 1X1EA | 1 | 1017 | Sigma-Aldrich | 53206-U | https://www.sigmaaldrich.com/LT/en
48924-U | PK10 PRE-ACTIVATED FLORISIL 1G AMPULIZED | 1X1EA | 1 | 71 | Sigma-Aldrich | 48924-U | https://www.sigmaaldrich.com/LT/en
GX208090439HE-1EA | Tracey(TM) Spray Chamber with Helix (Lon | 1X1EA | 1 | 617 | Sigma-Aldrich | GX208090439HE-1EA | https://www.sigmaaldrich.com/LT/en
GX208090491HE-1EA | TWINNABAR(TM) SPRAY CHAMBER WITH HELIX | 1X1EA | 1 | 803 | Sigma-Aldrich | GX208090491HE-1EA | https://www.sigmaaldrich.com/LT/en
GX208092677-1EA | Tracey(TM) TFE Spray Chamber with Helix | 1X1EA | 1 | 1183 | Sigma-Aldrich | GX208092677-1EA | https://www.sigmaaldrich.com/LT/en
GX208093650HE-1EA | TWINNABAR(TM) SPRAY CHAMBER WITH HELIX A | 1X1EA | 1 | 974 | Sigma-Aldrich | GX208093650HE-1EA | https://www.sigmaaldrich.com/LT/en
GX208093718HE-1EA | Jacketed Twister(TM) Spray Chamber FB19 | 1X1EA | 1 | 1111 | Sigma-Aldrich | GX208093718HE-1EA | https://www.sigmaaldrich.com/LT/en
GX208099178-1EA | TRACEY TFE SPRAY CHAMBER WITH HELIX | 1X1EA | 1 | 1456 | Sigma-Aldrich | GX208099178-1EA | https://www.sigmaaldrich.com/LT/en
GX211000364-1EA | MOUNTING BRACKET FOR HF SPRAY CHAMBER, A | 1X1EA | 1 | 368 | Sigma-Aldrich | GX211000364-1EA | https://www.sigmaaldrich.com/LT/en
GX218093298-1EA | PuraFlex transfer Tube FB13-MB13-85, 90 | 1X1EA | 1 | 253 | Sigma-Aldrich | GX218093298-1EA | https://www.sigmaaldrich.com/LT/en
GX218093804-1EA | Straight Quartz Adaptor MB19 with Aux Po | 1X1EA | 1 | 629 | Sigma-Aldrich | GX218093804-1EA | https://www.sigmaaldrich.com/LT/en
GX318080029-1EA | TORCH BODY | 1X1EA | 1 | 890 | Sigma-Aldrich | GX318080029-1EA | https://www.sigmaaldrich.com/LT/en
GX318080033-1EA | TORCH BODY IGN/126 | 1X1EA | 1 | 890 | Sigma-Aldrich | GX318080033-1EA | https://www.sigmaaldrich.com/LT/en
GX318080510-1EA | Tapered Quartz Injector 2.4 mm | 1X1EA | 1 | 200 | Sigma-Aldrich | GX318080510-1EA | https://www.sigmaaldrich.com/LT/en
GX318081195-1EA | Tapered Alumina Injector 2.4 mm | 1X1EA | 1 | 512 | Sigma-Aldrich | GX318081195-1EA | https://www.sigmaaldrich.com/LT/en
GX318082777-1EA | INJECTOR ADAPTOR | 1X1EA | 1 | 132 | Sigma-Aldrich | GX318082777-1EA | https://www.sigmaaldrich.com/LT/en
GX318083541-1EA | CAPILLARY QUARTZ INJECTOR 2.4MM | 1X1EA | 1 | 200 | Sigma-Aldrich | GX318083541-1EA | https://www.sigmaaldrich.com/LT/en
GX318088145-1EA | QUARTZ INNER TUBE | 1X1EA | 1 | 157 | Sigma-Aldrich | GX318088145-1EA | https://www.sigmaaldrich.com/LT/en
GX318088896-1EA | TORCH BODY | 1X1EA | 1 | 585 | Sigma-Aldrich | GX318088896-1EA | https://www.sigmaaldrich.com/LT/en
GX208090183HE-1EA | CINNABAR(TM) SPRAY CHAMBER WITH HELIX | 1X1EA | 1 | 782 | Sigma-Aldrich | GX208090183HE-1EA | https://www.sigmaaldrich.com/LT/en
GX208090246HE-1EA | JACKETED TWISTER(TM) SPRAY CHAMBER WITH | 1X1EA | 1 | 1147 | Sigma-Aldrich | GX208090246HE-1EA | https://www.sigmaaldrich.com/LT/en
GX208090322HE-1EA | CINNABAR(TM) SPRAY CHAMBER WITH HELIX | 1X1EA | 1 | 782 | Sigma-Aldrich | GX208090322HE-1EA | https://www.sigmaaldrich.com/LT/en
GX208090380HE-1EA | TWISTER(TM) SPRAY CHAMBER WITH AUXILIARY | 1X1EA | 1 | 870 | Sigma-Aldrich | GX208090380HE-1EA | https://www.sigmaaldrich.com/LT/en
GX208090448HE-1EA | TWINNABAR(TM) SPRAY CHAMBER WITH HELIX | 1X1EA | 1 | 803 | Sigma-Aldrich | GX208090448HE-1EA | https://www.sigmaaldrich.com/LT/en
GX208092509-1EA | TRACEY(TM) PFA44 SPRAY CHAMBER WITH SCRE | 1X1EA | 1 | 2676 | Sigma-Aldrich | GX208092509-1EA | https://www.sigmaaldrich.com/LT/en
GX208092547HE-1EA | Tracey(TM) Spray Chamber with Helix | 1X1EA | 1 | 617 | Sigma-Aldrich | GX208092547HE-1EA | https://www.sigmaaldrich.com/LT/en
GX208093594HE-1EA | TWISTER(TM) SPRAY CHAMBER WITH AUX PORT | 1X1EA | 1 | 870 | Sigma-Aldrich | GX208093594HE-1EA | https://www.sigmaaldrich.com/LT/en
GX208093841HE-1EA | TWISTER(TM) SPRAY CHAMBER WITH 2.4MM AUX | 1X1EA | 1 | 1083 | Sigma-Aldrich | GX208093841HE-1EA | https://www.sigmaaldrich.com/LT/en
GX208093892HE-1EA | TWISTER(TM) SPRAY CHAMBER WITH HELIX AND | 1X1EA | 1 | 920 | Sigma-Aldrich | GX208093892HE-1EA | https://www.sigmaaldrich.com/LT/en
GX208094053-1EA | Scott Spray Chamber for SpectroBlue or A | 1X1EA | 1 | 265 | Sigma-Aldrich | GX208094053-1EA | https://www.sigmaaldrich.com/LT/en
GX218093659-1EA | PuraFlex Transfer Tube MB19-FB13-120 | 1X1EA | 1 | 476 | Sigma-Aldrich | GX218093659-1EA | https://www.sigmaaldrich.com/LT/en
GX218093702-1EA | PuraFlex Transfer Tube MB13-FB13-135 | 1X1EA | 1 | 286 | Sigma-Aldrich | GX218093702-1EA | https://www.sigmaaldrich.com/LT/en
GX218093727-1EA | Straight HF Resistant Adaptor MB19 | 1X1EA | 1 | 263 | Sigma-Aldrich | GX218093727-1EA | https://www.sigmaaldrich.com/LT/en
GX218093771-1EA | Quartz Adaptor MB19, 90deg with Aux Port | 1X1EA | 1 | 681 | Sigma-Aldrich | GX218093771-1EA | https://www.sigmaaldrich.com/LT/en
GX318080017-1EA | ALUMINA INNER TUBE | 1X1EA | 1 | 536 | Sigma-Aldrich | GX318080017-1EA | https://www.sigmaaldrich.com/LT/en
GX318080028-1EA | TAPERED QUARTZ INJECTOR 1.8MM X 115.5MM | 1X1EA | 1 | 197 | Sigma-Aldrich | GX318080028-1EA | https://www.sigmaaldrich.com/LT/en
GX318080190-1EA | SLOTTED OUTER TUBE, 1 SLOT | 1X1EA | 1 | 196 | Sigma-Aldrich | GX318080190-1EA | https://www.sigmaaldrich.com/LT/en
GX318080567-1EA | Capillary Alumina Injector 2.9mm for JY | 1X1EA | 1 | 123 | Sigma-Aldrich | GX318080567-1EA | https://www.sigmaaldrich.com/LT/en
GX318081196-1EA | Quartz Inner Tube | 1X1EA | 1 | 136 | Sigma-Aldrich | GX318081196-1EA | https://www.sigmaaldrich.com/LT/en
GX318081197-1EA | Quartz Outer Tube | 1X1EA | 1 | 187 | Sigma-Aldrich | GX318081197-1EA | https://www.sigmaaldrich.com/LT/en
GX318081200-1EA | Syalon Outer Tube | 1X1EA | 1 | 2221 | Sigma-Aldrich | GX318081200-1EA | https://www.sigmaaldrich.com/LT/en
GX318082502-1EA | CAPILLARY QUARTZ INJECTOR 4.0MM | 1X1EA | 1 | 142 | Sigma-Aldrich | GX318082502-1EA | https://www.sigmaaldrich.com/LT/en
GX318088006-1EA | CAPILLARY QUARTZ INJECTOR 1.8MM | 1X1EA | 1 | 197 | Sigma-Aldrich | GX318088006-1EA | https://www.sigmaaldrich.com/LT/en
GX318088850-1EA | TORCH BODY | 1X1EA | 1 | 819 | Sigma-Aldrich | GX318088850-1EA | https://www.sigmaaldrich.com/LT/en
GXKT1011P-1EA | ISOMIST(TM) KIT WITH PFA SPRAY CHAMBER F | 1X1EA | 1 | 6261 | Sigma-Aldrich | GXKT1011P-1EA | https://www.sigmaaldrich.com/LT/en
GXKT1012P-1EA | ISOMIST(TM) KIT WITH PFA SPRAY CHAMBER F | 1X1EA | 1 | 6225 | Sigma-Aldrich | GXKT1012P-1EA | https://www.sigmaaldrich.com/LT/en
GX208090421HE-1EA | Twister(TM) Spray Chamber with Helix | 1X1EA | 1 | 744 | Sigma-Aldrich | GX208090421HE-1EA | https://www.sigmaaldrich.com/LT/en
GX208099121HE-1EA | CINNABAR(TM) SPRAY CHAMBER WITH HELIX | 1X1EA | 1 | 782 | Sigma-Aldrich | GX208099121HE-1EA | https://www.sigmaaldrich.com/LT/en
GX318080023-1EA | SYALON OUTER TUBE | 1X1EA | 1 | 1875 | Sigma-Aldrich | GX318080023-1EA | https://www.sigmaaldrich.com/LT/en
GX318080571-1EA | Alumina Inner Tube for JY designed torch | 1X1EA | 1 | 536 | Sigma-Aldrich | GX318080571-1EA | https://www.sigmaaldrich.com/LT/en
GX318088123-1EA | Quartz Outer Tube for JY designed torch | 1X1EA | 1 | 104 | Sigma-Aldrich | GX318088123-1EA | https://www.sigmaaldrich.com/LT/en
GX208090302HE-1EA | JACKETED TWISTER(TM) SPRAY CHAMBER WITH | 1X1EA | 1 | 1147 | Sigma-Aldrich | GX208090302HE-1EA | https://www.sigmaaldrich.com/LT/en
GX208093625HE-1EA | TWINNABAR(TM) SPRAY CHAMBER WITH HELIX | 1X1EA | 1 | 803 | Sigma-Aldrich | GX208093625HE-1EA | https://www.sigmaaldrich.com/LT/en
GX208093709HE-1EA | CINNABAR(TM) SPRAY CHAMBER WITH HELIX AN | 1X1EA | 1 | 956 | Sigma-Aldrich | GX208093709HE-1EA | https://www.sigmaaldrich.com/LT/en
GX218093773-1EA | Straight Quartz Adaptor MB19 | 1X1EA | 1 | 225 | Sigma-Aldrich | GX218093773-1EA | https://www.sigmaaldrich.com/LT/en
GX318082760-1EA | Torch Mount for Spectro EOP FD Torch | 1X1EA | 1 | 617 | Sigma-Aldrich | GX318082760-1EA | https://www.sigmaaldrich.com/LT/en
GX208081209-1EA | SPRAY CHAMBER FOR VARIAN MS | 1X1EA | 1 | 364 | Sigma-Aldrich | GX208081209-1EA | https://www.sigmaaldrich.com/LT/en
GX208090162HE-1EA | CINNABAR(TM) SPRAY CHAMBER WITH HELIX | 1X1EA | 1 | 782 | Sigma-Aldrich | GX208090162HE-1EA | https://www.sigmaaldrich.com/LT/en
GX208090224HE-1EA | TRACEY(TM) SPRAY CHAMBER WITH HELIX | 1X1EA | 1 | 617 | Sigma-Aldrich | GX208090224HE-1EA | https://www.sigmaaldrich.com/LT/en
GX208090280Q-1EA | QUARTZ TWISTER(TM) SPRAY CHAMBER | 1X1EA | 1 | 698 | Sigma-Aldrich | GX208090280Q-1EA | https://www.sigmaaldrich.com/LT/en
GX208093713-1EA | TRACEY(TM) PFA44 SPRAY CHAMBER WITH HELI | 1X1EA | 1 | 2639 | Sigma-Aldrich | GX208093713-1EA | https://www.sigmaaldrich.com/LT/en
GX218092555-1EA | MOUNTING BRACKET FOR HF SPRAY CHAMBER, R | 1X1EA | 1 | 368 | Sigma-Aldrich | GX218092555-1EA | https://www.sigmaaldrich.com/LT/en
GX218092630-1EA | HF Drain Adaptor (90 deg) with Auxiliary | 1X1EA | 1 | 429 | Sigma-Aldrich | GX218092630-1EA | https://www.sigmaaldrich.com/LT/en
GX218093742-1EA | Cyclonic Spray Chamber Mount for Spectro | 1X1EA | 1 | 314 | Sigma-Aldrich | GX218093742-1EA | https://www.sigmaaldrich.com/LT/en
GX318080087-1EA | CAPILLARY ALUMINA INJECTOR 1.8MM | 1X1EA | 1 | 265 | Sigma-Aldrich | GX318080087-1EA | https://www.sigmaaldrich.com/LT/en
GX318080118-1EA | Quartz Inner Tube for JY design DMT torc | 1X1EA | 1 | 117 | Sigma-Aldrich | GX318080118-1EA | https://www.sigmaaldrich.com/LT/en
GX318080794-1EA | CAPILLARY QUARTZ INJECTOR 1.8MM | 1X1EA | 1 | 200 | Sigma-Aldrich | GX318080794-1EA | https://www.sigmaaldrich.com/LT/en
GX318080939-1EA | CAPILLARY QUARTZ INJECTOR 1.0MM | 1X1EA | 1 | 245 | Sigma-Aldrich | GX318080939-1EA | https://www.sigmaaldrich.com/LT/en
GX318081213-1EA | Alumina Inner Tube | 1X1EA | 1 | 536 | Sigma-Aldrich | GX318081213-1EA | https://www.sigmaaldrich.com/LT/en
GX318083335-1EA | Tapered Alumina Injector 2.0mm | 1X1EA | 1 | 512 | Sigma-Aldrich | GX318083335-1EA | https://www.sigmaaldrich.com/LT/en
GX318089199-1EA | Quartz Outer Tube | 1X1EA | 1 | 158 | Sigma-Aldrich | GX318089199-1EA | https://www.sigmaaldrich.com/LT/en
GX208090578HE-1EA | TWISTER(TM) SPRAY CHAMBER WITH HELIX | 1X1EA | 1 | 744 | Sigma-Aldrich | GX208090578HE-1EA | https://www.sigmaaldrich.com/LT/en
GX318081154-1EA | CAPILLARY QUARTZ INJECTOR 1.2MM | 1X1EA | 1 | 207 | Sigma-Aldrich | GX318081154-1EA | https://www.sigmaaldrich.com/LT/en
GX318088020-1EA | QUARTZ OUTER TUBE | 1X1EA | 1 | 158 | Sigma-Aldrich | GX318088020-1EA | https://www.sigmaaldrich.com/LT/en
S200B02RE | Stericup Receiver, 250ml, rs,12pk | 1X1EA | 1 | 73 | Sigma-Aldrich | S200B02RE | https://www.sigmaaldrich.com/LT/en
28307-U | TDS3 CONTAINER,60MM TUBES,GERSTEL TDU | 1X1EA | 1 | 37 | Sigma-Aldrich | 28307-U | https://www.sigmaaldrich.com/LT/en
53221-U | PK50 SUPELMIP TSNA'S 50MG/10ML LRC | 1X1EA | 1 | 1017 | Sigma-Aldrich | 53221-U | https://www.sigmaaldrich.com/LT/en
57119-U | PK16 EMPTY FRITTED 60ML SPE TUBES | 1X1EA | 1 | 95 | Sigma-Aldrich | 57119-U | https://www.sigmaaldrich.com/LT/en
57354-U | PK3 SPME ASSY 60UM PEG MA 23GA AUTO & | 1X1EA | 1 | 494 | Sigma-Aldrich | 57354-U | https://www.sigmaaldrich.com/LT/en
57355-U | PK3 SPME ASSY 60UM PEG MA 23GA MAN & | 1X1EA | 1 | 494 | Sigma-Aldrich | 57355-U | https://www.sigmaaldrich.com/LT/en
54258-U | PK30 25ML PP RESERVOIR FOR 6ML SPE TUBE | 1X1EA | 1 | 83 | Sigma-Aldrich | 54258-U | https://www.sigmaaldrich.com/LT/en
20009-U | PRE-CLEANED 2 PIECE LARGE PUF SET | 1X1EA | 1 | 62 | Sigma-Aldrich | 20009-U | https://www.sigmaaldrich.com/LT/en
53222-U | PK50 SUPELMIP TSNA'S 50MG/3ML SPE | 1X1EA | 1 | 1000 | Sigma-Aldrich | 53222-U | https://www.sigmaaldrich.com/LT/en
53224-U | PK50 SUPELMIP BETA-RECEPTORS 25ML/3ML& | 1X1EA | 1 | 1000 | Sigma-Aldrich | 53224-U | https://www.sigmaaldrich.com/LT/en
30135-U | PK10 UNCOND CARBOPACK B 89MM SS TD TUBE | 1X1EA | 1 | 602 | Sigma-Aldrich | 30135-U | https://www.sigmaaldrich.com/LT/en
Z803731-1EA | ROUND CRYSTAL WINDOW, KCL, DIAM. X THIC& | 1X1EA | 1 | 49 | Sigma-Aldrich | Z803731-1EA | https://www.sigmaaldrich.com/LT/en
Z803960-1EA | ROUND CRYSTAL WINDOW, KCL, DIAM. X THIC& | 1X1EA | 1 | 53 | Sigma-Aldrich | Z803960-1EA | https://www.sigmaaldrich.com/LT/en
Z804290-2EA | POLYSTYRENE CALIBRATION FILMS FOR IR, P& | 1X2EA | 1 | 292 | Sigma-Aldrich | Z804290-2EA | https://www.sigmaaldrich.com/LT/en
Z804401-1EA | E-Z(TM) QUICK TABLE TOP KBR PELLET WITH& | 1X1EA | 1 | 2030 | Sigma-Aldrich | Z804401-1EA | https://www.sigmaaldrich.com/LT/en
Z804843-1EA | ROUND CRYSTAL WINDOW, CAF2, DIAM. THI | 1X1EA | 1 | 112 | Sigma-Aldrich | Z804843-1EA | https://www.sigmaaldrich.com/LT/en
Z804959-1EA | ROUND CRYSTAL WINDOW, CAF2, DIAM X THIC& | 1X1EA | 1 | 127 | Sigma-Aldrich | Z804959-1EA | https://www.sigmaaldrich.com/LT/en
Z805068-1EA | ROUND CRYSTAL WINDOW, NACL, DIAM X THIC& | 1X1EA | 1 | 42 | Sigma-Aldrich | Z805068-1EA | https://www.sigmaaldrich.com/LT/en
Z805165-1EA | ROUND CRYSTAL WINDOW, NACL, DIAM X THICK | 1X1EA | 1 | 40 | Sigma-Aldrich | Z805165-1EA | https://www.sigmaaldrich.com/LT/en
Z805289-1EA | ROUND CRYSTAL WINDOW, KBR, DIAM X THICK& | 1X1EA | 1 | 53 | Sigma-Aldrich | Z805289-1EA | https://www.sigmaaldrich.com/LT/en
30139-U | PK10 UNCOND CARBOTRAP 300 89MM SS TD & | 1X1EA | 1 | 602 | Sigma-Aldrich | 30139-U | https://www.sigmaaldrich.com/LT/en
30131-U | PK10 UNCOND TENAX TA 35/60 89MM SS TD & | 1X1EA | 1 | 602 | Sigma-Aldrich | 30131-U | https://www.sigmaaldrich.com/LT/en
30137-U | PK10 UNCOND CARBOTRAP 217 89MM SS TD & | 1X1EA | 1 | 602 | Sigma-Aldrich | 30137-U | https://www.sigmaaldrich.com/LT/en
Z804061-1EA | ROUND CRYSTAL WINDOW, KCL, DIAM. X THIC& | 1X1EA | 1 | 58 | Sigma-Aldrich | Z804061-1EA | https://www.sigmaaldrich.com/LT/en
Z803847-1EA | ROUND CRYSTAL WINDOW, KCL, DIAM. X THIC& | 1X1EA | 1 | 42 | Sigma-Aldrich | Z803847-1EA | https://www.sigmaaldrich.com/LT/en
Z804622-1EA | ROUND CRYSTAL WINDOW, CAF2, DIAM X THIC& | 1X1EA | 1 | 96 | Sigma-Aldrich | Z804622-1EA | https://www.sigmaaldrich.com/LT/en
Z805394-1EA | ROUND CRYSTAL WINDOW, KBR, DIAM X THICK& | 1X1EA | 1 | 53 | Sigma-Aldrich | Z805394-1EA | https://www.sigmaaldrich.com/LT/en
Z804746-1EA | ROUND CRYSTAL WINDOW, CAF2, DIAM X THIC& | 1X1EA | 1 | 106 | Sigma-Aldrich | Z804746-1EA | https://www.sigmaaldrich.com/LT/en
57602-U | PK50 0.5ML EMPTY PP REVERSIBLE TUBE KIT | 1X1EA | 1 | 187 | Sigma-Aldrich | 57602-U | https://www.sigmaaldrich.com/LT/en
57607-U | PK50 1ML EMPTY PP REVERSIBLE TUBE KIT | 1X1EA | 1 | 187 | Sigma-Aldrich | 57607-U | https://www.sigmaaldrich.com/LT/en
57608-U | PK50 2ML EMPTY PP REVERSIBLE TUBE KIT | 1X1EA | 1 | 187 | Sigma-Aldrich | 57608-U | https://www.sigmaaldrich.com/LT/en
57609-U | PK50 1ML EMPTY REZORIAN TUBE KIT | 1X1EA | 1 | 279 | Sigma-Aldrich | 57609-U | https://www.sigmaaldrich.com/LT/en
20080-U | PURGE TRAP "K", ENCON | 1X1EA | 1 | 92 | Sigma-Aldrich | 20080-U | https://www.sigmaaldrich.com/LT/en
29023-U | NEEDLE SAMPLING KIT FOR THERMAL TUBES | 1X1EA | 1 | 151 | Sigma-Aldrich | 29023-U | https://www.sigmaaldrich.com/LT/en
29024-U | PK10 1/4IN ONE-PIECE TEFLON FERRULE | 1X1EA | 1 | 30 | Sigma-Aldrich | 29024-U | https://www.sigmaaldrich.com/LT/en
54034-U | PK20 12ML ENVICARB/NH2/SI SPE TUBE | 1X1EA | 1 | 219 | Sigma-Aldrich | 54034-U | https://www.sigmaaldrich.com/LT/en
54059-U | PK30 SUPELCLEAN LC-NH2 6ML/500MG SPE | 1X1EA | 1 | 192 | Sigma-Aldrich | 54059-U | https://www.sigmaaldrich.com/LT/en
54065-U | PK108, DNPH FRITS | 1X1EA | 1 | 77 | Sigma-Aldrich | 54065-U | https://www.sigmaaldrich.com/LT/en
54331-U | PK30 ENVI-18 500MG/6ML GLASS SPE TUBE | 1X1EA | 1 | 235 | Sigma-Aldrich | 54331-U | https://www.sigmaaldrich.com/LT/en
54332-U | PK20 3ML ENVICARB/NH2 SPE TUBE | 1X1EA | 1 | 168 | Sigma-Aldrich | 54332-U | https://www.sigmaaldrich.com/LT/en
54333-U | PK30 6ML/500MG LC-FLORISIL GLASS TUBE | 1X1EA | 1 | 268 | Sigma-Aldrich | 54333-U | https://www.sigmaaldrich.com/LT/en
54334-U | PK30 6ML/1G LC-FLORISIL GLASS SPE TUBE | 1X1EA | 1 | 268 | Sigma-Aldrich | 54334-U | https://www.sigmaaldrich.com/LT/en
53255-U | PK1 SUPELMIP NNAL SPE 96-WELL PLATE | 1X1EA | 1 | 2450 | Sigma-Aldrich | 53255-U | https://www.sigmaaldrich.com/LT/en
28221-U | PK10 DSD-DNPH DIFFUSIVE SAMPLING DEVICE | 1X1EA | 1 | 250 | Sigma-Aldrich | 28221-U | https://www.sigmaaldrich.com/LT/en
28397-U | PK5 6.35MM MULTI-LAYER DIOXIN COLUMN | 1X1EA | 1 | 214 | Sigma-Aldrich | 28397-U | https://www.sigmaaldrich.com/LT/en
28399-U | PK10 6.35/10MM DUAL LAYER CARBON & | 1X1EA | 1 | 238 | Sigma-Aldrich | 28399-U | https://www.sigmaaldrich.com/LT/en
28402-U | PK3 10MM SHORT STEM STOPCOCK | 1X1EA | 1 | 289 | Sigma-Aldrich | 28402-U | https://www.sigmaaldrich.com/LT/en
28403-U | DIOXIN VACUUM MANIFOLD W/10MM LONG STEM | 1X1EA | 1 | 831 | Sigma-Aldrich | 28403-U | https://www.sigmaaldrich.com/LT/en
28404-U | PK5 6.35MM EMPTY DIOXIN TUBE | 1X1EA | 1 | 137 | Sigma-Aldrich | 28404-U | https://www.sigmaaldrich.com/LT/en
28405-U | PK3 10MM SYRINGE LUER ADAPTER | 1X1EA | 1 | 100 | Sigma-Aldrich | 28405-U | https://www.sigmaaldrich.com/LT/en
28408-U | 10MM VACUUM ADAPTER | 1X1EA | 1 | 137 | Sigma-Aldrich | 28408-U | https://www.sigmaaldrich.com/LT/en
28409-U | PK5 6.35MM EMPTY 20CM GL TUBE W/O FRIT | 1X1EA | 1 | 137 | Sigma-Aldrich | 28409-U | https://www.sigmaaldrich.com/LT/en
28411-U | PK3 6.35MM X 6.35MM UNION, PTFE | 1X1EA | 1 | 121 | Sigma-Aldrich | 28411-U | https://www.sigmaaldrich.com/LT/en
28412-U | PK3 10MM X 10MM UNION, PTFE | 1X1EA | 1 | 200 | Sigma-Aldrich | 28412-U | https://www.sigmaaldrich.com/LT/en
28423-U | DIOXIN SAMPLE PREPARATION KIT | 1X1EA | 1 | 2680 | Sigma-Aldrich | 28423-U | https://www.sigmaaldrich.com/LT/en
28425-U | PK3 10MM LONG STEM STOPCOCK | 1X1EA | 1 | 300 | Sigma-Aldrich | 28425-U | https://www.sigmaaldrich.com/LT/en
28432-U | PK6 24MM X 24MM POLYPROPYLENE VITON & | 1X1EA | 1 | 246 | Sigma-Aldrich | 28432-U | https://www.sigmaaldrich.com/LT/en
28449-U | TOP 250ML STOPCOCK FLASK 24MM NECK | 1X1EA | 1 | 239 | Sigma-Aldrich | 28449-U | https://www.sigmaaldrich.com/LT/en
52582-U | PK48 DUAL-LAYER NA2SO4/FLORISIL SPE TUBE | 1X1EA | 1 | 535 | Sigma-Aldrich | 52582-U | https://www.sigmaaldrich.com/LT/en
20076-U | MOD BTEXTRAP L,TEKMAR 2000 | 1X1EA | 1 | 94 | Sigma-Aldrich | 20076-U | https://www.sigmaaldrich.com/LT/en
20077-U | MOD BTEXTRAP M, TEKMAR 2000 | 1X1EA | 1 | 94 | Sigma-Aldrich | 20077-U | https://www.sigmaaldrich.com/LT/en
20078-U | MOD BTEX TRAP L, TEKMAR 3000 | 1X1EA | 1 | 111 | Sigma-Aldrich | 20078-U | https://www.sigmaaldrich.com/LT/en
20079-U | MOD BTEXTRAP M, TEKMAR 3000 | 1X1EA | 1 | 111 | Sigma-Aldrich | 20079-U | https://www.sigmaaldrich.com/LT/en
57118-U | PK20 EMPTY FRITTED 20ML SPE TUBES | 1X1EA | 1 | 65 | Sigma-Aldrich | 57118-U | https://www.sigmaaldrich.com/LT/en
GXKT1012-1EA | ISOMIST(TM) KIT FOR PERKINELMER OPTIMA 2 | 1X1EA | 1 | 5124 | Sigma-Aldrich | GXKT1012-1EA | https://www.sigmaaldrich.com/LT/en
GXKT1024-1EA | IsoMist(TM) Basic Kit ROL | 1X1EA | 1 | 4723 | Sigma-Aldrich | GXKT1024-1EA | https://www.sigmaaldrich.com/LT/en
GXKT1096Q-1EA | ISOMIST(TM) KIT WITH QUARTZ SPRAY CHAMBE | 1X1EA | 1 | 5679 | Sigma-Aldrich | GXKT1096Q-1EA | https://www.sigmaaldrich.com/LT/en
GXKT1014-1EA | ISOMIST(TM) KIT FOR 700-ES OR VISTA AXIA | 1X1EA | 1 | 5224 | Sigma-Aldrich | GXKT1014-1EA | https://www.sigmaaldrich.com/LT/en
GXKT1022-1EA | ISOMIST(TM) KIT FOR 700-ES OR VISTA RADI | 1X1EA | 1 | 5206 | Sigma-Aldrich | GXKT1022-1EA | https://www.sigmaaldrich.com/LT/en
GXKT1067P-1EA | IsoMist(TM) Kit with PFA Spray Chamber f | 1X1EA | 1 | 6343 | Sigma-Aldrich | GXKT1067P-1EA | https://www.sigmaaldrich.com/LT/en
GXKT1121P-1EA | IsoMist(TM) Kit with PFA Spray Chamber f | 1X1EA | 1 | 6380 | Sigma-Aldrich | GXKT1121P-1EA | https://www.sigmaaldrich.com/LT/en
21002-U | PK3 TOP ADAPTER | 1X1EA | 1 | 238 | Sigma-Aldrich | 21002-U | https://www.sigmaaldrich.com/LT/en
21216-U | 24-24MM PHENOL RESIN CONNECTOR, PK6 | 1X1EA | 1 | 280 | Sigma-Aldrich | 21216-U | https://www.sigmaaldrich.com/LT/en
21222-U | PK5 EMPTY DIOXIN COLUMN | 1X1EA | 1 | 120 | Sigma-Aldrich | 21222-U | https://www.sigmaaldrich.com/LT/en
21266-U | PK3 BEAKER, 300ML | 1X1EA | 1 | 78 | Sigma-Aldrich | 21266-U | https://www.sigmaaldrich.com/LT/en
21269-U | PK3 ROUND BOTTOM FLASK, 250ML | 1X1EA | 1 | 265 | Sigma-Aldrich | 21269-U | https://www.sigmaaldrich.com/LT/en
21276-U | VACUUM ADAPTER | 1X1EA | 1 | 161 | Sigma-Aldrich | 21276-U | https://www.sigmaaldrich.com/LT/en
54039-U | PK20 12ML 10%AGNO3/44%H2SO4/SI SPE TUBE | 1X1EA | 1 | 751 | Sigma-Aldrich | 54039-U | https://www.sigmaaldrich.com/LT/en
54041-U | PK30 1ML/200MG CARBOXEN 1000 REV TUBE | 1X1EA | 1 | 483 | Sigma-Aldrich | 54041-U | https://www.sigmaaldrich.com/LT/en
20015-U | PK5 GLASS RESERVOIRS, 5ML | 1X1EA | 1 | 118 | Sigma-Aldrich | 20015-U | https://www.sigmaaldrich.com/LT/en
52574-U | PK20 12ML 500/500/500MG ENVICARB II/SAX& | 1X1EA | 1 | 234 | Sigma-Aldrich | 52574-U | https://www.sigmaaldrich.com/LT/en
52576-U | PK30 SAX/PSA SPE TUBE 6ML 250/250MG | 1X1EA | 1 | 233 | Sigma-Aldrich | 52576-U | https://www.sigmaaldrich.com/LT/en
52577-U | PK30 SAX/PSA SPE TUBE 6ML 500/500MG | 1X1EA | 1 | 233 | Sigma-Aldrich | 52577-U | https://www.sigmaaldrich.com/LT/en
52578-U | PK54 PSA SPE TUBE 3ML/200MG | 1X1EA | 1 | 188 | Sigma-Aldrich | 52578-U | https://www.sigmaaldrich.com/LT/en
52579-U | PK30 PSA SPE TUBE 6ML/500MG | 1X1EA | 1 | 158 | Sigma-Aldrich | 52579-U | https://www.sigmaaldrich.com/LT/en
52738-U | PSA SILICA, 100GM, BULK | 1X1EA | 1 | 352 | Sigma-Aldrich | 52738-U | https://www.sigmaaldrich.com/LT/en
54058-U | PK30 6ML 300/600MG ENVICARB II/PSA SPE & | 1X1EA | 1 | 206 | Sigma-Aldrich | 54058-U | https://www.sigmaaldrich.com/LT/en
54067-U | PK30 6ML 500/500MG ENVICARB II/PSA SPE & | 1X1EA | 1 | 206 | Sigma-Aldrich | 54067-U | https://www.sigmaaldrich.com/LT/en
30239-U | PK10 5L SUPELINERT FOIL PLV GAS SAMPL | 1X1EA | 1 | 170 | Sigma-Aldrich | 30239-U | https://www.sigmaaldrich.com/LT/en
30237-U | PK10 1L SUPELINERT FOIL PLV GAS SAMPL | 1X1EA | 1 | 118 | Sigma-Aldrich | 30237-U | https://www.sigmaaldrich.com/LT/en
30226-U | PK10 1L SUPELINERT FOIL SCV GAS SAMPL | 1X1EA | 1 | 121 | Sigma-Aldrich | 30226-U | https://www.sigmaaldrich.com/LT/en
30227-U | PK10 2L SUPELINERT FOIL SCV GAS SAMPL | 1X1EA | 1 | 136 | Sigma-Aldrich | 30227-U | https://www.sigmaaldrich.com/LT/en
30228-U | PK10 5L SUPELINERT FOIL SCV GAS SAMPL | 1X1EA | 1 | 172 | Sigma-Aldrich | 30228-U | https://www.sigmaaldrich.com/LT/en
30238-U | PK10 2L SUPELINERT FOIL PLV GAS SAMPL | 1X1EA | 1 | 134 | Sigma-Aldrich | 30238-U | https://www.sigmaaldrich.com/LT/en
22639-U | PK1 6MM X 11.5MM GLASS-FRITTED TD TUBE & | 1X1EA | 1 | 59 | Sigma-Aldrich | 22639-U | https://www.sigmaaldrich.com/LT/en
23094-U | PK20 PRECLEANED&ASSEMBLED 1/4IN BRASS& | 1X1EA | 1 | 225 | Sigma-Aldrich | 23094-U | https://www.sigmaaldrich.com/LT/en
28313-U | CARBOTRAP-202 GLASS TD TUBE FOR GERSTEL | 1X1EA | 1 | 125 | Sigma-Aldrich | 28313-U | https://www.sigmaaldrich.com/LT/en
FTHP04750 | FLUOROPORE PTFE 3.0UM THICK WH 47MM 50PK | 1X1EA | 1 | 292 | Sigma-Aldrich | FTHP04750 | https://www.sigmaaldrich.com/LT/en
SLFG033NB | MillexFG 33mm PhobicPTFE.2um NS 250pk | 1X1EA | 1 | 1161 | Sigma-Aldrich | SLFG033NB | https://www.sigmaaldrich.com/LT/en
SLFG033NK | MillexFG 33mm PhobicPTFE.2um NS 1000pk | 1X1EA | 1 | 2422 | Sigma-Aldrich | SLFG033NK | https://www.sigmaaldrich.com/LT/en
SLFG033NS | MillexFG 33mm PhobicPTFE.2um NS 50pk | 1X1EA | 1 | 357 | Sigma-Aldrich | SLFG033NS | https://www.sigmaaldrich.com/LT/en
SLFH033NB | MillexFH 33mm PhobicPTFE.45um NS 250pk | 1X1EA | 1 | 1161 | Sigma-Aldrich | SLFH033NB | https://www.sigmaaldrich.com/LT/en
SLFH033NK | MillexFH 33mm PhobicPTFE.45um NS 1000pk | 1X1EA | 1 | 2422 | Sigma-Aldrich | SLFH033NK | https://www.sigmaaldrich.com/LT/en
SLFH033NS | MillexFH 33mm PhobicPTFE.45um NS 50pk | 1X1EA | 1 | 357 | Sigma-Aldrich | SLFH033NS | https://www.sigmaaldrich.com/LT/en
54127-U | PK108 2-(2-PYRIDYL)ETHYL SILICA GEL & | 1X1EA | 1 | 446 | Sigma-Aldrich | 54127-U | https://www.sigmaaldrich.com/LT/en
JMGE93101 | POLYGARD 3UM, 10" 1/PK | PCE | 1 | 137 | Sigma-Aldrich | JMGE93101 | https://www.sigmaaldrich.com/LT/en
JMGE93102 | 1/6 CR0302006 | PCE | 1 | 217 | Sigma-Aldrich | JMGE93102 | https://www.sigmaaldrich.com/LT/en
JMGE93103 | AKTIVKOHLE FILTER 12" | PCE | 1 | 241 | Sigma-Aldrich | JMGE93103 | https://www.sigmaaldrich.com/LT/en
JMGE93104 | 1/3 CDFC02203 | PCE | 1 | 446 | Sigma-Aldrich | JMGE93104 | https://www.sigmaaldrich.com/LT/en
JMGECRAM0 | FILTER 1/3 CRA5M0203 | PCE | 1 | 98 | Sigma-Aldrich | JMGECRAM0 | https://www.sigmaaldrich.com/LT/en
JMGECWSC1 | MILLIGARD SQ 0,5 um 20" 1/3 CWSC02S03 | PCE | 1 | 787 | Sigma-Aldrich | JMGECWSC1 | https://www.sigmaaldrich.com/LT/en
JMGECWSS1 | MILLIGARD F.SUPER -Q | PCE | 1 | 784 | Sigma-Aldrich | JMGECWSS1 | https://www.sigmaaldrich.com/LT/en
JMGECWSS3 | FILTER 1/3 CWSS01S03 | PCE | 1 | 488 | Sigma-Aldrich | JMGECWSS3 | https://www.sigmaaldrich.com/LT/en
LCPAK0001 | LC-PAK POLISHER (1/PK) | PCE | 1 | 930 | Sigma-Aldrich | LCPAK0001 | https://www.sigmaaldrich.com/LT/en
LCPAK00A1 | LC-Pak® polisher | PCE | 1 | 986 | Sigma-Aldrich | LCPAK00A1 | https://www.sigmaaldrich.com/LT/en
MPGL04001 | NON STERILE MILLIPAK 40 | PCE | 1 | 285 | Sigma-Aldrich | MPGL04001 | https://www.sigmaaldrich.com/LT/en
MPGL04GK2 | MILLIPAK 40 0.22um NPT/HB | PCE | 1 | 429 | Sigma-Aldrich | MPGL04GK2 | https://www.sigmaaldrich.com/LT/en
MPGL10ZW1 | MILLIPAK 100 .22 NPTM 1/PK | PCE | 1 | 248 | Sigma-Aldrich | MPGL10ZW1 | https://www.sigmaaldrich.com/LT/en
MPGP002A1 | Millipak® 0.22µm filter | PCE | 1 | 304 | Sigma-Aldrich | MPGP002A1 | https://www.sigmaaldrich.com/LT/en
MPGP02001 | Millipak® Express 20 Filter (1/box) | PCE | 1 | 287 | Sigma-Aldrich | MPGP02001 | https://www.sigmaaldrich.com/LT/en
MPGP04001 | Millipak® Express 40 Filter (1/box) | PCE | 1 | 296 | Sigma-Aldrich | MPGP04001 | https://www.sigmaaldrich.com/LT/en
MPGPG02A1 | Millipak® Gold 0.22µm sterile filter | PCE | 1 | 331 | Sigma-Aldrich | MPGPG02A1 | https://www.sigmaaldrich.com/LT/en
Z740145-1EA | BACTIZAPPER(TM) LOOP ATTACHMENT | 1X1EA | 1 | 68 | Sigma-Aldrich | Z740145-1EA | https://www.sigmaaldrich.com/LT/en
HAM59000-10-1EA | HAMILTON(R) MICROLAB(R) 600 INSTRUMENT & | 1X1EA | 1 | 142 | Sigma-Aldrich | HAM59000-10-1EA | https://www.sigmaaldrich.com/LT/en
GBLRD476685-20EA | GRACE BIO-LABS WOUND SPLINT, CLEAR W/ S& | 1X20EA | 1 | 143 | Sigma-Aldrich | GBLRD476685-20EA | https://www.sigmaaldrich.com/LT/en
HAM75807-12EA | HAMILTON(R) GC SEPTA, HIGH TEMP, PTFE/S& | 1X12EA | 1 | 30 | Sigma-Aldrich | HAM75807-12EA | https://www.sigmaaldrich.com/LT/en
HAM238100-1EA | HAMILTON(R) MINITRODE LAB PH ELECTRODE,& | 1X1EA | 1 | 308 | Sigma-Aldrich | HAM238100-1EA | https://www.sigmaaldrich.com/LT/en
HAM238150-1EA | HAMILTON(R) SLIMTRODE LAB PH ELECTRODE,& | 1X1EA | 1 | 253 | Sigma-Aldrich | HAM238150-1EA | https://www.sigmaaldrich.com/LT/en
HAM60675-01-1EA | UNIVERSAL DISPENSING VALVE, FOR HAMILTO& | 1X1EA | 1 | 323 | Sigma-Aldrich | HAM60675-01-1EA | https://www.sigmaaldrich.com/LT/en
HAM238400-1EA | HAMILTON(R) DOUBLE PORE LAB PH ELECTROD& | 1X1EA | 1 | 263 | Sigma-Aldrich | HAM238400-1EA | https://www.sigmaaldrich.com/LT/en
HAM238380-1EA | HAMILTON(R) POLYPLAST LAB PH ELECTRODE,& | 1X1EA | 1 | 108 | Sigma-Aldrich | HAM238380-1EA | https://www.sigmaaldrich.com/LT/en
HAM61614-01-1EA | FILL TUBING FOR HAMILTON(R) MICROLAB(R)& | 1X1EA | 1 | 40 | Sigma-Aldrich | HAM61614-01-1EA | https://www.sigmaaldrich.com/LT/en
HAM59000-60-1EA | HAMILTON(R) MICROLAB(R) 600 INSTRUMENT & | 1X1EA | 1 | 312 | Sigma-Aldrich | HAM59000-60-1EA | https://www.sigmaaldrich.com/LT/en
HAM238381-1EA | HAMILTON(R) POLYPLAST LAB PH ELECTRODE,& | 1X1EA | 1 | 132 | Sigma-Aldrich | HAM238381-1EA | https://www.sigmaaldrich.com/LT/en
HAM61729-01-1EA | UNIVERSAL VALVE PLUG FOR HAMILTON(R) MI& | 1X1EA | 1 | 20 | Sigma-Aldrich | HAM61729-01-1EA | https://www.sigmaaldrich.com/LT/en
HAM59000-30-1EA | HAMILTON(R) MICROLAB(R) 600 INSTRUMENT & | 1X1EA | 1 | 142 | Sigma-Aldrich | HAM59000-30-1EA | https://www.sigmaaldrich.com/LT/en
HAM59000-20-1EA | HAMILTON(R) MICROLAB(R) 600 INSTRUMENT & | 1X1EA | 1 | 142 | Sigma-Aldrich | HAM59000-20-1EA | https://www.sigmaaldrich.com/LT/en
GBLRD476687-20EA | GRACE BIO-LABS WOUND SPLINT, RED SILICO& | 1X20EA | 1 | 118 | Sigma-Aldrich | GBLRD476687-20EA | https://www.sigmaaldrich.com/LT/en
HAM242060-1EA | HAMILTON(R) POLILYTE LAB TEMP PH ELECTR& | 1X1EA | 1 | 265 | Sigma-Aldrich | HAM242060-1EA | https://www.sigmaaldrich.com/LT/en
HAM59000-35-1EA | HAMILTON(R) MICROLAB(R) 600 INSTRUMENT & | 1X1EA | 1 | 142 | Sigma-Aldrich | HAM59000-35-1EA | https://www.sigmaaldrich.com/LT/en
HAM355174-1EA | CONNECTOR CABLE FOR HAMILTON(R) PH ELEC& | 1X1EA | 1 | 50 | Sigma-Aldrich | HAM355174-1EA | https://www.sigmaaldrich.com/LT/en
HAM238000-1EA | HAMILTON(R) LIQ-GLASS LAB PH ELECTRODE,& | 1X1EA | 1 | 182 | Sigma-Aldrich | HAM238000-1EA | https://www.sigmaaldrich.com/LT/en
HAM240133-1EA | DISPENSE TUBING FOR HAMILTON(R) MICROLA& | 1X1EA | 1 | 41 | Sigma-Aldrich | HAM240133-1EA | https://www.sigmaaldrich.com/LT/en
HAM240134-1EA | DISPENSE TUBING FOR HAMILTON(R) MICROLA& | 1X1EA | 1 | 41 | Sigma-Aldrich | HAM240134-1EA | https://www.sigmaaldrich.com/LT/en
HAM59000-15-1EA | HAMILTON(R) MICROLAB(R) 600 INSTRUMENT & | 1X1EA | 1 | 142 | Sigma-Aldrich | HAM59000-15-1EA | https://www.sigmaaldrich.com/LT/en
HAM238285-1EA | HAMILTON(R) FOODTRODE LAB PH ELECTRODE,& | 1X1EA | 1 | 232 | Sigma-Aldrich | HAM238285-1EA | https://www.sigmaaldrich.com/LT/en
HAM88990-1EA | TUBING RETENTION CLIPS, FOR HAMILTON(R)& | 1X1EA | 1 | 57 | Sigma-Aldrich | HAM88990-1EA | https://www.sigmaaldrich.com/LT/en
HAM59000-50-1EA | HAMILTON(R) MICROLAB(R) 600 INSTRUMENT & | 1X1EA | 1 | 158 | Sigma-Aldrich | HAM59000-50-1EA | https://www.sigmaaldrich.com/LT/en
HAM62576-01-1EA | FOOT SWITCH FOR HAMILTON(R) MICROLAB(R)& | 1X1EA | 1 | 215 | Sigma-Aldrich | HAM62576-01-1EA | https://www.sigmaaldrich.com/LT/en
HAM238180-1EA | HAMILTON(R) LIQ-GLASS LAB PH ELECTRODE,& | 1X1EA | 1 | 206 | Sigma-Aldrich | HAM238180-1EA | https://www.sigmaaldrich.com/LT/en
HAM59000-45-1EA | HAMILTON(R) MICROLAB(R) 600 INSTRUMENT & | 1X1EA | 1 | 174 | Sigma-Aldrich | HAM59000-45-1EA | https://www.sigmaaldrich.com/LT/en
HAM76008-12EA | HAMILTON(R) GC 3-LAYER SEPTA, DIAM. 15.& | 1X12EA | 1 | 26 | Sigma-Aldrich | HAM76008-12EA | https://www.sigmaaldrich.com/LT/en
HAM238160-1EA | HAMILTON(R) SINGLE PORE LAB PH ELECTROD& | 1X1EA | 1 | 238 | Sigma-Aldrich | HAM238160-1EA | https://www.sigmaaldrich.com/LT/en
HAM59000-05-1EA | HAMILTON(R) MICROLAB(R) 600 INSTRUMENT & | 1X1EA | 1 | 216 | Sigma-Aldrich | HAM59000-05-1EA | https://www.sigmaaldrich.com/LT/en
HAM61615-01-1EA | FILL TUBING FOR HAMILTON(R) MICROLAB(R)& | 1X1EA | 1 | 42 | Sigma-Aldrich | HAM61615-01-1EA | https://www.sigmaaldrich.com/LT/en
HAM59000-55-1EA | HAMILTON(R) MICROLAB(R) 600 INSTRUMENT & | 1X1EA | 1 | 267 | Sigma-Aldrich | HAM59000-55-1EA | https://www.sigmaaldrich.com/LT/en
GBLRD476684-20EA | GRACE BIO-LABS WOUND SPLINT, CLEAR W/ S& | 1X20EA | 1 | 158 | Sigma-Aldrich | GBLRD476684-20EA | https://www.sigmaaldrich.com/LT/en
HAM58381-01-1KIT | LUER LOCK CONVERSION KIT, FOR HAMILTON(& | 1X1KIT | 1 | 121 | Sigma-Aldrich | HAM58381-01-1KIT | https://www.sigmaaldrich.com/LT/en
HAM60676-01-1EA | UNIVERSAL DISPENSING VALVE, FOR HAMILTO& | 1X1EA | 1 | 323 | Sigma-Aldrich | HAM60676-01-1EA | https://www.sigmaaldrich.com/LT/en
HAM355173-1EA | CONNECTOR CABLE FOR HAMILTON(R) PH ELEC& | 1X1EA | 1 | 45 | Sigma-Aldrich | HAM355173-1EA | https://www.sigmaaldrich.com/LT/en
HAM59000-40-1EA | HAMILTON(R) MICROLAB(R) 600 INSTRUMENT & | 1X1EA | 1 | 166 | Sigma-Aldrich | HAM59000-40-1EA | https://www.sigmaaldrich.com/LT/en
HAM59000-25-1EA | HAMILTON(R) MICROLAB(R) 600 INSTRUMENT & | 1X1EA | 1 | 142 | Sigma-Aldrich | HAM59000-25-1EA | https://www.sigmaaldrich.com/LT/en
Z763683-1600EA | NUNC(R) CRYOTUBES(R) CRYOGENIC VIAL, 3.& | 1X1600EA | 1 | 964 | Sigma-Aldrich | Z763683-1600EA | https://www.sigmaaldrich.com/LT/en
Z763683-400EA | NUNC(R) CRYOTUBES(R) CRYOGENIC VIAL, 3.& | 1X400EA | 1 | 268 | Sigma-Aldrich | Z763683-400EA | https://www.sigmaaldrich.com/LT/en
Z763667-2000EA | NUNC(R) CRYOTUBES(R) CRYOGENIC VIAL, 1.& | 1X2000EA | 1 | 1108 | Sigma-Aldrich | Z763667-2000EA | https://www.sigmaaldrich.com/LT/en
Z763659-2000EA | NUNC(R) CRYOTUBES(R) CRYOGENIC VIAL, 1.& | 1X2000EA | 1 | 1078 | Sigma-Aldrich | Z763659-2000EA | https://www.sigmaaldrich.com/LT/en
Z115487-3EA | PROTECTIVE LAB-LABELING SYSTEM TAPE W 1& | 1X3EA | 1 | 66 | Sigma-Aldrich | Z115487-3EA | https://www.sigmaaldrich.com/LT/en
Z755923-150EA | NUNCLON(R) CELL CULTURE DISHES, DIAM. X& | 1X150EA | 1 | 120 | Sigma-Aldrich | Z755923-150EA | https://www.sigmaaldrich.com/LT/en
Z699470-72EA | DILUTION BOTTLE, BUTTERFIELD'S BUFFER, & | 1X72EA | 1 | 149 | Sigma-Aldrich | Z699470-72EA | https://www.sigmaaldrich.com/LT/en
Z763640-300EA | NUNC(R) CRYOTUBES(R) CRYOGENIC VIAL, 4.& | 1X300EA | 1 | 190 | Sigma-Aldrich | Z763640-300EA | https://www.sigmaaldrich.com/LT/en
CLS285025-2000EA | CORNING(R) COVER GLASS, NO. 1 1/2, BORO& | 1X2000EA | 1 | 370 | Sigma-Aldrich | CLS285025-2000EA | https://www.sigmaaldrich.com/LT/en
Z763284-1EA | ALDRICH(R) SURE/SEAL(TM) JOINT ADAPTER & | 1X1EA | 1 | 175 | Sigma-Aldrich | Z763284-1EA | https://www.sigmaaldrich.com/LT/en
Z763527-1EA | MAGIC CLAMP(TM) MAGNETIC CLAMP, HOLDS 1& | 1X1EA | 1 | 66 | Sigma-Aldrich | Z763527-1EA | https://www.sigmaaldrich.com/LT/en
CLS2975223-1000EA | CORNING(R) COVER GLASS, NO. 1, BOROSILI& | 1X1000EA | 1 | 156 | Sigma-Aldrich | CLS2975223-1000EA | https://www.sigmaaldrich.com/LT/en
CLS6120P100-12EA | CORNING(R) PLAIN FUNNEL, REUSABLE, DIAM& | 1X12EA | 1 | 32 | Sigma-Aldrich | CLS6120P100-12EA | https://www.sigmaaldrich.com/LT/en
CLS2975224-1000EA | CORNING(R) COVER GLASS, NO. 1, BOROSILI& | 1X1000EA | 1 | 210 | Sigma-Aldrich | CLS2975224-1000EA | https://www.sigmaaldrich.com/LT/en
CLS285018-2000EA | CORNING(R) COVER GLASS, NO. 1 1/2, BORO& | 1X2000EA | 1 | 189 | Sigma-Aldrich | CLS285018-2000EA | https://www.sigmaaldrich.com/LT/en
CLS1500P500-10EA | CORNING(R) NARROW MOUTH REAGENT BOTTLE& | 1X10EA | 1 | 62 | Sigma-Aldrich | CLS1500P500-10EA | https://www.sigmaaldrich.com/LT/en
CLS4990P250-6EA | CORNING(R) NARROW MOUTH ERLENMEYER FLAS& | 1X6EA | 1 | 98 | Sigma-Aldrich | CLS4990P250-6EA | https://www.sigmaaldrich.com/LT/en
CLS284525-2000EA | CORNING(R) COVER GLASS, NO. 1, BOROSILI& | 1X2000EA | 1 | 154 | Sigma-Aldrich | CLS284525-2000EA | https://www.sigmaaldrich.com/LT/en
CLS2980245-1000EA | CORNING(R) COVER GLASS, NO. 1 1/2, BORO& | 1X1000EA | 1 | 345 | Sigma-Aldrich | CLS2980245-1000EA | https://www.sigmaaldrich.com/LT/en
CLS2975225-1000EA | CORNING(R) COVER GLASS, NO. 1, BOROSILI& | 1X1000EA | 1 | 257 | Sigma-Aldrich | CLS2975225-1000EA | https://www.sigmaaldrich.com/LT/en
CLS1500P250-20EA | CORNING(R) NARROW MOUTH REAGENT BOTTLE& | 1X20EA | 1 | 105 | Sigma-Aldrich | CLS1500P250-20EA | https://www.sigmaaldrich.com/LT/en
Z764043-6EA | MICROTISSUES(R) 3D PETRI DISH(R) MICRO-& | 1X6EA | 1 | 606 | Sigma-Aldrich | Z764043-6EA | https://www.sigmaaldrich.com/LT/en
Z763624-100EA | BREATHE EASIER SEALING MEMBRANE FOR MUL& | 1X100EA | 1 | 75 | Sigma-Aldrich | Z763624-100EA | https://www.sigmaaldrich.com/LT/en
Z763640-1200EA | NUNC(R) CRYOTUBES(R) CRYOGENIC VIAL, 4.& | 1X1200EA | 1 | 759 | Sigma-Aldrich | Z763640-1200EA | https://www.sigmaaldrich.com/LT/en
Z763659-500EA | NUNC(R) CRYOTUBES(R) CRYOGENIC VIAL, 1.& | 1X500EA | 1 | 301 | Sigma-Aldrich | Z763659-500EA | https://www.sigmaaldrich.com/LT/en
Z764035-6EA | MICROTISSUES(R) 3D PETRI DISH(R) MICRO-& | 1X6EA | 1 | 606 | Sigma-Aldrich | Z764035-6EA | https://www.sigmaaldrich.com/LT/en
CLS431420-500EA | CORNING(R) CRYOGENIC VIAL WITH WASHER, & | 1X500EA | 1 | 409 | Sigma-Aldrich | CLS431420-500EA | https://www.sigmaaldrich.com/LT/en
CLS431416-500EA | CORNING(R) CRYOGENIC VIAL WITH WASHER, & | 1X500EA | 1 | 448 | Sigma-Aldrich | CLS431416-500EA | https://www.sigmaaldrich.com/LT/en
CLS2975245-1000EA | CORNING(R) COVER GLASS, NO. 1, BOROSILI& | 1X1000EA | 1 | 284 | Sigma-Aldrich | CLS2975245-1000EA | https://www.sigmaaldrich.com/LT/en
CLS4990P500-6EA | CORNING(R) NARROW MOUTH ERLENMEYER FLAS& | 1X6EA | 1 | 130 | Sigma-Aldrich | CLS4990P500-6EA | https://www.sigmaaldrich.com/LT/en
CLS6120P75-12EA | CORNING(R) PLAIN FUNNEL, REUSABLE, DIAM& | 1X12EA | 1 | 20 | Sigma-Aldrich | CLS6120P75-12EA | https://www.sigmaaldrich.com/LT/en
CLS2975244-1000EA | CORNING(R) COVER GLASS, NO. 1, BOROSILI& | 1X1000EA | 1 | 229 | Sigma-Aldrich | CLS2975244-1000EA | https://www.sigmaaldrich.com/LT/en
Z763357-1EA | MYTEMP(TM) MINI DIGITAL INCUBATOR, WITH& | 1X1EA | 1 | 892 | Sigma-Aldrich | Z763357-1EA | https://www.sigmaaldrich.com/LT/en
CLS431531-24EA | CORNING(R) SQUARE PET STORAGE BOTTLE, C& | 1X24EA | 1 | 184 | Sigma-Aldrich | CLS431531-24EA | https://www.sigmaaldrich.com/LT/en
CLS431532-24EA | CORNING(R) SQUARE PET STORAGE BOTTLE, C& | 1X24EA | 1 | 282 | Sigma-Aldrich | CLS431532-24EA | https://www.sigmaaldrich.com/LT/en
CLS285525-1000EA | CORNING(R) COVER GLASS, NO. 2, BOROSILI& | 1X1000EA | 1 | 106 | Sigma-Aldrich | CLS285525-1000EA | https://www.sigmaaldrich.com/LT/en
CLS431421-500EA | CORNING(R) CRYOGENIC VIAL WITH WASHER, & | 1X500EA | 1 | 409 | Sigma-Aldrich | CLS431421-500EA | https://www.sigmaaldrich.com/LT/en
Z763519-1EA | MAGIC CLAMP(TM) MAGNETIC CLAMP, HOLDS 5& | 1X1EA | 1 | 43 | Sigma-Aldrich | Z763519-1EA | https://www.sigmaaldrich.com/LT/en
CLS1300P250W-12EA | CORNING(R) WIDE MOUTH WASH BOTTLE, REUS& | 1X12EA | 1 | 92 | Sigma-Aldrich | CLS1300P250W-12EA | https://www.sigmaaldrich.com/LT/en
Z763322-1EA | MYTEMP(TM) MINI DIGITAL INCUBATOR, WITH& | 1X1EA | 1 | 587 | Sigma-Aldrich | Z763322-1EA | https://www.sigmaaldrich.com/LT/en
CLS1300P1LW-12EA | CORNING(R) WIDE MOUTH WASH BOTTLE, REUS& | 1X12EA | 1 | 140 | Sigma-Aldrich | CLS1300P1LW-12EA | https://www.sigmaaldrich.com/LT/en
Z763411-1EA | MAGIC CLAMP(TM) UNIVERSAL PLATFORM FOR & | 1X1EA | 1 | 293 | Sigma-Aldrich | Z763411-1EA | https://www.sigmaaldrich.com/LT/en
CLS1300P500-12EA | CORNING(R) NARROW MOUTH WASH BOTTLE, RE& | 1X12EA | 1 | 96 | Sigma-Aldrich | CLS1300P500-12EA | https://www.sigmaaldrich.com/LT/en
Z763594-1EA | INCU-SHAKER(TM) MINI PLATFORM, HOLDS 6 & | 1X1EA | 1 | 824 | Sigma-Aldrich | Z763594-1EA | https://www.sigmaaldrich.com/LT/en
Z763306-5EA | ALDRICH(R) SURE/SEAL(TM) CAP WITH HOLE,& | 1X5EA | 1 | 22 | Sigma-Aldrich | Z763306-5EA | https://www.sigmaaldrich.com/LT/en
CLS4990P100-6EA | CORNING(R) NARROW MOUTH ERLENMEYER FLAS& | 1X6EA | 1 | 58 | Sigma-Aldrich | CLS4990P100-6EA | https://www.sigmaaldrich.com/LT/en
Z759341-1EA | NANOFIBER MULTIWELL PLATE, RANDOM ORIEN& | 1X1EA | 1 | 44 | Sigma-Aldrich | Z759341-1EA | https://www.sigmaaldrich.com/LT/en
Z764019-6EA | MICROTISSUES(R) 3D PETRI DISH(R) MICRO-& | 1X6EA | 1 | 606 | Sigma-Aldrich | Z764019-6EA | https://www.sigmaaldrich.com/LT/en
Z763470-1EA | MAGIC CLAMP(TM) UNIVERSAL PLATFORM FOR & | 1X1EA | 1 | 268 | Sigma-Aldrich | Z763470-1EA | https://www.sigmaaldrich.com/LT/en
Z763489-1EA | MAGIC CLAMP(TM) MAGNETIC CLAMP, HOLDS 5& | 1X1EA | 1 | 36 | Sigma-Aldrich | Z763489-1EA | https://www.sigmaaldrich.com/LT/en
CLS2980223-1000EA | CORNING(R) COVER GLASS, NO. 1 1/2, BORO& | 1X1000EA | 1 | 192 | Sigma-Aldrich | CLS2980223-1000EA | https://www.sigmaaldrich.com/LT/en
CLS4990P50-6EA | CORNING(R) NARROW MOUTH ERLENMEYER FLAS& | 1X6EA | 1 | 52 | Sigma-Aldrich | CLS4990P50-6EA | https://www.sigmaaldrich.com/LT/en
CLS2980224-1000EA | CORNING(R) COVER GLASS, NO. 1 1/2, BORO& | 1X1000EA | 1 | 246 | Sigma-Aldrich | CLS2980224-1000EA | https://www.sigmaaldrich.com/LT/en
Z763462-1EA | MAGIC CLAMP(TM) UNIVERSAL PLATFORM FOR & | 1X1EA | 1 | 376 | Sigma-Aldrich | Z763462-1EA | https://www.sigmaaldrich.com/LT/en
CLS285522-1000EA | CORNING(R) COVER GLASS, NO. 2, BOROSILI& | 1X1000EA | 1 | 148 | Sigma-Aldrich | CLS285522-1000EA | https://www.sigmaaldrich.com/LT/en
CLS4985P250-6EA | CORNING(R) NARROW MOUTH ERLENMEYER FLAS& | 1X6EA | 1 | 63 | Sigma-Aldrich | CLS4985P250-6EA | https://www.sigmaaldrich.com/LT/en
CLS285022-2000EA | CORNING(R) COVER GLASS, NO. 1 1/2, BORO& | 1X2000EA | 1 | 280 | Sigma-Aldrich | CLS285022-2000EA | https://www.sigmaaldrich.com/LT/en
CLS431533-24EA | CORNING(R) SQUARE PET STORAGE BOTTLE, C& | 1X24EA | 1 | 363 | Sigma-Aldrich | CLS431533-24EA | https://www.sigmaaldrich.com/LT/en
CLS1300P500W-12EA | CORNING(R) WIDE MOUTH WASH BOTTLE, REUS& | 1X12EA | 1 | 108 | Sigma-Aldrich | CLS1300P500W-12EA | https://www.sigmaaldrich.com/LT/en
CLS284518-2000EA | CORNING(R) COVER GLASS, NO. 1, BOROSILI& | 1X2000EA | 1 | 154 | Sigma-Aldrich | CLS284518-2000EA | https://www.sigmaaldrich.com/LT/en
CLS4990P1L-4EA | CORNING(R) NARROW MOUTH ERLENMEYER FLAS& | 1X4EA | 1 | 110 | Sigma-Aldrich | CLS4990P1L-4EA | https://www.sigmaaldrich.com/LT/en
CLS6120P40-24EA | CORNING(R) PLAIN FUNNEL, REUSABLE, DIAM& | 1X24EA | 1 | 27 | Sigma-Aldrich | CLS6120P40-24EA | https://www.sigmaaldrich.com/LT/en
CLS284522-2000EA | CORNING(R) COVER GLASS, NO. 1, BOROSILI& | 1X2000EA | 1 | 154 | Sigma-Aldrich | CLS284522-2000EA | https://www.sigmaaldrich.com/LT/en
CLS4985P1L-4EA | CORNING(R) NARROW MOUTH ERLENMEYER FLAS& | 1X4EA | 1 | 66 | Sigma-Aldrich | CLS4985P1L-4EA | https://www.sigmaaldrich.com/LT/en
CLS4985P100-6EA | CORNING(R) NARROW MOUTH ERLENMEYER FLAS& | 1X6EA | 1 | 51 | Sigma-Aldrich | CLS4985P100-6EA | https://www.sigmaaldrich.com/LT/en
CLS2975246-1000EA | CORNING(R) COVER GLASS, NO. 1, BOROSILI& | 1X1000EA | 1 | 432 | Sigma-Aldrich | CLS2975246-1000EA | https://www.sigmaaldrich.com/LT/en
CLS6120P30-24EA | CORNING(R) PLAIN FUNNEL, REUSABLE, DIAM& | 1X24EA | 1 | 26 | Sigma-Aldrich | CLS6120P30-24EA | https://www.sigmaaldrich.com/LT/en
Z763497-1EA | MAGIC CLAMP(TM) MAGNETIC CLAMP, HOLDS 1& | 1X1EA | 1 | 39 | Sigma-Aldrich | Z763497-1EA | https://www.sigmaaldrich.com/LT/en
CLS1500P2L-6EA | CORNING(R) NARROW MOUTH REAGENT BOTTLE& | 1X6EA | 1 | 92 | Sigma-Aldrich | CLS1500P2L-6EA | https://www.sigmaaldrich.com/LT/en
Z763365-1EA | MYTEMP(TM) EXTRA SHELF FOR MINI INCUBAT& | 1X1EA | 1 | 48 | Sigma-Aldrich | Z763365-1EA | https://www.sigmaaldrich.com/LT/en
CLS6120P50-24EA | CORNING(R) PLAIN FUNNEL, REUSABLE, DIAM& | 1X24EA | 1 | 36 | Sigma-Aldrich | CLS6120P50-24EA | https://www.sigmaaldrich.com/LT/en
Z763535-1EA | MAGIC CLAMP(TM) MAGNETIC CLAMP, HOLDS 2& | 1X1EA | 1 | 85 | Sigma-Aldrich | Z763535-1EA | https://www.sigmaaldrich.com/LT/en
CLS4985P500-6EA | CORNING(R) NARROW MOUTH ERLENMEYER FLAS& | 1X6EA | 1 | 73 | Sigma-Aldrich | CLS4985P500-6EA | https://www.sigmaaldrich.com/LT/en
CLS285518-1000EA | CORNING(R) COVER GLASS, NO. 2, BOROSILI& | 1X1000EA | 1 | 100 | Sigma-Aldrich | CLS285518-1000EA | https://www.sigmaaldrich.com/LT/en
Z764094-6EA | MICROTISSUES(R) 3D PETRI DISH(R) MICRO-& | 1X6EA | 1 | 606 | Sigma-Aldrich | Z764094-6EA | https://www.sigmaaldrich.com/LT/en
Z763195-45EA | NEW ICE, ICE PACKS, 45EA | 1X45EA | 1 | 16 | Sigma-Aldrich | Z763195-45EA | https://www.sigmaaldrich.com/LT/en
Z764086-6EA | MICROTISSUES(R) 3D PETRI DISH(R) MICRO-& | 1X6EA | 1 | 606 | Sigma-Aldrich | Z764086-6EA | https://www.sigmaaldrich.com/LT/en
Z764078-6EA | MICROTISSUES(R) 3D PETRI DISH(R) MICRO-& | 1X6EA | 1 | 606 | Sigma-Aldrich | Z764078-6EA | https://www.sigmaaldrich.com/LT/en
Z764000-6EA | MICROTISSUES(R) 3D PETRI DISH(R) MICRO-& | 1X6EA | 1 | 606 | Sigma-Aldrich | Z764000-6EA | https://www.sigmaaldrich.com/LT/en
Z764124-1EA | KDS ADAGIO SYRINGE PUMP SOFTWARE, WORKS& | 1X1EA | 1 | 508 | Sigma-Aldrich | Z764124-1EA | https://www.sigmaaldrich.com/LT/en
Z763136-8EA | PRISM(TM) CENTRIFUGE ADAPTERS FOR 0.4 M& | 1X8EA | 1 | 57 | Sigma-Aldrich | Z763136-8EA | https://www.sigmaaldrich.com/LT/en
CLS1300P250-12EA | CORNING(R) NARROW MOUTH WASH BOTTLE, & | 1X12EA | 1 | 76 | Sigma-Aldrich | CLS1300P250-12EA | https://www.sigmaaldrich.com/LT/en
Z763675-300EA | NUNC(R) CRYOTUBES(R) CRYOGENIC VIAL, 4.& | 1X300EA | 1 | 206 | Sigma-Aldrich | Z763675-300EA | https://www.sigmaaldrich.com/LT/en
CLS1300P1L-12EA | CORNING(R) NARROW MOUTH WASH BOTTLE, RE& | 1X12EA | 1 | 135 | Sigma-Aldrich | CLS1300P1L-12EA | https://www.sigmaaldrich.com/LT/en
CLS1500P1L-10EA | CORNING(R) NARROW MOUTH REAGENT BOTTLE& | 1X10EA | 1 | 132 | Sigma-Aldrich | CLS1500P1L-10EA | https://www.sigmaaldrich.com/LT/en
CLS2980244-1000EA | CORNING(R) COVER GLASS, NO. 1 1/2, BORO& | 1X1000EA | 1 | 278 | Sigma-Aldrich | CLS2980244-1000EA | https://www.sigmaaldrich.com/LT/en
Z763500-1EA | MAGIC CLAMP(TM) MAGNETIC CLAMP, HOLDS 2& | 1X1EA | 1 | 43 | Sigma-Aldrich | Z763500-1EA | https://www.sigmaaldrich.com/LT/en
Z115495-2EA | PROTECTIVE LAB-LABELING SYSTEM TAPE W 1& | 1X2EA | 1 | 65 | Sigma-Aldrich | Z115495-2EA | https://www.sigmaaldrich.com/LT/en
CLS6120P120-12EA | CORNING(R) PLAIN FUNNEL, REUSABLE, DIAM& | 1X12EA | 1 | 44 | Sigma-Aldrich | CLS6120P120-12EA | https://www.sigmaaldrich.com/LT/en
Z764116-8EA | MICROTISSUES(R) 3D PETRI DISH(R) MICRO-& | 1X8EA | 1 | 606 | Sigma-Aldrich | Z764116-8EA | https://www.sigmaaldrich.com/LT/en
CLS431417-500EA | CORNING(R) CRYOGENIC VIAL WITH WASHER, & | 1X500EA | 1 | 409 | Sigma-Aldrich | CLS431417-500EA | https://www.sigmaaldrich.com/LT/en
Z764051-6EA | MICROTISSUES(R) 3D PETRI DISH(R) MICRO-& | 1X6EA | 1 | 606 | Sigma-Aldrich | Z764051-6EA | https://www.sigmaaldrich.com/LT/en
CLS4985P50-6EA | CORNING(R) NARROW MOUTH ERLENMEYER FLAS& | 1X6EA | 1 | 44 | Sigma-Aldrich | CLS4985P50-6EA | https://www.sigmaaldrich.com/LT/en
CLS431530-24EA | CORNING(R) SQUARE PET STORAGE BOTTLE, C& | 1X24EA | 1 | 147 | Sigma-Aldrich | CLS431530-24EA | https://www.sigmaaldrich.com/LT/en
Z763616-1EA | INCU-SHAKER(TM) MINI DEDICATED PLATFORM& | 1X1EA | 1 | 609 | Sigma-Aldrich | Z763616-1EA | https://www.sigmaaldrich.com/LT/en
Z763667-500EA | NUNC(R) CRYOTUBES(R) CRYOGENIC VIAL, 1.& | 1X500EA | 1 | 307 | Sigma-Aldrich | Z763667-500EA | https://www.sigmaaldrich.com/LT/en
Z763675-1200EA | NUNC(R) CRYOTUBES(R) CRYOGENIC VIAL, 4.& | 1X1200EA | 1 | 742 | Sigma-Aldrich | Z763675-1200EA | https://www.sigmaaldrich.com/LT/en
Z763330-1EA | MYTEMP(TM) MINI DIGITAL INCUBATOR, WITH& | 1X1EA | 1 | 599 | Sigma-Aldrich | Z763330-1EA | https://www.sigmaaldrich.com/LT/en
Z764108-6EA | MICROTISSUES(R) 3D PETRI DISH(R) MICRO-& | 1X6EA | 1 | 606 | Sigma-Aldrich | Z764108-6EA | https://www.sigmaaldrich.com/LT/en
CLS431418-500EA | CORNING(R) CRYOGENIC VIAL WITH WASHER, & | 1X500EA | 1 | 409 | Sigma-Aldrich | CLS431418-500EA | https://www.sigmaaldrich.com/LT/en
CLS2980243-1000EA | CORNING(R) COVER GLASS, NO. 1 1/2, BORO& | 1X1000EA | 1 | 210 | Sigma-Aldrich | CLS2980243-1000EA | https://www.sigmaaldrich.com/LT/en
CLS2980225-1000EA | CORNING(R) COVER GLASS, NO. 1 1/2, BORO& | 1X1000EA | 1 | 323 | Sigma-Aldrich | CLS2980225-1000EA | https://www.sigmaaldrich.com/LT/en
CLS6120P150-12EA | CORNING(R) PLAIN FUNNEL, REUSABLE, DIAM& | 1X12EA | 1 | 60 | Sigma-Aldrich | CLS6120P150-12EA | https://www.sigmaaldrich.com/LT/en
Z763586-1EA | INCU-SHAKER(TM) UNIVERSAL SPRING PLATFO& | 1X1EA | 1 | 635 | Sigma-Aldrich | Z763586-1EA | https://www.sigmaaldrich.com/LT/en
CLS2980246-1000EA | CORNING(R) COVER GLASS, NO. 1 1/2, BORO& | 1X1000EA | 1 | 415 | Sigma-Aldrich | CLS2980246-1000EA | https://www.sigmaaldrich.com/LT/en
CLS2975243-1000EA | CORNING(R) COVER GLASS, NO. 1, BOROSILI& | 1X1000EA | 1 | 173 | Sigma-Aldrich | CLS2975243-1000EA | https://www.sigmaaldrich.com/LT/en
CLS431419-500EA | CORNING(R) CRYOGENIC VIAL WITH WASHER, & | 1X500EA | 1 | 409 | Sigma-Aldrich | CLS431419-500EA | https://www.sigmaaldrich.com/LT/en
Z764027-6EA | MICROTISSUES(R) 3D PETRI DISH(R) MICRO-& | 1X6EA | 1 | 606 | Sigma-Aldrich | Z764027-6EA | https://www.sigmaaldrich.com/LT/en
CLS6784-1EA | CORNING(R) LSE(TM) DIGITAL WATER BATH, & | 1X1EA | 1 | 899 | Sigma-Aldrich | CLS6784-1EA | https://www.sigmaaldrich.com/LT/en
Z743892-4X768EA | ART(R) SOFTFIT L RELOAD SYSTEM(TM), PUR& | 4X768EA | 1 | 268 | Sigma-Aldrich | Z743892-4X768EA | https://www.sigmaaldrich.com/LT/en
Z743769-5X960EA | ART(R) LOW RETENTION SOFTFIT L RELOAD S& | 5X960EA | 1 | 665 | Sigma-Aldrich | Z743769-5X960EA | https://www.sigmaaldrich.com/LT/en
Z743512-750EA | DIRECT THERMAL XYLENE RESISTANT TAGS, R& | 1X750EA | 1 | 54 | Sigma-Aldrich | Z743512-750EA | https://www.sigmaaldrich.com/LT/en
Z743560-1000EA | WETGRIP LABELS, WHITE, L X W 1.50 IN X& | 1X1000EA | 1 | 44 | Sigma-Aldrich | Z743560-1000EA | https://www.sigmaaldrich.com/LT/en
Z743511-1000EA | DIRECT THERMAL XYLENE RESISTANT TAGS, R& | 1X1000EA | 1 | 47 | Sigma-Aldrich | Z743511-1000EA | https://www.sigmaaldrich.com/LT/en
Z743676-1000EA | TOUGH-TAGS(TM) MICROCENTRIFUGE TUBE LAB& | 1X1000EA | 1 | 46 | Sigma-Aldrich | Z743676-1000EA | https://www.sigmaaldrich.com/LT/en
Z743669-1000EA | TOUGH-TAGS(TM) MICROCENTRIFUGE TUBE LAB& | 1X1000EA | 1 | 46 | Sigma-Aldrich | Z743669-1000EA | https://www.sigmaaldrich.com/LT/en
Z743896-4X768EA | ART(R) SOFTFIT L RELOAD SYSTEM(TM), PUR& | 4X768EA | 1 | 268 | Sigma-Aldrich | Z743896-4X768EA | https://www.sigmaaldrich.com/LT/en
Z743883-4X768EA | ART(R) SOFTFIT L RELOAD SYSTEM(TM), HLT& | 4X768EA | 1 | 181 | Sigma-Aldrich | Z743883-4X768EA | https://www.sigmaaldrich.com/LT/en
Z743576-500EA | SPEEDY-FOIL(TM), ALUMINIUM SQUARES INTE& | 1X500EA | 1 | 38 | Sigma-Aldrich | Z743576-500EA | https://www.sigmaaldrich.com/LT/en
Z743565-1EA | PETRI-SEAL(TM) SEALING FILM FOR MICROPL& | 1X1EA | 1 | 38 | Sigma-Aldrich | Z743565-1EA | https://www.sigmaaldrich.com/LT/en
Z743668-1000EA | TOUGH-TAGS(TM) MICROCENTRIFUGE TUBE LAB& | 1X1000EA | 1 | 39 | Sigma-Aldrich | Z743668-1000EA | https://www.sigmaaldrich.com/LT/en
Z743515-2380EA | LASER WETGRIP LABELS, WHITE, L X W 0.94& | 1X2380EA | 1 | 88 | Sigma-Aldrich | Z743515-2380EA | https://www.sigmaaldrich.com/LT/en
Z743894-4X768EA | ART(R) SOFTFIT L RELOAD SYSTEM(TM), PUR& | 4X768EA | 1 | 239 | Sigma-Aldrich | Z743894-4X768EA | https://www.sigmaaldrich.com/LT/en
Z743506-750EA | DIRECT THERMAL WETGRIP LABELS, WHITE, L& | 1X750EA | 1 | 65 | Sigma-Aldrich | Z743506-750EA | https://www.sigmaaldrich.com/LT/en
Z743564-1EA | PETRI-SEAL(TM) SEALING FILM FOR MICROPL& | 1X1EA | 1 | 38 | Sigma-Aldrich | Z743564-1EA | https://www.sigmaaldrich.com/LT/en
Z743647-1500EA | LASER TOUGH-TAGS(TM), WHITE, L X W 1.50& | 1X1500EA | 1 | 84 | Sigma-Aldrich | Z743647-1500EA | https://www.sigmaaldrich.com/LT/en
Z743766-5X960EA | ART(R) LOW RETENTION SOFTFIT L RELOAD S& | 5X960EA | 1 | 340 | Sigma-Aldrich | Z743766-5X960EA | https://www.sigmaaldrich.com/LT/en
Z743563-1EA | PETRI-SEAL(TM) SEALING FILM FOR MICROPL& | 1X1EA | 1 | 38 | Sigma-Aldrich | Z743563-1EA | https://www.sigmaaldrich.com/LT/en
Z743679-1000EA | TOUGH-TAGS(TM) MICROCENTRIFUGE TUBE LAB& | 1X1000EA | 1 | 61 | Sigma-Aldrich | Z743679-1000EA | https://www.sigmaaldrich.com/LT/en
Z743685-1EA | WASH-N-DRY(TM) COVERSLIP RACK, XL, BLUE& | 1X1EA | 1 | 75 | Sigma-Aldrich | Z743685-1EA | https://www.sigmaaldrich.com/LT/en
Z743765-5X960EA | ART(R) LOW RETENTION SOFTFIT L RELOAD S& | 5X960EA | 1 | 351 | Sigma-Aldrich | Z743765-5X960EA | https://www.sigmaaldrich.com/LT/en
Z743504-1000EA | DIRECT THERMAL WETGRIP LABELS, TAG AND & | 1X1000EA | 1 | 78 | Sigma-Aldrich | Z743504-1000EA | https://www.sigmaaldrich.com/LT/en
Z743513-750EA | DIRECT THERMAL XYLENE RESISTANT TAGS, R& | 1X750EA | 1 | 47 | Sigma-Aldrich | Z743513-750EA | https://www.sigmaaldrich.com/LT/en
Z743516-1700EA | LASER WETGRIP LABELS, WHITE, L X W 1.28* | 1X1700EA | 1 | 88 | Sigma-Aldrich | Z743516-1700EA | https://www.sigmaaldrich.com/LT/en
Z743366-4000EA | DIRECT THERMAL CRYO-TAGS(R), CRYO-SPOT,& | 1X4000EA | 1 | 84 | Sigma-Aldrich | Z743366-4000EA | https://www.sigmaaldrich.com/LT/en
Z743687-1EA | WASH-N-DRY(TM) COVERSLIP RACK, YELLOW, & | 1X1EA | 1 | 38 | Sigma-Aldrich | Z743687-1EA | https://www.sigmaaldrich.com/LT/en
Z743509-1000EA | DIRECT THERMAL WETGRIP LABELS, WHITE, S& | 1X1000EA | 1 | 87 | Sigma-Aldrich | Z743509-1000EA | https://www.sigmaaldrich.com/LT/en
Z743637-1500EA | LASER TOUGH-TAGS(TM), GREEN, L X W 1.50& | 1X1500EA | 1 | 84 | Sigma-Aldrich | Z743637-1500EA | https://www.sigmaaldrich.com/LT/en
Z743477-1EA | ALUMINIUM COOLING/HEATING BLOCK, FOR 0.& | 1X1EA | 1 | 235 | Sigma-Aldrich | Z743477-1EA | https://www.sigmaaldrich.com/LT/en
Z743572-36EA | PETRISTICKERS(TM), 50-SQUARE GRID FORMA& | 1X36EA | 1 | 23 | Sigma-Aldrich | Z743572-36EA | https://www.sigmaaldrich.com/LT/en
Z743581-50EA | TITER TOPS(R) SEALING FILM FOR MICROPLA& | 1X50EA | 1 | 45 | Sigma-Aldrich | Z743581-50EA | https://www.sigmaaldrich.com/LT/en
Z742780-100EA | SMARTPANS(TM) CAHN STYLE ALUMINIUM WEI& | 1X100EA | 1 | 374 | Sigma-Aldrich | Z742780-100EA | https://www.sigmaaldrich.com/LT/en
Z743902-5X960EA | ART(R) SOFTFIT L RELOAD SYSTEM(TM), PUR& | 5X960EA | 1 | 367 | Sigma-Aldrich | Z743902-5X960EA | https://www.sigmaaldrich.com/LT/en
Z743573-36EA | PETRISTICKERS(TM), 6-SECTOR PIE FORMAT& | 1X36EA | 1 | 23 | Sigma-Aldrich | Z743573-36EA | https://www.sigmaaldrich.com/LT/en
Z743750-5X960EA | ART(R) LOW RETENTION SOFTFIT L RELOAD S& | 5X960EA | 1 | 301 | Sigma-Aldrich | Z743750-5X960EA | https://www.sigmaaldrich.com/LT/en
Z743912-5X10EA | ART(R) SOFTFIT L RELOAD SYSTEM(TM) EMPT& | 5X10EA | 1 | 155 | Sigma-Aldrich | Z743912-5X10EA | https://www.sigmaaldrich.com/LT/en
Z743594-1000EA | TOUGH-SPOTS(R), DIAM 1/2 IN, MAROON& | 1X1000EA | 1 | 33 | Sigma-Aldrich | Z743594-1000EA | https://www.sigmaaldrich.com/LT/en
Z743553-1000EA | THERMAL TRANSFER LABELS, XYLENE RESISTA& | 1X1000EA | 1 | 93 | Sigma-Aldrich | Z743553-1000EA | https://www.sigmaaldrich.com/LT/en
Z743667-1500EA | TOUGH-TAGS(TM) FOR PCR TUBES, TEENY, WH& | 1X1500EA | 1 | 39 | Sigma-Aldrich | Z743667-1500EA | https://www.sigmaaldrich.com/LT/en
Z743640-2125EA | LASER TOUGH-TAGS(TM), ORANGE, L X W 1.2& | 1X2125EA | 1 | 84 | Sigma-Aldrich | Z743640-2125EA | https://www.sigmaaldrich.com/LT/en
Z743487-1EA | ALUMINIUM COOLING/HEATING BLOCK, FOR 38& | 1X1EA | 1 | 390 | Sigma-Aldrich | Z743487-1EA | https://www.sigmaaldrich.com/LT/en
Z743768-5X960EA | ART(R) LOW RETENTION SOFTFIT L RELOAD S& | 5X960EA | 1 | 660 | Sigma-Aldrich | Z743768-5X960EA | https://www.sigmaaldrich.com/LT/en
Z743574-36EA | PETRISTICKERS(TM), 70-SQUARE GRID FORMA& | 1X36EA | 1 | 23 | Sigma-Aldrich | Z743574-36EA | https://www.sigmaaldrich.com/LT/en
Z743677-1000EA | TOUGH-TAGS(TM) MICROCENTRIFUGE TUBE LAB& | 1X1000EA | 1 | 39 | Sigma-Aldrich | Z743677-1000EA | https://www.sigmaaldrich.com/LT/en
Z743474-1EA | ALUMINIUM COOLING/HEATING BLOCK, FOR 0.& | 1X1EA | 1 | 235 | Sigma-Aldrich | Z743474-1EA | https://www.sigmaaldrich.com/LT/en
Z743752-5X960EA | ART(R) LOW RETENTION SOFTFIT L RELOAD S& | 5X960EA | 1 | 254 | Sigma-Aldrich | Z743752-5X960EA | https://www.sigmaaldrich.com/LT/en
Z743684-1EA | WASH-N-DRY(TM) COVERSLIP RACK, BLUE, HO& | 1X1EA | 1 | 38 | Sigma-Aldrich | Z743684-1EA | https://www.sigmaaldrich.com/LT/en
Z743499-1EA | BENCHTOP CRYO STATION, CRYO-DIPPER& | 1X1EA | 1 | 180 | Sigma-Aldrich | Z743499-1EA | https://www.sigmaaldrich.com/LT/en
Z743671-1000EA | TOUGH-TAGS(TM) MICROCENTRIFUGE TUBE LAB& | 1X1000EA | 1 | 46 | Sigma-Aldrich | Z743671-1000EA | https://www.sigmaaldrich.com/LT/en
Z743770-4X768EA | ART(R) LOW RETENTION SOFTFIT L RELOAD S& | 4X768EA | 1 | 182 | Sigma-Aldrich | Z743770-4X768EA | https://www.sigmaaldrich.com/LT/en
Z743663-2000EA | THERMAL TRANSFER TOUGH-TAGS(TM), WHITE,& | 1X2000EA | 1 | 107 | Sigma-Aldrich | Z743663-2000EA | https://www.sigmaaldrich.com/LT/en
Z743757-4X768EA | ART(R) LOW RETENTION SOFTFIT L RELOAD S& | 4X768EA | 1 | 246 | Sigma-Aldrich | Z743757-4X768EA | https://www.sigmaaldrich.com/LT/en
Z743514-2400EA | LASER WETGRIP LABELS, WHITE, L X W 0.87& | 1X2400EA | 1 | 88 | Sigma-Aldrich | Z743514-2400EA | https://www.sigmaaldrich.com/LT/en
Z743670-1000EA | TOUGH-TAGS(TM) MICROCENTRIFUGE TUBE LAB& | 1X1000EA | 1 | 39 | Sigma-Aldrich | Z743670-1000EA | https://www.sigmaaldrich.com/LT/en
Z743672-3200EA | LASER TOUGH-TAGS(TM) MICROCENTRIFUGE TU& | 1X3200EA | 1 | 78 | Sigma-Aldrich | Z743672-3200EA | https://www.sigmaaldrich.com/LT/en
Z743673-2520EA | LASER TOUGH-TAGS(TM) MICROCENTRIFUGE TU& | 1X2520EA | 1 | 78 | Sigma-Aldrich | Z743673-2520EA | https://www.sigmaaldrich.com/LT/en
Z743559-1000EA | WETGRIP LABELS, WHITE, L X W 1.28 IN X& | 1X1000EA | 1 | 46 | Sigma-Aldrich | Z743559-1000EA | https://www.sigmaaldrich.com/LT/en
Z743459-4000EA | THERMAL TRANSFER CRYO-TAGS(R), WHITE, L& | 1X4000EA | 1 | 257 | Sigma-Aldrich | Z743459-4000EA | https://www.sigmaaldrich.com/LT/en
Z743490-1EA | ALUMINIUM COOLING/HEATING BLOCK, FOR 5 & | 1X1EA | 1 | 251 | Sigma-Aldrich | Z743490-1EA | https://www.sigmaaldrich.com/LT/en
Z743664-4000EA | THERMAL TRANSFER TOUGH-TAGS(TM), WHITE,& | 1X4000EA | 1 | 210 | Sigma-Aldrich | Z743664-4000EA | https://www.sigmaaldrich.com/LT/en
Z743383-750EA | DIRECT THERMAL CRYO-TAGS(R), ORANGE, L & | 1X750EA | 1 | 55 | Sigma-Aldrich | Z743383-750EA | https://www.sigmaaldrich.com/LT/en
Z743756-4X768EA | ART(R) LOW RETENTION SOFTFIT L RELOAD S& | 4X768EA | 1 | 244 | Sigma-Aldrich | Z743756-4X768EA | https://www.sigmaaldrich.com/LT/en
Z743681-1000EA | TOUGH-TAGS(TM) MICROCENTRIFUGE TUBE LAB& | 1X1000EA | 1 | 46 | Sigma-Aldrich | Z743681-1000EA | https://www.sigmaaldrich.com/LT/en
Z743498-1EA | BENCHTOP CRYO STATION, 1 L& | 1X1EA | 1 | 74 | Sigma-Aldrich | Z743498-1EA | https://www.sigmaaldrich.com/LT/en
Z743888-5X960EA | ART(R) SOFTFIT L RELOAD SYSTEM(TM), HLT& | 5X960EA | 1 | 273 | Sigma-Aldrich | Z743888-5X960EA | https://www.sigmaaldrich.com/LT/en
Z743897-5X960EA | ART(R) SOFTFIT L RELOAD SYSTEM(TM), PUR& | 5X960EA | 1 | 347 | Sigma-Aldrich | Z743897-5X960EA | https://www.sigmaaldrich.com/LT/en
Z743475-1EA | ALUMINIUM COOLING/HEATING BLOCK, FOR 0.& | 1X1EA | 1 | 235 | Sigma-Aldrich | Z743475-1EA | https://www.sigmaaldrich.com/LT/en
Z743580-500EA | SPEEDY-FOIL(TM), L X W 5 IN X 5 IN& | 1X500EA | 1 | 44 | Sigma-Aldrich | Z743580-500EA | https://www.sigmaaldrich.com/LT/en
Z743898-4X768EA | ART(R) SOFTFIT L RELOAD SYSTEM(TM), PUR& | 4X768EA | 1 | 247 | Sigma-Aldrich | Z743898-4X768EA | https://www.sigmaaldrich.com/LT/en
Z743903-5X960EA | ART(R) SOFTFIT L RELOAD SYSTEM(TM), PUR& | 5X960EA | 1 | 326 | Sigma-Aldrich | Z743903-5X960EA | https://www.sigmaaldrich.com/LT/en
Z743566-1EA | PETRI-SEAL(TM) SEALING FILM FOR MICROPL& | 1X1EA | 1 | 38 | Sigma-Aldrich | Z743566-1EA | https://www.sigmaaldrich.com/LT/en
Z743629-1600EA | LASER TOUGH-TAGS(TM), CLEAR, L X W 1.50& | 1X1600EA | 1 | 86 | Sigma-Aldrich | Z743629-1600EA | https://www.sigmaaldrich.com/LT/en
Z743463-4000EA | THERMAL TRANSFER CRYO-TAGS(R), WHITE, L& | 1X4000EA | 1 | 184 | Sigma-Aldrich | Z743463-4000EA | https://www.sigmaaldrich.com/LT/en
Z743893-4X768EA | ART(R) SOFTFIT L RELOAD SYSTEM(TM), PUR& | 4X768EA | 1 | 259 | Sigma-Aldrich | Z743893-4X768EA | https://www.sigmaaldrich.com/LT/en
Z743889-5X960EA | ART(R) SOFTFIT L RELOAD SYSTEM(TM), HLT& | 5X960EA | 1 | 233 | Sigma-Aldrich | Z743889-5X960EA | https://www.sigmaaldrich.com/LT/en
Z743536-2EA | RICHTER ANTI-VIBRATION PADS, L X W 8.5& | 1X2EA | 1 | 45 | Sigma-Aldrich | Z743536-2EA | https://www.sigmaaldrich.com/LT/en
Z743683-1000EA | TOUGH-TAGS(TM), SIDEWALL, WHITE, L X W,& | 1X1000EA | 1 | 39 | Sigma-Aldrich | Z743683-1000EA | https://www.sigmaaldrich.com/LT/en
Z743460-4000EA | THERMAL TRANSFER CRYO-TAGS(R), WHITE, L& | 1X4000EA | 1 | 340 | Sigma-Aldrich | Z743460-4000EA | https://www.sigmaaldrich.com/LT/en
Z743570-36EA | PETRISTICKERS(TM), 16-SECTOR PIE FORMAT& | 1X36EA | 1 | 23 | Sigma-Aldrich | Z743570-36EA | https://www.sigmaaldrich.com/LT/en
Z743911-4X8EA | ART(R) SOFTFIT L RELOAD SYSTEM(TM) EMPT& | 4X8EA | 1 | 108 | Sigma-Aldrich | Z743911-4X8EA | https://www.sigmaaldrich.com/LT/en
Z743578-500EA | SPEEDY-FOIL(TM), ALUMINIUM SQUARES INTE& | 1X500EA | 1 | 44 | Sigma-Aldrich | Z743578-500EA | https://www.sigmaaldrich.com/LT/en
Z743767-4X768EA | ART(R) LOW RETENTION SOFTFIT L RELOAD S& | 4X768EA | 1 | 526 | Sigma-Aldrich | Z743767-4X768EA | https://www.sigmaaldrich.com/LT/en
Z743510-1000EA | DIRECT THERMAL XYLENE RESISTANT TAGS, R& | 1X1000EA | 1 | 65 | Sigma-Aldrich | Z743510-1000EA | https://www.sigmaaldrich.com/LT/en
Z743571-36EA | PETRISTICKERS(TM), 32-SQUARE GRID FORMA& | 1X36EA | 1 | 23 | Sigma-Aldrich | Z743571-36EA | https://www.sigmaaldrich.com/LT/en
Z743659-4000EA | THERMAL TRANSFER TOUGH-TAGS(TM), WHITE,& | 1X4000EA | 1 | 184 | Sigma-Aldrich | Z743659-4000EA | https://www.sigmaaldrich.com/LT/en
Z743904-5X960EA | ART(R) SOFTFIT L RELOAD SYSTEM(TM), PUR& | 5X960EA | 1 | 326 | Sigma-Aldrich | Z743904-5X960EA | https://www.sigmaaldrich.com/LT/en
Z743900-5X960EA | ART(R) SOFTFIT L RELOAD SYSTEM(TM), PUR& | 5X960EA | 1 | 326 | Sigma-Aldrich | Z743900-5X960EA | https://www.sigmaaldrich.com/LT/en
Z743905-5X960EA | ART(R) SOFTFIT L RELOAD SYSTEM(TM), PUR& | 5X960EA | 1 | 357 | Sigma-Aldrich | Z743905-5X960EA | https://www.sigmaaldrich.com/LT/en
Z743656-4000EA | THERMAL TRANSFER TOUGH-TAGS(TM), WHITE,& | 1X4000EA | 1 | 210 | Sigma-Aldrich | Z743656-4000EA | https://www.sigmaaldrich.com/LT/en
Z743561-1EA | WRITE PROTECT TAPE, CLEAR, ROLL, L X W& | 1X1EA | 1 | 32 | Sigma-Aldrich | Z743561-1EA | https://www.sigmaaldrich.com/LT/en
Z743492-1EA | ALUMINIUM COOLING/HEATING BLOCK, FOR 50& | 1X1EA | 1 | 228 | Sigma-Aldrich | Z743492-1EA | https://www.sigmaaldrich.com/LT/en
Z743890-5X960EA | ART(R) SOFTFIT L RELOAD SYSTEM(TM), HLT& | 5X960EA | 1 | 233 | Sigma-Aldrich | Z743890-5X960EA | https://www.sigmaaldrich.com/LT/en
Z743641-1500EA | LASER TOUGH-TAGS(TM), ORANGE, L X W 1.5& | 1X1500EA | 1 | 84 | Sigma-Aldrich | Z743641-1500EA | https://www.sigmaaldrich.com/LT/en
Z743913-4X768EA | ART(R) SOFTFIT L RELOAD SYSTEM(TM) HLT & | 4X768EA | 1 | 204 | Sigma-Aldrich | Z743913-4X768EA | https://www.sigmaaldrich.com/LT/en
Z743507-750EA | DIRECT THERMAL WETGRIP LABELS, WHITE, L& | 1X750EA | 1 | 59 | Sigma-Aldrich | Z743507-750EA | https://www.sigmaaldrich.com/LT/en
Z743662-2000EA | THERMAL TRANSFER TOUGH-TAGS(TM), WHITE,& | 1X2000EA | 1 | 217 | Sigma-Aldrich | Z743662-2000EA | https://www.sigmaaldrich.com/LT/en
Z743891-5X960EA | ART(R) SOFTFIT L RELOAD SYSTEM(TM), HLT& | 5X960EA | 1 | 273 | Sigma-Aldrich | Z743891-5X960EA | https://www.sigmaaldrich.com/LT/en
Z742778-20EA | SMARTPANS(TM) CAHN STYLE ALUMINIUM WEIG& | 1X20EA | 1 | 99 | Sigma-Aldrich | Z742778-20EA | https://www.sigmaaldrich.com/LT/en
Z743454-4000EA | THERMAL TRANSFER CRYO-TAGS(R), WHITE, L& | 1X4000EA | 1 | 184 | Sigma-Aldrich | Z743454-4000EA | https://www.sigmaaldrich.com/LT/en
Z743899-5X960EA | ART(R) SOFTFIT L RELOAD SYSTEM(TM), PUR& | 5X960EA | 1 | 367 | Sigma-Aldrich | Z743899-5X960EA | https://www.sigmaaldrich.com/LT/en
Z743635-2975EA | LASER TOUGH-TAGS(TM), GREEN, L X W 0.94& | 1X2975EA | 1 | 84 | Sigma-Aldrich | Z743635-2975EA | https://www.sigmaaldrich.com/LT/en
Z743661-4000EA | THERMAL TRANSFER TOUGH-TAGS(TM), WHITE,& | 1X4000EA | 1 | 364 | Sigma-Aldrich | Z743661-4000EA | https://www.sigmaaldrich.com/LT/en
Z743686-1EA | WASH-N-DRY(TM) COVERSLIP RACK, XL, YELL& | 1X1EA | 1 | 75 | Sigma-Aldrich | Z743686-1EA | https://www.sigmaaldrich.com/LT/en
Z743633-2400EA | LASER TOUGH-TAGS(TM), FOR MICROSCOPE SL& | 1X2400EA | 1 | 84 | Sigma-Aldrich | Z743633-2400EA | https://www.sigmaaldrich.com/LT/en
Z743881-4X768EA | ART(R) SOFTFIT L RELOAD SYSTEM(TM), HLT& | 4X768EA | 1 | 204 | Sigma-Aldrich | Z743881-4X768EA | https://www.sigmaaldrich.com/LT/en
Z743882-4X768EA | ART(R) SOFTFIT L RELOAD SYSTEM(TM), HLT& | 4X768EA | 1 | 203 | Sigma-Aldrich | Z743882-4X768EA | https://www.sigmaaldrich.com/LT/en
Z743884-5X960EA | ART(R) SOFTFIT L RELOAD SYSTEM(TM), HLT& | 5X960EA | 1 | 273 | Sigma-Aldrich | Z743884-5X960EA | https://www.sigmaaldrich.com/LT/en
Z743762-5X960EA | ART(R) LOW RETENTION SOFTFIT L RELOAD S& | 5X960EA | 1 | 364 | Sigma-Aldrich | Z743762-5X960EA | https://www.sigmaaldrich.com/LT/en
Z743914-4X768EA | ART(R) SOFTFIT L RELOAD SYSTEM(TM) HLT & | 4X768EA | 1 | 174 | Sigma-Aldrich | Z743914-4X768EA | https://www.sigmaaldrich.com/LT/en
Z743625-2125EA | LASER TOUGH-TAGS(TM), BLUE, L X W 1.28 & | 1X2125EA | 1 | 84 | Sigma-Aldrich | Z743625-2125EA | https://www.sigmaaldrich.com/LT/en
Z743678-1000EA | TOUGH-TAGS(TM) MICROCENTRIFUGE TUBE LAB& | 1X1000EA | 1 | 46 | Sigma-Aldrich | Z743678-1000EA | https://www.sigmaaldrich.com/LT/en
Z743675-1000EA | TOUGH-TAGS(TM) MICROCENTRIFUGE TUBE LAB& | 1X1000EA | 1 | 39 | Sigma-Aldrich | Z743675-1000EA | https://www.sigmaaldrich.com/LT/en
Z743751-5X960EA | ART(R) LOW RETENTION SOFTFIT L RELOAD S& | 5X960EA | 1 | 302 | Sigma-Aldrich | Z743751-5X960EA | https://www.sigmaaldrich.com/LT/en
Z743654-4000EA | THERMAL TRANSFER TOUGH-TAGS(TM), WHITE,& | 1X4000EA | 1 | 193 | Sigma-Aldrich | Z743654-4000EA | https://www.sigmaaldrich.com/LT/en
Z743480-1EA | ALUMINIUM COOLING/HEATING BLOCK, FOR 1.& | 1X1EA | 1 | 215 | Sigma-Aldrich | Z743480-1EA | https://www.sigmaaldrich.com/LT/en
Z743481-1EA | ALUMINIUM COOLING/HEATING BLOCK, FOR 1.& | 1X1EA | 1 | 378 | Sigma-Aldrich | Z743481-1EA | https://www.sigmaaldrich.com/LT/en
Z743653-2000EA | THERMAL TRANSFER TOUGH-TAGS(TM), WHITE,& | 1X2000EA | 1 | 102 | Sigma-Aldrich | Z743653-2000EA | https://www.sigmaaldrich.com/LT/en
Z743628-1200EA | LASER TOUGH-TAGS(TM), CLEAR, L X W 1.5 & | 1X1200EA | 1 | 86 | Sigma-Aldrich | Z743628-1200EA | https://www.sigmaaldrich.com/LT/en
Z743557-1EA | WELL PLATE STANDS, ADJUSTABLE, SINGLE P& | 1X1EA | 1 | 99 | Sigma-Aldrich | Z743557-1EA | https://www.sigmaaldrich.com/LT/en
Z743493-1EA | ALUMINIUM COOLING/HEATING BLOCK, FOR FL& | 1X1EA | 1 | 228 | Sigma-Aldrich | Z743493-1EA | https://www.sigmaaldrich.com/LT/en
Z743632-2400EA | LASER TOUGH-TAGS(TM), FOR MICROSCOPE SL& | 1X2400EA | 1 | 84 | Sigma-Aldrich | Z743632-2400EA | https://www.sigmaaldrich.com/LT/en
Z743322-1EA | BRAYER FOR BREATHE-EASY(R) SEALING MEMB& | 1X1EA | 1 | 24 | Sigma-Aldrich | Z743322-1EA | https://www.sigmaaldrich.com/LT/en
Z743901-5X960EA | ART(R) SOFTFIT L RELOAD SYSTEM(TM), PUR& | 5X960EA | 1 | 357 | Sigma-Aldrich | Z743901-5X960EA | https://www.sigmaaldrich.com/LT/en
Z743575-36EA | PETRISTICKERS(TM), 8-SECTOR PIE FORMAT& | 1X36EA | 1 | 23 | Sigma-Aldrich | Z743575-36EA | https://www.sigmaaldrich.com/LT/en
Z743885-5X960EA | ART(R) SOFTFIT L RELOAD SYSTEM(TM), HLT& | 5X960EA | 1 | 272 | Sigma-Aldrich | Z743885-5X960EA | https://www.sigmaaldrich.com/LT/en
Z743497-1EA | ALUMINIUM COOLING/HEATING BLOCK, MINI, & | 1X1EA | 1 | 180 | Sigma-Aldrich | Z743497-1EA | https://www.sigmaaldrich.com/LT/en
Z743655-2000EA | THERMAL TRANSFER TOUGH-TAGS(TM), WHITE,& | 1X2000EA | 1 | 107 | Sigma-Aldrich | Z743655-2000EA | https://www.sigmaaldrich.com/LT/en
Z743680-1000EA | TOUGH-TAGS(TM) MICROCENTRIFUGE TUBE LAB& | 1X1000EA | 1 | 39 | Sigma-Aldrich | Z743680-1000EA | https://www.sigmaaldrich.com/LT/en
Z743754-5X960EA | ART(R) LOW RETENTION SOFTFIT L RELOAD S& | 5X960EA | 1 | 302 | Sigma-Aldrich | Z743754-5X960EA | https://www.sigmaaldrich.com/LT/en
Z743428-600EA | LASER CRYO-TAGS(R), RED, W X L 2.625 IN& | 1X600EA | 1 | 78 | Sigma-Aldrich | Z743428-600EA | https://www.sigmaaldrich.com/LT/en
Z743630-520EA | LASER TOUGH-TAGS(TM), CLEAR/WHITE SPLIT& | 1X520EA | 1 | 95 | Sigma-Aldrich | Z743630-520EA | https://www.sigmaaldrich.com/LT/en
Z743556-500EA | WASH-OFF LABELS, L X W 4 IN X 1 IN,& | 1X500EA | 1 | 125 | Sigma-Aldrich | Z743556-500EA | https://www.sigmaaldrich.com/LT/en
Z743501-100EA | BREATHE-EASIER BREATHABLE TUBE MEMBRANE& | 1X100EA | 1 | 47 | Sigma-Aldrich | Z743501-100EA | https://www.sigmaaldrich.com/LT/en
Z743886-5X960EA | ART(R) SOFTFIT L RELOAD SYSTEM(TM), HLT& | 5X960EA | 1 | 253 | Sigma-Aldrich | Z743886-5X960EA | https://www.sigmaaldrich.com/LT/en
Z743645-1500EA | LASER TOUGH-TAGS(TM), RED, L X W 1.50 I& | 1X1500EA | 1 | 84 | Sigma-Aldrich | Z743645-1500EA | https://www.sigmaaldrich.com/LT/en
Z743745-4X768EA | ART(R) LOW RETENTION SOFTFIT L RELOAD S& | 4X768EA | 1 | 182 | Sigma-Aldrich | Z743745-4X768EA | https://www.sigmaaldrich.com/LT/en
Z743642-2400EA | LASER TOUGH-TAGS(TM), RED, L X W 0.875 & | 1X2400EA | 1 | 84 | Sigma-Aldrich | Z743642-2400EA | https://www.sigmaaldrich.com/LT/en
Z743596-1000EA | TOUGH-SPOTS(R), DIAM 1/2 IN, SILVER, RO& | 1X1000EA | 1 | 33 | Sigma-Aldrich | Z743596-1000EA | https://www.sigmaaldrich.com/LT/en
Z743634-2400EA | LASER TOUGH-TAGS(TM), GREEN, L X W 0.87& | 1X2400EA | 1 | 84 | Sigma-Aldrich | Z743634-2400EA | https://www.sigmaaldrich.com/LT/en
Z743660-2000EA | THERMAL TRANSFER TOUGH-TAGS(TM), WHITE,& | 1X2000EA | 1 | 182 | Sigma-Aldrich | Z743660-2000EA | https://www.sigmaaldrich.com/LT/en
Z743579-500EA | SPEEDY-FOIL(TM), ALUMINUIM SQUARES INTE& | 1X500EA | 1 | 38 | Sigma-Aldrich | Z743579-500EA | https://www.sigmaaldrich.com/LT/en
Z743657-2000EA | THERMAL TRANSFER TOUGH-TAGS(TM), WHITE,& | 1X2000EA | 1 | 107 | Sigma-Aldrich | Z743657-2000EA | https://www.sigmaaldrich.com/LT/en
Z743505-1000EA | DIRECT THERMAL WETGRIP LABELS, WHITE, L& | 1X1000EA | 1 | 64 | Sigma-Aldrich | Z743505-1000EA | https://www.sigmaaldrich.com/LT/en
Z743761-5X960EA | ART(R) LOW RETENTION SOFTFIT L RELOAD S& | 5X960EA | 1 | 335 | Sigma-Aldrich | Z743761-5X960EA | https://www.sigmaaldrich.com/LT/en
Z764396-1EA | BRISKHEAT HEATING TAPE, SILICONE RUBBER& | 1X1EA | 1 | 306 | Sigma-Aldrich | Z764396-1EA | https://www.sigmaaldrich.com/LT/en
Z764329-1EA | BRISKHEAT HEATING TAPE, SILICONE RUBBER& | 1X1EA | 1 | 172 | Sigma-Aldrich | Z764329-1EA | https://www.sigmaaldrich.com/LT/en
Z764426-1EA | BRISKHEAT HEATING TAPE, SILICONE RUBBER& | 1X1EA | 1 | 316 | Sigma-Aldrich | Z764426-1EA | https://www.sigmaaldrich.com/LT/en
Z764361-1EA | BRISKHEAT HEATING TAPE, SILICONE RUBBER& | 1X1EA | 1 | 260 | Sigma-Aldrich | Z764361-1EA | https://www.sigmaaldrich.com/LT/en
Z764280-1EA | BRISKHEAT HEATING TAPE, FIBERGLASS, 1 I& | 1X1EA | 1 | 195 | Sigma-Aldrich | Z764280-1EA | https://www.sigmaaldrich.com/LT/en
Z764507-1EA | BRISKHEAT HEATING TAPE, CLOTH, DUAL-ELE& | 1X1EA | 1 | 182 | Sigma-Aldrich | Z764507-1EA | https://www.sigmaaldrich.com/LT/en
Z764345-1EA | BRISKHEAT HEATING TAPE, SILICONE RUBBER& | 1X1EA | 1 | 224 | Sigma-Aldrich | Z764345-1EA | https://www.sigmaaldrich.com/LT/en
Z764558-1EA | 2MAG BIOMIXCONTROL S, 110 V, US PLUG | 1X1EA | 1 | 1235 | Sigma-Aldrich | Z764558-1EA | https://www.sigmaaldrich.com/LT/en
Z764469-1EA | BRISKHEAT HEATING TAPE, CLOTH, DUAL-ELE& | 1X1EA | 1 | 141 | Sigma-Aldrich | Z764469-1EA | https://www.sigmaaldrich.com/LT/en
Z764248-1EA | BRISKHEAT HEATING TAPE, FIBERGLASS, 1 I& | 1X1EA | 1 | 142 | Sigma-Aldrich | Z764248-1EA | https://www.sigmaaldrich.com/LT/en
Z764302-1EA | BRISKHEAT HEATING TAPE, FIBERGLASS, 1 I& | 1X1EA | 1 | 211 | Sigma-Aldrich | Z764302-1EA | https://www.sigmaaldrich.com/LT/en
Z764264-1EA | BRISKHEAT HEATING TAPE, FIBERGLASS, 1 I& | 1X1EA | 1 | 172 | Sigma-Aldrich | Z764264-1EA | https://www.sigmaaldrich.com/LT/en
Z764485-1EA | BRISKHEAT HEATING TAPE, CLOTH, DUAL-ELE& | 1X1EA | 1 | 151 | Sigma-Aldrich | Z764485-1EA | https://www.sigmaaldrich.com/LT/en
Z764442-1EA | BRISKHEAT HEATING TAPE, CLOTH, DUAL-ELE& | 1X1EA | 1 | 120 | Sigma-Aldrich | Z764442-1EA | https://www.sigmaaldrich.com/LT/en
Z764213-1EA | BRISKHEAT HEATING TAPE, FIBERGLASS, 1 I& | 1X1EA | 1 | 123 | Sigma-Aldrich | Z764213-1EA | https://www.sigmaaldrich.com/LT/en
CLS431512-3EA | CORNING(R) ERLENMEYER FLASK, 0.2 UM VEN& | 1X3EA | 1 | 744 | Sigma-Aldrich | CLS431512-3EA | https://www.sigmaaldrich.com/LT/en
CLS431518-3EA | CORNING(R) ERLENMEYER FLASK, 0.2 UM VEN& | 1X3EA | 1 | 670 | Sigma-Aldrich | CLS431518-3EA | https://www.sigmaaldrich.com/LT/en
CLS431734-24EA | CORNING(R) STORAGE BOTTLE, OCTAGONAL WI& | 1X24EA | 1 | 316 | Sigma-Aldrich | CLS431734-24EA | https://www.sigmaaldrich.com/LT/en
GBL611115-100EA | HYBRIWELL(TM) SEALING SYSTEM, SECURESEA& | 1X100EA | 1 | 390 | Sigma-Aldrich | GBL611115-100EA | https://www.sigmaaldrich.com/LT/en
GBL621101-20EA | SECURESEAL(TM) HYBRIDIZATION CHAMBERS, & | 1X20EA | 1 | 247 | Sigma-Aldrich | GBL621101-20EA | https://www.sigmaaldrich.com/LT/en
GBL621202-20EA | SECURESEAL(TM) HYBRIDIZATION CHAMBERS, & | 1X20EA | 1 | 306 | Sigma-Aldrich | GBL621202-20EA | https://www.sigmaaldrich.com/LT/en
GBL622513-25EA | SECURESEAL(TM) HYBRIDIZATION CHAMBERS, & | 1X25EA | 1 | 326 | Sigma-Aldrich | GBL622513-25EA | https://www.sigmaaldrich.com/LT/en
GBL622614-25EA | SECURESEAL(TM) HYBRIDIZATION CHAMBERS, & | 1X25EA | 1 | 395 | Sigma-Aldrich | GBL622614-25EA | https://www.sigmaaldrich.com/LT/en
Z692131-1EA | POLYPROPYLENE NMR TUBE RACK, HOLDS SEVE& | 1X1EA | 1 | 52 | Sigma-Aldrich | Z692131-1EA | https://www.sigmaaldrich.com/LT/en
Z691992-96EA | NUNC(R) LAB-TEK(R) CHAMBER SLIDE SYSTEM& | 1X96EA | 1 | 1206 | Sigma-Aldrich | Z691992-96EA | https://www.sigmaaldrich.com/LT/en
CLS431514-2EA | CORNING(R) ERLENMEYER FLASK, 0.2 UM VEN& | 1X2EA | 1 | 689 | Sigma-Aldrich | CLS431514-2EA | https://www.sigmaaldrich.com/LT/en
GBL622512-25EA | SECURESEAL(TM) HYBRIDIZATION CHAMBERS, & | 1X25EA | 1 | 370 | Sigma-Aldrich | GBL622512-25EA | https://www.sigmaaldrich.com/LT/en
GBL622514-25EA | SECURESEAL(TM) HYBRIDIZATION CHAMBERS, & | 1X25EA | 1 | 308 | Sigma-Aldrich | GBL622514-25EA | https://www.sigmaaldrich.com/LT/en
Z689831-1EA | ALDRICH(R) BENCHCLAMP(TM) 3-PRONG, STAI& | 1X1EA | 1 | 121 | Sigma-Aldrich | Z689831-1EA | https://www.sigmaaldrich.com/LT/en
Z690007-1EA | ALDRICH(R) BATH CLAMP, SIZE S | 1X1EA | 1 | 35 | Sigma-Aldrich | Z690007-1EA | https://www.sigmaaldrich.com/LT/en
CLS480138-1EA | CORNING(R) LSE(TM) ROTOR FOR LSE(TM) CO& | 1X1EA | 1 | 790 | Sigma-Aldrich | CLS480138-1EA | https://www.sigmaaldrich.com/LT/en
GBL621503-25EA | SECURESEAL(TM) HYBRIDIZATION CHAMBERS, & | 1X25EA | 1 | 206 | Sigma-Aldrich | GBL621503-25EA | https://www.sigmaaldrich.com/LT/en
CLS431510E-4EA | CORNING(R) ERLENMEYER FLASK, 0.2 UM VEN& | 1X4EA | 1 | 732 | Sigma-Aldrich | CLS431510E-4EA | https://www.sigmaaldrich.com/LT/en
GBL622507-20EA | SECURESEAL(TM) HYBRIDIZATION CHAMBERS, & | 1X20EA | 1 | 247 | Sigma-Aldrich | GBL622507-20EA | https://www.sigmaaldrich.com/LT/en
Z690112-100EA | NORELL(R) STANDARD SERIES(TM) 5 MM NMR & | 1X100EA | 1 | 194 | Sigma-Aldrich | Z690112-100EA | https://www.sigmaaldrich.com/LT/en
CLS431516-4EA | CORNING(R) ERLENMEYER FLASK, 0.2 UM VEN& | 1X4EA | 1 | 668 | Sigma-Aldrich | CLS431516-4EA | https://www.sigmaaldrich.com/LT/en
GBL611105-100EA | HYBRIWELL(TM) SEALING SYSTEM, SECURESEA& | 1X100EA | 1 | 399 | Sigma-Aldrich | GBL611105-100EA | https://www.sigmaaldrich.com/LT/en
Z689815-1EA | ALDRICH(R) BENCHCLAMP(TM) 3-PRONG, STAI& | 1X1EA | 1 | 93 | Sigma-Aldrich | Z689815-1EA | https://www.sigmaaldrich.com/LT/en
Z690147-100EA | NORELL(R) STANDARD SERIES(TM) 5 MM NMR & | 1X100EA | 1 | 194 | Sigma-Aldrich | Z690147-100EA | https://www.sigmaaldrich.com/LT/en
GBL623507-50EA | SECURESEAL(TM) HYBRIDIZATION CHAMBERS, & | 1X50EA | 1 | 397 | Sigma-Aldrich | GBL623507-50EA | https://www.sigmaaldrich.com/LT/en
Z690015-1EA | ALDRICH(R) BATH CLAMP, SIZE L | 1X1EA | 1 | 52 | Sigma-Aldrich | Z690015-1EA | https://www.sigmaaldrich.com/LT/en
Z690104-100EA | NORELL(R) STANDARD SERIES(TM) 5 MM NMR & | 1X100EA | 1 | 194 | Sigma-Aldrich | Z690104-100EA | https://www.sigmaaldrich.com/LT/en
Z690120-100EA | NORELL(R) STANDARD SERIES(TM) 5 MM NMR & | 1X100EA | 1 | 194 | Sigma-Aldrich | Z690120-100EA | https://www.sigmaaldrich.com/LT/en
Z690139-100EA | NORELL(R) STANDARD SERIES(TM) 5 MM NMR & | 1X100EA | 1 | 194 | Sigma-Aldrich | Z690139-100EA | https://www.sigmaaldrich.com/LT/en
Z690155-100EA | NORELL(R) STANDARD SERIES(TM) 5 MM NMR & | 1X100EA | 1 | 194 | Sigma-Aldrich | Z690155-100EA | https://www.sigmaaldrich.com/LT/en
CLS431520-2EA | CORNING(R) ERLENMEYER FLASK, 0.2 UM VEN& | 1X2EA | 1 | 713 | Sigma-Aldrich | CLS431520-2EA | https://www.sigmaaldrich.com/LT/en
CLS480137-1EA | CORNING(R) LSE(TM) ROTOR FOR LSE(TM) CO& | 1X1EA | 1 | 751 | Sigma-Aldrich | CLS480137-1EA | https://www.sigmaaldrich.com/LT/en
GBL621102-25EA | SECURESEAL(TM) HYBRIDIZATION CHAMBERS, & | 1X25EA | 1 | 233 | Sigma-Aldrich | GBL621102-25EA | https://www.sigmaaldrich.com/LT/en
GBL621501-40EA | SECURESEAL(TM) HYBRIDIZATION CHAMBERS, & | 1X40EA | 1 | 226 | Sigma-Aldrich | GBL621501-40EA | https://www.sigmaaldrich.com/LT/en
Z692123-100EA | NORELL(R) STANDARD SERIES(TM) 5 MM NMR & | 1X100EA | 1 | 194 | Sigma-Aldrich | Z692123-100EA | https://www.sigmaaldrich.com/LT/en
CLS480139-1EA | CORNING(R) LSE(TM) ROTOR FOR LSE(TM) CO& | 1X1EA | 1 | 790 | Sigma-Aldrich | CLS480139-1EA | https://www.sigmaaldrich.com/LT/en
GBL622506-25EA | SECURESEAL(TM) HYBRIDIZATION CHAMBERS, & | 1X25EA | 1 | 326 | Sigma-Aldrich | GBL622506-25EA | https://www.sigmaaldrich.com/LT/en
CLS3568-4EA | CORNING(R) DISPOSABLE GL45 SOLID CAP FO& | 1X4EA | 1 | 43 | Sigma-Aldrich | CLS3568-4EA | https://www.sigmaaldrich.com/LT/en
CLS431731-48EA | CORNING(TM) STORAGE BOTTLE, OCTAGONAL WI | 1X48EA | 1 | 256 | Sigma-Aldrich | CLS431731-48EA | https://www.sigmaaldrich.com/LT/en
CLS431733-24EA | CORNING(R) STORAGE BOTTLE, OCTAGONAL WI& | 1X24EA | 1 | 246 | Sigma-Aldrich | CLS431733-24EA | https://www.sigmaaldrich.com/LT/en
CLS480141-6EA | CORNING(R) LSE(TM) ADAPTERS FOR 5/7 ML & | 1X6EA | 1 | 139 | Sigma-Aldrich | CLS480141-6EA | https://www.sigmaaldrich.com/LT/en
CLS480142-6EA | CORNING(R) LSE(TM) ADAPTERS FOR 5/7/10 & | 1X6EA | 1 | 130 | Sigma-Aldrich | CLS480142-6EA | https://www.sigmaaldrich.com/LT/en
CLS6782FP-1EA | CORNING(R) LSE(TM) LOW SPEED ORBITAL SH& | 1X1EA | 1 | 1255 | Sigma-Aldrich | CLS6782FP-1EA | https://www.sigmaaldrich.com/LT/en
CLS99447161-1000EA | PYREX(R) DISPOSABLE CULTURE TUBES, SCRE& | 1X1000EA | 1 | 539 | Sigma-Aldrich | CLS99447161-1000EA | https://www.sigmaaldrich.com/LT/en
CLS9944720-500EA | PYREX(R) DISPOSABLE CULTURE TUBES, SCRE& | 1X500EA | 1 | 339 | Sigma-Aldrich | CLS9944720-500EA | https://www.sigmaaldrich.com/LT/en
CLS9944720X-500EA | PYREX(R) DISPOSABLE CULTURE TUBES, SCRE& | 1X500EA | 1 | 462 | Sigma-Aldrich | CLS9944720X-500EA | https://www.sigmaaldrich.com/LT/en
GBL622510-25EA | GRACE BIO-LABS SECURESEAL(TM) HYBRIDIZA& | 1X25EA | 1 | 436 | Sigma-Aldrich | GBL622510-25EA | https://www.sigmaaldrich.com/LT/en
Z689408-1EA | JENCO(TM) DUAL GOOSENECK LIGHT GUIDE FO& | 1X1EA | 1 | 300 | Sigma-Aldrich | Z689408-1EA | https://www.sigmaaldrich.com/LT/en
Z689866-1EA | ALDRICH(R) BENCHCLAMP(TM) 3-PRONG, DUAL& | 1X1EA | 1 | 68 | Sigma-Aldrich | Z689866-1EA | https://www.sigmaaldrich.com/LT/en
Z689874-1EA | ALDRICH(R) CHAIN BENCHCLAMP(TM), SIZE L& | 1X1EA | 1 | 105 | Sigma-Aldrich | Z689874-1EA | https://www.sigmaaldrich.com/LT/en
Z689882-1EA | ALDRICH(R) FLEXIBLE SUPPORT SYSTEM WITH& | 1X1EA | 1 | 307 | Sigma-Aldrich | Z689882-1EA | https://www.sigmaaldrich.com/LT/en
Z689890-1EA | ALDRICH(R) FLEXIBLE SUPPORT SYSTEM WITH& | 1X1EA | 1 | 369 | Sigma-Aldrich | Z689890-1EA | https://www.sigmaaldrich.com/LT/en
Z689904-1EA | ALDRICH(R) FLEXIBLE SUPPORT SYSTEM WITH& | 1X1EA | 1 | 238 | Sigma-Aldrich | Z689904-1EA | https://www.sigmaaldrich.com/LT/en
Z689912-1EA | ALDRICH(R) FLEXIBLE SUPPORT SYSTEM WITH& | 1X1EA | 1 | 284 | Sigma-Aldrich | Z689912-1EA | https://www.sigmaaldrich.com/LT/en
Z689920-1EA | ALDRICH(R) FLEXIBLE SUPPORT SYSTEM WITH& | 1X1EA | 1 | 272 | Sigma-Aldrich | Z689920-1EA | https://www.sigmaaldrich.com/LT/en
Z689939-1EA | ALDRICH(R) FLEXIBLE SUPPORT SYSTEM WITH& | 1X1EA | 1 | 367 | Sigma-Aldrich | Z689939-1EA | https://www.sigmaaldrich.com/LT/en
Z689947-1EA | ALDRICH(R) COLUMN CLAMP, SIZE S | 1X1EA | 1 | 81 | Sigma-Aldrich | Z689947-1EA | https://www.sigmaaldrich.com/LT/en
Z689955-1EA | ALDRICH(R) COLUMN CLAMP, SIZE M | 1X1EA | 1 | 82 | Sigma-Aldrich | Z689955-1EA | https://www.sigmaaldrich.com/LT/en
Z689963-1EA | ALDRICH(R) COLUMN CLAMP, SIZE L | 1X1EA | 1 | 84 | Sigma-Aldrich | Z689963-1EA | https://www.sigmaaldrich.com/LT/en
Z689971-1EA | ALDRICH(R) COLUMN CLAMP, SIZE XL | 1X1EA | 1 | 84 | Sigma-Aldrich | Z689971-1EA | https://www.sigmaaldrich.com/LT/en
Z689998-1EA | ALDRICH(R) NESTER CLAMP | 1X1EA | 1 | 107 | Sigma-Aldrich | Z689998-1EA | https://www.sigmaaldrich.com/LT/en
Z690023-1EA | ALDRICH(R) OPEN SUPPORT RING, ALUMINUM,& | 1X1EA | 1 | 35 | Sigma-Aldrich | Z690023-1EA | https://www.sigmaaldrich.com/LT/en
Z690031-1EA | ALDRICH(R) OPEN SUPPORT RING, ALUMINUM,& | 1X1EA | 1 | 46 | Sigma-Aldrich | Z690031-1EA | https://www.sigmaaldrich.com/LT/en
Z690058-1EA | ALDRICH(R) OPEN SUPPORT RING, ALUMINUM,& | 1X1EA | 1 | 63 | Sigma-Aldrich | Z690058-1EA | https://www.sigmaaldrich.com/LT/en
Z690066-1EA | ALDRICH(R) PVC-COATED OPEN SUPPORT RING& | 1X1EA | 1 | 74 | Sigma-Aldrich | Z690066-1EA | https://www.sigmaaldrich.com/LT/en
Z692409-1EA | SUPPORT JACK, PLATE L W 7.6 CM 7.6 | 1X1EA | 1 | 236 | Sigma-Aldrich | Z692409-1EA | https://www.sigmaaldrich.com/LT/en
Z692417-1EA | SUPPORT JACK, PLATE L W 15.2 CM 15. | 1X1EA | 1 | 294 | Sigma-Aldrich | Z692417-1EA | https://www.sigmaaldrich.com/LT/en
Z692425-1EA | SUPPORT ROD KIT FOR SS SUPPORT JACKS, 1& | 1X1EA | 1 | 45 | Sigma-Aldrich | Z692425-1EA | https://www.sigmaaldrich.com/LT/en
Z689858-1EA | ALDRICH(R) BENCHCLAMP(TM) 3-PRONG, DUAL& | 1X1EA | 1 | 65 | Sigma-Aldrich | Z689858-1EA | https://www.sigmaaldrich.com/LT/en
Z692433-1EA | RACHET TOOL, FOR 30 X 30 CM AND 40 X 40& | 1X1EA | 1 | 89 | Sigma-Aldrich | Z692433-1EA | https://www.sigmaaldrich.com/LT/en
GBL611101-100EA | HYBRIWELL(TM) SEALING SYSTEM, SECURESEA& | 1X100EA | 1 | 399 | Sigma-Aldrich | GBL611101-100EA | https://www.sigmaaldrich.com/LT/en
Z692964-3EA | CARGO INTERLOCKING MANUAL PIPETTE RACK | 1X3EA | 1 | 94 | Sigma-Aldrich | Z692964-3EA | https://www.sigmaaldrich.com/LT/en
Z693030-1EA | FOLD AND SNAP TEST TUBE RACK, FOR 17 MM& | 1X1EA | 1 | 17 | Sigma-Aldrich | Z693030-1EA | https://www.sigmaaldrich.com/LT/en
Z693065-1EA | FOLD AND SNAP TEST TUBE RACK, FOR 21 MM& | 1X1EA | 1 | 17 | Sigma-Aldrich | Z693065-1EA | https://www.sigmaaldrich.com/LT/en
Z693294-5EA | NORELL(R) SAMPLE VAULT SERIES(TM) NMR T& | 1X5EA | 1 | 89 | Sigma-Aldrich | Z693294-5EA | https://www.sigmaaldrich.com/LT/en
GBL611202-100EA | HYBRIWELL-FL(TM) SEALING SYSTEM, FLUOR-& | 1X100EA | 1 | 465 | Sigma-Aldrich | GBL611202-100EA | https://www.sigmaaldrich.com/LT/en
GBL612101-100EA | HYBRIWELL(TM) SEALING SYSTEM, SECURESEA& | 1X100EA | 1 | 408 | Sigma-Aldrich | GBL612101-100EA | https://www.sigmaaldrich.com/LT/en
GBL621301-40EA | SECURESEAL(TM) HYBRIDIZATION CHAMBERS, & | 1X40EA | 1 | 300 | Sigma-Aldrich | GBL621301-40EA | https://www.sigmaaldrich.com/LT/en
GBL621506-25EA | SECURESEAL(TM) HYBRIDIZATION CHAMBERS, & | 1X25EA | 1 | 361 | Sigma-Aldrich | GBL621506-25EA | https://www.sigmaaldrich.com/LT/en
GBL623504-50EA | SECURESEAL(TM) HYBRIDIZATION CHAMBERS, & | 1X50EA | 1 | 386 | Sigma-Aldrich | GBL623504-50EA | https://www.sigmaaldrich.com/LT/en
Z692506-1EA | SCIENCEWARE(R) SECADOR(R) AUTO-DESICCAT& | 1X1EA | 1 | 1176 | Sigma-Aldrich | Z692506-1EA | https://www.sigmaaldrich.com/LT/en
Z692549-1EA | SCIENCEWARE(R) SECADOR(R) AUTO-DESICCAT& | 1X1EA | 1 | 1500 | Sigma-Aldrich | Z692549-1EA | https://www.sigmaaldrich.com/LT/en
Z692530-1EA | SCIENCEWARE(R) SECADOR(R) AUTO-DESICCAT& | 1X1EA | 1 | 1206 | Sigma-Aldrich | Z692530-1EA | https://www.sigmaaldrich.com/LT/en
GBL611106-50EA | HYBRIWELL(TM) SEALING SYSTEM, SECURESEA& | 1X50EA | 1 | 518 | Sigma-Aldrich | GBL611106-50EA | https://www.sigmaaldrich.com/LT/en
GBL621201-20EA | SECURESEAL(TM) HYBRIDIZATION CHAMBERS, & | 1X20EA | 1 | 298 | Sigma-Aldrich | GBL621201-20EA | https://www.sigmaaldrich.com/LT/en
GBL621502-50EA | SECURESEAL(TM) HYBRIDIZATION CHAMBERS, & | 1X50EA | 1 | 324 | Sigma-Aldrich | GBL621502-50EA | https://www.sigmaaldrich.com/LT/en
Z693057-1EA | FOLD AND SNAP TEST TUBE RACK, FOR 17 MM& | 1X1EA | 1 | 17 | Sigma-Aldrich | Z693057-1EA | https://www.sigmaaldrich.com/LT/en
GBL611201-100EA | HYBRIWELL-FL(TM) SEALING SYSTEM, FLUOR-& | 1X100EA | 1 | 449 | Sigma-Aldrich | GBL611201-100EA | https://www.sigmaaldrich.com/LT/en
GBL621505-20EA | SECURESEAL(TM) HYBRIDIZATION CHAMBERS, & | 1X20EA | 1 | 225 | Sigma-Aldrich | GBL621505-20EA | https://www.sigmaaldrich.com/LT/en
Z692492-1EA | SCIENCEWARE(R) SECADOR(R) AUTO-DESICCAT& | 1X1EA | 1 | 1069 | Sigma-Aldrich | Z692492-1EA | https://www.sigmaaldrich.com/LT/en
Z692875-2EA | POP-UP(TM) TUBE RACK, BLUE | 1X2EA | 1 | 47 | Sigma-Aldrich | Z692875-2EA | https://www.sigmaaldrich.com/LT/en
Z693316-5EA | NORELL(R) SAMPLE VAULT SERIES(TM) NMR T& | 1X5EA | 1 | 89 | Sigma-Aldrich | Z693316-5EA | https://www.sigmaaldrich.com/LT/en
GBL612204-100EA | HYBRIWELL-FL(TM) SEALING SYS | 1X100EA | 1 | 453 | Sigma-Aldrich | GBL612204-100EA | https://www.sigmaaldrich.com/LT/en
CLS9301-1000EA | CORNING(R) COSTAR(R) SPIN-X(R) CENTRIFU& | 1X1000EA | 1 | 414 | Sigma-Aldrich | CLS9301-1000EA | https://www.sigmaaldrich.com/LT/en
Z692980-1EA | FOLD AND SNAP TEST TUBE RACK, FOR 13 MM& | 1X1EA | 1 | 17 | Sigma-Aldrich | Z692980-1EA | https://www.sigmaaldrich.com/LT/en
GBL622511-25EA | SECURESEAL(TM) HYBRIDIZATION CHAMBERS, & | 1X25EA | 1 | 334 | Sigma-Aldrich | GBL622511-25EA | https://www.sigmaaldrich.com/LT/en
Z692522-1EA | SCIENCEWARE(R) SECADOR(R) AUTO-DESICCAT& | 1X1EA | 1 | 1108 | Sigma-Aldrich | Z692522-1EA | https://www.sigmaaldrich.com/LT/en
Z692891-1EA | ROTA-RACK(R) DUO TUBE RACK | 1X1EA | 1 | 58 | Sigma-Aldrich | Z692891-1EA | https://www.sigmaaldrich.com/LT/en
Z693022-1EA | FOLD AND SNAP TEST TUBE RACK, FOR 17 MM& | 1X1EA | 1 | 17 | Sigma-Aldrich | Z693022-1EA | https://www.sigmaaldrich.com/LT/en
GBL621111-40EA | SECURESEAL(TM) HYBRIDIZATION CHAMBERS, & | 1X40EA | 1 | 244 | Sigma-Aldrich | GBL621111-40EA | https://www.sigmaaldrich.com/LT/en
GBL611103-100EA | HYBRIWELL(TM) SEALING SYSTEM, SECURESEA& | 1X100EA | 1 | 396 | Sigma-Aldrich | GBL611103-100EA | https://www.sigmaaldrich.com/LT/en
GBL611102-100EA | HYBRIWELL(TM) SEALING SYSTEM, SECURESEA& | 1X100EA | 1 | 399 | Sigma-Aldrich | GBL611102-100EA | https://www.sigmaaldrich.com/LT/en
Z692514-1EA | SCIENCEWARE(R) SECADOR(R) AUTO-DESICCAT& | 1X1EA | 1 | 1480 | Sigma-Aldrich | Z692514-1EA | https://www.sigmaaldrich.com/LT/en
Z693006-1EA | FOLD AND SNAP TEST TUBE RACK, FOR 13 MM& | 1X1EA | 1 | 17 | Sigma-Aldrich | Z693006-1EA | https://www.sigmaaldrich.com/LT/en
GBL611205-100EA | HYBRIWELL-FL(TM) SEALING SYSTEM, FLUOR-& | 1X100EA | 1 | 449 | Sigma-Aldrich | GBL611205-100EA | https://www.sigmaaldrich.com/LT/en
GBL612102-100EA | HYBRIWELL(TM) SEALING SYSTEM, SECURESEA& | 1X100EA | 1 | 503 | Sigma-Aldrich | GBL612102-100EA | https://www.sigmaaldrich.com/LT/en
CLS480140-6EA | CORNING(R) LSE(TM) ADAPTERS FOR 10/15 M& | 1X6EA | 1 | 139 | Sigma-Aldrich | CLS480140-6EA | https://www.sigmaaldrich.com/LT/en
GBL612301-100EA | HYBRIWELL(TM) SEALING SYSTEM, SECURESEA& | 1X100EA | 1 | 562 | Sigma-Aldrich | GBL612301-100EA | https://www.sigmaaldrich.com/LT/en
Z689823-1EA | ALDRICH(R) BENCHCLAMP(TM) 3-PRONG, STAI& | 1X1EA | 1 | 107 | Sigma-Aldrich | Z689823-1EA | https://www.sigmaaldrich.com/LT/en
GBL623503-50EA | SECURESEAL(TM) HYBRIDIZATION CHAMBERS, & | 1X50EA | 1 | 374 | Sigma-Aldrich | GBL623503-50EA | https://www.sigmaaldrich.com/LT/en
CLS480136-1EA | CORNING(R) LSE(TM) ROTOR FOR LSE(TM) CO& | 1X1EA | 1 | 1016 | Sigma-Aldrich | CLS480136-1EA | https://www.sigmaaldrich.com/LT/en
GBL621211-40EA | SECURESEAL(TM) HYBRIDIZATION CHAMBERS, & | 1X40EA | 1 | 281 | Sigma-Aldrich | GBL621211-40EA | https://www.sigmaaldrich.com/LT/en
Z692484-100EA | NORELL(R) STANDARD SERIES(TM) 5 MM NMR & | 1X100EA | 1 | 194 | Sigma-Aldrich | Z692484-100EA | https://www.sigmaaldrich.com/LT/en
CLS431732-48EA | CORNING(R) STORAGE BOTTLE, OCTAGONAL WI& | 1X48EA | 1 | 320 | Sigma-Aldrich | CLS431732-48EA | https://www.sigmaaldrich.com/LT/en
GBL611104-100EA | HYBRIWELL(TM) SEALING SYSTEM, SECURESEA& | 1X100EA | 1 | 392 | Sigma-Aldrich | GBL611104-100EA | https://www.sigmaaldrich.com/LT/en
GBL611204-100EA | HYBRIWELL-FL(TM) SEALING SYSTEM, FLUOR-& | 1X100EA | 1 | 420 | Sigma-Aldrich | GBL611204-100EA | https://www.sigmaaldrich.com/LT/en
GBL622508-25EA | SECURESEAL(TM) HYBRIDIZATION CHAMBERS, & | 1X25EA | 1 | 390 | Sigma-Aldrich | GBL622508-25EA | https://www.sigmaaldrich.com/LT/en
Z692883-2EA | POP-UP(TM) TUBE RACK, PINK | 1X2EA | 1 | 47 | Sigma-Aldrich | Z692883-2EA | https://www.sigmaaldrich.com/LT/en
Z693014-1EA | FOLD AND SNAP TEST TUBE RACK, FOR 13 MM& | 1X1EA | 1 | 17 | Sigma-Aldrich | Z693014-1EA | https://www.sigmaaldrich.com/LT/en
Z273228-12PAK | ALCONOX(R) DETERGENT PACKETS | 1X12PAK | 1 | 1127 | Sigma-Aldrich | Z273228-12PAK | https://www.sigmaaldrich.com/LT/en
Z273244-6PAK | ALCOTABS(R) EFFERVESCENT TABLETS | 1X6PAK | 1 | 218 | Sigma-Aldrich | Z273244-6PAK | https://www.sigmaaldrich.com/LT/en
GBL305270-20EA | GRACE BIO-LABS ONCYTE(R) AVID(TM) NITRO& | 1X20EA | 1 | 747 | Sigma-Aldrich | GBL305270-20EA | https://www.sigmaaldrich.com/LT/en
GBL460003-20EA | GRACE BIO-LABS PRESS FIT TUBING CONNECT& | 1X20EA | 1 | 45 | Sigma-Aldrich | GBL460003-20EA | https://www.sigmaaldrich.com/LT/en
GBL875238-5EA | GRACE BIO-LABS PROCRYSTAL(TM) CRYSTALLI& | 1X5EA | 1 | 70 | Sigma-Aldrich | GBL875238-5EA | https://www.sigmaaldrich.com/LT/en
GBL246824-1EA | GRACE BIO-LABS PROPLATE(R) MICROARRAY S& | 1X1EA | 1 | 328 | Sigma-Aldrich | GBL246824-1EA | https://www.sigmaaldrich.com/LT/en
GBL611107-100EA | GRACE BIO-LABS HYBRIWELL(TM) SEALING SY& | 1X100EA | 1 | 454 | Sigma-Aldrich | GBL611107-100EA | https://www.sigmaaldrich.com/LT/en
GBL472756-2EA | GRACE BIO-LABS PROPLATE(R) MICROARRAY S& | 1X2EA | 1 | 115 | Sigma-Aldrich | GBL472756-2EA | https://www.sigmaaldrich.com/LT/en
GBL664170-25EA | GRACE BIO-LABS PRESS-TO-SEAL SILICONE I& | 1X25EA | 1 | 84 | Sigma-Aldrich | GBL664170-25EA | https://www.sigmaaldrich.com/LT/en
GBL472757-10EA | GRACE BIO-LABS PROPLATE(R) MICROARRAY S& | 1X10EA | 1 | 355 | Sigma-Aldrich | GBL472757-10EA | https://www.sigmaaldrich.com/LT/en
GBL305103-20EA | GRACE BIO-LABS ONCYTE(R) AVID(TM) NITRO& | 1X20EA | 1 | 912 | Sigma-Aldrich | GBL305103-20EA | https://www.sigmaaldrich.com/LT/en
GBL440904-100EA | GRACE BIO-LABS HYBRIWELL(TM) SEALING SY& | 1X100EA | 1 | 378 | Sigma-Aldrich | GBL440904-100EA | https://www.sigmaaldrich.com/LT/en
GBL204836-2EA | GRACE BIO-LABS PROPLATE(R) CLIPS FOR MI& | 1X2EA | 1 | 16 | Sigma-Aldrich | GBL204836-2EA | https://www.sigmaaldrich.com/LT/en
GBL505024-20EA | GRACE BIO-LABS ONCYTE(R) NOVA(TM) NITRO& | 1X20EA | 1 | 1118 | Sigma-Aldrich | GBL505024-20EA | https://www.sigmaaldrich.com/LT/en
GBL112359-8EA | GRACE BIO-LABS CULTUREWELL(TM) CHAMBERS& | 1X8EA | 1 | 245 | Sigma-Aldrich | GBL112359-8EA | https://www.sigmaaldrich.com/LT/en
GBL664270-25EA | GRACE BIO-LABS PRESS-TO-SEAL SILICONE I& | 1X25EA | 1 | 97 | Sigma-Aldrich | GBL664270-25EA | https://www.sigmaaldrich.com/LT/en
GBL204878-1EA | GRACE BIO-LABS SEALSTRIPS(TM) AND SEALS& | 1X1EA | 1 | 21 | Sigma-Aldrich | GBL204878-1EA | https://www.sigmaaldrich.com/LT/en
GBL400104-1EA | GRACE BIO-LABS SLIDE IMAGING TRAY, 4-WE& | 1X1EA | 1 | 247 | Sigma-Aldrich | GBL400104-1EA | https://www.sigmaaldrich.com/LT/en
GBL664293-5EA | GRACE BIO-LABS SILICONE ISOLATOR SHEET & | 1X5EA | 1 | 524 | Sigma-Aldrich | GBL664293-5EA | https://www.sigmaaldrich.com/LT/en
GBL664192-5EA | GRACE BIO-LABS SILICONE ISOLATOR SHEET & | 1X5EA | 1 | 419 | Sigma-Aldrich | GBL664192-5EA | https://www.sigmaaldrich.com/LT/en
GBL103201-4EA | GRACE BIO-LABS CULTUREWELL(TM) SILICONE& | 1X4EA | 1 | 123 | Sigma-Aldrich | GBL103201-4EA | https://www.sigmaaldrich.com/LT/en
GBL204837-2EA | GRACE BIO-LABS PROPLATE(R) CLIPS FOR MI& | 1X2EA | 1 | 19 | Sigma-Aldrich | GBL204837-2EA | https://www.sigmaaldrich.com/LT/en
GBL620005-1EA | GRACE BIO-LABS SECURESEAL(TM) HYBRIDIZA& | 1X1EA | 1 | 255 | Sigma-Aldrich | GBL620005-1EA | https://www.sigmaaldrich.com/LT/en
GBL470638-10EA | GRACE BIO-LABS PROPLATE(R) MICROARRAY S& | 1X10EA | 1 | 323 | Sigma-Aldrich | GBL470638-10EA | https://www.sigmaaldrich.com/LT/en
GBL475023-25EA | GRACE BIO-LABS COVERWELL(TM) IMAGING CH& | 1X25EA | 1 | 157 | Sigma-Aldrich | GBL475023-25EA | https://www.sigmaaldrich.com/LT/en
GBL612302-100EA | GRACE BIO-LABS HYBRIWELL(TM) SEALING SY& | 1X100EA | 1 | 438 | Sigma-Aldrich | GBL612302-100EA | https://www.sigmaaldrich.com/LT/en
GBL470635-10EA | GRACE BIO-LABS PROPLATE(R) MICROARRAY S& | 1X10EA | 1 | 180 | Sigma-Aldrich | GBL470635-10EA | https://www.sigmaaldrich.com/LT/en
GBL470639-2EA | GRACE BIO-LABS PROPLATE(R) MICROARRAY S& | 1X2EA | 1 | 92 | Sigma-Aldrich | GBL470639-2EA | https://www.sigmaaldrich.com/LT/en
GBL664570-25EA | GRACE BIO-LABS PRESS-TO-SEAL SILICONE I& | 1X25EA | 1 | 84 | Sigma-Aldrich | GBL664570-25EA | https://www.sigmaaldrich.com/LT/en
GBL305024-20EA | GRACE BIO-LABS ONCYTE(R) AVID(TM) NITRO& | 1X20EA | 1 | 1147 | Sigma-Aldrich | GBL305024-20EA | https://www.sigmaaldrich.com/LT/en
GBL505103-20EA | GRACE BIO-LABS ONCYTE(R) NOVA(TM) NITRO& | 1X20EA | 1 | 912 | Sigma-Aldrich | GBL505103-20EA | https://www.sigmaaldrich.com/LT/en
51393-1EA-F | OUTLET VALVE FOR PLASTIC CONTAINER 30L & | 1X1EA | 1 | 32 | Sigma-Aldrich | 51393-1EA-F | https://www.sigmaaldrich.com/LT/en
49936-1EA-F | OUTLET VALVE 40MM FOR PLASTIC CONTAINER& | 1X1EA | 1 | 27 | Sigma-Aldrich | 49936-1EA-F | https://www.sigmaaldrich.com/LT/en
Z564648-100EA | PRECISION SEAL RUBBER SEPTA, FOR 15/25 & | 1X100EA | 1 | 127 | Sigma-Aldrich | Z564648-100EA | https://www.sigmaaldrich.com/LT/en
Z564338-6EA | LABWARE RUBBER FILTER AID, 76MM O.D. X 3 | 1X6EA | 1 | 34 | Sigma-Aldrich | Z564338-6EA | https://www.sigmaaldrich.com/LT/en
Z350966-500EA | TRANSFER PIPETTE, POLYETHYLENE NARROW S& | 1X500EA | 1 | 108 | Sigma-Aldrich | Z350966-500EA | https://www.sigmaaldrich.com/LT/en
Z565547-1EA | STAINLESS STEEL HOSE CONNECTOR, 1/4 IN.& | 1X1EA | 1 | 18 | Sigma-Aldrich | Z565547-1EA | https://www.sigmaaldrich.com/LT/en
Z564648-10EA | PRECISION SEAL RUBBER SEPTA, FOR 15/25 & | 1X10EA | 1 | 40 | Sigma-Aldrich | Z564648-10EA | https://www.sigmaaldrich.com/LT/en
M0812-100EA | GREINER TISSUE CULTURE TREATED 96 WELL & | 1X100EA | 1 | 234 | Sigma-Aldrich | M0812-100EA | https://www.sigmaaldrich.com/LT/en
Z566136-100EA | SLEEVE STOPPER SEPTA, BOTTOM I.D. X O.D. | 1X100EA | 1 | 69 | Sigma-Aldrich | Z566136-100EA | https://www.sigmaaldrich.com/LT/en
L3536-100EA | GREINER MULTIWELL PLATE LID FOR STANDAR& | 1X100EA | 1 | 70 | Sigma-Aldrich | L3536-100EA | https://www.sigmaaldrich.com/LT/en
CLS3561-6EA | CORNING 1L SPINNER FLASK, DISPOSABLE | 1X6EA | 1 | 1434 | Sigma-Aldrich | CLS3561-6EA | https://www.sigmaaldrich.com/LT/en
Z566241-1EA | ACE PRESSURE TUBE, BUSHING TYPE A, 100ML | 1X1EA | 1 | 117 | Sigma-Aldrich | Z566241-1EA | https://www.sigmaaldrich.com/LT/en
Z566268-1EA | ACE PRESSURE TUBE, BUSHING TYPE B, 100ML | 1X1EA | 1 | 114 | Sigma-Aldrich | Z566268-1EA | https://www.sigmaaldrich.com/LT/en
Z566276-1EA | ACE PRESSURE TUBE, BUSHING TYPE A, 200ML | 1X1EA | 1 | 305 | Sigma-Aldrich | Z566276-1EA | https://www.sigmaaldrich.com/LT/en
Z566284-2EA | CLAMPING RINGS, FOR 6IN. O.D. GLOVE BOX | 1X2EA | 1 | 33 | Sigma-Aldrich | Z566284-2EA | https://www.sigmaaldrich.com/LT/en
Z566292-1EA | PTFE STIRRER SHAFT, 8MM SHAFT DIAM., 400 | 1X1EA | 1 | 44 | Sigma-Aldrich | Z566292-1EA | https://www.sigmaaldrich.com/LT/en
Z566306-1EA | PTFE STIRRER SHAFT, 10MM SHAFT DIAM., 65 | 1X1EA | 1 | 55 | Sigma-Aldrich | Z566306-1EA | https://www.sigmaaldrich.com/LT/en
Z566314-1EA | PTFE STIRRER SHAFT, 10MM SHAFT DIAM., 10 | 1X1EA | 1 | 79 | Sigma-Aldrich | Z566314-1EA | https://www.sigmaaldrich.com/LT/en
Z566322-1EA | PTFE STIRRER SHAFT, 12MM SHAFT DIAM., 65 | 1X1EA | 1 | 91 | Sigma-Aldrich | Z566322-1EA | https://www.sigmaaldrich.com/LT/en
Z566330-1EA | PTFE STIRRER SHAFT, 12MM SHAFT DIAM., 10 | 1X1EA | 1 | 98 | Sigma-Aldrich | Z566330-1EA | https://www.sigmaaldrich.com/LT/en
Z722995-100EA | NUNC POLYSTYRENE 384 WELL PLATES NONSTER | 1X100EA | 1 | 698 | Sigma-Aldrich | Z722995-100EA | https://www.sigmaaldrich.com/LT/en
CLS3563-4EA | CORNING 3L SPINNER FLASK, DISPOSABLE | 1X4EA | 1 | 1165 | Sigma-Aldrich | CLS3563-4EA | https://www.sigmaaldrich.com/LT/en
CLS431321-44EA | CORNING ROLLER BOTTLES 850CM2 PLUG SEAL& | 1X44EA | 1 | 535 | Sigma-Aldrich | CLS431321-44EA | https://www.sigmaaldrich.com/LT/en
Z672505-100EA | WHEATON MEDIA BOTTLE REPLACEMENT CAP, PT | 1X100EA | 1 | 396 | Sigma-Aldrich | Z672505-100EA | https://www.sigmaaldrich.com/LT/en
Z672513-1EA | BRAND SERIPETTOR/SERIPETTOR PRO BOTTLE T | 1X1EA | 1 | 253 | Sigma-Aldrich | Z672513-1EA | https://www.sigmaaldrich.com/LT/en
Z672521-1EA | BRAND SERIPETTOR/SERIPETTOR PRO BOTTLE T | 1X1EA | 1 | 330 | Sigma-Aldrich | Z672521-1EA | https://www.sigmaaldrich.com/LT/en
Z723010-100EA | NUNC POLYSTYRENE 384 WELL PLATES NONSTER | 1X100EA | 1 | 519 | Sigma-Aldrich | Z723010-100EA | https://www.sigmaaldrich.com/LT/en
Z743382-1000EA | DIRECT THERMAL CRYO-TAGS(R), ORANGE, L & | 1X1000EA | 1 | 56 | Sigma-Aldrich | Z743382-1000EA | https://www.sigmaaldrich.com/LT/en
Z742672-1EA | ARTIS TWEEZER(TM), SS-SA | 1X1EA | 1 | 13 | Sigma-Aldrich | Z742672-1EA | https://www.sigmaaldrich.com/LT/en
CLS8671-500EA | CORNING(R) CRYOGENIC VIAL, EXTERNAL THR& | 1X500EA | 1 | 651 | Sigma-Aldrich | CLS8671-500EA | https://www.sigmaaldrich.com/LT/en
CLS8674-10EA | CORNING(R) STORAGE BOX FOR 1 - 2 ML 2D & | 1X10EA | 1 | 162 | Sigma-Aldrich | CLS8674-10EA | https://www.sigmaaldrich.com/LT/en
Z742674-1EA | ARTIS TWEEZER(TM), 3C-SA | 1X1EA | 1 | 13 | Sigma-Aldrich | Z742674-1EA | https://www.sigmaaldrich.com/LT/en
Z742421-2EA | REPLACEMENT FOAM SHEETS FOR THE BENCHMI& | 1X2EA | 1 | 45 | Sigma-Aldrich | Z742421-2EA | https://www.sigmaaldrich.com/LT/en
Z742673-1EA | ARTIS TWEEZER(TM), 1-SA | 1X1EA | 1 | 13 | Sigma-Aldrich | Z742673-1EA | https://www.sigmaaldrich.com/LT/en
Z742667-1EA | 2MAG STERIMIX CONTROL FOR USE WITH STERI | 1X1EA | 1 | 1108 | Sigma-Aldrich | Z742667-1EA | https://www.sigmaaldrich.com/LT/en
CLS4518-20EA | CORNING(R) HIGH CONTENT IMAGING MIRCOPL& | 1X20EA | 1 | 594 | Sigma-Aldrich | CLS4518-20EA | https://www.sigmaaldrich.com/LT/en
CLS8672-500EA | CORNING(R) CRYOGENIC VIAL, INTERNAL THR& | 1X500EA | 1 | 431 | Sigma-Aldrich | CLS8672-500EA | https://www.sigmaaldrich.com/LT/en
Z742677-1EA | ARTIS TWEEZER(TM), 7-SA | 1X1EA | 1 | 13 | Sigma-Aldrich | Z742677-1EA | https://www.sigmaaldrich.com/LT/en
Z742670-1EA | ARTIS TWEEZER(TM), OO-SA | 1X1EA | 1 | 13 | Sigma-Aldrich | Z742670-1EA | https://www.sigmaaldrich.com/LT/en
Z742479-50EA | BEADBUG(TM) UNFILLED TUBES, WITH CAPS A& | 1X50EA | 1 | 52 | Sigma-Aldrich | Z742479-50EA | https://www.sigmaaldrich.com/LT/en
Z742669-1EA | ARTIS TWEEZER(TM), MM-SA | 1X1EA | 1 | 13 | Sigma-Aldrich | Z742669-1EA | https://www.sigmaaldrich.com/LT/en
CLS4517-20EA | CORNING(R) HIGH CONTENT IMAGING MIRCOPL& | 1X20EA | 1 | 517 | Sigma-Aldrich | CLS4517-20EA | https://www.sigmaaldrich.com/LT/en
CLS8670-500EA | CORNING(R) CRYOGENIC VIAL, INTERNAL THRE | 1X500EA | 1 | 651 | Sigma-Aldrich | CLS8670-500EA | https://www.sigmaaldrich.com/LT/en
CLS8676-500EA | CORNING(R) CRYOGENIC VIAL, EXTERNAL THR& | 1X500EA | 1 | 431 | Sigma-Aldrich | CLS8676-500EA | https://www.sigmaaldrich.com/LT/en
Z742478-500EA | PCR CLEAN SCREW CAP MICROCENTRIFUGE TUBE | 1X500EA | 1 | 161 | Sigma-Aldrich | Z742478-500EA | https://www.sigmaaldrich.com/LT/en
Z742485-50EA | PREFILLED TUBES FOR BEADBLASTER(TM) 24 & | 1X50EA | 1 | 244 | Sigma-Aldrich | Z742485-50EA | https://www.sigmaaldrich.com/LT/en
Z672947-1EA | BRAND ACCU-JET PRO SILICONE REPLACEMENT | 1X1EA | 1 | 13 | Sigma-Aldrich | Z672947-1EA | https://www.sigmaaldrich.com/LT/en
Z723177-1EA | ALDRICH ROTARY EVAPORATOR ADAPTER SET FO | 1X1EA | 1 | 127 | Sigma-Aldrich | Z723177-1EA | https://www.sigmaaldrich.com/LT/en
Z723185-100EA | WILMAD NMR TUBES ECONOMY 5 MM DIAM. 100 | 1X100EA | 1 | 186 | Sigma-Aldrich | Z723185-100EA | https://www.sigmaaldrich.com/LT/en
Z723193-500EA | LAZY-L SPREADERS INDIVIDUALLY WRAPPED | 1X500EA | 1 | 143 | Sigma-Aldrich | Z723193-500EA | https://www.sigmaaldrich.com/LT/en
Z672955-1EA | CHEMAT VACUUM PUMPS 115V | 1X1EA | 1 | 934 | Sigma-Aldrich | Z672955-1EA | https://www.sigmaaldrich.com/LT/en
Z723029-1EA | ALDRICH ERLENMEYER FLASK 10 ML WITH ST/ | 1X1EA | 1 | 34 | Sigma-Aldrich | Z723029-1EA | https://www.sigmaaldrich.com/LT/en
Z723037-1EA | ALDRICH ERLENMEYER FLASK 25 ML WITH ST/ | 1X1EA | 1 | 42 | Sigma-Aldrich | Z723037-1EA | https://www.sigmaaldrich.com/LT/en
Z723045-1EA | ALDRICH(R) ERLENMEYER FLASK 50 ML WITH & | 1X1EA | 1 | 39 | Sigma-Aldrich | Z723045-1EA | https://www.sigmaaldrich.com/LT/en
Z723053-1EA | ALDRICH ERLENMEYER FLASK 50 ML WITH ST/ | 1X1EA | 1 | 67 | Sigma-Aldrich | Z723053-1EA | https://www.sigmaaldrich.com/LT/en
Z723061-1EA | ALDRICH ERLENMEYER FLASK 125 ML WITH ST | 1X1EA | 1 | 64 | Sigma-Aldrich | Z723061-1EA | https://www.sigmaaldrich.com/LT/en
Z723088-1EA | ALDRICH ERLENMEYER FLASK 250 ML WITH ST | 1X1EA | 1 | 37 | Sigma-Aldrich | Z723088-1EA | https://www.sigmaaldrich.com/LT/en
Z723096-1EA | ALDRICH ERLENMEYER FLASK 500 ML WITH ST | 1X1EA | 1 | 74 | Sigma-Aldrich | Z723096-1EA | https://www.sigmaaldrich.com/LT/en
Z723118-1EA | ALDRICH(R) EVAPORATING FLASK, PEAR-SHAP& | 1X1EA | 1 | 25 | Sigma-Aldrich | Z723118-1EA | https://www.sigmaaldrich.com/LT/en
Z723126-1EA | ALDRICH(R) EVAPORATING FLASK, PEAR-SHAP& | 1X1EA | 1 | 33 | Sigma-Aldrich | Z723126-1EA | https://www.sigmaaldrich.com/LT/en
Z723134-1EA | ALDRICH(R) SINGLE-NECK ROUND-BOTTOM FLA& | 1X1EA | 1 | 38 | Sigma-Aldrich | Z723134-1EA | https://www.sigmaaldrich.com/LT/en
45193-100EA | DISPOSAL BAGS, WITHST. AUTOCL., 60X78 CM | 1X100EA | 1 | 385 | Sigma-Aldrich | 45193-100EA | https://www.sigmaaldrich.com/LT/en
L3911-100EA | GREINER MULTIWELL PLATE LID FOR 96 WELL& | 1X100EA | 1 | 78 | Sigma-Aldrich | L3911-100EA | https://www.sigmaaldrich.com/LT/en
Z566365-5EA | WILMAD NMR TUBES 5MM DIAM., ECONOMY, >40 | 1X5EA | 1 | 51 | Sigma-Aldrich | Z566365-5EA | https://www.sigmaaldrich.com/LT/en
Z566373-5EA | WILMAD NMR TUBES 5MM DIAM., ECONOMY, 500 | 1X5EA | 1 | 58 | Sigma-Aldrich | Z566373-5EA | https://www.sigmaaldrich.com/LT/en
Z566381-5EA | WILMAD NMR TUBES 5MM DIAM., ECONOMY, >10 | 1X5EA | 1 | 20 | Sigma-Aldrich | Z566381-5EA | https://www.sigmaaldrich.com/LT/en
Z566403-5EA | WILMAD NMR TUBES 5MM DIAM., ECONOMY, >10 | 1X5EA | 1 | 22 | Sigma-Aldrich | Z566403-5EA | https://www.sigmaaldrich.com/LT/en
Z566411-5EA | WILMAD NMR TUBES 5MM DIAM., ECONOMY, 200 | 1X5EA | 1 | 22 | Sigma-Aldrich | Z566411-5EA | https://www.sigmaaldrich.com/LT/en
Z723169-1EA | ALDRICH ROTARY EVAPORATOR ADAPTER SET FO | 1X1EA | 1 | 151 | Sigma-Aldrich | Z723169-1EA | https://www.sigmaaldrich.com/LT/en
Z342270-5EA | Schott NMR Tube, SCIENTIFIC | 1X5EA | 1 | 83 | Sigma-Aldrich | Z342270-5EA | https://www.sigmaaldrich.com/LT/en
Z642843-300EA | GREINER LEUCOSEP 50 ML STERILE | 1X300EA | 1 | 1118 | Sigma-Aldrich | Z642843-300EA | https://www.sigmaaldrich.com/LT/en
Z672971-1EA | BOLLE BL10 SAFETY EYESHIELDS | 1X1EA | 1 | 9 | Sigma-Aldrich | Z672971-1EA | https://www.sigmaaldrich.com/LT/en
Z672998-1EA | BOLLE X90 SAFETY GOGGLES | 1X1EA | 1 | 20 | Sigma-Aldrich | Z672998-1EA | https://www.sigmaaldrich.com/LT/en
Z566535-5EA | WILMAD QUARTZ (CFQ) EPR TUBES, 4MM O.D. | 1X5EA | 1 | 67 | Sigma-Aldrich | Z566535-5EA | https://www.sigmaaldrich.com/LT/en
Z566071-1EA | CONNECTOR TO MALE NPT, STAINLESS STEEL, | 1X1EA | 1 | 30 | Sigma-Aldrich | Z566071-1EA | https://www.sigmaaldrich.com/LT/en
Z566098-1EA | CONNECTOR TO MALE NPT, STAINLESS STEEL, | 1X1EA | 1 | 29 | Sigma-Aldrich | Z566098-1EA | https://www.sigmaaldrich.com/LT/en
Z566101-1EA | SWAGELOK PTFE SEALED QUICK-CONNECT BODY& | 1X1EA | 1 | 144 | Sigma-Aldrich | Z566101-1EA | https://www.sigmaaldrich.com/LT/en
Z566128-1EA | MICROMATIC MACROVALVE FLUSHING ADAPTER | 1X1EA | 1 | 110 | Sigma-Aldrich | Z566128-1EA | https://www.sigmaaldrich.com/LT/en
Z566497-1EA | ECO FUNNEL SYSTEM, COMPLETE | 1X1EA | 1 | 215 | Sigma-Aldrich | Z566497-1EA | https://www.sigmaaldrich.com/LT/en
Z566543-100EA | PRECISION SEAL RUBBER SEPTA CAP, WHITE, | 1X100EA | 1 | 42 | Sigma-Aldrich | Z566543-100EA | https://www.sigmaaldrich.com/LT/en
Z566543-10EA | PRECISION SEAL RUBBER SEPTA CAP, WHITE, | 1X10EA | 1 | 14 | Sigma-Aldrich | Z566543-10EA | https://www.sigmaaldrich.com/LT/en
Z566551-100EA | PRECISION SEAL RUBBER SEPTA CAP, RED, FO | 1X100EA | 1 | 42 | Sigma-Aldrich | Z566551-100EA | https://www.sigmaaldrich.com/LT/en
Z566551-10EA | PRECISION SEAL RUBBER SEPTA CAP, RED, FO | 1X10EA | 1 | 13 | Sigma-Aldrich | Z566551-10EA | https://www.sigmaaldrich.com/LT/en
Z566578-1EA | ALDRICH GLASS LAB KIT, 14/20 JOINT, GREA | 1X1EA | 1 | 700 | Sigma-Aldrich | Z566578-1EA | https://www.sigmaaldrich.com/LT/en
Z566586-1EA | ALDRICH GLASS LAB KIT, 19/22 JOINT, GREA | 1X1EA | 1 | 688 | Sigma-Aldrich | Z566586-1EA | https://www.sigmaaldrich.com/LT/en
Z566594-1EA | ALDRICH GLASS LAB KIT, 19/22 JOINT, GREA | 1X1EA | 1 | 727 | Sigma-Aldrich | Z566594-1EA | https://www.sigmaaldrich.com/LT/en
Z566608-1EA | ALDRICH GLASS LAB KIT, 24/40 JOINT, GREA | 1X1EA | 1 | 875 | Sigma-Aldrich | Z566608-1EA | https://www.sigmaaldrich.com/LT/en
Z566616-1EA | BUCHI COMBI-CLIP, FITS 24/40 JOINT | 1X1EA | 1 | 28 | Sigma-Aldrich | Z566616-1EA | https://www.sigmaaldrich.com/LT/en
Z673250-100EA | STUART MELTING POINT TUBES, OPEN BOTH EN | 1X100EA | 1 | 29 | Sigma-Aldrich | Z673250-100EA | https://www.sigmaaldrich.com/LT/en
Z566624-10EA | BUDGETSENSORS AFM PROBE, SILICON, ALUMIN | 1X10EA | 1 | 224 | Sigma-Aldrich | Z566624-10EA | https://www.sigmaaldrich.com/LT/en
Z566640-10EA | BUDGETSENSORS AFM PROBE, SILICON, ALUMIN | 1X10EA | 1 | 224 | Sigma-Aldrich | Z566640-10EA | https://www.sigmaaldrich.com/LT/en
Z566667-10EA | BUDGETSENSORS AFM PROBE, SILICON, MAGNET | 1X10EA | 1 | 256 | Sigma-Aldrich | Z566667-10EA | https://www.sigmaaldrich.com/LT/en
Z566683-10EA | BUDGETSENSORS AFM PROBE, SILICON, CONDUC | 1X10EA | 1 | 256 | Sigma-Aldrich | Z566683-10EA | https://www.sigmaaldrich.com/LT/en
Z617792-1000EA | GREINER CENTRIFUGE TUBES WITH SCREW CAP& | 1X1000EA | 1 | 359 | Sigma-Aldrich | Z617792-1000EA | https://www.sigmaaldrich.com/LT/en
Z566802-1EA | SCIENCEWARE SECADOR AUTO-DESICCATOR CABI | 1X1EA | 1 | 1108 | Sigma-Aldrich | Z566802-1EA | https://www.sigmaaldrich.com/LT/en
Z673323-1EA | DRILLED BLOCKS FOR TALBOYS BLOCK HEATER | 1X1EA | 1 | 157 | Sigma-Aldrich | Z673323-1EA | https://www.sigmaaldrich.com/LT/en
Z673331-1EA | DRILLED BLOCKS FOR TALBOYS BLOCK HEATER, | 1X1EA | 1 | 325 | Sigma-Aldrich | Z673331-1EA | https://www.sigmaaldrich.com/LT/en
Z673358-1EA | DRILLED BLOCKS FOR TALBOYS BLOCK HEATER, | 1X1EA | 1 | 157 | Sigma-Aldrich | Z673358-1EA | https://www.sigmaaldrich.com/LT/en
Z673366-1EA | DRILLED BLOCKS FOR TALBOYS BLOCK HEATER, | 1X1EA | 1 | 157 | Sigma-Aldrich | Z673366-1EA | https://www.sigmaaldrich.com/LT/en
Z673374-1EA | COMBINATION BLOCKS FOR TALBOYS BLOCK HEA | 1X1EA | 1 | 157 | Sigma-Aldrich | Z673374-1EA | https://www.sigmaaldrich.com/LT/en
Z673382-1EA | COMBINATION BLOCKS FOR TALBOYS BLOCK HEA | 1X1EA | 1 | 157 | Sigma-Aldrich | Z673382-1EA | https://www.sigmaaldrich.com/LT/en
Z673390-1EA | COMBINATION BLOCKS FOR TALBOYS BLOCK HEA | 1X1EA | 1 | 157 | Sigma-Aldrich | Z673390-1EA | https://www.sigmaaldrich.com/LT/en
Z673412-1EA | KDS STAINLESS STEEL SYRINGE, 20ML | 1X1EA | 1 | 836 | Sigma-Aldrich | Z673412-1EA | https://www.sigmaaldrich.com/LT/en
Z673420-1EA | KDS STAINLESS STEEL SYRINGE, 50ML | 1X1EA | 1 | 847 | Sigma-Aldrich | Z673420-1EA | https://www.sigmaaldrich.com/LT/en
Z673439-1EA | KDS STAINLESS STEEL SYRINGE, 100ML | 1X1EA | 1 | 1111 | Sigma-Aldrich | Z673439-1EA | https://www.sigmaaldrich.com/LT/en
Z673463-1EA | SCIENCEWARE LAB-AIRE II NON-ELECTRICAL D | 1X1EA | 1 | 115 | Sigma-Aldrich | Z673463-1EA | https://www.sigmaaldrich.com/LT/en
Z673471-1EA | SCIENCEWARE LAB-AIRE II NON-ELECTRICAL D | 1X1EA | 1 | 239 | Sigma-Aldrich | Z673471-1EA | https://www.sigmaaldrich.com/LT/en
Z673498-1EA | SCIENCEWARE LAB-AIRE II NON-ELECTRICAL D | 1X1EA | 1 | 164 | Sigma-Aldrich | Z673498-1EA | https://www.sigmaaldrich.com/LT/en
Z673501-1EA | SCIENCEWARE LAB-AIRE II NON-ELECTRICAL D | 1X1EA | 1 | 247 | Sigma-Aldrich | Z673501-1EA | https://www.sigmaaldrich.com/LT/en
Z673528-1EA | SCIENCEWARE LAB-AIRE II NON-ELECTRICAL D | 1X1EA | 1 | 313 | Sigma-Aldrich | Z673528-1EA | https://www.sigmaaldrich.com/LT/en
Z673536-1EA | SCIENCEWARE LAB-AIRE II NON-ELECTRICAL D | 1X1EA | 1 | 224 | Sigma-Aldrich | Z673536-1EA | https://www.sigmaaldrich.com/LT/en
Z673544-1EA | SCIENCEWARE LAB-AIRE II NON-ELECTRICAL D | 1X1EA | 1 | 345 | Sigma-Aldrich | Z673544-1EA | https://www.sigmaaldrich.com/LT/en
Z673552-1EA | SCIENCEWARE LAB-AIRE II NON-ELECTRICAL D | 1X1EA | 1 | 495 | Sigma-Aldrich | Z673552-1EA | https://www.sigmaaldrich.com/LT/en
Z673609-1EA | SCIENCEWARE LAB-AIRE II DRYER BASKET | 1X1EA | 1 | 31 | Sigma-Aldrich | Z673609-1EA | https://www.sigmaaldrich.com/LT/en
Z673617-1PAK | SCIENCEWARE LAB-AIRE II PEGS AND PLUGS, | 1X1PAK | 1 | 37 | Sigma-Aldrich | Z673617-1PAK | https://www.sigmaaldrich.com/LT/en
Z673625-1PAK | SCIENCEWARE LAB-AIRE II PEGS AND PLUGS, | 1X1PAK | 1 | 39 | Sigma-Aldrich | Z673625-1PAK | https://www.sigmaaldrich.com/LT/en
Z673633-1PAK | SCIENCEWARE LAB-AIRE II PEGS AND PLUGS, | 1X1PAK | 1 | 40 | Sigma-Aldrich | Z673633-1PAK | https://www.sigmaaldrich.com/LT/en
Z566756-1EA | SCIENCEWARE SECADOR DESICCATOR CABINET, | 1X1EA | 1 | 337 | Sigma-Aldrich | Z566756-1EA | https://www.sigmaaldrich.com/LT/en
Z566764-1EA | SCIENCEWARE SECADOR DESICCATOR CABINET, | 1X1EA | 1 | 622 | Sigma-Aldrich | Z566764-1EA | https://www.sigmaaldrich.com/LT/en
Z566772-1EA | SCIENCEWARE SECADOR DESICCATOR CABINET, | 1X1EA | 1 | 781 | Sigma-Aldrich | Z566772-1EA | https://www.sigmaaldrich.com/LT/en
Z566780-1EA | SCIENCEWARE SECADOR DESICCATOR CABINET, | 1X1EA | 1 | 1069 | Sigma-Aldrich | Z566780-1EA | https://www.sigmaaldrich.com/LT/en
Z743379-750EA | DIRECT THERMAL CRYO-TAGS(R), GREEN, L X& | 1X750EA | 1 | 59 | Sigma-Aldrich | Z743379-750EA | https://www.sigmaaldrich.com/LT/en
Z743417-840EA | LASER CRYO-TAGS(R), GREEN, L X W 1.125 & | 1X840EA | 1 | 78 | Sigma-Aldrich | Z743417-840EA | https://www.sigmaaldrich.com/LT/en
Z743414-840EA | LASER CRYO-TAGS(R), BLUE, L X W 1.125 I& | 1X840EA | 1 | 78 | Sigma-Aldrich | Z743414-840EA | https://www.sigmaaldrich.com/LT/en
Z743408-1200EA | LASER CRYO-TAGS(R), ASSORTED COLORS, L & | 1X1200EA | 1 | 78 | Sigma-Aldrich | Z743408-1200EA | https://www.sigmaaldrich.com/LT/en
Z743389-500EA | DIRECT THERMAL CRYO-TAGS(R), RED, L X W& | 1X500EA | 1 | 60 | Sigma-Aldrich | Z743389-500EA | https://www.sigmaaldrich.com/LT/en
Z743413-1040EA | LASER CRYO-TAGS(R), BLUE, L X W 1.69 IN& | 1X1040EA | 1 | 78 | Sigma-Aldrich | Z743413-1040EA | https://www.sigmaaldrich.com/LT/en
Z743400-500EA | DIRECT THERMAL CRYO-TAGS(R), YELLOW, L & | 1X500EA | 1 | 60 | Sigma-Aldrich | Z743400-500EA | https://www.sigmaaldrich.com/LT/en
Z743405-20EA | LASER CRYO-TAGS(R), RED, L X W 8.50 IN & | 1X20EA | 1 | 65 | Sigma-Aldrich | Z743405-20EA | https://www.sigmaaldrich.com/LT/en
Z743415-1200EA | LASER CRYO-TAGS(R), BLUE, W X L 1.50 IN& | 1X1200EA | 1 | 78 | Sigma-Aldrich | Z743415-1200EA | https://www.sigmaaldrich.com/LT/en
Z743409-1040EA | LASER CRYO-TAGS(R), ASSORTED COLORS, L & | 1X1040EA | 1 | 78 | Sigma-Aldrich | Z743409-1040EA | https://www.sigmaaldrich.com/LT/en
Z743381-500EA | DIRECT THERMAL CRYO-TAGS(R), GREEN, L X& | 1X500EA | 1 | 60 | Sigma-Aldrich | Z743381-500EA | https://www.sigmaaldrich.com/LT/en
Z743406-20EA | LASER CRYO-TAGS(R), WHITE, L X W 8.50 I& | 1X20EA | 1 | 65 | Sigma-Aldrich | Z743406-20EA | https://www.sigmaaldrich.com/LT/en
CLS3324-100EA | CORNING(R) CELLSTACK(TM) ACCESSORIES TW& | 1X100EA | 1 | 612 | Sigma-Aldrich | CLS3324-100EA | https://www.sigmaaldrich.com/LT/en
CLS3643-50EA | CORNING(R)384 WELL MICROPLATE, LOW VOLUM | 1X50EA | 1 | 4010 | Sigma-Aldrich | CLS3643-50EA | https://www.sigmaaldrich.com/LT/en
Z367982-25EA | CELLULOSE ACETATE MEMBRANE, DIALYSER CA& | 1X25EA | 1 | 96 | Sigma-Aldrich | Z367982-25EA | https://www.sigmaaldrich.com/LT/en
Z368024-25EA | CELLULOSE ACETATE MEMBRANE, DIALYSER CA& | 1X25EA | 1 | 122 | Sigma-Aldrich | Z368024-25EA | https://www.sigmaaldrich.com/LT/en
Z673641-1EA | TALBOYS BLOCK HEATER, 110V | 1X1EA | 1 | 455 | Sigma-Aldrich | Z673641-1EA | https://www.sigmaaldrich.com/LT/en
Z673668-1EA | TALBOYS BLOCK HEATER, 230V, EU PLUG | 1X1EA | 1 | 455 | Sigma-Aldrich | Z673668-1EA | https://www.sigmaaldrich.com/LT/en
Z673676-100EA | MICROFLEX TRANQUILITY POWDER-FREE SMALL | 1X100EA | 1 | 40 | Sigma-Aldrich | Z673676-100EA | https://www.sigmaaldrich.com/LT/en
Z673684-100EA | MICROFLEX TRANQUILITY POWDER-FREE MEDIUM | 1X100EA | 1 | 40 | Sigma-Aldrich | Z673684-100EA | https://www.sigmaaldrich.com/LT/en
Z673692-100EA | MICROFLEX TRANQUILITY POWDER-FREE LARGE | 1X100EA | 1 | 40 | Sigma-Aldrich | Z673692-100EA | https://www.sigmaaldrich.com/LT/en
Z673692-10X100EA | MICROFLEX TRANQUILITY POWDER-FREE LARGE | 10X100EA | 1 | 274 | Sigma-Aldrich | Z673692-10X100EA | https://www.sigmaaldrich.com/LT/en
Z673722-1EA | PROHEAT HEAT GUN, 220V, UK PLUG | 1X1EA | 1 | 172 | Sigma-Aldrich | Z673722-1EA | https://www.sigmaaldrich.com/LT/en
Z673730-1EA | PROHEAT VARITEMP HEAT GUN, 220V, UK PLUG | 1X1EA | 1 | 261 | Sigma-Aldrich | Z673730-1EA | https://www.sigmaaldrich.com/LT/en
Z674125-1EA | DURAN GLS 80 WIDE NECK LABORATORY& | 1X1EA | 1 | 167 | Sigma-Aldrich | Z674125-1EA | https://www.sigmaaldrich.com/LT/en
Z673676-10X100EA | MICROFLEX TRANQUILITY POWDER-FREE SMALL | 10X100EA | 1 | 283 | Sigma-Aldrich | Z673676-10X100EA | https://www.sigmaaldrich.com/LT/en
Z674974-1EA | GLAS-COL SERIES TM HEMISPHERICAL HEATING | 1X1EA | 1 | 443 | Sigma-Aldrich | Z674974-1EA | https://www.sigmaaldrich.com/LT/en
Z674982-1EA | GLAS-COL SERIES TM HEMISPHERICAL HEATING | 1X1EA | 1 | 450 | Sigma-Aldrich | Z674982-1EA | https://www.sigmaaldrich.com/LT/en
Z674990-1EA | GLAS-COL SERIES TM HEMISPHERICAL HEATING | 1X1EA | 1 | 493 | Sigma-Aldrich | Z674990-1EA | https://www.sigmaaldrich.com/LT/en
Z675008-1EA | GLAS-COL SERIES TM HEMISPHERICAL HEATING | 1X1EA | 1 | 515 | Sigma-Aldrich | Z675008-1EA | https://www.sigmaaldrich.com/LT/en
Z673838-1EA | HANNA HI2210 PH/TEMP BENCH METER, 230V, | 1X1EA | 1 | 512 | Sigma-Aldrich | Z673838-1EA | https://www.sigmaaldrich.com/LT/en
Z674540-1EA | DURAN GL 80 CAPS & ACCESSORIES, INSERT F | 1X1EA | 1 | 15 | Sigma-Aldrich | Z674540-1EA | https://www.sigmaaldrich.com/LT/en
Z694088-1EA | MICROMATIC MACROVALVE COUPLER FOR RETUR& | 1X1EA | 1 | 906 | Sigma-Aldrich | Z694088-1EA | https://www.sigmaaldrich.com/LT/en
Z509655-12PAK | TEST PAPERS BLUE LITMUS | 1X12PAK | 1 | 29 | Sigma-Aldrich | Z509655-12PAK | https://www.sigmaaldrich.com/LT/en
CLS9954-5EA | CORNING(R) CELLSTACK(R) CHAMBER, 1-STACK | 1X5EA | 1 | 364 | Sigma-Aldrich | CLS9954-5EA | https://www.sigmaaldrich.com/LT/en
CLS9988-6EA | CORNING(R) CELLSTACK(R) CHAMBER, 10-STAC | 1X6EA | 1 | 569 | Sigma-Aldrich | CLS9988-6EA | https://www.sigmaaldrich.com/LT/en
CLS9994-2EA | CORNING(R) CELLSTACK(R) CHAMBER, 40-STAC | 1X2EA | 1 | 586 | Sigma-Aldrich | CLS9994-2EA | https://www.sigmaaldrich.com/LT/en
Z694061-1EA | MICROMATIC MACROVALVE COUPLER FOR RETUR& | 1X1EA | 1 | 906 | Sigma-Aldrich | Z694061-1EA | https://www.sigmaaldrich.com/LT/en
PURG12010-1KT | PUR-A-LYZER(TM) MEGA 12000 DIALYSIS KIT& | 1X1KIT | 1 | 121 | Sigma-Aldrich | PURG12010-1KT | https://www.sigmaaldrich.com/LT/en
PURN12100-1KT | PUR-A-LYZER(TM) MINI 12000 DIALYSIS KIT& | 1X1KIT | 1 | 310 | Sigma-Aldrich | PURN12100-1KT | https://www.sigmaaldrich.com/LT/en
PURX35005-1KT | PUR-A-LYZER(TM) MAXI 3500 DIALYSIS KIT,& | 1X1KIT | 1 | 67 | Sigma-Aldrich | PURX35005-1KT | https://www.sigmaaldrich.com/LT/en
Z687820-5EA | IDMOC(TM) COLLAGEN PLATE, COATED, 24 WE& | 1X5EA | 1 | 706 | Sigma-Aldrich | Z687820-5EA | https://www.sigmaaldrich.com/LT/en
PURD35030-1KT | PUR-A-LYZER(TM) MIDI 3500 DIALYSIS KIT,& | 1X1KIT | 1 | 165 | Sigma-Aldrich | PURD35030-1KT | https://www.sigmaaldrich.com/LT/en
Z693685-1EA | DURAN(R) FILTERING FLASK, WITH KECK(R) A | 1X1EA | 1 | 30 | Sigma-Aldrich | Z693685-1EA | https://www.sigmaaldrich.com/LT/en
Z693723-1EA | DURAN(R) FILTERING FLASK, WITH KECK(R) A | 1X1EA | 1 | 111 | Sigma-Aldrich | Z693723-1EA | https://www.sigmaaldrich.com/LT/en
PURDR-1EA | PUR-A-LYZER(TM) MIDI FLOATING RACK FOR & | 1X1EA | 1 | 12 | Sigma-Aldrich | PURDR-1EA | https://www.sigmaaldrich.com/LT/en
PURG10010-1KT | PUR-A-LYZER(TM) MEGA 1000 DIALYSIS KIT,& | 1X1KIT | 1 | 134 | Sigma-Aldrich | PURG10010-1KT | https://www.sigmaaldrich.com/LT/en
PURG10015-1KT | PUR-A-LYZER(TM) MEGA 1000 DIALYSIS KIT,& | 1X1KIT | 1 | 134 | Sigma-Aldrich | PURG10015-1KT | https://www.sigmaaldrich.com/LT/en
PURG12015-1KT | PUR-A-LYZER(TM) MEGA 12000 DIALYSIS KIT& | 1X1KIT | 1 | 121 | Sigma-Aldrich | PURG12015-1KT | https://www.sigmaaldrich.com/LT/en
PURG60020-1KT | PUR-A-LYZER(TM) MEGA 6000 DIALYSIS KIT,& | 1X1KIT | 1 | 121 | Sigma-Aldrich | PURG60020-1KT | https://www.sigmaaldrich.com/LT/en
PURN12010-1KT | PUR-A-LYZER(TM) MINI 12000 DIALYSIS KIT& | 1X1KIT | 1 | 70 | Sigma-Aldrich | PURN12010-1KT | https://www.sigmaaldrich.com/LT/en
PURN12030-1KT | PUR-A-LYZER(TM) MINI 12000 DIALYSIS KIT& | 1X1KIT | 1 | 128 | Sigma-Aldrich | PURN12030-1KT | https://www.sigmaaldrich.com/LT/en
PURN25005-1KT | PUR-A-LYZER(TM) MINI 25000 DIALYSIS KIT& | 1X1KIT | 1 | 57 | Sigma-Aldrich | PURN25005-1KT | https://www.sigmaaldrich.com/LT/en
PURX12005-1KT | PUR-A-LYZER(TM) MAXI 12000 DIALYSIS KIT& | 1X1KIT | 1 | 67 | Sigma-Aldrich | PURX12005-1KT | https://www.sigmaaldrich.com/LT/en
PURX12050-1KT | PUR-A-LYZER(TM) MAXI 12000 DIALYSIS KIT& | 1X1KIT | 1 | 375 | Sigma-Aldrich | PURX12050-1KT | https://www.sigmaaldrich.com/LT/en
PURX12100-1KT | PUR-A-LYZER(TM) MAXI 12000 DIALYSIS KIT& | 1X1KIT | 1 | 691 | Sigma-Aldrich | PURX12100-1KT | https://www.sigmaaldrich.com/LT/en
PURX35015-1KT | PUR-A-LYZER(TM) MAXI 3500 DIALYSIS KIT,& | 1X1KIT | 1 | 123 | Sigma-Aldrich | PURX35015-1KT | https://www.sigmaaldrich.com/LT/en
PURX60100-1KT | PUR-A-LYZER(TM) MAXI 6000 DIALYSIS KIT,& | 1X1KIT | 1 | 691 | Sigma-Aldrich | PURX60100-1KT | https://www.sigmaaldrich.com/LT/en
PURXT-1EA | PUR-A-LYZER(TM) MAXI SUPPORTING TRAY FO& | 1X1EA | 1 | 20 | Sigma-Aldrich | PURXT-1EA | https://www.sigmaaldrich.com/LT/en
Z687839-5EA | IDMOC(TM) COLLAGEN PLATE, COATED, 96 WE& | 1X5EA | 1 | 706 | Sigma-Aldrich | Z687839-5EA | https://www.sigmaaldrich.com/LT/en
Z693693-1EA | DURAN(R) FILTERING FLASK, WITH KECK(R) A | 1X1EA | 1 | 39 | Sigma-Aldrich | Z693693-1EA | https://www.sigmaaldrich.com/LT/en
Z693707-1EA | DURAN(R) FILTERING FLASK, WITH KECK(R) A | 1X1EA | 1 | 49 | Sigma-Aldrich | Z693707-1EA | https://www.sigmaaldrich.com/LT/en
Z693715-10EA | DURAN(R) FILTERING FLASK, WITH KECK(R) A | 1X10EA | 1 | 540 | Sigma-Aldrich | Z693715-10EA | https://www.sigmaaldrich.com/LT/en
CLS11706-2EA | CORNING(R) CLOSED SYSTEM CENTRIFUGE TUB& | 1X2EA | 1 | 201 | Sigma-Aldrich | CLS11706-2EA | https://www.sigmaaldrich.com/LT/en
CLS11750-2EA | CORNING(R) CLOSED SYSTEM CENTRIFUGE TUB& | 1X2EA | 1 | 272 | Sigma-Aldrich | CLS11750-2EA | https://www.sigmaaldrich.com/LT/en
CLS3876-2EA | CORNING(R) SYNTHEMAX(R)-T SURFACE MULT& | 1X2EA | 1 | 214 | Sigma-Aldrich | CLS3876-2EA | https://www.sigmaaldrich.com/LT/en
PURD10005-1KT | PUR-A-LYZER(TM) MIDI 1000 DIALYSIS KIT,& | 1X1KIT | 1 | 77 | Sigma-Aldrich | PURD10005-1KT | https://www.sigmaaldrich.com/LT/en
PURD35010-1KT | PUR-A-LYZER(TM) MIDI 3500 DIALYSIS KIT,& | 1X1KIT | 1 | 84 | Sigma-Aldrich | PURD35010-1KT | https://www.sigmaaldrich.com/LT/en
PURG12020-1KT | PUR-A-LYZER(TM) MEGA 12000 DIALYSIS KIT& | 1X1KIT | 1 | 121 | Sigma-Aldrich | PURG12020-1KT | https://www.sigmaaldrich.com/LT/en
PURX35050-1KT | PUR-A-LYZER(TM) MAXI 3500 DIALYSIS KIT,& | 1X1KIT | 1 | 375 | Sigma-Aldrich | PURX35050-1KT | https://www.sigmaaldrich.com/LT/en
Z720887-6EA | NUNC(R) CELL FACTORY NUNCLON(R) SURFACE | 1X6EA | 1 | 264 | Sigma-Aldrich | Z720887-6EA | https://www.sigmaaldrich.com/LT/en
PURD60050-1KT | PUR-A-LYZER(TM) MIDI 6000 DIALYSIS KIT,& | 1X1KIT | 1 | 245 | Sigma-Aldrich | PURD60050-1KT | https://www.sigmaaldrich.com/LT/en
PURDT-1EA | PUR-A-LYZER(TM) MIDI SUPPORTING TRAY FO& | 1X1EA | 1 | 15 | Sigma-Aldrich | PURDT-1EA | https://www.sigmaaldrich.com/LT/en
PURG10020-1KT | PUR-A-LYZER(TM) MEGA 1000 DIALYSIS KIT,& | 1X1KIT | 1 | 134 | Sigma-Aldrich | PURG10020-1KT | https://www.sigmaaldrich.com/LT/en
PURG35010-1KT | PUR-A-LYZER(TM) MEGA 3500 DIALYSIS KIT,& | 1X1KIT | 1 | 121 | Sigma-Aldrich | PURG35010-1KT | https://www.sigmaaldrich.com/LT/en
PURG35020-1KT | PUR-A-LYZER(TM) MEGA 3500 DIALYSIS KIT,& | 1X1KIT | 1 | 121 | Sigma-Aldrich | PURG35020-1KT | https://www.sigmaaldrich.com/LT/en
PURG60010-1KT | PUR-A-LYZER(TM) MEGA 6000 DIALYSIS KIT,& | 1X1KIT | 1 | 121 | Sigma-Aldrich | PURG60010-1KT | https://www.sigmaaldrich.com/LT/en
PURGR-1EA | PUR-A-LYZER(TM) MEGA FLOATING RACK FOR & | 1X1EA | 1 | 20 | Sigma-Aldrich | PURGR-1EA | https://www.sigmaaldrich.com/LT/en
PURN12050-1KT | PUR-A-LYZER(TM) MINI 12000 DIALYSIS KIT& | 1X1KIT | 1 | 181 | Sigma-Aldrich | PURN12050-1KT | https://www.sigmaaldrich.com/LT/en
PURN60010-1KT | PUR-A-LYZER(TM) MINI 6000 DIALYSIS KIT,& | 1X1KIT | 1 | 70 | Sigma-Aldrich | PURN60010-1KT | https://www.sigmaaldrich.com/LT/en
PURN60030-1KT | PUR-A-LYZER(TM) MINI 6000 DIALYSIS KIT,& | 1X1KIT | 1 | 128 | Sigma-Aldrich | PURN60030-1KT | https://www.sigmaaldrich.com/LT/en
PURN60100-1KT | PUR-A-LYZER(TM) MINI 6000 DIALYSIS KIT,& | 1X1KIT | 1 | 310 | Sigma-Aldrich | PURN60100-1KT | https://www.sigmaaldrich.com/LT/en
PURNR-1EA | PUR-A-LYZER(TM) MINI FLOATING RACK FOR & | 1X1EA | 1 | 12 | Sigma-Aldrich | PURNR-1EA | https://www.sigmaaldrich.com/LT/en
PURX25005-1KT | PUR-A-LYZER(TM) MAXI 25000 DIALYSIS KIT& | 1X1KIT | 1 | 84 | Sigma-Aldrich | PURX25005-1KT | https://www.sigmaaldrich.com/LT/en
PURX35100-1KT | PUR-A-LYZER(TM) MAXI 3500 DIALYSIS KIT,& | 1X1KIT | 1 | 691 | Sigma-Aldrich | PURX35100-1KT | https://www.sigmaaldrich.com/LT/en
PURX60005-1KT | PUR-A-LYZER(TM) MAXI 6000 DIALYSIS KIT,& | 1X1KIT | 1 | 67 | Sigma-Aldrich | PURX60005-1KT | https://www.sigmaaldrich.com/LT/en
PURX60015-1KT | PUR-A-LYZER(TM) MAXI 6000 DIALYSIS KIT,& | 1X1KIT | 1 | 123 | Sigma-Aldrich | PURX60015-1KT | https://www.sigmaaldrich.com/LT/en
PURXR-1EA | PUR-A-LYZER(TM) MAXI FLOATING RACK FOR & | 1X1EA | 1 | 15 | Sigma-Aldrich | PURXR-1EA | https://www.sigmaaldrich.com/LT/en
Z692905-5EA | SWITCHABLE STORAGE RACK FOR 15 OR 50 ML& | 1X5EA | 1 | 72 | Sigma-Aldrich | Z692905-5EA | https://www.sigmaaldrich.com/LT/en
Z693103-1EA | FOLD AND SNAP TEST TUBE RACK, FOR 21 MM& | 1X1EA | 1 | 17 | Sigma-Aldrich | Z693103-1EA | https://www.sigmaaldrich.com/LT/en
Z693685-10EA | DURAN(R) FILTERING FLASK, WITH KECK(R) A | 1X10EA | 1 | 221 | Sigma-Aldrich | Z693685-10EA | https://www.sigmaaldrich.com/LT/en
Z693707-10EA | DURAN(R) FILTERING FLASK, WITH KECK(R) A | 1X10EA | 1 | 361 | Sigma-Aldrich | Z693707-10EA | https://www.sigmaaldrich.com/LT/en
Z693715-1EA | DURAN(R) FILTERING FLASK, WITH KECK(R) A | 1X1EA | 1 | 73 | Sigma-Aldrich | Z693715-1EA | https://www.sigmaaldrich.com/LT/en
CLS3976-2EA | CORNING(R) SYNTHEMAX(R)-T SURFACE 225 & | 1X2EA | 1 | 1132 | Sigma-Aldrich | CLS3976-2EA | https://www.sigmaaldrich.com/LT/en
PURD35050-1KT | PUR-A-LYZER(TM) MIDI 3500 DIALYSIS KIT,& | 1X1KIT | 1 | 245 | Sigma-Aldrich | PURD35050-1KT | https://www.sigmaaldrich.com/LT/en
PURD35100-1KT | PUR-A-LYZER(TM) MIDI 3500 DIALYSIS KIT,& | 1X1KIT | 1 | 437 | Sigma-Aldrich | PURD35100-1KT | https://www.sigmaaldrich.com/LT/en
PURD60010-1KT | PUR-A-LYZER(TM) MIDI 6000 DIALYSIS KIT,& | 1X1KIT | 1 | 84 | Sigma-Aldrich | PURD60010-1KT | https://www.sigmaaldrich.com/LT/en
PURD60030-1KT | PUR-A-LYZER(TM) MIDI 6000 DIALYSIS KIT,& | 1X1KIT | 1 | 165 | Sigma-Aldrich | PURD60030-1KT | https://www.sigmaaldrich.com/LT/en
PURG35015-1KT | PUR-A-LYZER(TM) MEGA 3500 DIALYSIS KIT,& | 1X1KIT | 1 | 121 | Sigma-Aldrich | PURG35015-1KT | https://www.sigmaaldrich.com/LT/en
PURN60050-1KT | PUR-A-LYZER(TM) MINI 6000 DIALYSIS KIT,& | 1X1KIT | 1 | 181 | Sigma-Aldrich | PURN60050-1KT | https://www.sigmaaldrich.com/LT/en
PURX50005-1KT | PUR-A-LYZER(TM) MAXI 50000 DIALYSIS KIT& | 1X1KIT | 1 | 84 | Sigma-Aldrich | PURX50005-1KT | https://www.sigmaaldrich.com/LT/en
PURD60100-1KT | PUR-A-LYZER(TM) MIDI 6000 DIALYSIS KIT,& | 1X1KIT | 1 | 437 | Sigma-Aldrich | PURD60100-1KT | https://www.sigmaaldrich.com/LT/en
PURG60015-1KT | PUR-A-LYZER(TM) MEGA 6000 DIALYSIS KIT,& | 1X1KIT | 1 | 121 | Sigma-Aldrich | PURG60015-1KT | https://www.sigmaaldrich.com/LT/en
PURNT-1EA | PUR-A-LYZER(TM) MINI SUPPORTING TRAY FO& | 1X1EA | 1 | 12 | Sigma-Aldrich | PURNT-1EA | https://www.sigmaaldrich.com/LT/en
PURX60050-1KT | PUR-A-LYZER(TM) MAXI 6000 DIALYSIS KIT,& | 1X1KIT | 1 | 375 | Sigma-Aldrich | PURX60050-1KT | https://www.sigmaaldrich.com/LT/en
Z693693-10EA | DURAN(R) FILTERING FLASK, WITH KECK(R) A | 1X10EA | 1 | 288 | Sigma-Aldrich | Z693693-10EA | https://www.sigmaaldrich.com/LT/en
CLS3983-2EA | CORNING(R) SYNTHEMAX(R)-R SURFACE 75 C& | 1X2EA | 1 | 164 | Sigma-Aldrich | CLS3983-2EA | https://www.sigmaaldrich.com/LT/en
PURX12015-1KT | PUR-A-LYZER(TM) MAXI 12000 DIALYSIS KIT& | 1X1KIT | 1 | 123 | Sigma-Aldrich | PURX12015-1KT | https://www.sigmaaldrich.com/LT/en
Z693480-1EA | 2MAG MIXDRIVE 1 ECO MAGNETIC STIRRING S& | 1X1EA | 1 | 231 | Sigma-Aldrich | Z693480-1EA | https://www.sigmaaldrich.com/LT/en
Z693499-1EA | 2MAG MIXDRIVE 1 ECO HT MAGNETIC STIRRIN& | 1X1EA | 1 | 353 | Sigma-Aldrich | Z693499-1EA | https://www.sigmaaldrich.com/LT/en
Z693502-1EA | 2MAG MIXDRIVE 6 MULTI-POSITION MAGNETIC& | 1X1EA | 1 | 1078 | Sigma-Aldrich | Z693502-1EA | https://www.sigmaaldrich.com/LT/en
Z694371-1EA | IDMOC(R) COLLAGEN PLATE, COATED, 24 WE& | 1X1EA | 1 | 142 | Sigma-Aldrich | Z694371-1EA | https://www.sigmaaldrich.com/LT/en
CLS3559-4EA | CORNING(R) CLOSED SYSTEM SPINNER FLASK,& | 1X4EA | 1 | 2812 | Sigma-Aldrich | CLS3559-4EA | https://www.sigmaaldrich.com/LT/en
Z693448-1EA | 2MAG ACCUMIX PORTABLE MAGNETIC STIRRER | 1X1EA | 1 | 803 | Sigma-Aldrich | Z693448-1EA | https://www.sigmaaldrich.com/LT/en
Z692867-1EA | BRAND(R) HANDYSTEP(R) S MANUAL REPETITI& | 1X1EA | 1 | 222 | Sigma-Aldrich | Z692867-1EA | https://www.sigmaaldrich.com/LT/en
CLS400649-1EA | CORNING(R) DIRECT DRIVE ASSEMBLIES FOR & | 1X1EA | 1 | 3596 | Sigma-Aldrich | CLS400649-1EA | https://www.sigmaaldrich.com/LT/en
CLS3580-6EA | CORNING(R) DISPOSABLE SPINNER FLASK, 1 & | 1X6EA | 1 | 1434 | Sigma-Aldrich | CLS3580-6EA | https://www.sigmaaldrich.com/LT/en
CLS3581-4EA | CORNING(R) DISPOSABLE SPINNER FLASK, 3 & | 1X4EA | 1 | 1165 | Sigma-Aldrich | CLS3581-4EA | https://www.sigmaaldrich.com/LT/en
Z674176-10EA | DURAN AMBER GLS 80 WIDE MOUTH GRADUATED | 1X10EA | 1 | 634 | Sigma-Aldrich | Z674176-10EA | https://www.sigmaaldrich.com/LT/en
Z674184-10EA | DURAN AMBER GLS 80 WIDE MOUTH GRADUATED | 1X10EA | 1 | 912 | Sigma-Aldrich | Z674184-10EA | https://www.sigmaaldrich.com/LT/en
Z674192-1EA | DURAN AMBER GLS 80 WIDE MOUTH GRADUATED | 1X1EA | 1 | 285 | Sigma-Aldrich | Z674192-1EA | https://www.sigmaaldrich.com/LT/en
Z674206-1EA | DURAN AMBER GLS 80 WIDE MOUTH GRADUATED | 1X1EA | 1 | 400 | Sigma-Aldrich | Z674206-1EA | https://www.sigmaaldrich.com/LT/en
Z674214-1EA | DURAN AMBER GLS 80 WIDE MOUTH GRADUATED | 1X1EA | 1 | 649 | Sigma-Aldrich | Z674214-1EA | https://www.sigmaaldrich.com/LT/en
Z674222-10EA | DURAN GLS 80 PROTECT WIDE MOUTH GRADUATE | 1X10EA | 1 | 285 | Sigma-Aldrich | Z674222-10EA | https://www.sigmaaldrich.com/LT/en
Z674230-10EA | DURAN GLS 80 PROTECT WIDE MOUTH GRADUATE | 1X10EA | 1 | 374 | Sigma-Aldrich | Z674230-10EA | https://www.sigmaaldrich.com/LT/en
Z674249-10EA | DURAN GLS 80 PROTECT WIDE MOUTH GRADUATE | 1X10EA | 1 | 629 | Sigma-Aldrich | Z674249-10EA | https://www.sigmaaldrich.com/LT/en
Z674257-1EA | DURAN GLS 80 PROTECT WIDE MOUTH GRADUATE | 1X1EA | 1 | 313 | Sigma-Aldrich | Z674257-1EA | https://www.sigmaaldrich.com/LT/en
Z674273-10EA | DURAN GL 80 CAPS & ACCESSORIES, GL 80 BL | 1X10EA | 1 | 20 | Sigma-Aldrich | Z674273-10EA | https://www.sigmaaldrich.com/LT/en
Z674311-1EA | DURAN GL 80 CAPS & ACCESSORIES, INSERT& | 1X1EA | 1 | 15 | Sigma-Aldrich | Z674311-1EA | https://www.sigmaaldrich.com/LT/en
Z674338-1EA | DURAN GL 80 CAPS & ACCESSORIES, INSERT F | 1X1EA | 1 | 15 | Sigma-Aldrich | Z674338-1EA | https://www.sigmaaldrich.com/LT/en
Z674346-1EA | DURAN GL 80 CAPS & ACCESSORIES, INSERT F | 1X1EA | 1 | 16 | Sigma-Aldrich | Z674346-1EA | https://www.sigmaaldrich.com/LT/en
Z674354-1EA | DURAN GL 80 CAPS & ACCESSORIES, INSERT F | 1X1EA | 1 | 16 | Sigma-Aldrich | Z674354-1EA | https://www.sigmaaldrich.com/LT/en
Z674362-2EA | DURAN GL 80 CAPS & ACCESSORIES, GL 18 BL | 1X2EA | 1 | 13 | Sigma-Aldrich | Z674362-2EA | https://www.sigmaaldrich.com/LT/en
Z674370-1EA | DURAN GL 80 CAPS & ACCESSORIES, GL 18 PR | 1X1EA | 1 | 25 | Sigma-Aldrich | Z674370-1EA | https://www.sigmaaldrich.com/LT/en
Z674389-2EA | DURAN GL 80 CAPS & ACCESSORIES, GL 18 BL | 1X2EA | 1 | 10 | Sigma-Aldrich | Z674389-2EA | https://www.sigmaaldrich.com/LT/en
Z674397-10EA | DURAN PRESSURE PLUS BOTTLE, 250ML | 1X10EA | 1 | 113 | Sigma-Aldrich | Z674397-10EA | https://www.sigmaaldrich.com/LT/en
Z674397-1EA | DURAN PRESSURE PLUS BOTTLE, 250ML | 1X1EA | 1 | 16 | Sigma-Aldrich | Z674397-1EA | https://www.sigmaaldrich.com/LT/en
Z674400-10EA | DURAN PRESSURE PLUS BOTTLE, 500ML | 1X10EA | 1 | 153 | Sigma-Aldrich | Z674400-10EA | https://www.sigmaaldrich.com/LT/en
Z674842-1EA | VACUUBRAND DIAPHRAGM VACUUM PUMP, 110V, | 1X1EA | 1 | 2715 | Sigma-Aldrich | Z674842-1EA | https://www.sigmaaldrich.com/LT/en
Z674400-1EA | DURAN PRESSURE PLUS BOTTLE, 500ML | 1X1EA | 1 | 21 | Sigma-Aldrich | Z674400-1EA | https://www.sigmaaldrich.com/LT/en
Z674419-10EA | DURAN PRESSURE PLUS BOTTLE, 1,000ML | 1X10EA | 1 | 176 | Sigma-Aldrich | Z674419-10EA | https://www.sigmaaldrich.com/LT/en
Z674419-1EA | DURAN PRESSURE PLUS BOTTLE, 1,000ML | 1X1EA | 1 | 24 | Sigma-Aldrich | Z674419-1EA | https://www.sigmaaldrich.com/LT/en
Z674567-1EA | GYROMINI NUTATING MIXER, 230V, EU 2-PIN | 1X1EA | 1 | 333 | Sigma-Aldrich | Z674567-1EA | https://www.sigmaaldrich.com/LT/en
Z674575-1EA | GYROMINI NUTATING MIXER, 230V, UK 3-PIN | 1X1EA | 1 | 333 | Sigma-Aldrich | Z674575-1EA | https://www.sigmaaldrich.com/LT/en
Z674591-1EA | MINI LABROLLER ROTATOR, 230V, EU 2-PIN P | 1X1EA | 1 | 431 | Sigma-Aldrich | Z674591-1EA | https://www.sigmaaldrich.com/LT/en
Z674605-1EA | MINI LABROLLER ROTATOR, 230V, UK 3-PIN P | 1X1EA | 1 | 431 | Sigma-Aldrich | Z674605-1EA | https://www.sigmaaldrich.com/LT/en
Z674621-1EA | MINI LABROLLER ROTATOR ACCESSORIES, ROTI | 1X1EA | 1 | 44 | Sigma-Aldrich | Z674621-1EA | https://www.sigmaaldrich.com/LT/en
Z674648-1EA | MINI LABROLLER ROTATOR ACCESSORIES, ROTI | 1X1EA | 1 | 44 | Sigma-Aldrich | Z674648-1EA | https://www.sigmaaldrich.com/LT/en
Z674664-1EA | SLIDE SPINNER FOR SLIDE DRYING, 110V | 1X1EA | 1 | 594 | Sigma-Aldrich | Z674664-1EA | https://www.sigmaaldrich.com/LT/en
Z674672-1EA | SLIDE SPINNER FOR SLIDE DRYING, 230V, EU | 1X1EA | 1 | 519 | Sigma-Aldrich | Z674672-1EA | https://www.sigmaaldrich.com/LT/en
Z674680-1EA | SLIDE SPINNER FOR SLIDE DRYING, 230V, UK | 1X1EA | 1 | 519 | Sigma-Aldrich | Z674680-1EA | https://www.sigmaaldrich.com/LT/en
Z723304-100EA | THERMALSEAL ADVANCED | 1X100EA | 1 | 93 | Sigma-Aldrich | Z723304-100EA | https://www.sigmaaldrich.com/LT/en
CLS3303-8EA | CELLSTACK,1 STACK,ULA COATED,P | 1X8EA | 1 | 1781 | Sigma-Aldrich | CLS3303-8EA | https://www.sigmaaldrich.com/LT/en
CLS3824-50EA | CORNING(R)384 WELL MICROPLATE, LOW VOLUM | 1X50EA | 1 | 628 | Sigma-Aldrich | CLS3824-50EA | https://www.sigmaaldrich.com/LT/en
CLS431449-4EA | DISPOSABLE ERLENMEYER FLASK, 3 | 1X4EA | 1 | 658 | Sigma-Aldrich | CLS431449-4EA | https://www.sigmaaldrich.com/LT/en
CLS6795KIT-1EA | DIGITAL HOT PLT/COMBO ACCS KIT | 1X1EA | 1 | 144 | Sigma-Aldrich | CLS6795KIT-1EA | https://www.sigmaaldrich.com/LT/en
CLS6970SR-1EA | STIR BAR RETRIEVER | 1X1EA | 1 | 14 | Sigma-Aldrich | CLS6970SR-1EA | https://www.sigmaaldrich.com/LT/en
Z674095-10EA | DURAN GLS 80 WIDE NECK LABORAT& | 1X10EA | 1 | 158 | Sigma-Aldrich | Z674095-10EA | https://www.sigmaaldrich.com/LT/en
Z674109-10EA | DURAN GLS 80 WIDE NECK LABORATORY BOTTL& | 1X10EA | 1 | 204 | Sigma-Aldrich | Z674109-10EA | https://www.sigmaaldrich.com/LT/en
Z674117-10EA | DURAN GLS 80 WIDE NECK LABORATORY BOTTL& | 1X10EA | 1 | 407 | Sigma-Aldrich | Z674117-10EA | https://www.sigmaaldrich.com/LT/en
Z674133-1EA | DURAN GLS 80 WIDE MOUTH GRADUATED LABORA | 1X1EA | 1 | 278 | Sigma-Aldrich | Z674133-1EA | https://www.sigmaaldrich.com/LT/en
Z674141-1EA | DURAN GLS 80 WIDE MOUTH GRADUATED LABORA | 1X1EA | 1 | 603 | Sigma-Aldrich | Z674141-1EA | https://www.sigmaaldrich.com/LT/en
Z674168-10EA | DURAN AMBER GLS 80 WIDE MOUTH GRADUATED | 1X10EA | 1 | 524 | Sigma-Aldrich | Z674168-10EA | https://www.sigmaaldrich.com/LT/en
Z743591-1000EA | TOUGH-SPOTS(R), DIAM 1/2 IN, CARAMEL& | 1X1000EA | 1 | 33 | Sigma-Aldrich | Z743591-1000EA | https://www.sigmaaldrich.com/LT/en
Z717223-320EA | NUNC(R) PETRI DISHES DIAM. H 90 MM | 1X320EA | 1 | 155 | Sigma-Aldrich | Z717223-320EA | https://www.sigmaaldrich.com/LT/en
Z740753-6EA | ALDRICH(R) ESSENTIALS VOLUMETRIC FLASK& | 1X6EA | 1 | 211 | Sigma-Aldrich | Z740753-6EA | https://www.sigmaaldrich.com/LT/en
Z740857-6EA | ALDRICH(R) ESSENTIALS GRADUATED CYLIND& | 1X6EA | 1 | 201 | Sigma-Aldrich | Z740857-6EA | https://www.sigmaaldrich.com/LT/en
SYNF609600F-1EA | SYNTHWARE(R) BUCHNER FUNNEL, CAPACITY: | 1X1EA | 1 | 135 | Sigma-Aldrich | SYNF609600F-1EA | https://www.sigmaaldrich.com/LT/en
SYNF642460-1EA | SYNTHWARE(R) PRESSURE EQUALIZING FUNNE | 1X1EA | 1 | 207 | Sigma-Aldrich | SYNF642460-1EA | https://www.sigmaaldrich.com/LT/en
SYNC159200-1EA | SYNTHWARE(R) WEST CONDENSER, JACKET LE | 1X1EA | 1 | 75 | Sigma-Aldrich | SYNC159200-1EA | https://www.sigmaaldrich.com/LT/en
SYNF622425-1EA | SYNTHWARE(R) PRESSURE EQUALIZING ADDIT | 1X1EA | 1 | 182 | Sigma-Aldrich | SYNF622425-1EA | https://www.sigmaaldrich.com/LT/en
SYNS711756-1EA | SYNTHWARE(R) HIGH VACUUM 90 DEGREE STO | 1X1EA | 1 | 118 | Sigma-Aldrich | SYNS711756-1EA | https://www.sigmaaldrich.com/LT/en
SYNA291922-1EA | SYNTHWARE(R) VACUUM OR ARGON ADAPTER W | 1X1EA | 1 | 20 | Sigma-Aldrich | SYNA291922-1EA | https://www.sigmaaldrich.com/LT/en
SYNC291910-1EA | SYNTHWARE(R) GRADUATED CONCENTRATOR TU | 1X1EA | 1 | 42 | Sigma-Aldrich | SYNC291910-1EA | https://www.sigmaaldrich.com/LT/en
SYNF451250A-1EA | SYNTHWARE(R) SQUIBB-STYLE SEPARATORY F | 1X1EA | 1 | 116 | Sigma-Aldrich | SYNF451250A-1EA | https://www.sigmaaldrich.com/LT/en
SYNF351430M-1EA | SYNTHWARE(R) FRITTED FILTER TUBE WITH | 1X1EA | 1 | 195 | Sigma-Aldrich | SYNF351430M-1EA | https://www.sigmaaldrich.com/LT/en
SYNF490010-1EA | SYNTHWARE(R) STORAGE FLASK WITH HIGH V | 1X1EA | 1 | 81 | Sigma-Aldrich | SYNF490010-1EA | https://www.sigmaaldrich.com/LT/en
SYND271420-1EA | SYNTHWARE(R) DISTILLATION DISTRIBUTION | 1X1EA | 1 | 112 | Sigma-Aldrich | SYND271420-1EA | https://www.sigmaaldrich.com/LT/en
SYNS560004-1EA | SYNTHWARE(R) 180 DEGREE HIGH VACUUM VA | 1X1EA | 1 | 71 | Sigma-Aldrich | SYNS560004-1EA | https://www.sigmaaldrich.com/LT/en
SYNF30292L-1EA | SYNTHWARE(R) SINGLE-NECK ROUND-BOTTOM | 1X1EA | 1 | 105 | Sigma-Aldrich | SYNF30292L-1EA | https://www.sigmaaldrich.com/LT/en
SYNF608350M-1EA | SYNTHWARE(R) BUCHNER FUNNEL, CAPACITY: | 1X1EA | 1 | 115 | Sigma-Aldrich | SYNF608350M-1EA | https://www.sigmaaldrich.com/LT/en
SYNF274045M-1EA | SYNTHWARE(R) FRITTED GAS DISPERSION TU | 1X1EA | 1 | 68 | Sigma-Aldrich | SYNF274045M-1EA | https://www.sigmaaldrich.com/LT/en
SYNS181635-1EA | SYNTHWARE(R) STRIAGHT BORE PTFE STOPCO | 1X1EA | 1 | 34 | Sigma-Aldrich | SYNS181635-1EA | https://www.sigmaaldrich.com/LT/en
SYNF312450-1EA | SYNTHWARE(R) RECOVERY FLASK, CAPACITY: | 1X1EA | 1 | 22 | Sigma-Aldrich | SYNF312450-1EA | https://www.sigmaaldrich.com/LT/en
SYNF602015X-1EA | SYNTHWARE(R) BUCHNER FUNNEL, CAPACITY: | 1X1EA | 1 | 38 | Sigma-Aldrich | SYNF602015X-1EA | https://www.sigmaaldrich.com/LT/en
SYNC372630-1EA | SYNTHWARE(R) CHROMATOGRAPHY COLUMN WIT | 1X1EA | 1 | 153 | Sigma-Aldrich | SYNC372630-1EA | https://www.sigmaaldrich.com/LT/en
SYNP170003-1EA | SYNTHWARE(R) ROUND BOTTOM PRESSURE VES | 1X1EA | 1 | 84 | Sigma-Aldrich | SYNP170003-1EA | https://www.sigmaaldrich.com/LT/en
SYNC212440-1EA | SYNTHWARE(R) FRIEDRICHS CONDENSER, TOP | 1X1EA | 1 | 165 | Sigma-Aldrich | SYNC212440-1EA | https://www.sigmaaldrich.com/LT/en
SYNC184605-1EA | SYNTHWARE(R) CHROMATOGRAPHY COLUMN WIT | 1X1EA | 1 | 227 | Sigma-Aldrich | SYNC184605-1EA | https://www.sigmaaldrich.com/LT/en
SYNC366030-1EA | SYNTHWARE(R) CHROMATOGRAPHY COLUMN WIT | 1X1EA | 1 | 144 | Sigma-Aldrich | SYNC366030-1EA | https://www.sigmaaldrich.com/LT/en
SYNF329225L-1EA | SYNTHWARE(R) PEAR SHAPED FLASK, CAPACI | 1X1EA | 1 | 23 | Sigma-Aldrich | SYNF329225L-1EA | https://www.sigmaaldrich.com/LT/en
SYNC371720-1EA | SYNTHWARE(R) CHROMATOGRAPHY COLUMN WIT | 1X1EA | 1 | 113 | Sigma-Aldrich | SYNC371720-1EA | https://www.sigmaaldrich.com/LT/en
SYNF761450-1EA | SYNTHWARE(R) STORAGE TUBE WITH STANDAR | 1X1EA | 1 | 117 | Sigma-Aldrich | SYNF761450-1EA | https://www.sigmaaldrich.com/LT/en
SYNC174200-1EA | SYNTHWARE(R) WATER JACKETED DISTILLATI | 1X1EA | 1 | 80 | Sigma-Aldrich | SYNC174200-1EA | https://www.sigmaaldrich.com/LT/en
SYNF501025-1EA | SYNTHWARE(R) ERLENMEYER FLASK, CAPACIT | 1X1EA | 1 | 20 | Sigma-Aldrich | SYNF501025-1EA | https://www.sigmaaldrich.com/LT/en
SYNF110350-1EA | SYNTHWARE(R) DEWAR FLASK, TALL FORM WI | 1X1EA | 1 | 205 | Sigma-Aldrich | SYNF110350-1EA | https://www.sigmaaldrich.com/LT/en
SYNC361330-1EA | SYNTHWARE(R) CHROMATOGRAPHY COLUMN WIT | 1X1EA | 1 | 95 | Sigma-Aldrich | SYNC361330-1EA | https://www.sigmaaldrich.com/LT/en
SYNA351424-1EA | SYNTHWARE(R) DISTILLATION ADAPTER, SID | 1X1EA | 1 | 50 | Sigma-Aldrich | SYNA351424-1EA | https://www.sigmaaldrich.com/LT/en
SYNS191530-1EA | SYNTHWARE(R) METERING VALVE STOPCOCK P | 1X1EA | 1 | 60 | Sigma-Aldrich | SYNS191530-1EA | https://www.sigmaaldrich.com/LT/en
SYNF364014M-1EA | SYNTHWARE(R) BUCHNER FUNNEL WITH INNER | 1X1EA | 1 | 80 | Sigma-Aldrich | SYNF364014M-1EA | https://www.sigmaaldrich.com/LT/en
SYND214300-1EA | SYNTHWARE(R) VACUUM JACKETD VIGREUX DI | 1X1EA | 1 | 412 | Sigma-Aldrich | SYND214300-1EA | https://www.sigmaaldrich.com/LT/en
SYNF484250-1EA | SYNTHWARE(R) SOLVENT TRANSFER/STORAGE | 1X1EA | 1 | 86 | Sigma-Aldrich | SYNF484250-1EA | https://www.sigmaaldrich.com/LT/en
SYNF381420M-1EA | SYNTHWARE(R) FILTER FUNNEL WITH FRITTE | 1X1EA | 1 | 90 | Sigma-Aldrich | SYNF381420M-1EA | https://www.sigmaaldrich.com/LT/en
SYNV210250-1EA | SYNTHWARE(R) DEWAR TYPE VACUUM TRAP, R | 1X1EA | 1 | 438 | Sigma-Aldrich | SYNV210250-1EA | https://www.sigmaaldrich.com/LT/en
SYNC144200-1EA | SYNTHWARE(R) GRAHAM CONDENSER, JACKET | 1X1EA | 1 | 129 | Sigma-Aldrich | SYNC144200-1EA | https://www.sigmaaldrich.com/LT/en
SYND240001-1EA | SYNTHWARE(R) DISTILLATION COLUMN PACKI | 1X1EA | 1 | 84 | Sigma-Aldrich | SYND240001-1EA | https://www.sigmaaldrich.com/LT/en
SYNM270005-1EA | SYNTHWARE(R) DOUBLE MANIFOLD WITH HOLL | 1X1EA | 1 | 704 | Sigma-Aldrich | SYNM270005-1EA | https://www.sigmaaldrich.com/LT/en
SYNA282250-1EA | SYNTHWARE(R) ANTI-SPLASH ADAPTER, CAPA | 1X1EA | 1 | 109 | Sigma-Aldrich | SYNA282250-1EA | https://www.sigmaaldrich.com/LT/en
SYNS310217-1EA | SYNTHWARE(R) T-BORE GLASS STOPCOCK, BO | 1X1EA | 1 | 84 | Sigma-Aldrich | SYNS310217-1EA | https://www.sigmaaldrich.com/LT/en
SYNA371420-1EA | SYNTHWARE(R) CLAISEN ADAPTER, JOINTS: | 1X1EA | 1 | 52 | Sigma-Aldrich | SYNA371420-1EA | https://www.sigmaaldrich.com/LT/en
SYNC361720-1EA | SYNTHWARE(R) CHROMATOGRAPHY COLUMN WIT | 1X1EA | 1 | 85 | Sigma-Aldrich | SYNC361720-1EA | https://www.sigmaaldrich.com/LT/en
SYNF606150C-1EA | SYNTHWARE(R) BUCHNER FUNNEL, CAPACITY: | 1X1EA | 1 | 83 | Sigma-Aldrich | SYNF606150C-1EA | https://www.sigmaaldrich.com/LT/en
SYND191420-1EA | SYNTHWARE(R) DISTILLING RECEIVER WITH | 1X1EA | 1 | 113 | Sigma-Aldrich | SYND191420-1EA | https://www.sigmaaldrich.com/LT/en
SYNA702440-1EA | SYNTHWARE(R) STRAIGHT VACUUM ADAPTER W | 1X1EA | 1 | 65 | Sigma-Aldrich | SYNA702440-1EA | https://www.sigmaaldrich.com/LT/en
SYNF312425-1EA | SYNTHWARE(R) RECOVERY FLASK, CAPACITY: | 1X1EA | 1 | 22 | Sigma-Aldrich | SYNF312425-1EA | https://www.sigmaaldrich.com/LT/en
SYNV131005-1EA | SYNTHWARE(R) CONICAL BOTTOM REACTION V | 1X1EA | 1 | 20 | Sigma-Aldrich | SYNV131005-1EA | https://www.sigmaaldrich.com/LT/en
SYNA701922-1EA | SYNTHWARE(R) STRAIGHT VACUUM ADAPTER W | 1X1EA | 1 | 60 | Sigma-Aldrich | SYNA701922-1EA | https://www.sigmaaldrich.com/LT/en
SYNF904100H-1EA | SYNTHWARE(R) PEAR-SHAPED SCHLENK FLASK & | 1X1EA | 1 | 90 | Sigma-Aldrich | SYNF904100H-1EA | https://www.sigmaaldrich.com/LT/en
SYNC184264C-1EA | SYNTHWARE(R) CHROMATOGRAPHY COLUMN WIT | 1X1EA | 1 | 140 | Sigma-Aldrich | SYNC184264C-1EA | https://www.sigmaaldrich.com/LT/en
SYNC151190-1EA | SYNTHWARE(R) WEST CONDENSER, JACKET LE | 1X1EA | 1 | 86 | Sigma-Aldrich | SYNC151190-1EA | https://www.sigmaaldrich.com/LT/en
SYNP130050M-1EA | SYNTHWARE(R) PEPTIDE SYNTHESIS VESSEL | 1X1EA | 1 | 185 | Sigma-Aldrich | SYNP130050M-1EA | https://www.sigmaaldrich.com/LT/en
SYNC621120-1EA | SYNTHWARE(R) ALLIHN CONDENSER, JACKET | 1X1EA | 1 | 108 | Sigma-Aldrich | SYNC621120-1EA | https://www.sigmaaldrich.com/LT/en
SYNF891100-1EA | SYNTHWARE(R) REACTION TUBE WITH GLASS | 1X1EA | 1 | 86 | Sigma-Aldrich | SYNF891100-1EA | https://www.sigmaaldrich.com/LT/en
SYNM330804-1EA | SYNTHWARE(R) DOUBLE VACUUM MANIFOLD WI | 1X1EA | 1 | 974 | Sigma-Aldrich | SYNM330804-1EA | https://www.sigmaaldrich.com/LT/en
SYNF901200H-1EA | SYNTHWARE(R) PEAR-SHAPED SCHLENK FLASK & | 1X1EA | 1 | 95 | Sigma-Aldrich | SYNF901200H-1EA | https://www.sigmaaldrich.com/LT/en
SYNS691740-1EA | SYNTHWARE(R) STOPCOCK PLUG RETENTION K | 1X1EA | 1 | 13 | Sigma-Aldrich | SYNS691740-1EA | https://www.sigmaaldrich.com/LT/en
SYNF368024M-1EA | SYNTHWARE(R) BUCHNER FUNNEL WITH INNER | 1X1EA | 1 | 177 | Sigma-Aldrich | SYNF368024M-1EA | https://www.sigmaaldrich.com/LT/en
SYNS221530-1EA | SYNTHWARE(R) 120 DEGREE BORE PTFE STOP | 1X1EA | 1 | 53 | Sigma-Aldrich | SYNS221530-1EA | https://www.sigmaaldrich.com/LT/en
SYNS120022-1EA | SYNTHWARE(R) PTFE FLASK LENGTH STOPPER | 1X1EA | 1 | 23 | Sigma-Aldrich | SYNS120022-1EA | https://www.sigmaaldrich.com/LT/en
SYND121014-1EA | SYNTHWARE(R) VACUUM JACKETED SHORT PAT | 1X1EA | 1 | 328 | Sigma-Aldrich | SYND121014-1EA | https://www.sigmaaldrich.com/LT/en
SYND304150-1EA | SYNTHWARE(R) WATER JACKETED DISTILLING | 1X1EA | 1 | 145 | Sigma-Aldrich | SYND304150-1EA | https://www.sigmaaldrich.com/LT/en
SYNF321200L-1EA | SYNTHWARE(R) PEAR SHAPED FLASK, CAPACI | 1X1EA | 1 | 35 | Sigma-Aldrich | SYNF321200L-1EA | https://www.sigmaaldrich.com/LT/en
SYNC109130-1EA | SYNTHWARE(R) VIGREUX DISTILLATION COLU | 1X1EA | 1 | 67 | Sigma-Aldrich | SYNC109130-1EA | https://www.sigmaaldrich.com/LT/en
SYNF904000G-1EA | SYNTHWARE(R) PEAR-SHAPED SCHLENK FLASK & | 1X1EA | 1 | 113 | Sigma-Aldrich | SYNF904000G-1EA | https://www.sigmaaldrich.com/LT/en
SYNP120025M-1EA | SYNTHWARE(R) PEPTIDE SYNTHESIS VESSEL | 1X1EA | 1 | 138 | Sigma-Aldrich | SYNP120025M-1EA | https://www.sigmaaldrich.com/LT/en
SYNS461230-1EA | SYNTHWARE(R) STRAIGHT BORE GLASS STOPC | 1X1EA | 1 | 14 | Sigma-Aldrich | SYNS461230-1EA | https://www.sigmaaldrich.com/LT/en
SYNF901410-1EA | SYNTHWARE(R) PEAR-SHAPED SCHLENK FLASK & | 1X1EA | 1 | 73 | Sigma-Aldrich | SYNF901410-1EA | https://www.sigmaaldrich.com/LT/en
SYNA351420-1EA | SYNTHWARE(R) DISTILLATION ADAPTER, SID | 1X1EA | 1 | 40 | Sigma-Aldrich | SYNA351420-1EA | https://www.sigmaaldrich.com/LT/en
SYND681420-1EA | SYNTHWARE(R) DISTILLATION DISTRIBUTION | 1X1EA | 1 | 107 | Sigma-Aldrich | SYND681420-1EA | https://www.sigmaaldrich.com/LT/en
SYNC361730C-1EA | SYNTHWARE(R) CHROMATOGRAPHY COLUMN WIT | 1X1EA | 1 | 112 | Sigma-Aldrich | SYNC361730C-1EA | https://www.sigmaaldrich.com/LT/en
SYNF272025C-1EA | SYNTHWARE(R) FRITTED GAS DISPERSION TU | 1X1EA | 1 | 53 | Sigma-Aldrich | SYNF272025C-1EA | https://www.sigmaaldrich.com/LT/en
SYNF114300-1EA | SYNTHWARE(R) DEWAR FLASK, TALL FORM WI | 1X1EA | 1 | 660 | Sigma-Aldrich | SYNF114300-1EA | https://www.sigmaaldrich.com/LT/en
SYNC362630C-1EA | SYNTHWARE(R) CHROMATOGRAPHY COLUMN WIT | 1X1EA | 1 | 112 | Sigma-Aldrich | SYNC362630C-1EA | https://www.sigmaaldrich.com/LT/en
SYNF472125-1EA | SYNTHWARE(R) SQUIBB-STYLE SEPARATORY F | 1X1EA | 1 | 84 | Sigma-Aldrich | SYNF472125-1EA | https://www.sigmaaldrich.com/LT/en
SYNA871922-1EA | SYNTHWARE(R) 75 DEGREE ANGLED DRYING T | 1X1EA | 1 | 35 | Sigma-Aldrich | SYNA871922-1EA | https://www.sigmaaldrich.com/LT/en
SYNS691230-1EA | SYNTHWARE(R) STOPCOCK PLUG RETENTION K | 1X1EA | 1 | 13 | Sigma-Aldrich | SYNS691230-1EA | https://www.sigmaaldrich.com/LT/en
SYNS680012-1EA | SYNTHWARE(R) LOW HOLD UP HIGH VACUUM V | 1X1EA | 1 | 121 | Sigma-Aldrich | SYNS680012-1EA | https://www.sigmaaldrich.com/LT/en
SYNC371730-1EA | SYNTHWARE(R) CHROMATOGRAPHY COLUMN WIT | 1X1EA | 1 | 123 | Sigma-Aldrich | SYNC371730-1EA | https://www.sigmaaldrich.com/LT/en
SYNF661410-1EA | SYNTHWARE(R) ERLENMEYER FLASK, CAPACIT | 1X1EA | 1 | 20 | Sigma-Aldrich | SYNF661410-1EA | https://www.sigmaaldrich.com/LT/en
SYNF764100-1EA | SYNTHWARE(R) STORAGE TUBE WITH STANDAR | 1X1EA | 1 | 131 | Sigma-Aldrich | SYNF764100-1EA | https://www.sigmaaldrich.com/LT/en
SYNF580050-1EA | SYNTHWARE(R) STORAGE TUBE WITH HIGH VA | 1X1EA | 1 | 110 | Sigma-Aldrich | SYNF580050-1EA | https://www.sigmaaldrich.com/LT/en
SYNM522403-1EA | SYNTHWARE(R) VACUUM MANIFOLD WITH HIGH | 1X1EA | 1 | 472 | Sigma-Aldrich | SYNM522403-1EA | https://www.sigmaaldrich.com/LT/en
SYNS392942-1EA | SYNTHWARE(R) CAP DESIGN STOPPER, JOINT | 1X1EA | 1 | 23 | Sigma-Aldrich | SYNS392942-1EA | https://www.sigmaaldrich.com/LT/en
SYNF622460G-1EA | SYNTHWARE(R) PRESSURE EQUALIZING ADDIT | 1X1EA | 1 | 176 | Sigma-Aldrich | SYNF622460G-1EA | https://www.sigmaaldrich.com/LT/en
SYNC102441-1EA | SYNTHWARE(R) VIGREUX DISTILLATION COLU | 1X1EA | 1 | 67 | Sigma-Aldrich | SYNC102441-1EA | https://www.sigmaaldrich.com/LT/en
SYNP150050C-1EA | SYNTHWARE(R) SYNTHESIS VESSEL WITH LOW | 1X1EA | 1 | 200 | Sigma-Aldrich | SYNP150050C-1EA | https://www.sigmaaldrich.com/LT/en
SYNF973024C-1EA | SYNTHWARE(R) FILTER FUNNEL WITH GLASS | 1X1EA | 1 | 198 | Sigma-Aldrich | SYNF973024C-1EA | https://www.sigmaaldrich.com/LT/en
SYNC554200-1EA | SYNTHWARE(R) WEST CONDENSER WITH REMOV | 1X1EA | 1 | 93 | Sigma-Aldrich | SYNC554200-1EA | https://www.sigmaaldrich.com/LT/en
SYNF301100-1EA | SYNTHWARE(R) SINGLE-NECK ROUND-BOTTOM | 1X1EA | 1 | 20 | Sigma-Aldrich | SYNF301100-1EA | https://www.sigmaaldrich.com/LT/en
SYNF773030C-1EA | SYNTHWARE(R) GOOCH LOW FORM CRUCIBLE, | 1X1EA | 1 | 25 | Sigma-Aldrich | SYNF773030C-1EA | https://www.sigmaaldrich.com/LT/en
SYNF471025-1EA | SYNTHWARE(R) SQUIBB-STYLE SEPARATORY F | 1X1EA | 1 | 111 | Sigma-Aldrich | SYNF471025-1EA | https://www.sigmaaldrich.com/LT/en
SYNS234004-1EA | SYNTHWARE(R) SOLVENT STILL HEAD, CAPAC | 1X1EA | 1 | 361 | Sigma-Aldrich | SYNS234004-1EA | https://www.sigmaaldrich.com/LT/en
SYNA232414-1EA | SYNTHWARE(R) ANTI-SPLASH ADAPTER WITH | 1X1EA | 1 | 131 | Sigma-Aldrich | SYNA232414-1EA | https://www.sigmaaldrich.com/LT/en
SYNS251250-1EA | SYNTHWARE(R) SOLVENT DISTILLING HEAD, | 1X1EA | 1 | 282 | Sigma-Aldrich | SYNS251250-1EA | https://www.sigmaaldrich.com/LT/en
SYNF164100-1EA | SYNTHWARE(R) TWO NECK REACTION FLASK W | 1X1EA | 1 | 113 | Sigma-Aldrich | SYNF164100-1EA | https://www.sigmaaldrich.com/LT/en
SYNC144400-1EA | SYNTHWARE(R) GRAHAM CONDENSER, JACKET | 1X1EA | 1 | 149 | Sigma-Aldrich | SYNC144400-1EA | https://www.sigmaaldrich.com/LT/en
SYNC378040-1EA | SYNTHWARE(R) CHROMATOGRAPHY COLUMN WIT | 1X1EA | 1 | 303 | Sigma-Aldrich | SYNC378040-1EA | https://www.sigmaaldrich.com/LT/en
SYNF909100-1EA | SYNTHWARE(R) PEAR-SHAPED SCHLENK FLASK & | 1X1EA | 1 | 89 | Sigma-Aldrich | SYNF909100-1EA | https://www.sigmaaldrich.com/LT/en
SYNP140100M-1EA | SYNTHWARE(R) PEPTIDE SYNTHESIS VESSEL | 1X1EA | 1 | 228 | Sigma-Aldrich | SYNP140100M-1EA | https://www.sigmaaldrich.com/LT/en
SYNC571120-1EA | SYNTHWARE(R) WATER JACKETED DISTILLATI | 1X1EA | 1 | 70 | Sigma-Aldrich | SYNC571120-1EA | https://www.sigmaaldrich.com/LT/en
SYNA832440-1EA | SYNTHWARE(R) INLET ADAPTER WITH FRITTE | 1X1EA | 1 | 36 | Sigma-Aldrich | SYNA832440-1EA | https://www.sigmaaldrich.com/LT/en
SYNC201080-1EA | SYNTHWARE(R) JACKETED REFLUX CONDENSER | 1X1EA | 1 | 57 | Sigma-Aldrich | SYNC201080-1EA | https://www.sigmaaldrich.com/LT/en
SYNH121410-1EA | SYNTHWARE(R) HICKMAN STILL HEAD WITH S | 1X1EA | 1 | 52 | Sigma-Aldrich | SYNH121410-1EA | https://www.sigmaaldrich.com/LT/en
Z740571-48EA | ALDRICH(R) ESSENTIALS BEAKER, GRIFFIN,& | 1X48EA | 1 | 178 | Sigma-Aldrich | Z740571-48EA | https://www.sigmaaldrich.com/LT/en
Z740590-1EA | ALDRICH(R) ESSENTIALS BEAKER, GRIFFIN,& | 1X1EA | 1 | 62 | Sigma-Aldrich | Z740590-1EA | https://www.sigmaaldrich.com/LT/en
Z740627-6EA | ALDRICH(R) ESSENTIALS CRYSTALLIZING D | 1X6EA | 1 | 108 | Sigma-Aldrich | Z740627-6EA | https://www.sigmaaldrich.com/LT/en
Z740643-1EA | ALDRICH(R) ESSENTIALS DESICCATOR, ID X& | 1X1EA | 1 | 237 | Sigma-Aldrich | Z740643-1EA | https://www.sigmaaldrich.com/LT/en
Z740658-6EA | ALDRICH(R) ESSENTIALS ERLENMEYER FLASK& | 1X6EA | 1 | 68 | Sigma-Aldrich | Z740658-6EA | https://www.sigmaaldrich.com/LT/en
Z740677-6EA | ALDRICH(R) ESSENTIALS ERLENMEYER FLASK& | 1X6EA | 1 | 178 | Sigma-Aldrich | Z740677-6EA | https://www.sigmaaldrich.com/LT/en
Z740695-1EA | ALDRICH(R) ESSENTIALS BOILING FLASK, R& | 1X1EA | 1 | 67 | Sigma-Aldrich | Z740695-1EA | https://www.sigmaaldrich.com/LT/en
Z740714-1EA | ALDRICH(R) ESSENTIALS BOILING FLASK, R& | 1X1EA | 1 | 31 | Sigma-Aldrich | Z740714-1EA | https://www.sigmaaldrich.com/LT/en
Z740729-1EA | ALDRICH(R) ESSENTIALS BOILING FLASK, F& | 1X1EA | 1 | 49 | Sigma-Aldrich | Z740729-1EA | https://www.sigmaaldrich.com/LT/en
Z740755-6EA | ALDRICH(R) ESSENTIALS VOLUMETRIC FLASK& | 1X6EA | 1 | 280 | Sigma-Aldrich | Z740755-6EA | https://www.sigmaaldrich.com/LT/en
Z740774-12EA | ALDRICH(R) ESSENTIALS VOLUMETRIC FLASK& | 1X12EA | 1 | 352 | Sigma-Aldrich | Z740774-12EA | https://www.sigmaaldrich.com/LT/en
Z740824-6EA | ALDRICH(R) ESSENTIALS VOLUMETRIC FLASK& | 1X6EA | 1 | 260 | Sigma-Aldrich | Z740824-6EA | https://www.sigmaaldrich.com/LT/en
Z740841-1EA | ALDRICH(R) ESSENTIALS GRADUATED CYLIND& | 1X1EA | 1 | 35 | Sigma-Aldrich | Z740841-1EA | https://www.sigmaaldrich.com/LT/en
Z740859-6EA | ALDRICH(R) ESSENTIALS GRADUATED CYLIND& | 1X6EA | 1 | 201 | Sigma-Aldrich | Z740859-6EA | https://www.sigmaaldrich.com/LT/en
Z740886-1EA | ALDRICH(R) ESSENTIALS GRADUATED CYLIND& | 1X1EA | 1 | 37 | Sigma-Aldrich | Z740886-1EA | https://www.sigmaaldrich.com/LT/en
Z740914-1EA | ALDRICH(R) ESSENTIALS GRADUATED CYLIND& | 1X1EA | 1 | 44 | Sigma-Aldrich | Z740914-1EA | https://www.sigmaaldrich.com/LT/en
Z740931-12EA | ALDRICH(R) ESSENTIALS VOLUMETRIC PIPET& | 1X12EA | 1 | 114 | Sigma-Aldrich | Z740931-12EA | https://www.sigmaaldrich.com/LT/en
Z740948-192EA | ALDRICH(R) ESSENTIALS CULTURE TUBE W/S& | 1X192EA | 1 | 634 | Sigma-Aldrich | Z740948-192EA | https://www.sigmaaldrich.com/LT/en
Z740965-192EA | ALDRICH(R) ESSENTIALS CULTURE TUBE W/S& | 1X192EA | 1 | 558 | Sigma-Aldrich | Z740965-192EA | https://www.sigmaaldrich.com/LT/en
Z740983-50EA | ALDRICH(R) ESSENTIALS TEST TUBE W/RIM,& | 1X50EA | 1 | 31 | Sigma-Aldrich | Z740983-50EA | https://www.sigmaaldrich.com/LT/en
Z741002-50EA | ALDRICH(R) ESSENTIALS TEST TUBE WO/RIM& | 1X50EA | 1 | 23 | Sigma-Aldrich | Z741002-50EA | https://www.sigmaaldrich.com/LT/en
Z741031-1EA | ALDRICH(R) ESSENTIALS MEMBRANE FILTRAT& | 1X1EA | 1 | 284 | Sigma-Aldrich | Z741031-1EA | https://www.sigmaaldrich.com/LT/en
SYNC195264-1EA | SYNTHWARE(R) CHROMATOGRAPHY COLUMN WIT | 1X1EA | 1 | 129 | Sigma-Aldrich | SYNC195264-1EA | https://www.sigmaaldrich.com/LT/en
SYNF603030F-1EA | SYNTHWARE(R) BUCHNER FUNNEL, CAPACITY: | 1X1EA | 1 | 45 | Sigma-Aldrich | SYNF603030F-1EA | https://www.sigmaaldrich.com/LT/en
SYNS342565-1EA | SYNTHWARE(R) HIGH VACUUM OBLIQUE GLASS | 1X1EA | 1 | 138 | Sigma-Aldrich | SYNS342565-1EA | https://www.sigmaaldrich.com/LT/en
SYNF454250A-1EA | SYNTHWARE(R) SQUIBB-STYLE SEPARATORY F | 1X1EA | 1 | 123 | Sigma-Aldrich | SYNF454250A-1EA | https://www.sigmaaldrich.com/LT/en
SYNC372620-1EA | SYNTHWARE(R) CHROMATOGRAPHY COLUMN WIT | 1X1EA | 1 | 135 | Sigma-Aldrich | SYNC372620-1EA | https://www.sigmaaldrich.com/LT/en
SYNA192424-1EA | SYNTHWARE(R) CONNECTING ADAPTER WITH P | 1X1EA | 1 | 90 | Sigma-Aldrich | SYNA192424-1EA | https://www.sigmaaldrich.com/LT/en
SYNV120500-1EA | SYNTHWARE(R) LARGE VOLUME VACUUM TRAP, | 1X1EA | 1 | 133 | Sigma-Aldrich | SYNV120500-1EA | https://www.sigmaaldrich.com/LT/en
SYNC384640C-1EA | SYNTHWARE(R) CHROMATOGRAPHY COLUMN WIT | 1X1EA | 1 | 250 | Sigma-Aldrich | SYNC384640C-1EA | https://www.sigmaaldrich.com/LT/en
SYNF364024C-1EA | SYNTHWARE(R) BUCHNER FUNNEL WITH INNER | 1X1EA | 1 | 117 | Sigma-Aldrich | SYNF364024C-1EA | https://www.sigmaaldrich.com/LT/en
SYNF308500-1EA | SYNTHWARE(R) SINGLE-NECK ROUND-BOTTOM | 1X1EA | 1 | 33 | Sigma-Aldrich | SYNF308500-1EA | https://www.sigmaaldrich.com/LT/en
SYNA131024-1EA | SYNTHWARE(R) VIGREUX DISTILLATION CONN | 1X1EA | 1 | 66 | Sigma-Aldrich | SYNA131024-1EA | https://www.sigmaaldrich.com/LT/en
SYNF902450G-1EA | SYNTHWARE(R) PEAR-SHAPED SCHLENK FLASK & | 1X1EA | 1 | 79 | Sigma-Aldrich | SYNF902450G-1EA | https://www.sigmaaldrich.com/LT/en
Z740587-6EA | ALDRICH(R) ESSENTIALS BEAKER, GRIFFIN,& | 1X6EA | 1 | 212 | Sigma-Aldrich | Z740587-6EA | https://www.sigmaaldrich.com/LT/en
Z740604-6EA | ALDRICH(R) ESSENTIALS BEAKER, BERZELIU& | 1X6EA | 1 | 43 | Sigma-Aldrich | Z740604-6EA | https://www.sigmaaldrich.com/LT/en
Z740623-24EA | ALDRICH(R) ESSENTIALS CRYSTALLIZING D& | 1X24EA | 1 | 353 | Sigma-Aldrich | Z740623-24EA | https://www.sigmaaldrich.com/LT/en
Z740639-6EA | ALDRICH(R) ESSENTIALS EVAPORATING DISH& | 1X6EA | 1 | 105 | Sigma-Aldrich | Z740639-6EA | https://www.sigmaaldrich.com/LT/en
Z740655-36EA | ALDRICH(R) ESSENTIALS ERLENMEYER FLASK& | 1X36EA | 1 | 212 | Sigma-Aldrich | Z740655-36EA | https://www.sigmaaldrich.com/LT/en
Z740692-6EA | ALDRICH(R) ESSENTIALS BOILING FLASK, R& | 1X6EA | 1 | 111 | Sigma-Aldrich | Z740692-6EA | https://www.sigmaaldrich.com/LT/en
Z740709-1EA | ALDRICH(R) ESSENTIALS BOILING FLASK, R& | 1X1EA | 1 | 49 | Sigma-Aldrich | Z740709-1EA | https://www.sigmaaldrich.com/LT/en
Z740726-1EA | ALDRICH(R) ESSENTIALS BOILING FLASK, F& | 1X1EA | 1 | 136 | Sigma-Aldrich | Z740726-1EA | https://www.sigmaaldrich.com/LT/en
Z740752-12EA | ALDRICH(R) ESSENTIALS VOLUMETRIC FLASK& | 1X12EA | 1 | 390 | Sigma-Aldrich | Z740752-12EA | https://www.sigmaaldrich.com/LT/en
Z740770-6EA | ALDRICH(R) ESSENTIALS VOLUMETRIC FLASK& | 1X6EA | 1 | 190 | Sigma-Aldrich | Z740770-6EA | https://www.sigmaaldrich.com/LT/en
Z740788-12EA | ALDRICH(R) ESSENTIALS VOLUMETRIC FLASK& | 1X12EA | 1 | 287 | Sigma-Aldrich | Z740788-12EA | https://www.sigmaaldrich.com/LT/en
Z740838-24EA | ALDRICH(R) ESSENTIALS GRADUATED CYLIND& | 1X24EA | 1 | 260 | Sigma-Aldrich | Z740838-24EA | https://www.sigmaaldrich.com/LT/en
Z740856-1EA | ALDRICH(R) ESSENTIALS GRADUATED CYLIND& | 1X1EA | 1 | 31 | Sigma-Aldrich | Z740856-1EA | https://www.sigmaaldrich.com/LT/en
Z740883-12EA | ALDRICH(R) ESSENTIALS GRADUATED CYLIND& | 1X12EA | 1 | 319 | Sigma-Aldrich | Z740883-12EA | https://www.sigmaaldrich.com/LT/en
Z740911-12EA | ALDRICH(R) ESSENTIALS GRADUATED CYLIND& | 1X12EA | 1 | 347 | Sigma-Aldrich | Z740911-12EA | https://www.sigmaaldrich.com/LT/en
Z740928-12EA | ALDRICH(R) ESSENTIALS VOLUMETRIC PIPET& | 1X12EA | 1 | 126 | Sigma-Aldrich | Z740928-12EA | https://www.sigmaaldrich.com/LT/en
Z740945-72EA | ALDRICH(R) ESSENTIALS CULTURE TUBE W/S& | 1X72EA | 1 | 196 | Sigma-Aldrich | Z740945-72EA | https://www.sigmaaldrich.com/LT/en
Z740962-72EA | ALDRICH(R) ESSENTIALS CULTURE TUBE W/S& | 1X72EA | 1 | 166 | Sigma-Aldrich | Z740962-72EA | https://www.sigmaaldrich.com/LT/en
Z740998-200EA | ALDRICH(R) ESSENTIALS TEST TUBE WO/RIM& | 1X200EA | 1 | 87 | Sigma-Aldrich | Z740998-200EA | https://www.sigmaaldrich.com/LT/en
Z741013-10EA | ALDRICH(R) ESSENTIALS ROUND MEDIA STOR& | 1X10EA | 1 | 120 | Sigma-Aldrich | Z741013-10EA | https://www.sigmaaldrich.com/LT/en
SYNF963014-1EA | SYNTHWARE(R)BUCHNER FUNNEL WITH PERFOR | 1X1EA | 1 | 109 | Sigma-Aldrich | SYNF963014-1EA | https://www.sigmaaldrich.com/LT/en
SYNC195463C-1EA | SYNTHWARE(R) CHROMATOGRAPHY COLUMN WIT | 1X1EA | 1 | 160 | Sigma-Aldrich | SYNC195463C-1EA | https://www.sigmaaldrich.com/LT/en
SYNS550004-1EA | SYNTHWARE(R) 90 DEGREE HIGH VACUUM VAL | 1X1EA | 1 | 66 | Sigma-Aldrich | SYNS550004-1EA | https://www.sigmaaldrich.com/LT/en
SYNF111900L-1EA | SYNTHWARE(R) DEWAR FLASK, TALL FORM WI | 1X1EA | 1 | 578 | Sigma-Aldrich | SYNF111900L-1EA | https://www.sigmaaldrich.com/LT/en
SYNF580025-1EA | SYNTHWARE(R) STORAGE TUBE WITH HIGH VA | 1X1EA | 1 | 93 | Sigma-Aldrich | SYNF580025-1EA | https://www.sigmaaldrich.com/LT/en
SYNB262914-1EA | SYNTHWARE(R) BUBBLER WITH PTFE STOPCOC | 1X1EA | 1 | 84 | Sigma-Aldrich | SYNB262914-1EA | https://www.sigmaaldrich.com/LT/en
SYNF932450-1EA | SYNTHWARE(R) FILTER FUNNEL WITH PERFOR | 1X1EA | 1 | 91 | Sigma-Aldrich | SYNF932450-1EA | https://www.sigmaaldrich.com/LT/en
SYNM421005-1EA | SYNTHWARE(R) ALL-GLASS VACUUM/INERT GA | 1X1EA | 1 | 885 | Sigma-Aldrich | SYNM421005-1EA | https://www.sigmaaldrich.com/LT/en
SYND133424-1EA | SYNTHWARE(R) DESSICANT FLASK WITH PTFE | 1X1EA | 1 | 111 | Sigma-Aldrich | SYND133424-1EA | https://www.sigmaaldrich.com/LT/en
Z740809-12EA | ALDRICH(R) ESSENTIALS VOLUMETRIC FLASK& | 1X12EA | 1 | 260 | Sigma-Aldrich | Z740809-12EA | https://www.sigmaaldrich.com/LT/en
Z740966-48EA | ALDRICH(R) ESSENTIALS CULTURE TUBE W/S& | 1X48EA | 1 | 154 | Sigma-Aldrich | Z740966-48EA | https://www.sigmaaldrich.com/LT/en
SYNB300125X-1EA | SYNTHWARE(R) GAS WASHING BOTTLE WITH F | 1X1EA | 1 | 200 | Sigma-Aldrich | SYNB300125X-1EA | https://www.sigmaaldrich.com/LT/en
BR130324-1EA | BRAND(R) SCREW CAP, THREAD GL W 54 | 1X1EA | 1 | 9 | Sigma-Aldrich | BR130324-1EA | https://www.sigmaaldrich.com/LT/en
SYNC184261C-1EA | SYNTHWARE(R) CHROMATOGRAPHY COLUMN WIT | 1X1EA | 1 | 111 | Sigma-Aldrich | SYNC184261C-1EA | https://www.sigmaaldrich.com/LT/en
SYNF424450-1EA | SYNTHWARE(R) THREE NECK ROUND BOTTOM F | 1X1EA | 1 | 223 | Sigma-Aldrich | SYNF424450-1EA | https://www.sigmaaldrich.com/LT/en
SYNF44542L-1EA | SYNTHWARE(R) THREE NECK ROUND BOTTOM F | 1X1EA | 1 | 178 | Sigma-Aldrich | SYNF44542L-1EA | https://www.sigmaaldrich.com/LT/en
SYNF309200-1EA | SYNTHWARE(R) SINGLE-NECK ROUND-BOTTOM | 1X1EA | 1 | 27 | Sigma-Aldrich | SYNF309200-1EA | https://www.sigmaaldrich.com/LT/en
STW2-2EA | COWARE PTFE STABILIZING DISCS, FOR ALL& | 1X2EA | 1 | 26 | Sigma-Aldrich | STW2-2EA | https://www.sigmaaldrich.com/LT/en
SYNC396040C-1EA | SYNTHWARE(R) CHROMATOGRAPHY COLUMN WIT | 1X1EA | 1 | 273 | Sigma-Aldrich | SYNC396040C-1EA | https://www.sigmaaldrich.com/LT/en
Z740865-1EA | ALDRICH(R) ESSENTIALS GRADUATED CYLIND& | 1X1EA | 1 | 64 | Sigma-Aldrich | Z740865-1EA | https://www.sigmaaldrich.com/LT/en
SYNM211044-1EA | SYNTHWARE(R) NITROGEN/ARGON LINE MANIF | 1X1EA | 1 | 383 | Sigma-Aldrich | SYNM211044-1EA | https://www.sigmaaldrich.com/LT/en
SYNF111900-1EA | SYNTHWARE(R) DEWAR FLASK, TALL FORM WI | 1X1EA | 1 | 509 | Sigma-Aldrich | SYNF111900-1EA | https://www.sigmaaldrich.com/LT/en
SYNS181530-1EA | SYNTHWARE(R) STRIAGHT BORE PTFE STOPCO | 1X1EA | 1 | 25 | Sigma-Aldrich | SYNS181530-1EA | https://www.sigmaaldrich.com/LT/en
SYNF431150-1EA | SYNTHWARE(R) THREE NECK ROUND BOTTOM F | 1X1EA | 1 | 60 | Sigma-Aldrich | SYNF431150-1EA | https://www.sigmaaldrich.com/LT/en
SYNA742440G-1EA | SYNTHWARE(R) VERTICAL VACUUM TAKE-OFF | 1X1EA | 1 | 74 | Sigma-Aldrich | SYNA742440G-1EA | https://www.sigmaaldrich.com/LT/en
SYNM131605-1EA | SYNTHWARE(R) #15 O-RING JOINT TO HOSE | 1X1EA | 1 | 26 | Sigma-Aldrich | SYNM131605-1EA | https://www.sigmaaldrich.com/LT/en
SYNF479125A-1EA | SYNTHWARE(R) SQUIBB-STYLE SEPARATORY F | 1X1EA | 1 | 106 | Sigma-Aldrich | SYNF479125A-1EA | https://www.sigmaaldrich.com/LT/en
SYNF441250-1EA | SYNTHWARE(R) THREE NECK ROUND BOTTOM F | 1X1EA | 1 | 70 | Sigma-Aldrich | SYNF441250-1EA | https://www.sigmaaldrich.com/LT/en
SYNF149100-1EA | SYNTHWARE(R) ROUND BOTTOM FLASK WITH T | 1X1EA | 1 | 57 | Sigma-Aldrich | SYNF149100-1EA | https://www.sigmaaldrich.com/LT/en
SYNC363225-1EA | SYNTHWARE(R) CHROMATOGRAPHY COLUMN WIT | 1X1EA | 1 | 115 | Sigma-Aldrich | SYNC363225-1EA | https://www.sigmaaldrich.com/LT/en
SYNF214000-1EA | SYNTHWARE(R) FOUR-NECK ROUND-BOTTOM FL | 1X1EA | 1 | 168 | Sigma-Aldrich | SYNF214000-1EA | https://www.sigmaaldrich.com/LT/en
SYNF591050-1EA | SYNTHWARE(R) THREE-NECK ROUND BOTTOM F | 1X1EA | 1 | 62 | Sigma-Aldrich | SYNF591050-1EA | https://www.sigmaaldrich.com/LT/en
SYNF414504-1EA | SYNTHWARE(R) TWO NECK ROUND BOTTOM FLA | 1X1EA | 1 | 74 | Sigma-Aldrich | SYNF414504-1EA | https://www.sigmaaldrich.com/LT/en
SYNF724500-1EA | SYNTHWARE(R) FILTERING FLASK WITH 10 M | 1X1EA | 1 | 91 | Sigma-Aldrich | SYNF724500-1EA | https://www.sigmaaldrich.com/LT/en
SYNC184262C-1EA | SYNTHWARE(R) CHROMATOGRAPHY COLUMN WIT | 1X1EA | 1 | 117 | Sigma-Aldrich | SYNC184262C-1EA | https://www.sigmaaldrich.com/LT/en
SYNF662450-1EA | SYNTHWARE(R) ERLENMEYER FLASK, CAPACIT | 1X1EA | 1 | 25 | Sigma-Aldrich | SYNF662450-1EA | https://www.sigmaaldrich.com/LT/en
SYNF62241L-1EA | SYNTHWARE(R) PRESSURE EQUALIZING ADDIT | 1X1EA | 1 | 294 | Sigma-Aldrich | SYNF62241L-1EA | https://www.sigmaaldrich.com/LT/en
SYNF621125-1EA | SYNTHWARE(R) PRESSURE EQUALIZING ADDIT | 1X1EA | 1 | 179 | Sigma-Aldrich | SYNF621125-1EA | https://www.sigmaaldrich.com/LT/en
SYNF461500-1EA | SYNTHWARE(R) STORAGE FLASK WITH STANDA | 1X1EA | 1 | 112 | Sigma-Aldrich | SYNF461500-1EA | https://www.sigmaaldrich.com/LT/en
SYNF471660A-1EA | SYNTHWARE(R) SQUIBB-STYLE SEPARATORY F | 1X1EA | 1 | 66 | Sigma-Aldrich | SYNF471660A-1EA | https://www.sigmaaldrich.com/LT/en
SYNF764108-1EA | SYNTHWARE(R) STORAGE TUBE WITH STANDAR | 1X1EA | 1 | 137 | Sigma-Aldrich | SYNF764108-1EA | https://www.sigmaaldrich.com/LT/en
SYNC396025C-1EA | SYNTHWARE(R) CHROMATOGRAPHY COLUMN WIT | 1X1EA | 1 | 215 | Sigma-Aldrich | SYNC396025C-1EA | https://www.sigmaaldrich.com/LT/en
SYNM421004-1EA | SYNTHWARE(R) ALL-GLASS VACUUM/INERT GA | 1X1EA | 1 | 729 | Sigma-Aldrich | SYNM421004-1EA | https://www.sigmaaldrich.com/LT/en
SYNF740027-1EA | SYNTHWARE(R) MICRO FUNNEL, TOP OD: 27 | 1X1EA | 1 | 13 | Sigma-Aldrich | SYNF740027-1EA | https://www.sigmaaldrich.com/LT/en
SYNA652440-1EA | SYNTHWARE(R) LONG STEM INLET ADAPTER, | 1X1EA | 1 | 58 | Sigma-Aldrich | SYNA652440-1EA | https://www.sigmaaldrich.com/LT/en
SYNC363240C-1EA | SYNTHWARE(R) CHROMATOGRAPHY COLUMN WIT | 1X1EA | 1 | 172 | Sigma-Aldrich | SYNC363240C-1EA | https://www.sigmaaldrich.com/LT/en
SYNF451125-1EA | SYNTHWARE(R) SQUIBB-STYLE SEPARATORY F | 1X1EA | 1 | 114 | Sigma-Aldrich | SYNF451125-1EA | https://www.sigmaaldrich.com/LT/en
SYNF901450G-1EA | SYNTHWARE(R) PEAR-SHAPED SCHLENK FLASK & | 1X1EA | 1 | 77 | Sigma-Aldrich | SYNF901450G-1EA | https://www.sigmaaldrich.com/LT/en
SYNF431250-1EA | SYNTHWARE(R) THREE NECK ROUND BOTTOM F | 1X1EA | 1 | 68 | Sigma-Aldrich | SYNF431250-1EA | https://www.sigmaaldrich.com/LT/en
SYNS331740-1EA | SYNTHWARE(R) HIGH VACUUM STRAIGHT BORE | 1X1EA | 1 | 57 | Sigma-Aldrich | SYNS331740-1EA | https://www.sigmaaldrich.com/LT/en
SYNF411150-1EA | SYNTHWARE(R) TWO NECK ROUND BOTTOM FLA | 1X1EA | 1 | 49 | Sigma-Aldrich | SYNF411150-1EA | https://www.sigmaaldrich.com/LT/en
SYNF71241L-1EA | SYNTHWARE(R) FOUR-NECK ROUND BOTTOM FL | 1X1EA | 1 | 159 | Sigma-Aldrich | SYNF71241L-1EA | https://www.sigmaaldrich.com/LT/en
SYNM101003-1EA | SYNTHWARE(R) VACUUM/INERT GAS MANIFOLD | 1X1EA | 1 | 537 | Sigma-Aldrich | SYNM101003-1EA | https://www.sigmaaldrich.com/LT/en
BR130326-1EA | BRAND(R) SCREW CAP, THREAD GL W 80 | 1X1EA | 1 | 9 | Sigma-Aldrich | BR130326-1EA | https://www.sigmaaldrich.com/LT/en
SYNF561100-1EA | SYNTHWARE(R) REACTION TUBE WITH HIGH V | 1X1EA | 1 | 90 | Sigma-Aldrich | SYNF561100-1EA | https://www.sigmaaldrich.com/LT/en
SYNA621922-1EA | SYNTHWARE(R) VACUUM TAKE-OFF ADAPTER W | 1X1EA | 1 | 47 | Sigma-Aldrich | SYNA621922-1EA | https://www.sigmaaldrich.com/LT/en
SYNM202404-1EA | SYNTHWARE(R) VACUUM MANIFOLD WITH HIGH | 1X1EA | 1 | 531 | Sigma-Aldrich | SYNM202404-1EA | https://www.sigmaaldrich.com/LT/en
SYNB310350C-1EA | SYNTHWARE(R) GAS WASHING BOTTLE WITH F | 1X1EA | 1 | 232 | Sigma-Aldrich | SYNB310350C-1EA | https://www.sigmaaldrich.com/LT/en
SYNF100003-1EA | SYNTHWARE(R) FRITTED FILTER BASE FOR 4 | 1X1EA | 1 | 167 | Sigma-Aldrich | SYNF100003-1EA | https://www.sigmaaldrich.com/LT/en
STW3-100EA | COWARE PTFE/SILICONE SEPTA, FOR ALL CO& | 1X100EA | 1 | 173 | Sigma-Aldrich | STW3-100EA | https://www.sigmaaldrich.com/LT/en
Z740711-1EA | ALDRICH(R) ESSENTIALS BOILING FLASK, R& | 1X1EA | 1 | 82 | Sigma-Aldrich | Z740711-1EA | https://www.sigmaaldrich.com/LT/en
Z740728-1EA | ALDRICH(R) ESSENTIALS BOILING FLASK, F& | 1X1EA | 1 | 49 | Sigma-Aldrich | Z740728-1EA | https://www.sigmaaldrich.com/LT/en
Z740773-6EA | ALDRICH(R) ESSENTIALS VOLUMETRIC FLASK& | 1X6EA | 1 | 192 | Sigma-Aldrich | Z740773-6EA | https://www.sigmaaldrich.com/LT/en
Z740808-12EA | ALDRICH(R) ESSENTIALS VOLUMETRIC FLASK& | 1X12EA | 1 | 260 | Sigma-Aldrich | Z740808-12EA | https://www.sigmaaldrich.com/LT/en
Z740823-6EA | ALDRICH(R) ESSENTIALS VOLUMETRIC FLASK& | 1X6EA | 1 | 237 | Sigma-Aldrich | Z740823-6EA | https://www.sigmaaldrich.com/LT/en
Z740840-6EA | ALDRICH(R) ESSENTIALS GRADUATED CYLIND& | 1X6EA | 1 | 190 | Sigma-Aldrich | Z740840-6EA | https://www.sigmaaldrich.com/LT/en
Z740858-1EA | ALDRICH(R) ESSENTIALS GRADUATED CYLIND& | 1X1EA | 1 | 38 | Sigma-Aldrich | Z740858-1EA | https://www.sigmaaldrich.com/LT/en
Z740913-6EA | ALDRICH(R) ESSENTIALS GRADUATED CYLIND& | 1X6EA | 1 | 237 | Sigma-Aldrich | Z740913-6EA | https://www.sigmaaldrich.com/LT/en
Z740930-12EA | ALDRICH(R) ESSENTIALS VOLUMETRIC PIPET& | 1X12EA | 1 | 114 | Sigma-Aldrich | Z740930-12EA | https://www.sigmaaldrich.com/LT/en
Z740947-48EA | ALDRICH(R) ESSENTIALS CULTURE TUBE W/S& | 1X48EA | 1 | 166 | Sigma-Aldrich | Z740947-48EA | https://www.sigmaaldrich.com/LT/en
Z740964-48EA | ALDRICH(R) ESSENTIALS CULTURE TUBE W/S& | 1X48EA | 1 | 138 | Sigma-Aldrich | Z740964-48EA | https://www.sigmaaldrich.com/LT/en
Z740982-200EA | ALDRICH(R) ESSENTIALS TEST TUBE W/RIM,& | 1X200EA | 1 | 119 | Sigma-Aldrich | Z740982-200EA | https://www.sigmaaldrich.com/LT/en
Z741001-200EA | ALDRICH(R) ESSENTIALS TEST TUBE WO/RIM& | 1X200EA | 1 | 87 | Sigma-Aldrich | Z741001-200EA | https://www.sigmaaldrich.com/LT/en
Z740579-12EA | ALDRICH(R) ESSENTIALS BEAKER, GRIFFIN,& | 1X12EA | 1 | 51 | Sigma-Aldrich | Z740579-12EA | https://www.sigmaaldrich.com/LT/en
Z740597-48EA | ALDRICH(R) ESSENTIALS BEAKER, BERZELIU& | 1X48EA | 1 | 236 | Sigma-Aldrich | Z740597-48EA | https://www.sigmaaldrich.com/LT/en
Z740614-6EA | Aldrich(R) Essentials beaker, Berzelius | 1X6EA | 1 | 347 | Sigma-Aldrich | Z740614-6EA | https://www.sigmaaldrich.com/LT/en
Z740631-6EA | ALDRICH(R) ESSENTIALS CRYSTALLIZING D | 1X6EA | 1 | 109 | Sigma-Aldrich | Z740631-6EA | https://www.sigmaaldrich.com/LT/en
Z740648-12EA | ALDRICH(R) ESSENTIALS ERLENMEYER FLASK& | 1X12EA | 1 | 71 | Sigma-Aldrich | Z740648-12EA | https://www.sigmaaldrich.com/LT/en
Z740665-6EA | ALDRICH(R) ESSENTIALS ERLENMEYER FLASK& | 1X6EA | 1 | 150 | Sigma-Aldrich | Z740665-6EA | https://www.sigmaaldrich.com/LT/en
Z740701-6EA | ALDRICH(R) ESSENTIALS BOILING FLASK, F& | 1X6EA | 1 | 141 | Sigma-Aldrich | Z740701-6EA | https://www.sigmaaldrich.com/LT/en
Z740718-1EA | ALDRICH(R) ESSENTIALS BOILING FLASK, R& | 1X1EA | 1 | 74 | Sigma-Aldrich | Z740718-1EA | https://www.sigmaaldrich.com/LT/en
Z740744-12EA | ALDRICH(R) ESSENTIALS VOLUMETRIC FLASK& | 1X12EA | 1 | 414 | Sigma-Aldrich | Z740744-12EA | https://www.sigmaaldrich.com/LT/en
Z740762-1EA | ALDRICH(R) ESSENTIALS VOLUMETRIC FLASK& | 1X1EA | 1 | 72 | Sigma-Aldrich | Z740762-1EA | https://www.sigmaaldrich.com/LT/en
Z740814-12EA | ALDRICH(R) ESSENTIALS VOLUMETRIC FLASK& | 1X12EA | 1 | 260 | Sigma-Aldrich | Z740814-12EA | https://www.sigmaaldrich.com/LT/en
Z740830-6EA | ALDRICH(R) ESSENTIALS GRADUATED CYLIND& | 1X6EA | 1 | 33 | Sigma-Aldrich | Z740830-6EA | https://www.sigmaaldrich.com/LT/en
Z740848-1EA | ALDRICH(R) ESSENTIALS GRADUATED CYLIND& | 1X1EA | 1 | 49 | Sigma-Aldrich | Z740848-1EA | https://www.sigmaaldrich.com/LT/en
Z740866-4EA | ALDRICH(R) ESSENTIALS GRADUATED CYLIND& | 1X4EA | 1 | 312 | Sigma-Aldrich | Z740866-4EA | https://www.sigmaaldrich.com/LT/en
Z740893-1EA | ALDRICH(R) ESSENTIALS GRADUATED CYLIND& | 1X1EA | 1 | 103 | Sigma-Aldrich | Z740893-1EA | https://www.sigmaaldrich.com/LT/en
Z740919-1EA | ALDRICH(R) ESSENTIALS GRADUATED CYLIND& | 1X1EA | 1 | 93 | Sigma-Aldrich | Z740919-1EA | https://www.sigmaaldrich.com/LT/en
Z740937-12EA | ALDRICH(R) ESSENTIALS VOLUMETRIC PIPET& | 1X12EA | 1 | 114 | Sigma-Aldrich | Z740937-12EA | https://www.sigmaaldrich.com/LT/en
Z740955-144EA | ALDRICH(R) ESSENTIALS CULTURE TUBE W/S& | 1X144EA | 1 | 621 | Sigma-Aldrich | Z740955-144EA | https://www.sigmaaldrich.com/LT/en
Z740990-50EA | ALDRICH(R) ESSENTIALS TEST TUBE W/RIM,& | 1X50EA | 1 | 58 | Sigma-Aldrich | Z740990-50EA | https://www.sigmaaldrich.com/LT/en
Z741006-50EA | ALDRICH(R) ESSENTIALS TEST TUBE WO/RIM& | 1X50EA | 1 | 52 | Sigma-Aldrich | Z741006-50EA | https://www.sigmaaldrich.com/LT/en
Z740556-12EA | ALDRICH(R) ESSENTIALS BEAKER, GRIFFIN,& | 1X12EA | 1 | 51 | Sigma-Aldrich | Z740556-12EA | https://www.sigmaaldrich.com/LT/en
Z740584-8EA | ALDRICH(R) ESSENTIALS BEAKER, GRIFFIN,& | 1X8EA | 1 | 176 | Sigma-Aldrich | Z740584-8EA | https://www.sigmaaldrich.com/LT/en
Z740602-12EA | ALDRICH(R) ESSENTIALS BEAKER, BERZELIU& | 1X12EA | 1 | 75 | Sigma-Aldrich | Z740602-12EA | https://www.sigmaaldrich.com/LT/en
Z740621-24EA | ALDRICH(R) ESSENTIALS PETRI DISH, SODA& | 1X24EA | 1 | 342 | Sigma-Aldrich | Z740621-24EA | https://www.sigmaaldrich.com/LT/en
Z740637-8EA | ALDRICH(R) ESSENTIALS CRYSTALLIZING D | 1X8EA | 1 | 440 | Sigma-Aldrich | Z740637-8EA | https://www.sigmaaldrich.com/LT/en
Z740653-48EA | ALDRICH(R) ESSENTIALS ERLENMEYER FLASK& | 1X48EA | 1 | 237 | Sigma-Aldrich | Z740653-48EA | https://www.sigmaaldrich.com/LT/en
Z740689-6EA | ALDRICH(R) ESSENTIALS BOILING FLASK, R& | 1X6EA | 1 | 87 | Sigma-Aldrich | Z740689-6EA | https://www.sigmaaldrich.com/LT/en
Z740707-1EA | ALDRICH(R) ESSENTIALS BOILING FLASK, R& | 1X1EA | 1 | 31 | Sigma-Aldrich | Z740707-1EA | https://www.sigmaaldrich.com/LT/en
Z740724-1EA | ALDRICH(R) ESSENTIALS BOILING FLASK, F& | 1X1EA | 1 | 58 | Sigma-Aldrich | Z740724-1EA | https://www.sigmaaldrich.com/LT/en
Z740750-12EA | ALDRICH(R) ESSENTIALS VOLUMETRIC FLASK& | 1X12EA | 1 | 390 | Sigma-Aldrich | Z740750-12EA | https://www.sigmaaldrich.com/LT/en
Z740768-12EA | ALDRICH(R) ESSENTIALS VOLUMETRIC FLASK& | 1X12EA | 1 | 318 | Sigma-Aldrich | Z740768-12EA | https://www.sigmaaldrich.com/LT/en
Z740786-1EA | ALDRICH(R) ESSENTIALS VOLUMETRIC FLASK& | 1X1EA | 1 | 80 | Sigma-Aldrich | Z740786-1EA | https://www.sigmaaldrich.com/LT/en
Z740804-6EA | ALDRICH(R) ESSENTIALS VOLUMETRIC FLASK& | 1X6EA | 1 | 260 | Sigma-Aldrich | Z740804-6EA | https://www.sigmaaldrich.com/LT/en
Z740835-24EA | ALDRICH(R) ESSENTIALS GRADUATED CYLIND& | 1X24EA | 1 | 190 | Sigma-Aldrich | Z740835-24EA | https://www.sigmaaldrich.com/LT/en
Z740684-6EA | ALDRICH(R) ESSENTIALS FILTER FLASK, WI& | 1X6EA | 1 | 120 | Sigma-Aldrich | Z740684-6EA | https://www.sigmaaldrich.com/LT/en
STW6-1EA | COWARE GAS REACTOR, REACTION SCALE OF& | 1X1EA | 1 | 335 | Sigma-Aldrich | STW6-1EA | https://www.sigmaaldrich.com/LT/en
SYNA314250-1EA | SYNTHWARE(R) INLET ADAPTER WITH LONG S | 1X1EA | 1 | 31 | Sigma-Aldrich | SYNA314250-1EA | https://www.sigmaaldrich.com/LT/en
STW5-1EA | COWARE GAS REACTOR, REACTION SCALE OF | 1X1EA | 1 | 234 | Sigma-Aldrich | STW5-1EA | https://www.sigmaaldrich.com/LT/en
Z740570-12EA | ALDRICH(R) ESSENTIALS BEAKER, GRIFFIN,& | 1X12EA | 1 | 54 | Sigma-Aldrich | Z740570-12EA | https://www.sigmaaldrich.com/LT/en
Z740589-6EA | ALDRICH(R) ESSENTIALS BEAKER, GRIFFIN,& | 1X6EA | 1 | 347 | Sigma-Aldrich | Z740589-6EA | https://www.sigmaaldrich.com/LT/en
Z740606-6EA | ALDRICH(R) ESSENTIALS BEAKER, BERZELIU& | 1X6EA | 1 | 61 | Sigma-Aldrich | Z740606-6EA | https://www.sigmaaldrich.com/LT/en
Z740626-24EA | ALDRICH(R) ESSENTIALS CRYSTALLIZING D& | 1X24EA | 1 | 389 | Sigma-Aldrich | Z740626-24EA | https://www.sigmaaldrich.com/LT/en
Z740642-6EA | ALDRICH(R) ESSENTIALS EVAPORATING DIS& | 1X6EA | 1 | 307 | Sigma-Aldrich | Z740642-6EA | https://www.sigmaaldrich.com/LT/en
Z740676-12EA | ALDRICH(R) ESSENTIALS ERLENMEYER FLASK& | 1X12EA | 1 | 329 | Sigma-Aldrich | Z740676-12EA | https://www.sigmaaldrich.com/LT/en
Z740576-12EA | ALDRICH(R) ESSENTIALS BEAKER, GRIFFIN,& | 1X12EA | 1 | 54 | Sigma-Aldrich | Z740576-12EA | https://www.sigmaaldrich.com/LT/en
Z740595-48EA | ALDRICH(R) ESSENTIALS BEAKER, BERZELIU& | 1X48EA | 1 | 225 | Sigma-Aldrich | Z740595-48EA | https://www.sigmaaldrich.com/LT/en
Z740612-8EA | ALDRICH(R) ESSENTIALS BEAKER, BERZELIU& | 1X8EA | 1 | 289 | Sigma-Aldrich | Z740612-8EA | https://www.sigmaaldrich.com/LT/en
Z740646-1EA | ALDRICH(R) ESSENTIALS DESICCATOR, ID X& | 1X1EA | 1 | 638 | Sigma-Aldrich | Z740646-1EA | https://www.sigmaaldrich.com/LT/en
Z740663-1EA | ALDRICH(R) ESSENTIALS ERLENMEYER FLASK& | 1X1EA | 1 | 109 | Sigma-Aldrich | Z740663-1EA | https://www.sigmaaldrich.com/LT/en
Z740681-6EA | ALDRICH(R) ESSENTIALS FILTER FLASK, WI& | 1X6EA | 1 | 105 | Sigma-Aldrich | Z740681-6EA | https://www.sigmaaldrich.com/LT/en
Z740699-12EA | ALDRICH(R) ESSENTIALS BOILING FLASK, F& | 1X12EA | 1 | 190 | Sigma-Aldrich | Z740699-12EA | https://www.sigmaaldrich.com/LT/en
Z740742-1EA | ALDRICH(R) ESSENTIALS BOILING FLASK, F& | 1X1EA | 1 | 62 | Sigma-Aldrich | Z740742-1EA | https://www.sigmaaldrich.com/LT/en
Z740760-6EA | ALDRICH(R) ESSENTIALS VOLUMETRIC FLASK& | 1X6EA | 1 | 378 | Sigma-Aldrich | Z740760-6EA | https://www.sigmaaldrich.com/LT/en
Z740778-12EA | ALDRICH(R) ESSENTIALS VOLUMETRIC FLASK& | 1X12EA | 1 | 470 | Sigma-Aldrich | Z740778-12EA | https://www.sigmaaldrich.com/LT/en
Z740795-6EA | ALDRICH(R) ESSENTIALS VOLUMETRIC FLASK& | 1X6EA | 1 | 209 | Sigma-Aldrich | Z740795-6EA | https://www.sigmaaldrich.com/LT/en
Z740827-1EA | ALDRICH(R) ESSENTIALS VOLUMETRIC FLASK& | 1X1EA | 1 | 80 | Sigma-Aldrich | Z740827-1EA | https://www.sigmaaldrich.com/LT/en
Z740846-1EA | ALDRICH(R) ESSENTIALS GRADUATED CYLIND& | 1X1EA | 1 | 42 | Sigma-Aldrich | Z740846-1EA | https://www.sigmaaldrich.com/LT/en
Z740864-4EA | ALDRICH(R) ESSENTIALS GRADUATED CYLIND& | 1X4EA | 1 | 230 | Sigma-Aldrich | Z740864-4EA | https://www.sigmaaldrich.com/LT/en
Z740891-1EA | ALDRICH(R) ESSENTIALS GRADUATED CYLIND& | 1X1EA | 1 | 66 | Sigma-Aldrich | Z740891-1EA | https://www.sigmaaldrich.com/LT/en
Z740935-12EA | ALDRICH(R) ESSENTIALS VOLUMETRIC PIPET& | 1X12EA | 1 | 114 | Sigma-Aldrich | Z740935-12EA | https://www.sigmaaldrich.com/LT/en
Z740953-144EA | ALDRICH(R) ESSENTIALS CULTURE TUBE W/S& | 1X144EA | 1 | 580 | Sigma-Aldrich | Z740953-144EA | https://www.sigmaaldrich.com/LT/en
Z740970-144EA | ALDRICH(R) ESSENTIALS CULTURE TUBE W/S& | 1X144EA | 1 | 522 | Sigma-Aldrich | Z740970-144EA | https://www.sigmaaldrich.com/LT/en
Z740988-50EA | ALDRICH(R) ESSENTIALS TEST TUBE W/RIM,& | 1X50EA | 1 | 46 | Sigma-Aldrich | Z740988-50EA | https://www.sigmaaldrich.com/LT/en
SYNF41241L-1EA | SYNTHWARE(R) TWO NECK ROUND BOTTOM FLA | 1X1EA | 1 | 90 | Sigma-Aldrich | SYNF41241L-1EA | https://www.sigmaaldrich.com/LT/en
SYNS101504-1EA | SYNTHWARE(R) STRAIGHT BORE PTFE STOPCO | 1X1EA | 1 | 58 | Sigma-Aldrich | SYNS101504-1EA | https://www.sigmaaldrich.com/LT/en
SYNF608350F-1EA | SYNTHWARE(R) BUCHNER FUNNEL, CAPACITY: | 1X1EA | 1 | 117 | Sigma-Aldrich | SYNF608350F-1EA | https://www.sigmaaldrich.com/LT/en
SYNR32-1EA | SYNTHWARE(R) PTFE SEPTA FOR USE WITH G | 1X1EA | 1 | 13 | Sigma-Aldrich | SYNR32-1EA | https://www.sigmaaldrich.com/LT/en
SYND232440G-1EA | SYNTHWARE(R) SUBLIMATOR WITH GLASS STO | 1X1EA | 1 | 200 | Sigma-Aldrich | SYND232440G-1EA | https://www.sigmaaldrich.com/LT/en
SYNA611420-1EA | SYNTHWARE(R) STRAIGHT VACUUM ADAPTER W | 1X1EA | 1 | 47 | Sigma-Aldrich | SYNA611420-1EA | https://www.sigmaaldrich.com/LT/en
SYNS201530-1EA | SYNTHWARE(R) T-BORE PTFE STOPCOCK PLUG | 1X1EA | 1 | 33 | Sigma-Aldrich | SYNS201530-1EA | https://www.sigmaaldrich.com/LT/en
SYNC264125-1EA | SYNTHWARE(R) COIL-STYLE REFLUX CONDENS | 1X1EA | 1 | 182 | Sigma-Aldrich | SYNC264125-1EA | https://www.sigmaaldrich.com/LT/en
SYNF284060X-1EA | SYNTHWARE(R) FRITTED GAS DISPERSION TU | 1X1EA | 1 | 68 | Sigma-Aldrich | SYNF284060X-1EA | https://www.sigmaaldrich.com/LT/en
SYNF901100H-1EA | SYNTHWARE(R) PEAR-SHAPED SCHLENK FLASK & | 1X1EA | 1 | 85 | Sigma-Aldrich | SYNF901100H-1EA | https://www.sigmaaldrich.com/LT/en
SYNF604060M-1EA | SYNTHWARE(R) BUCHNER FUNNEL, CAPACITY: | 1X1EA | 1 | 47 | Sigma-Aldrich | SYNF604060M-1EA | https://www.sigmaaldrich.com/LT/en
SYNC382630-1EA | SYNTHWARE(R) CHROMATOGRAPHY COLUMN WIT | 1X1EA | 1 | 130 | Sigma-Aldrich | SYNC382630-1EA | https://www.sigmaaldrich.com/LT/en
SYNF322450L-1EA | SYNTHWARE(R) PEAR SHAPED FLASK, CAPACI | 1X1EA | 1 | 29 | Sigma-Aldrich | SYNF322450L-1EA | https://www.sigmaaldrich.com/LT/en
SYNF271018M-1EA | SYNTHWARE(R) FRITTED GAS DISPERSION TU | 1X1EA | 1 | 46 | Sigma-Aldrich | SYNF271018M-1EA | https://www.sigmaaldrich.com/LT/en
SYNC141120-1EA | SYNTHWARE(R) GRAHAM CONDENSER, JACKET | 1X1EA | 1 | 115 | Sigma-Aldrich | SYNC141120-1EA | https://www.sigmaaldrich.com/LT/en
SYNF477000A-1EA | SYNTHWARE(R) SQUIBB-STYLE SEPARATORY F | 1X1EA | 1 | 136 | Sigma-Aldrich | SYNF477000A-1EA | https://www.sigmaaldrich.com/LT/en
SYNF411501-1EA | SYNTHWARE(R) TWO NECK ROUND BOTTOM FLA | 1X1EA | 1 | 71 | Sigma-Aldrich | SYNF411501-1EA | https://www.sigmaaldrich.com/LT/en
SYNF240500-1EA | SYNTHWARE(R) DEWAR FLASK, HEMISPHERICA | 1X1EA | 1 | 465 | Sigma-Aldrich | SYNF240500-1EA | https://www.sigmaaldrich.com/LT/en
SYNF451025-1EA | SYNTHWARE(R) SQUIBB-STYLE SEPARATORY F | 1X1EA | 1 | 115 | Sigma-Aldrich | SYNF451025-1EA | https://www.sigmaaldrich.com/LT/en
SYNF411900-1EA | SYNTHWARE(R) TWO NECK ROUND BOTTOM FLA | 1X1EA | 1 | 51 | Sigma-Aldrich | SYNF411900-1EA | https://www.sigmaaldrich.com/LT/en
SYNF194100-1EA | SYNTHWARE(R) POWDER FUNNEL WITH FLATTE | 1X1EA | 1 | 59 | Sigma-Aldrich | SYNF194100-1EA | https://www.sigmaaldrich.com/LT/en
SYNC373220-1EA | SYNTHWARE(R) CHROMATOGRAPHY COLUMN WIT | 1X1EA | 1 | 139 | Sigma-Aldrich | SYNC373220-1EA | https://www.sigmaaldrich.com/LT/en
SYNB257040L-1EA | SYNTHWARE(R) MINERAL OIL BUBBLER, OD: | 1X1EA | 1 | 66 | Sigma-Aldrich | SYNB257040L-1EA | https://www.sigmaaldrich.com/LT/en
SYNF314500-1EA | SYNTHWARE(R) RECOVERY FLASK, CAPACITY: | 1X1EA | 1 | 53 | Sigma-Aldrich | SYNF314500-1EA | https://www.sigmaaldrich.com/LT/en
SYNF669250-1EA | SYNTHWARE(R) ERLENMEYER FLASK, CAPACIT | 1X1EA | 1 | 28 | Sigma-Aldrich | SYNF669250-1EA | https://www.sigmaaldrich.com/LT/en
SYNC101420-1EA | SYNTHWARE(R) VIGREUX DISTILLATION COLU | 1X1EA | 1 | 65 | Sigma-Aldrich | SYNC101420-1EA | https://www.sigmaaldrich.com/LT/en
SYNC184464-1EA | SYNTHWARE(R) CHROMATOGRAPHY COLUMN WIT | 1X1EA | 1 | 159 | Sigma-Aldrich | SYNC184464-1EA | https://www.sigmaaldrich.com/LT/en
SYNF541050-1EA | SYNTHWARE(R) REACTION FLASK WITH HIGH | 1X1EA | 1 | 108 | Sigma-Aldrich | SYNF541050-1EA | https://www.sigmaaldrich.com/LT/en
SYNF891410-1EA | SYNTHWARE(R) REACTION TUBE WITH GLASS | 1X1EA | 1 | 82 | Sigma-Aldrich | SYNF891410-1EA | https://www.sigmaaldrich.com/LT/en
SYNM471004-1EA | SYNTHWARE(R) VACUUM/INERT GAS MANIFOLD | 1X1EA | 1 | 642 | Sigma-Aldrich | SYNM471004-1EA | https://www.sigmaaldrich.com/LT/en
SYNV381512-1EA | SYNTHWARE(R) VACUUM TRAP WITH #15 O-RI | 1X1EA | 1 | 335 | Sigma-Aldrich | SYNV381512-1EA | https://www.sigmaaldrich.com/LT/en
SYNF484500-1EA | SYNTHWARE(R) SOLVENT TRANSFER/STORAGE | 1X1EA | 1 | 108 | Sigma-Aldrich | SYNF484500-1EA | https://www.sigmaaldrich.com/LT/en
SYNS181125-1EA | SYNTHWARE(R) STRIAGHT BORE PTFE STOPCO | 1X1EA | 1 | 15 | Sigma-Aldrich | SYNS181125-1EA | https://www.sigmaaldrich.com/LT/en
SYNC184602C-1EA | SYNTHWARE(R) CHROMATOGRAPHY COLUMN WIT | 1X1EA | 1 | 181 | Sigma-Aldrich | SYNC184602C-1EA | https://www.sigmaaldrich.com/LT/en
SYNM451005-1EA | SYNTHWARE(R) ALL-GLASS VACUUM/INERT GA | 1X1EA | 1 | 885 | Sigma-Aldrich | SYNM451005-1EA | https://www.sigmaaldrich.com/LT/en
SYNA791419-1EA | SYNTHWARE(R) BUSHING ADAPTER, JOINTS: | 1X1EA | 1 | 25 | Sigma-Aldrich | SYNA791419-1EA | https://www.sigmaaldrich.com/LT/en
SYNA251914-1EA | SYNTHWARE(R) ENLARGING ADAPTER, JOINTS | 1X1EA | 1 | 27 | Sigma-Aldrich | SYNA251914-1EA | https://www.sigmaaldrich.com/LT/en
SYNF164250-1EA | SYNTHWARE(R) TWO NECK REACTION FLASK W | 1X1EA | 1 | 118 | Sigma-Aldrich | SYNF164250-1EA | https://www.sigmaaldrich.com/LT/en
SYNT120800-1EA | SYNTHWARE(R) T-SHAPED CONNECTING TUBE, | 1X1EA | 1 | 17 | Sigma-Aldrich | SYNT120800-1EA | https://www.sigmaaldrich.com/LT/en
SYNA282914-1EA | SYNTHWARE(R) ANTI-SPLASH ADAPTER, CAPA | 1X1EA | 1 | 105 | Sigma-Aldrich | SYNA282914-1EA | https://www.sigmaaldrich.com/LT/en
SYNF454125-1EA | SYNTHWARE(R) SQUIBB-STYLE SEPARATORY F | 1X1EA | 1 | 123 | Sigma-Aldrich | SYNF454125-1EA | https://www.sigmaaldrich.com/LT/en
SYNA831420-1EA | SYNTHWARE(R) INLET ADAPTER WITH FRITTE | 1X1EA | 1 | 34 | Sigma-Aldrich | SYNA831420-1EA | https://www.sigmaaldrich.com/LT/en
SYNF661450-1EA | SYNTHWARE(R) ERLENMEYER FLASK, CAPACIT | 1X1EA | 1 | 21 | Sigma-Aldrich | SYNF661450-1EA | https://www.sigmaaldrich.com/LT/en
SYNF363019M-1EA | SYNTHWARE(R) BUCHNER FUNNEL WITH INNER | 1X1EA | 1 | 80 | Sigma-Aldrich | SYNF363019M-1EA | https://www.sigmaaldrich.com/LT/en
SYNA891420-1EA | SYNTHWARE(R) DISTILLING ADAPTER WITH 1 | 1X1EA | 1 | 40 | Sigma-Aldrich | SYNA891420-1EA | https://www.sigmaaldrich.com/LT/en
SYNS721240-1EA | SYNTHWARE(R) HIGH VACUUM T-TYPE STOPCO | 1X1EA | 1 | 89 | Sigma-Aldrich | SYNS721240-1EA | https://www.sigmaaldrich.com/LT/en
SYNF461250-1EA | SYNTHWARE(R) STORAGE FLASK WITH STANDA | 1X1EA | 1 | 116 | Sigma-Aldrich | SYNF461250-1EA | https://www.sigmaaldrich.com/LT/en
SYNC351922-1EA | SYNTHWARE(R) REFLUX CONDENSER, COIL HE | 1X1EA | 1 | 149 | Sigma-Aldrich | SYNC351922-1EA | https://www.sigmaaldrich.com/LT/en
SYNC624300-1EA | SYNTHWARE(R) ALLIHN CONDENSER, JACKET | 1X1EA | 1 | 123 | Sigma-Aldrich | SYNC624300-1EA | https://www.sigmaaldrich.com/LT/en
SYNF902450-1EA | SYNTHWARE(R) PEAR-SHAPED SCHLENK FLASK & | 1X1EA | 1 | 84 | Sigma-Aldrich | SYNF902450-1EA | https://www.sigmaaldrich.com/LT/en
SYNF304100-1EA | SYNTHWARE(R) SINGLE-NECK ROUND-BOTTOM | 1X1EA | 1 | 21 | Sigma-Aldrich | SYNF304100-1EA | https://www.sigmaaldrich.com/LT/en
SYNF669125-1EA | SYNTHWARE(R) ERLENMEYER FLASK, CAPACIT | 1X1EA | 1 | 24 | Sigma-Aldrich | SYNF669125-1EA | https://www.sigmaaldrich.com/LT/en
SYNM250003-1EA | SYNTHWARE(R) ALL-GLASS VACUUM/INERT GA | 1X1EA | 1 | 561 | Sigma-Aldrich | SYNM250003-1EA | https://www.sigmaaldrich.com/LT/en
SYNF472250-1EA | SYNTHWARE(R) SQUIBB-STYLE SEPARATORY F | 1X1EA | 1 | 99 | Sigma-Aldrich | SYNF472250-1EA | https://www.sigmaaldrich.com/LT/en
SYNC621200-1EA | SYNTHWARE(R) ALLIHN CONDENSER, JACKET | 1X1EA | 1 | 114 | Sigma-Aldrich | SYNC621200-1EA | https://www.sigmaaldrich.com/LT/en
SYNC362630-1EA | SYNTHWARE(R) CHROMATOGRAPHY COLUMN WIT | 1X1EA | 1 | 99 | Sigma-Aldrich | SYNC362630-1EA | https://www.sigmaaldrich.com/LT/en
SYNP160004-1EA | SYNTHWARE(R) CYLINDRICAL PRESSURE VESS | 1X1EA | 1 | 74 | Sigma-Aldrich | SYNP160004-1EA | https://www.sigmaaldrich.com/LT/en
SYNF664000-1EA | SYNTHWARE(R) ERLENMEYER FLASK, CAPACIT | 1X1EA | 1 | 32 | Sigma-Aldrich | SYNF664000-1EA | https://www.sigmaaldrich.com/LT/en
SYNC184263-1EA | SYNTHWARE(R) CHROMATOGRAPHY COLUMN WIT | 1X1EA | 1 | 108 | Sigma-Aldrich | SYNC184263-1EA | https://www.sigmaaldrich.com/LT/en
SYNF214250-1EA | SYNTHWARE(R) FOUR-NECK ROUND-BOTTOM FL | 1X1EA | 1 | 133 | Sigma-Aldrich | SYNF214250-1EA | https://www.sigmaaldrich.com/LT/en
SYNA431420-1EA | SYNTHWARE(R) VERTICAL VACUUM TAKE-OFF | 1X1EA | 1 | 41 | Sigma-Aldrich | SYNA431420-1EA | https://www.sigmaaldrich.com/LT/en
SYNA151420-1EA | SYNTHWARE(R) CONNECTING ADAPTER WITH 7 | 1X1EA | 1 | 29 | Sigma-Aldrich | SYNA151420-1EA | https://www.sigmaaldrich.com/LT/en
SYNC101100-1EA | SYNTHWARE(R) VIGREUX DISTILLATION COLU | 1X1EA | 1 | 64 | Sigma-Aldrich | SYNC101100-1EA | https://www.sigmaaldrich.com/LT/en
SYNF901100-1EA | SYNTHWARE(R) PEAR-SHAPED SCHLENK FLASK & | 1X1EA | 1 | 84 | Sigma-Aldrich | SYNF901100-1EA | https://www.sigmaaldrich.com/LT/en
SYNF260810M-1EA | SYNTHWARE(R) FRITTED GAS DISPERSION TU | 1X1EA | 1 | 34 | Sigma-Aldrich | SYNF260810M-1EA | https://www.sigmaaldrich.com/LT/en
SYNC159190-1EA | SYNTHWARE(R) WEST CONDENSER, JACKET LE | 1X1EA | 1 | 73 | Sigma-Aldrich | SYNC159190-1EA | https://www.sigmaaldrich.com/LT/en
SYNK161922-1EA | SYNTHWARE(R) ORGANIC CHEMISTRY KIT, JO | 1X1EA | 1 | 506 | Sigma-Aldrich | SYNK161922-1EA | https://www.sigmaaldrich.com/LT/en
SYNA601250-1EA | SYNTHWARE(R) MODIFIED ANTI-SPLASH ADAP | 1X1EA | 1 | 104 | Sigma-Aldrich | SYNA601250-1EA | https://www.sigmaaldrich.com/LT/en
SYND191922-1EA | SYNTHWARE(R) DISTILLING RECEIVER WITH | 1X1EA | 1 | 117 | Sigma-Aldrich | SYND191922-1EA | https://www.sigmaaldrich.com/LT/en
SYNM260003-1EA | SYNTHWARE(R) ALL-GLASS VACUUM/INERT GA | 1X1EA | 1 | 559 | Sigma-Aldrich | SYNM260003-1EA | https://www.sigmaaldrich.com/LT/en
SYNF184100-1EA | SYNTHWARE(R) POWDER FUNNEL, TOP DIAMET | 1X1EA | 1 | 43 | Sigma-Aldrich | SYNF184100-1EA | https://www.sigmaaldrich.com/LT/en
SYNF446500-1EA | SYNTHWARE(R) THREE NECK ROUND BOTTOM F | 1X1EA | 1 | 101 | Sigma-Aldrich | SYNF446500-1EA | https://www.sigmaaldrich.com/LT/en
SYNC184603-1EA | SYNTHWARE(R) CHROMATOGRAPHY COLUMN WIT | 1X1EA | 1 | 174 | Sigma-Aldrich | SYNC184603-1EA | https://www.sigmaaldrich.com/LT/en
SYNA122440-1EA | SYNTHWARE(R) VACUUM TRANSFER ADAPTER W | 1X1EA | 1 | 147 | Sigma-Aldrich | SYNA122440-1EA | https://www.sigmaaldrich.com/LT/en
SYNF752450M-1EA | SYNTHWARE(R) FILTER FUNNEL WITH FRITTE | 1X1EA | 1 | 65 | Sigma-Aldrich | SYNF752450M-1EA | https://www.sigmaaldrich.com/LT/en
SYNF321005-1EA | SYNTHWARE(R) PEAR SHAPED FLASK, CAPACI | 1X1EA | 1 | 24 | Sigma-Aldrich | SYNF321005-1EA | https://www.sigmaaldrich.com/LT/en
SYNF904500H-1EA | SYNTHWARE(R) PEAR-SHAPED SCHLENK FLASK & | 1X1EA | 1 | 100 | Sigma-Aldrich | SYNF904500H-1EA | https://www.sigmaaldrich.com/LT/en
SYNV131003-1EA | SYNTHWARE(R) CONICAL BOTTOM REACTION V | 1X1EA | 1 | 20 | Sigma-Aldrich | SYNV131003-1EA | https://www.sigmaaldrich.com/LT/en
SYNV130711-1EA | SYNTHWARE(R) CONICAL BOTTOM REACTION V | 1X1EA | 1 | 20 | Sigma-Aldrich | SYNV130711-1EA | https://www.sigmaaldrich.com/LT/en
SYNC144250-1EA | SYNTHWARE(R) GRAHAM CONDENSER, JACKET | 1X1EA | 1 | 134 | Sigma-Aldrich | SYNC144250-1EA | https://www.sigmaaldrich.com/LT/en
SYNF479100-1EA | SYNTHWARE(R) SQUIBB-STYLE SEPARATORY F | 1X1EA | 1 | 117 | Sigma-Aldrich | SYNF479100-1EA | https://www.sigmaaldrich.com/LT/en
SYNF352440M-1EA | SYNTHWARE(R) FRITTED FILTER TUBE WITH | 1X1EA | 1 | 229 | Sigma-Aldrich | SYNF352440M-1EA | https://www.sigmaaldrich.com/LT/en
SYNF439950-1EA | SYNTHWARE(R) THREE NECK ROUND BOTTOM F | 1X1EA | 1 | 63 | Sigma-Aldrich | SYNF439950-1EA | https://www.sigmaaldrich.com/LT/en
SYNC501120-1EA | SYNTHWARE(R) LIEBIG CONDENSER WITH 8 M | 1X1EA | 1 | 98 | Sigma-Aldrich | SYNC501120-1EA | https://www.sigmaaldrich.com/LT/en
SYNF541950-1EA | SYNTHWARE(R) REACTION FLASK WITH HIGH | 1X1EA | 1 | 109 | Sigma-Aldrich | SYNF541950-1EA | https://www.sigmaaldrich.com/LT/en
SYNF641960-1EA | SYNTHWARE(R) PRESSURE EQUALIZING FUNNE | 1X1EA | 1 | 181 | Sigma-Aldrich | SYNF641960-1EA | https://www.sigmaaldrich.com/LT/en
SYNM522405-1EA | SYNTHWARE(R) VACUUM MANIFOLD WITH HIGH | 1X1EA | 1 | 592 | Sigma-Aldrich | SYNM522405-1EA | https://www.sigmaaldrich.com/LT/en
SYNA302440-1EA | SYNTHWARE(R) VACUUM OR ARGON/NITROGEN | 1X1EA | 1 | 20 | Sigma-Aldrich | SYNA302440-1EA | https://www.sigmaaldrich.com/LT/en
SYNC362640-1EA | SYNTHWARE(R) CHROMATOGRAPHY COLUMN WIT | 1X1EA | 1 | 120 | Sigma-Aldrich | SYNC362640-1EA | https://www.sigmaaldrich.com/LT/en
SYNF611960-1EA | SYNTHWARE(R) PRESSURE EQUALIZING ADDIT | 1X1EA | 1 | 187 | Sigma-Aldrich | SYNF611960-1EA | https://www.sigmaaldrich.com/LT/en
SYNC564175-1EA | SYNTHWARE(R) COIL-STYLE REFLUX CONDENS | 1X1EA | 1 | 188 | Sigma-Aldrich | SYNC564175-1EA | https://www.sigmaaldrich.com/LT/en
SYNF461100-1EA | SYNTHWARE(R) STORAGE FLASK WITH STANDA | 1X1EA | 1 | 105 | Sigma-Aldrich | SYNF461100-1EA | https://www.sigmaaldrich.com/LT/en
SYND192440-1EA | SYNTHWARE(R) DISTILLING RECEIVER WITH | 1X1EA | 1 | 122 | Sigma-Aldrich | SYND192440-1EA | https://www.sigmaaldrich.com/LT/en
SYNF124125-1EA | SYNTHWARE(R) SINGLE-NECK FLAT-BOTTOM | 1X1EA | 1 | 31 | Sigma-Aldrich | SYNF124125-1EA | https://www.sigmaaldrich.com/LT/en
SYNS161530-1EA | SYNTHWARE(R) T-BORE PTFE STOPCOCK, BOR | 1X1EA | 1 | 85 | Sigma-Aldrich | SYNS161530-1EA | https://www.sigmaaldrich.com/LT/en
SYNC398060C-1EA | SYNTHWARE(R) CHROMATOGRAPHY COLUMN WIT | 1X1EA | 1 | 326 | Sigma-Aldrich | SYNC398060C-1EA | https://www.sigmaaldrich.com/LT/en
SYNC151200-1EA | SYNTHWARE(R) WEST CONDENSER, JACKET LE | 1X1EA | 1 | 71 | Sigma-Aldrich | SYNC151200-1EA | https://www.sigmaaldrich.com/LT/en
SYNF761108-1EA | SYNTHWARE(R) STORAGE TUBE WITH STANDAR | 1X1EA | 1 | 133 | Sigma-Aldrich | SYNF761108-1EA | https://www.sigmaaldrich.com/LT/en
SYNF43401L-1EA | SYNTHWARE(R) THREE NECK ROUND BOTTOM F | 1X1EA | 1 | 114 | Sigma-Aldrich | SYNF43401L-1EA | https://www.sigmaaldrich.com/LT/en
SYNA922440-1EA | SYNTHWARE(R) VACUUM OR INERT GAS ADAPT | 1X1EA | 1 | 21 | Sigma-Aldrich | SYNA922440-1EA | https://www.sigmaaldrich.com/LT/en
SYNS201635-1EA | SYNTHWARE(R) T-BORE PTFE STOPCOCK PLUG | 1X1EA | 1 | 39 | Sigma-Aldrich | SYNS201635-1EA | https://www.sigmaaldrich.com/LT/en
SYNA602414-1EA | SYNTHWARE(R) MODIFIED ANTI-SPLASH ADAP | 1X1EA | 1 | 102 | Sigma-Aldrich | SYNA602414-1EA | https://www.sigmaaldrich.com/LT/en
SYNF606150M-1EA | SYNTHWARE(R) BUCHNER FUNNEL, CAPACITY: | 1X1EA | 1 | 83 | Sigma-Aldrich | SYNF606150M-1EA | https://www.sigmaaldrich.com/LT/en
SYNF272025M-1EA | SYNTHWARE(R) FRITTED GAS DISPERSION TU | 1X1EA | 1 | 53 | Sigma-Aldrich | SYNF272025M-1EA | https://www.sigmaaldrich.com/LT/en
SYNC184605C-1EA | SYNTHWARE(R) CHROMATOGRAPHY COLUMN WIT | 1X1EA | 1 | 246 | Sigma-Aldrich | SYNC184605C-1EA | https://www.sigmaaldrich.com/LT/en
SYNF580100-1EA | SYNTHWARE(R) STORAGE TUBE WITH HIGH VA | 1X1EA | 1 | 115 | Sigma-Aldrich | SYNF580100-1EA | https://www.sigmaaldrich.com/LT/en
SYNF301005-1EA | SYNTHWARE(R) SINGLE NECK ROUND BOTTOM | 1X1EA | 1 | 22 | Sigma-Aldrich | SYNF301005-1EA | https://www.sigmaaldrich.com/LT/en
SYNF331410-1EA | SYNTHWARE(R) SINGLE-NECK ROUND-BOTTOM | 1X1EA | 1 | 25 | Sigma-Aldrich | SYNF331410-1EA | https://www.sigmaaldrich.com/LT/en
SYNF301925-1EA | SYNTHWARE(R) SINGLE-NECK ROUND-BOTTOM | 1X1EA | 1 | 20 | Sigma-Aldrich | SYNF301925-1EA | https://www.sigmaaldrich.com/LT/en
SYNC124300-1EA | SYNTHWARE(R) INNER COIL CONDENSER, JAC | 1X1EA | 1 | 178 | Sigma-Aldrich | SYNC124300-1EA | https://www.sigmaaldrich.com/LT/en
SYNF614125-1EA | SYNTHWARE(R) PRESSURE EQUALIZING ADDIT | 1X1EA | 1 | 221 | Sigma-Aldrich | SYNF614125-1EA | https://www.sigmaaldrich.com/LT/en
SYNA272250-1EA | SYNTHWARE(R) ANTI-CLIMB ADAPTER, CAPAC | 1X1EA | 1 | 109 | Sigma-Aldrich | SYNA272250-1EA | https://www.sigmaaldrich.com/LT/en
SYNA891922-1EA | SYNTHWARE(R) DISTILLING ADAPTER WITH 1 | 1X1EA | 1 | 41 | Sigma-Aldrich | SYNA891922-1EA | https://www.sigmaaldrich.com/LT/en
SYNC366060C-1EA | SYNTHWARE(R) CHROMATOGRAPHY COLUMN WIT | 1X1EA | 1 | 249 | Sigma-Aldrich | SYNC366060C-1EA | https://www.sigmaaldrich.com/LT/en
SYNS392440-1EA | SYNTHWARE(R) CAP DESIGN STOPPER, JOINT | 1X1EA | 1 | 19 | Sigma-Aldrich | SYNS392440-1EA | https://www.sigmaaldrich.com/LT/en
SYND441410-1EA | SYNTHWARE(R) DEAN STARK DISTILLATION R | 1X1EA | 1 | 210 | Sigma-Aldrich | SYND441410-1EA | https://www.sigmaaldrich.com/LT/en
SYNC393225C-1EA | SYNTHWARE(R) CHROMATOGRAPHY COLUMN WIT | 1X1EA | 1 | 187 | Sigma-Aldrich | SYNC393225C-1EA | https://www.sigmaaldrich.com/LT/en
SYNF464508-1EA | SYNTHWARE(R) STORAGE FLASK WITH STANDA | 1X1EA | 1 | 124 | Sigma-Aldrich | SYNF464508-1EA | https://www.sigmaaldrich.com/LT/en
SYND442420-1EA | SYNTHWARE(R) DEAN STARK DISTILLATION R | 1X1EA | 1 | 250 | Sigma-Aldrich | SYND442420-1EA | https://www.sigmaaldrich.com/LT/en
SYNF602015M-1EA | SYNTHWARE(R) BUCHNER FUNNEL, CAPACITY: | 1X1EA | 1 | 38 | Sigma-Aldrich | SYNF602015M-1EA | https://www.sigmaaldrich.com/LT/en
SYNF302450-1EA | SYNTHWARE(R) SINGLE-NECK ROUND-BOTTOM | 1X1EA | 1 | 20 | Sigma-Aldrich | SYNF302450-1EA | https://www.sigmaaldrich.com/LT/en
SYNF564100-1EA | SYNTHWARE(R) REACTION TUBE WITH HIGH V | 1X1EA | 1 | 92 | Sigma-Aldrich | SYNF564100-1EA | https://www.sigmaaldrich.com/LT/en
SYNE104524-1EA | SYNTHWARE(R) SOXHLET EXTRACTOR BODY, U | 1X1EA | 1 | 167 | Sigma-Aldrich | SYNE104524-1EA | https://www.sigmaaldrich.com/LT/en
SYNF318250-1EA | SYNTHWARE(R) RECOVERY FLASK, CAPACITY: | 1X1EA | 1 | 51 | Sigma-Aldrich | SYNF318250-1EA | https://www.sigmaaldrich.com/LT/en
SYNC149200-1EA | SYNTHWARE(R) GRAHAM CONDENSER, JACKET | 1X1EA | 1 | 120 | Sigma-Aldrich | SYNC149200-1EA | https://www.sigmaaldrich.com/LT/en
SYNF474000A-1EA | SYNTHWARE(R) SQUIBB-STYLE SEPARATORY F | 1X1EA | 1 | 143 | Sigma-Aldrich | SYNF474000A-1EA | https://www.sigmaaldrich.com/LT/en
SYNF539100-1EA | SYNTHWARE(R) SINGLE NECK REACTION FLAS | 1X1EA | 1 | 104 | Sigma-Aldrich | SYNF539100-1EA | https://www.sigmaaldrich.com/LT/en
SYNA792434-1EA | SYNTHWARE(R) BUSHING ADAPTER, JOINTS: | 1X1EA | 1 | 45 | Sigma-Aldrich | SYNA792434-1EA | https://www.sigmaaldrich.com/LT/en
SYNM211042-1EA | SYNTHWARE(R) NITROGEN/ARGON LINE MANIF | 1X1EA | 1 | 300 | Sigma-Aldrich | SYNM211042-1EA | https://www.sigmaaldrich.com/LT/en
SYNF472925A-1EA | SYNTHWARE(R) SQUIBB-STYLE SEPARATORY F | 1X1EA | 1 | 118 | Sigma-Aldrich | SYNF472925A-1EA | https://www.sigmaaldrich.com/LT/en
SYNA282419-1EA | SYNTHWARE(R) ANTI-SPLASH ADAPTER, CAPA | 1X1EA | 1 | 100 | Sigma-Aldrich | SYNA282419-1EA | https://www.sigmaaldrich.com/LT/en
SYNA301922-1EA | SYNTHWARE(R) VACUUM OR ARGON/NITROGEN | 1X1EA | 1 | 19 | Sigma-Aldrich | SYNA301922-1EA | https://www.sigmaaldrich.com/LT/en
SYNF641425-1EA | SYNTHWARE(R) PRESSURE EQUALIZING FUNNE | 1X1EA | 1 | 158 | Sigma-Aldrich | SYNF641425-1EA | https://www.sigmaaldrich.com/LT/en
SYNF302425-1EA | SYNTHWARE(R) SINGLE-NECK ROUND-BOTTOM | 1X1EA | 1 | 20 | Sigma-Aldrich | SYNF302425-1EA | https://www.sigmaaldrich.com/LT/en
SYNA262419-1EA | SYNTHWARE(R) KJELDAHL DISTILLING TRAP, | 1X1EA | 1 | 58 | Sigma-Aldrich | SYNA262419-1EA | https://www.sigmaaldrich.com/LT/en
SYNV190390-1EA | SYNTHWARE(R) QUARTZ PHOTOCHEMICAL IMME | 1X1EA | 1 | 644 | Sigma-Aldrich | SYNV190390-1EA | https://www.sigmaaldrich.com/LT/en
SYNF169100-1EA | SYNTHWARE(R) TWO NECK REACTION FLASK W | 1X1EA | 1 | 113 | Sigma-Aldrich | SYNF169100-1EA | https://www.sigmaaldrich.com/LT/en
SYNM202405-1EA | SYNTHWARE(R) VACUUM MANIFOLD WITH HIGH | 1X1EA | 1 | 592 | Sigma-Aldrich | SYNM202405-1EA | https://www.sigmaaldrich.com/LT/en
SYNC562280-1EA | SYNTHWARE(R) COIL-STYLE REFLUX CONDENS | 1X1EA | 1 | 157 | Sigma-Aldrich | SYNC562280-1EA | https://www.sigmaaldrich.com/LT/en
SYNC392625C-1EA | SYNTHWARE(R) CHROMATOGRAPHY COLUMN WIT | 1X1EA | 1 | 176 | Sigma-Aldrich | SYNC392625C-1EA | https://www.sigmaaldrich.com/LT/en
SYNM111004-1EA | SYNTHWARE(R) VACUUM/INERT GAS MANIFOLD | 1X1EA | 1 | 642 | Sigma-Aldrich | SYNM111004-1EA | https://www.sigmaaldrich.com/LT/en
SYND251014-1EA | SYNTHWARE(R) VIGREUX MICROSCALE DISTIL | 1X1EA | 1 | 178 | Sigma-Aldrich | SYND251014-1EA | https://www.sigmaaldrich.com/LT/en
SYNF474125-1EA | SYNTHWARE(R) SQUIBB-STYLE SEPARATORY F | 1X1EA | 1 | 118 | Sigma-Aldrich | SYNF474125-1EA | https://www.sigmaaldrich.com/LT/en
SYNF479025-1EA | SYNTHWARE(R) SQUIBB-STYLE SEPARATORY F | 1X1EA | 1 | 116 | Sigma-Aldrich | SYNF479025-1EA | https://www.sigmaaldrich.com/LT/en
SYNA282424-1EA | SYNTHWARE(R) ANTI-SPLASH ADAPTER, CAPA | 1X1EA | 1 | 101 | Sigma-Aldrich | SYNA282424-1EA | https://www.sigmaaldrich.com/LT/en
SYNF362024C-1EA | SYNTHWARE(R) BUCHNER FUNNEL WITH INNER | 1X1EA | 1 | 109 | Sigma-Aldrich | SYNF362024C-1EA | https://www.sigmaaldrich.com/LT/en
SYND451414-1EA | SYNTHWARE(R) DEAN STARK DISTILLATION R | 1X1EA | 1 | 154 | Sigma-Aldrich | SYND451414-1EA | https://www.sigmaaldrich.com/LT/en
SYNC251120-1EA | SYNTHWARE(R) ALLIHN CONDENSER, JACKET | 1X1EA | 1 | 89 | Sigma-Aldrich | SYNC251120-1EA | https://www.sigmaaldrich.com/LT/en
SYNA382440-1EA | SYNTHWARE(R) 90 DEGREE VACUUM ADAPTER | 1X1EA | 1 | 68 | Sigma-Aldrich | SYNA382440-1EA | https://www.sigmaaldrich.com/LT/en
SYNH141410-1EA | SYNTHWARE(R) HICKMAN-HINKLE STILL HEAD | 1X1EA | 1 | 62 | Sigma-Aldrich | SYNH141410-1EA | https://www.sigmaaldrich.com/LT/en
SYNC372625-1EA | SYNTHWARE(R) CHROMATOGRAPHY COLUMN WIT | 1X1EA | 1 | 121 | Sigma-Aldrich | SYNC372625-1EA | https://www.sigmaaldrich.com/LT/en
SYNC184324C-1EA | SYNTHWARE(R) CHROMATOGRAPHY COLUMN WIT | 1X1EA | 1 | 174 | Sigma-Aldrich | SYNC184324C-1EA | https://www.sigmaaldrich.com/LT/en
SYNS280019-1EA | SYNTHWARE(R) FLASK LENGTH PENNYHEAD ST | 1X1EA | 1 | 13 | Sigma-Aldrich | SYNS280019-1EA | https://www.sigmaaldrich.com/LT/en
SYNF240100-1EA | SYNTHWARE(R) DEWAR FLASK, HEMISPHERICA | 1X1EA | 1 | 329 | Sigma-Aldrich | SYNF240100-1EA | https://www.sigmaaldrich.com/LT/en
SYNC195464C-1EA | SYNTHWARE(R) CHROMATOGRAPHY COLUMN WIT | 1X1EA | 1 | 186 | Sigma-Aldrich | SYNC195464C-1EA | https://www.sigmaaldrich.com/LT/en
SYNF321405L-1EA | SYNTHWARE(R) PEAR SHAPED FLASK, CAPACI | 1X1EA | 1 | 21 | Sigma-Aldrich | SYNF321405L-1EA | https://www.sigmaaldrich.com/LT/en
SYNM280004-1EA | SYNTHWARE(R) ALL-GLASS VACUUM/INERT GA | 1X1EA | 1 | 726 | Sigma-Aldrich | SYNM280004-1EA | https://www.sigmaaldrich.com/LT/en
SYNF609600C-1EA | SYNTHWARE(R) BUCHNER FUNNEL, CAPACITY: | 1X1EA | 1 | 133 | Sigma-Aldrich | SYNF609600C-1EA | https://www.sigmaaldrich.com/LT/en
SYNC374630-1EA | SYNTHWARE(R) CHROMATOGRAPHY COLUMN WIT | 1X1EA | 1 | 203 | Sigma-Aldrich | SYNC374630-1EA | https://www.sigmaaldrich.com/LT/en
SYNC114150-1EA | SYNTHWARE(R) COLD FINGER CONDENSER, JO | 1X1EA | 1 | 72 | Sigma-Aldrich | SYNC114150-1EA | https://www.sigmaaldrich.com/LT/en
SYNV121000-1EA | SYNTHWARE(R) LARGE VOLUME VACUUM TRAP, | 1X1EA | 1 | 143 | Sigma-Aldrich | SYNV121000-1EA | https://www.sigmaaldrich.com/LT/en
SYNF471050A-1EA | SYNTHWARE(R) SQUIBB-STYLE SEPARATORY F | 1X1EA | 1 | 99 | Sigma-Aldrich | SYNF471050A-1EA | https://www.sigmaaldrich.com/LT/en
SYNF311200-1EA | SYNTHWARE(R) RECOVERY FLASK, CAPACITY: | 1X1EA | 1 | 29 | Sigma-Aldrich | SYNF311200-1EA | https://www.sigmaaldrich.com/LT/en
SYNF444250-1EA | SYNTHWARE(R) THREE NECK ROUND BOTTOM F | 1X1EA | 1 | 96 | Sigma-Aldrich | SYNF444250-1EA | https://www.sigmaaldrich.com/LT/en
SYNV150500-1EA | SYNTHWARE(R) PHOTOCHEMICAL REACTION VE | 1X1EA | 1 | 1059 | Sigma-Aldrich | SYNV150500-1EA | https://www.sigmaaldrich.com/LT/en
SYNC179200-1EA | SYNTHWARE(R) WATER JACKETED DISTILLATI | 1X1EA | 1 | 71 | Sigma-Aldrich | SYNC179200-1EA | https://www.sigmaaldrich.com/LT/en
SYNA202445-1EA | SYNTHWARE(R) REDUCING ADAPTER, JOINTS: | 1X1EA | 1 | 52 | Sigma-Aldrich | SYNA202445-1EA | https://www.sigmaaldrich.com/LT/en
SYNF392475-1EA | SYNTHWARE(R) POWDER FUNNEL WITH 60 DEG | 1X1EA | 1 | 52 | Sigma-Aldrich | SYNF392475-1EA | https://www.sigmaaldrich.com/LT/en
SYNF752490M-1EA | SYNTHWARE(R) FILTER FUNNEL WITH FRITTE | 1X1EA | 1 | 93 | Sigma-Aldrich | SYNF752490M-1EA | https://www.sigmaaldrich.com/LT/en
SYNT230012-1EA | SYNTHWARE(R) GRADUATED DISTILLATION RE | 1X1EA | 1 | 38 | Sigma-Aldrich | SYNT230012-1EA | https://www.sigmaaldrich.com/LT/en
SYNF484008-1EA | SYNTHWARE(R) SOLVENT TRANSFER/STORAGE | 1X1EA | 1 | 144 | Sigma-Aldrich | SYNF484008-1EA | https://www.sigmaaldrich.com/LT/en
SYNGL25-1EA | SYNTHWARE(R) NYLON CAP WITH PTFE FACED | 1X1EA | 1 | 13 | Sigma-Aldrich | SYNGL25-1EA | https://www.sigmaaldrich.com/LT/en
SYNF471330-1EA | SYNTHWARE(R) SQUIBB-STYLE SEPARATORY F | 1X1EA | 1 | 72 | Sigma-Aldrich | SYNF471330-1EA | https://www.sigmaaldrich.com/LT/en
SYNC151110-1EA | SYNTHWARE(R) WEST CONDENSER, JACKET LE | 1X1EA | 1 | 66 | Sigma-Aldrich | SYNC151110-1EA | https://www.sigmaaldrich.com/LT/en
SYNF366024C-1EA | SYNTHWARE(R) BUCHNER FUNNEL WITH INNER | 1X1EA | 1 | 151 | Sigma-Aldrich | SYNF366024C-1EA | https://www.sigmaaldrich.com/LT/en
SYNF224500-1EA | SYNTHWARE(R) FOUR NECK ROUND BOTTOM FL | 1X1EA | 1 | 140 | Sigma-Aldrich | SYNF224500-1EA | https://www.sigmaaldrich.com/LT/en
SYNA121922-1EA | SYNTHWARE(R) VACUUM TRANSFER ADAPTER W | 1X1EA | 1 | 144 | Sigma-Aldrich | SYNA121922-1EA | https://www.sigmaaldrich.com/LT/en
SYNC314125-1EA | SYNTHWARE(R) REFLUX CONDENSER WITH LAR | 1X1EA | 1 | 200 | Sigma-Aldrich | SYNC314125-1EA | https://www.sigmaaldrich.com/LT/en
SYNA701420-1EA | SYNTHWARE(R) STRAIGHT VACUUM ADAPTER W | 1X1EA | 1 | 59 | Sigma-Aldrich | SYNA701420-1EA | https://www.sigmaaldrich.com/LT/en
SYNA451420-1EA | SYNTHWARE(R) INLET/THERMOMETER ADAPTER | 1X1EA | 1 | 16 | Sigma-Aldrich | SYNA451420-1EA | https://www.sigmaaldrich.com/LT/en
SYNF621125G-1EA | SYNTHWARE(R) PRESSURE EQUALIZING ADDIT | 1X1EA | 1 | 161 | Sigma-Aldrich | SYNF621125G-1EA | https://www.sigmaaldrich.com/LT/en
SYNF314000-1EA | SYNTHWARE(R) RECOVERY FLASK, CAPACITY: | 1X1EA | 1 | 66 | Sigma-Aldrich | SYNF314000-1EA | https://www.sigmaaldrich.com/LT/en
SYNF464100-1EA | SYNTHWARE(R) STORAGE FLASK WITH STANDA | 1X1EA | 1 | 107 | Sigma-Aldrich | SYNF464100-1EA | https://www.sigmaaldrich.com/LT/en
SYNF702440C-1EA | SYNTHWARE(R) FRITTED FILTER TUBE, DISC | 1X1EA | 1 | 119 | Sigma-Aldrich | SYNF702440C-1EA | https://www.sigmaaldrich.com/LT/en
SYNS431015-1EA | SYNTHWARE(R) MICROSCALE SOLVENT REFLUX | 1X1EA | 1 | 218 | Sigma-Aldrich | SYNS431015-1EA | https://www.sigmaaldrich.com/LT/en
SYNF588250-1EA | SYNTHWARE(R) STORAGE TUBE WITH HIGH VA | 1X1EA | 1 | 129 | Sigma-Aldrich | SYNF588250-1EA | https://www.sigmaaldrich.com/LT/en
SYNF339100-1EA | SYNTHWARE(R) SINGLE-NECK ROUND-BOTTOM | 1X1EA | 1 | 29 | Sigma-Aldrich | SYNF339100-1EA | https://www.sigmaaldrich.com/LT/en
SYNF459250A-1EA | SYNTHWARE(R) SQUIBB-STYLE SEPARATORY F | 1X1EA | 1 | 119 | Sigma-Aldrich | SYNF459250A-1EA | https://www.sigmaaldrich.com/LT/en
SYNA232419-1EA | SYNTHWARE(R) ANTI-SPLASH ADAPTER WITH | 1X1EA | 1 | 131 | Sigma-Aldrich | SYNA232419-1EA | https://www.sigmaaldrich.com/LT/en
SYNF430250-1EA | SYNTHWARE(R) THREE NECK ROUND BOTTOM F | 1X1EA | 1 | 69 | Sigma-Aldrich | SYNF430250-1EA | https://www.sigmaaldrich.com/LT/en
SYNC182402-1EA | SYNTHWARE(R) CHROMATOGRAPHY RESERVOIR, | 1X1EA | 1 | 66 | Sigma-Aldrich | SYNC182402-1EA | https://www.sigmaaldrich.com/LT/en
SYNA321420-1EA | SYNTHWARE(R) VACUUM ADAPTER, JOINT: 14 | 1X1EA | 1 | 23 | Sigma-Aldrich | SYNA321420-1EA | https://www.sigmaaldrich.com/LT/en
SYNA462414-1EA | SYNTHWARE(R) MODIFIED ANTI-SPLASH ADAP | 1X1EA | 1 | 133 | Sigma-Aldrich | SYNA462414-1EA | https://www.sigmaaldrich.com/LT/en
SYNF362014M-1EA | SYNTHWARE(R) BUCHNER FUNNEL WITH INNER | 1X1EA | 1 | 75 | Sigma-Aldrich | SYNF362014M-1EA | https://www.sigmaaldrich.com/LT/en
SYNF541100-1EA | SYNTHWARE(R) REACTION FLASK WITH HIGH | 1X1EA | 1 | 108 | Sigma-Aldrich | SYNF541100-1EA | https://www.sigmaaldrich.com/LT/en
SYNF973014M-1EA | SYNTHWARE(R) FILTER FUNNEL WITH GLASS | 1X1EA | 1 | 190 | Sigma-Aldrich | SYNF973014M-1EA | https://www.sigmaaldrich.com/LT/en
SYNF892450-1EA | SYNTHWARE(R) REACTION TUBE WITH GLASS | 1X1EA | 1 | 88 | Sigma-Aldrich | SYNF892450-1EA | https://www.sigmaaldrich.com/LT/en
SYNC184604C-1EA | SYNTHWARE(R) CHROMATOGRAPHY COLUMN WIT | 1X1EA | 1 | 212 | Sigma-Aldrich | SYNC184604C-1EA | https://www.sigmaaldrich.com/LT/en
SYNC302440-1EA | SYNTHWARE(R) SNYDER DISTILLATION COLUM | 1X1EA | 1 | 90 | Sigma-Aldrich | SYNC302440-1EA | https://www.sigmaaldrich.com/LT/en
SYNF773030M-1EA | SYNTHWARE(R) GOOCH LOW FORM CRUCIBLE, | 1X1EA | 1 | 27 | Sigma-Aldrich | SYNF773030M-1EA | https://www.sigmaaldrich.com/LT/en
SYNC551190-1EA | SYNTHWARE(R) WEST CONDENSER WITH REMOV | 1X1EA | 1 | 90 | Sigma-Aldrich | SYNC551190-1EA | https://www.sigmaaldrich.com/LT/en
SYNC221410-1EA | SYNTHWARE(R) AIR REFLUX CONDENSER, JOI | 1X1EA | 1 | 30 | Sigma-Aldrich | SYNC221410-1EA | https://www.sigmaaldrich.com/LT/en
SYNF901200G-1EA | SYNTHWARE(R) PEAR-SHAPED SCHLENK FLASK & | 1X1EA | 1 | 91 | Sigma-Aldrich | SYNF901200G-1EA | https://www.sigmaaldrich.com/LT/en
SYND222434-1EA | SYNTHWARE(R) ABDERHALDEN DRYING CHAMBE | 1X1EA | 1 | 189 | Sigma-Aldrich | SYND222434-1EA | https://www.sigmaaldrich.com/LT/en
SYNC164250-1EA | SYNTHWARE(R) VACUUM JACKETED DISTILLAT | 1X1EA | 1 | 201 | Sigma-Aldrich | SYNC164250-1EA | https://www.sigmaaldrich.com/LT/en
SYNF448500-1EA | SYNTHWARE(R) THREE NECK ROUND BOTTOM F | 1X1EA | 1 | 104 | Sigma-Aldrich | SYNF448500-1EA | https://www.sigmaaldrich.com/LT/en
SYNF439500-1EA | SYNTHWARE(R) THREE NECK ROUND BOTTOM F | 1X1EA | 1 | 78 | Sigma-Aldrich | SYNF439500-1EA | https://www.sigmaaldrich.com/LT/en
SYNF364019C-1EA | SYNTHWARE(R) BUCHNER FUNNEL WITH INNER | 1X1EA | 1 | 83 | Sigma-Aldrich | SYNF364019C-1EA | https://www.sigmaaldrich.com/LT/en
SYNV105550-1EA | SYNTHWARE(R) VACUUM TRAP, JOINT: ST/NS | 1X1EA | 1 | 197 | Sigma-Aldrich | SYNV105550-1EA | https://www.sigmaaldrich.com/LT/en
SYNF794500-1EA | SYNTHWARE(R) MODIFIED EVAPORATION FLAS | 1X1EA | 1 | 88 | Sigma-Aldrich | SYNF794500-1EA | https://www.sigmaaldrich.com/LT/en
SYNC209180-1EA | SYNTHWARE(R) LIEBIG CONDENSER WITH 8 M | 1X1EA | 1 | 98 | Sigma-Aldrich | SYNC209180-1EA | https://www.sigmaaldrich.com/LT/en
SYNF661125-1EA | SYNTHWARE(R) ERLENMEYER FLASK, CAPACIT | 1X1EA | 1 | 23 | Sigma-Aldrich | SYNF661125-1EA | https://www.sigmaaldrich.com/LT/en
SYNE112585C-1EA | SYNTHWARE(R) EXTRACTION THIMBLE, OD: 2 | 1X1EA | 1 | 47 | Sigma-Aldrich | SYNE112585C-1EA | https://www.sigmaaldrich.com/LT/en
SYNA202434-1EA | SYNTHWARE(R) REDUCING ADAPTER, JOINTS: | 1X1EA | 1 | 37 | Sigma-Aldrich | SYNA202434-1EA | https://www.sigmaaldrich.com/LT/en
SYNM490042-1EA | SYNTHWARE(R) VACUUM MANIFOLD WITH PTFE | 1X1EA | 1 | 354 | Sigma-Aldrich | SYNM490042-1EA | https://www.sigmaaldrich.com/LT/en
SYNF434100-1EA | SYNTHWARE(R) THREE NECK ROUND BOTTOM F | 1X1EA | 1 | 70 | Sigma-Aldrich | SYNF434100-1EA | https://www.sigmaaldrich.com/LT/en
SYNA882440-1EA | SYNTHWARE(R) VACUUM/INERT GAS ADAPTER | 1X1EA | 1 | 106 | Sigma-Aldrich | SYNA882440-1EA | https://www.sigmaaldrich.com/LT/en
SYNC504250-1EA | SYNTHWARE(R) LIEBIG CONDENSER WITH 8 M | 1X1EA | 1 | 109 | Sigma-Aldrich | SYNC504250-1EA | https://www.sigmaaldrich.com/LT/en
SYNA201419-1EA | SYNTHWARE(R) REDUCING ADAPTER, JOINTS: | 1X1EA | 1 | 24 | Sigma-Aldrich | SYNA201419-1EA | https://www.sigmaaldrich.com/LT/en
SYNF42441L-1EA | SYNTHWARE(R) THREE NECK ROUND BOTTOM F | 1X1EA | 1 | 247 | Sigma-Aldrich | SYNF42441L-1EA | https://www.sigmaaldrich.com/LT/en
SYNC154200-1EA | SYNTHWARE(R) WEST CONDENSER, JACKET LE | 1X1EA | 1 | 88 | Sigma-Aldrich | SYNC154200-1EA | https://www.sigmaaldrich.com/LT/en
SYNF164500-1EA | SYNTHWARE(R) TWO NECK REACTION FLASK W | 1X1EA | 1 | 121 | Sigma-Aldrich | SYNF164500-1EA | https://www.sigmaaldrich.com/LT/en
SYNF419925-1EA | SYNTHWARE(R) TWO NECK ROUND BOTTOM FLA | 1X1EA | 1 | 49 | Sigma-Aldrich | SYNF419925-1EA | https://www.sigmaaldrich.com/LT/en
SYNV105045-1EA | SYNTHWARE(R) VACUUM TRAP, JOINT: ST/NS | 1X1EA | 1 | 142 | Sigma-Aldrich | SYNV105045-1EA | https://www.sigmaaldrich.com/LT/en
SYNH200001-1EA | SYNTHWARE(R) ALUMINUM HEAT TRANSFER BL | 1X1EA | 1 | 62 | Sigma-Aldrich | SYNH200001-1EA | https://www.sigmaaldrich.com/LT/en
SYNC382630C-1EA | SYNTHWARE(R) CHROMATOGRAPHY COLUMN WIT | 1X1EA | 1 | 183 | Sigma-Aldrich | SYNC382630C-1EA | https://www.sigmaaldrich.com/LT/en
SYNA264100-1EA | SYNTHWARE(R) KJELDAHL DISTILLING TRAP, | 1X1EA | 1 | 59 | Sigma-Aldrich | SYNA264100-1EA | https://www.sigmaaldrich.com/LT/en
SYNF431125-1EA | SYNTHWARE(R) THREE NECK ROUND BOTTOM F | 1X1EA | 1 | 58 | Sigma-Aldrich | SYNF431125-1EA | https://www.sigmaaldrich.com/LT/en
SYNS401420-1EA | SYNTHWARE(R) PENNYHEAD STOPPER, HOLLOW | 1X1EA | 1 | 16 | Sigma-Aldrich | SYNS401420-1EA | https://www.sigmaaldrich.com/LT/en
SYNA971922-1EA | SYNTHWARE(R) DISTILLING ADAPTER WITH C | 1X1EA | 1 | 43 | Sigma-Aldrich | SYNA971922-1EA | https://www.sigmaaldrich.com/LT/en
SYNC361740C-1EA | SYNTHWARE(R) CHROMATOGRAPHY COLUMN WIT | 1X1EA | 1 | 127 | Sigma-Aldrich | SYNC361740C-1EA | https://www.sigmaaldrich.com/LT/en
SYNS402942-1EA | SYNTHWARE(R) PENNYHEAD STOPPER, HOLLOW | 1X1EA | 1 | 23 | Sigma-Aldrich | SYNS402942-1EA | https://www.sigmaaldrich.com/LT/en
SYNV415045-1EA | SYNTHWARE(R) VACUUM TRAP COMPLETE, JOI | 1X1EA | 1 | 153 | Sigma-Aldrich | SYNV415045-1EA | https://www.sigmaaldrich.com/LT/en
SYNA522440-1EA | SYNTHWARE(R) INLET OR THERMOMETER ADAP | 1X1EA | 1 | 29 | Sigma-Aldrich | SYNA522440-1EA | https://www.sigmaaldrich.com/LT/en
SYNA752440-1EA | SYNTHWARE(R) 90 DEGREE VACUUM ADAPTER | 1X1EA | 1 | 54 | Sigma-Aldrich | SYNA752440-1EA | https://www.sigmaaldrich.com/LT/en
SYNA612440-1EA | SYNTHWARE(R) STRAIGHT VACUUM ADAPTER W | 1X1EA | 1 | 56 | Sigma-Aldrich | SYNA612440-1EA | https://www.sigmaaldrich.com/LT/en
SYNA274100-1EA | SYNTHWARE(R) ANTI-CLIMB ADAPTER, CAPAC | 1X1EA | 1 | 108 | Sigma-Aldrich | SYNA274100-1EA | https://www.sigmaaldrich.com/LT/en
SYNC382640C-1EA | SYNTHWARE(R) CHROMATOGRAPHY COLUMN WIT | 1X1EA | 1 | 192 | Sigma-Aldrich | SYNC382640C-1EA | https://www.sigmaaldrich.com/LT/en
SYNM500044-1EA | SYNTHWARE(R) VACUUM MANIFOLD WITH PTFE | 1X1EA | 1 | 368 | Sigma-Aldrich | SYNM500044-1EA | https://www.sigmaaldrich.com/LT/en
SYNC184172C-1EA | SYNTHWARE(R) CHROMATOGRAPHY COLUMN WIT | 1X1EA | 1 | 116 | Sigma-Aldrich | SYNC184172C-1EA | https://www.sigmaaldrich.com/LT/en
SYNV103029-1EA | SYNTHWARE(R) VACUUM TRAP, JOINT: ST/NS | 1X1EA | 1 | 98 | Sigma-Aldrich | SYNV103029-1EA | https://www.sigmaaldrich.com/LT/en
SYND261024-1EA | SYNTHWARE(R) SHORT PATH DISTILLATION H | 1X1EA | 1 | 193 | Sigma-Aldrich | SYND261024-1EA | https://www.sigmaaldrich.com/LT/en
SYNF624125-1EA | SYNTHWARE(R) PRESSURE EQUALIZING ADDIT | 1X1EA | 1 | 196 | Sigma-Aldrich | SYNF624125-1EA | https://www.sigmaaldrich.com/LT/en
SYNA792445-1EA | SYNTHWARE(R) BUSHING ADAPTER, JOINTS: | 1X1EA | 1 | 73 | Sigma-Aldrich | SYNA792445-1EA | https://www.sigmaaldrich.com/LT/en
SYNF284060M-1EA | SYNTHWARE(R) FRITTED GAS DISPERSION TU | 1X1EA | 1 | 68 | Sigma-Aldrich | SYNF284060M-1EA | https://www.sigmaaldrich.com/LT/en
SYNC368030-1EA | SYNTHWARE(R) CHROMATOGRAPHY COLUMN WIT | 1X1EA | 1 | 183 | Sigma-Aldrich | SYNC368030-1EA | https://www.sigmaaldrich.com/LT/en
SYNF321250L-1EA | SYNTHWARE(R) PEAR SHAPED FLASK, CAPACI | 1X1EA | 1 | 22 | Sigma-Aldrich | SYNF321250L-1EA | https://www.sigmaaldrich.com/LT/en
SYNF752475C-1EA | SYNTHWARE(R) FILTER FUNNEL WITH FRITTE | 1X1EA | 1 | 79 | Sigma-Aldrich | SYNF752475C-1EA | https://www.sigmaaldrich.com/LT/en
SYNF459125-1EA | SYNTHWARE(R) SQUIBB-STYLE SEPARATORY F | 1X1EA | 1 | 118 | Sigma-Aldrich | SYNF459125-1EA | https://www.sigmaaldrich.com/LT/en
SYNF364019M-1EA | SYNTHWARE(R) BUCHNER FUNNEL WITH INNER | 1X1EA | 1 | 83 | Sigma-Aldrich | SYNF364019M-1EA | https://www.sigmaaldrich.com/LT/en
SYNF224250-1EA | SYNTHWARE(R) FOUR NECK ROUND BOTTOM FL | 1X1EA | 1 | 135 | Sigma-Aldrich | SYNF224250-1EA | https://www.sigmaaldrich.com/LT/en
SYNF431500-1EA | SYNTHWARE(R) THREE NECK ROUND BOTTOM F | 1X1EA | 1 | 72 | Sigma-Aldrich | SYNF431500-1EA | https://www.sigmaaldrich.com/LT/en
SYNA881420-1EA | SYNTHWARE(R) VACUUM/INERT GAS ADAPTER | 1X1EA | 1 | 102 | Sigma-Aldrich | SYNA881420-1EA | https://www.sigmaaldrich.com/LT/en
SYNS321740-1EA | SYNTHWARE(R) STRAIGHT BORE GLASS STOPC | 1X1EA | 1 | 52 | Sigma-Aldrich | SYNS321740-1EA | https://www.sigmaaldrich.com/LT/en
SYNF238530C-1EA | SYNTHWARE(R) CHROMATOGRAPHY COLUMN WIT | 1X1EA | 1 | 267 | Sigma-Aldrich | SYNF238530C-1EA | https://www.sigmaaldrich.com/LT/en
SYNA234250-1EA | SYNTHWARE(R) ANTI-SPLASH ADAPTER WITH | 1X1EA | 1 | 134 | Sigma-Aldrich | SYNA234250-1EA | https://www.sigmaaldrich.com/LT/en
SYNF621410G-1EA | SYNTHWARE(R) PRESSURE EQUALIZING ADDIT | 1X1EA | 1 | 156 | Sigma-Aldrich | SYNF621410G-1EA | https://www.sigmaaldrich.com/LT/en
SYNV210250G-1EA | SYNTHWARE(R) DEWAR TYPE VACUUM TRAP, R | 1X1EA | 1 | 419 | Sigma-Aldrich | SYNV210250G-1EA | https://www.sigmaaldrich.com/LT/en
SYNF477500A-1EA | SYNTHWARE(R) SQUIBB-STYLE SEPARATORY F | 1X1EA | 1 | 108 | Sigma-Aldrich | SYNF477500A-1EA | https://www.sigmaaldrich.com/LT/en
SYNF341115-1EA | SYNTHWARE(R) TWO NECK PEAR SHAPED FLAS | 1X1EA | 1 | 45 | Sigma-Aldrich | SYNF341115-1EA | https://www.sigmaaldrich.com/LT/en
SYNC361725-1EA | SYNTHWARE(R) CHROMATOGRAPHY COLUMN WIT | 1X1EA | 1 | 93 | Sigma-Aldrich | SYNC361725-1EA | https://www.sigmaaldrich.com/LT/en
SYNF484258-1EA | SYNTHWARE(R) SOLVENT TRANSFER/STORAGE | 1X1EA | 1 | 104 | Sigma-Aldrich | SYNF484258-1EA | https://www.sigmaaldrich.com/LT/en
SYNF434400-1EA | SYNTHWARE(R) THREE NECK ROUND BOTTOM F | 1X1EA | 1 | 95 | Sigma-Aldrich | SYNF434400-1EA | https://www.sigmaaldrich.com/LT/en
SYNF30452L-1EA | SYNTHWARE(R) SINGLE-NECK ROUND-BOTTOM | 1X1EA | 1 | 111 | Sigma-Aldrich | SYNF30452L-1EA | https://www.sigmaaldrich.com/LT/en
SYNF362019M-1EA | SYNTHWARE(R) BUCHNER FUNNEL WITH INNER | 1X1EA | 1 | 78 | Sigma-Aldrich | SYNF362019M-1EA | https://www.sigmaaldrich.com/LT/en
SYNM451004-1EA | SYNTHWARE(R) ALL-GLASS VACUUM/INERT GA | 1X1EA | 1 | 729 | Sigma-Aldrich | SYNM451004-1EA | https://www.sigmaaldrich.com/LT/en
SYNA452440-1EA | SYNTHWARE(R) INLET/THERMOMETER ADAPTER | 1X1EA | 1 | 25 | Sigma-Aldrich | SYNA452440-1EA | https://www.sigmaaldrich.com/LT/en
SYNF439900-1EA | SYNTHWARE(R) THREE NECK ROUND BOTTOM F | 1X1EA | 1 | 67 | Sigma-Aldrich | SYNF439900-1EA | https://www.sigmaaldrich.com/LT/en
SYNS234504-1EA | SYNTHWARE(R) SOLVENT STILL HEAD, CAPAC | 1X1EA | 1 | 347 | Sigma-Aldrich | SYNS234504-1EA | https://www.sigmaaldrich.com/LT/en
SYNC111420-1EA | SYNTHWARE(R) COLD FINGER CONDENSER, JO | 1X1EA | 1 | 60 | Sigma-Aldrich | SYNC111420-1EA | https://www.sigmaaldrich.com/LT/en
SYND201922-1EA | SYNTHWARE(R) VERTICAL COW TYPE DISTRIB | 1X1EA | 1 | 144 | Sigma-Aldrich | SYND201922-1EA | https://www.sigmaaldrich.com/LT/en
SYNF304500-1EA | SYNTHWARE(R) SINGLE-NECK ROUND-BOTTOM | 1X1EA | 1 | 32 | Sigma-Aldrich | SYNF304500-1EA | https://www.sigmaaldrich.com/LT/en
SYNA464250-1EA | SYNTHWARE(R) MODIFIED ANTI-SPLASH ADAP | 1X1EA | 1 | 139 | Sigma-Aldrich | SYNA464250-1EA | https://www.sigmaaldrich.com/LT/en
SYNB262924-1EA | SYNTHWARE(R) BUBBLER WITH PTFE STOPCOC | 1X1EA | 1 | 89 | Sigma-Aldrich | SYNB262924-1EA | https://www.sigmaaldrich.com/LT/en
SYNC221420-1EA | SYNTHWARE(R) AIR REFLUX CONDENSER, JOI | 1X1EA | 1 | 31 | Sigma-Aldrich | SYNC221420-1EA | https://www.sigmaaldrich.com/LT/en
SYNC129200-1EA | SYNTHWARE(R) INNER COIL CONDENSER, JAC | 1X1EA | 1 | 143 | Sigma-Aldrich | SYNC129200-1EA | https://www.sigmaaldrich.com/LT/en
SYNF752450C-1EA | SYNTHWARE(R) FILTER FUNNEL WITH FRITTE | 1X1EA | 1 | 65 | Sigma-Aldrich | SYNF752450C-1EA | https://www.sigmaaldrich.com/LT/en
SYNA289250-1EA | SYNTHWARE(R) ANTI-SPLASH ADAPTER, CAPA | 1X1EA | 1 | 104 | Sigma-Aldrich | SYNA289250-1EA | https://www.sigmaaldrich.com/LT/en
SYNF419950-1EA | SYNTHWARE(R) TWO NECK ROUND BOTTOM FLA | 1X1EA | 1 | 49 | Sigma-Aldrich | SYNF419950-1EA | https://www.sigmaaldrich.com/LT/en
SYNF904500G-1EA | SYNTHWARE(R) PEAR-SHAPED SCHLENK FLASK & | 1X1EA | 1 | 98 | Sigma-Aldrich | SYNF904500G-1EA | https://www.sigmaaldrich.com/LT/en
SYNF641460-1EA | SYNTHWARE(R) PRESSURE EQUALIZING FUNNE | 1X1EA | 1 | 176 | Sigma-Aldrich | SYNF641460-1EA | https://www.sigmaaldrich.com/LT/en
SYNC184323C-1EA | SYNTHWARE(R) CHROMATOGRAPHY COLUMN WIT | 1X1EA | 1 | 147 | Sigma-Aldrich | SYNC184323C-1EA | https://www.sigmaaldrich.com/LT/en
SYNM190042-1EA | SYNTHWARE(R) VACUUM MANIFOLD WITH PTFE | 1X1EA | 1 | 341 | Sigma-Aldrich | SYNM190042-1EA | https://www.sigmaaldrich.com/LT/en
SYNF461025-1EA | SYNTHWARE(R) STORAGE FLASK WITH STANDA | 1X1EA | 1 | 83 | Sigma-Aldrich | SYNF461025-1EA | https://www.sigmaaldrich.com/LT/en
SYNA252419-1EA | SYNTHWARE(R) ENLARGING ADAPTER, JOINTS | 1X1EA | 1 | 30 | Sigma-Aldrich | SYNA252419-1EA | https://www.sigmaaldrich.com/LT/en
SYNA972440-1EA | SYNTHWARE(R) DISTILLING ADAPTER WITH C | 1X1EA | 1 | 53 | Sigma-Aldrich | SYNA972440-1EA | https://www.sigmaaldrich.com/LT/en
SYNC232440-1EA | SYNTHWARE(R) FRIEDRICHS CONDENSER, LOW | 1X1EA | 1 | 159 | Sigma-Aldrich | SYNC232440-1EA | https://www.sigmaaldrich.com/LT/en
CLS430725U-100EA | CORNING(R) 75 CM U-SHAPE CELL CULTURE & | 1X100EA | 1 | 317 | Sigma-Aldrich | CLS430725U-100EA | https://www.sigmaaldrich.com/LT/en
SYNA254024-1EA | SYNTHWARE(R) ENLARGING ADAPTER, JOINTS | 1X1EA | 1 | 60 | Sigma-Aldrich | SYNA254024-1EA | https://www.sigmaaldrich.com/LT/en
SYNP160005-1EA | SYNTHWARE(R) CYLINDRICAL PRESSURE VESS | 1X1EA | 1 | 75 | Sigma-Aldrich | SYNP160005-1EA | https://www.sigmaaldrich.com/LT/en
SYNF314200-1EA | SYNTHWARE(R) RECOVERY FLASK, CAPACITY: | 1X1EA | 1 | 34 | Sigma-Aldrich | SYNF314200-1EA | https://www.sigmaaldrich.com/LT/en
SYND304400-1EA | SYNTHWARE(R) WATER JACKETED DISTILLING | 1X1EA | 1 | 158 | Sigma-Aldrich | SYND304400-1EA | https://www.sigmaaldrich.com/LT/en
SYNC254300-1EA | SYNTHWARE(R) ALLIHN CONDENSER, JACKET | 1X1EA | 1 | 115 | Sigma-Aldrich | SYNC254300-1EA | https://www.sigmaaldrich.com/LT/en
SYNA742440-1EA | SYNTHWARE(R) VERTICAL VACUUM TAKE-OFF | 1X1EA | 1 | 79 | Sigma-Aldrich | SYNA742440-1EA | https://www.sigmaaldrich.com/LT/en
SYNC195464-1EA | SYNTHWARE(R) CHROMATOGRAPHY COLUMN WIT | 1X1EA | 1 | 164 | Sigma-Aldrich | SYNC195464-1EA | https://www.sigmaaldrich.com/LT/en
SYNA291420-1EA | SYNTHWARE(R) VACUUM OR ARGON ADAPTER W | 1X1EA | 1 | 19 | Sigma-Aldrich | SYNA291420-1EA | https://www.sigmaaldrich.com/LT/en
SYNC204300-1EA | SYNTHWARE(R) LIEBIG CONDENSER WITH 10 | 1X1EA | 1 | 105 | Sigma-Aldrich | SYNC204300-1EA | https://www.sigmaaldrich.com/LT/en
SYNS732510-1EA | SYNTHWARE(R) SUBLIMATOR, COMPLETE, CAP | 1X1EA | 1 | 234 | Sigma-Aldrich | SYNS732510-1EA | https://www.sigmaaldrich.com/LT/en
SYNA381922-1EA | SYNTHWARE(R) 90 DEGREE VACUUM ADAPTER | 1X1EA | 1 | 63 | Sigma-Aldrich | SYNA381922-1EA | https://www.sigmaaldrich.com/LT/en
SYNC351420-1EA | SYNTHWARE(R) REFLUX CONDENSER, COIL HE | 1X1EA | 1 | 144 | Sigma-Aldrich | SYNC351420-1EA | https://www.sigmaaldrich.com/LT/en
SYNF364024M-1EA | SYNTHWARE(R) BUCHNER FUNNEL WITH INNER | 1X1EA | 1 | 117 | Sigma-Aldrich | SYNF364024M-1EA | https://www.sigmaaldrich.com/LT/en
SYNF534500-1EA | SYNTHWARE(R) SINGLE NECK REACTION FLAS | 1X1EA | 1 | 116 | Sigma-Aldrich | SYNF534500-1EA | https://www.sigmaaldrich.com/LT/en
SYND451910-1EA | SYNTHWARE(R) DEAN STARK DISTILLATION R | 1X1EA | 1 | 166 | Sigma-Aldrich | SYND451910-1EA | https://www.sigmaaldrich.com/LT/en
SYNA293520-1EA | SYNTHWARE(R) VACUUM OR ARGON ADAPTER W | 1X1EA | 1 | 33 | Sigma-Aldrich | SYNA293520-1EA | https://www.sigmaaldrich.com/LT/en
SYNA621410-1EA | SYNTHWARE(R) VACUUM TAKE-OFF ADAPTER, | 1X1EA | 1 | 47 | Sigma-Aldrich | SYNA621410-1EA | https://www.sigmaaldrich.com/LT/en
SYNS111420-1EA | SYNTHWARE(R) PTFE STOPPER WITH HANDLE, | 1X1EA | 1 | 34 | Sigma-Aldrich | SYNS111420-1EA | https://www.sigmaaldrich.com/LT/en
SYNC564225-1EA | SYNTHWARE(R) COIL-STYLE REFLUX CONDENS | 1X1EA | 1 | 200 | Sigma-Aldrich | SYNC564225-1EA | https://www.sigmaaldrich.com/LT/en
SYNA611922-1EA | SYNTHWARE(R) STRAIGHT VACUUM ADAPTER W | 1X1EA | 1 | 49 | Sigma-Aldrich | SYNA611922-1EA | https://www.sigmaaldrich.com/LT/en
SYNC571200-1EA | SYNTHWARE(R) WATER JACKETED DISTILLATI | 1X1EA | 1 | 72 | Sigma-Aldrich | SYNC571200-1EA | https://www.sigmaaldrich.com/LT/en
SYNF411100-1EA | SYNTHWARE(R) TWO NECK ROUND BOTTOM FLA | 1X1EA | 1 | 50 | Sigma-Aldrich | SYNF411100-1EA | https://www.sigmaaldrich.com/LT/en
SYNF611460-1EA | SYNTHWARE(R) PRESSURE EQUALIZING ADDIT | 1X1EA | 1 | 184 | Sigma-Aldrich | SYNF611460-1EA | https://www.sigmaaldrich.com/LT/en
SYNF471010A-1EA | SYNTHWARE(R) SQUIBB-STYLE SEPARATORY F | 1X1EA | 1 | 98 | Sigma-Aldrich | SYNF471010A-1EA | https://www.sigmaaldrich.com/LT/en
SYNF603030C-1EA | SYNTHWARE(R) BUCHNER FUNNEL, CAPACITY: | 1X1EA | 1 | 42 | Sigma-Aldrich | SYNF603030C-1EA | https://www.sigmaaldrich.com/LT/en
SYNP170002-1EA | SYNTHWARE(R) ROUND BOTTOM PRESSURE VES | 1X1EA | 1 | 105 | Sigma-Aldrich | SYNP170002-1EA | https://www.sigmaaldrich.com/LT/en
SYNF894100-1EA | SYNTHWARE(R) REACTION TUBE WITH GLASS | 1X1EA | 1 | 91 | Sigma-Aldrich | SYNF894100-1EA | https://www.sigmaaldrich.com/LT/en
SYNF451125A-1EA | SYNTHWARE(R) SQUIBB-STYLE SEPARATORY F | 1X1EA | 1 | 108 | Sigma-Aldrich | SYNF451125A-1EA | https://www.sigmaaldrich.com/LT/en
SYNF451025A-1EA | SYNTHWARE(R) SQUIBB-STYLE SEPARATORY F | 1X1EA | 1 | 105 | Sigma-Aldrich | SYNF451025A-1EA | https://www.sigmaaldrich.com/LT/en
SYNF192475-1EA | SYNTHWARE(R) POWDER FUNNEL WITH FLATTE | 1X1EA | 1 | 51 | Sigma-Aldrich | SYNF192475-1EA | https://www.sigmaaldrich.com/LT/en
SYNM541044-1EA | SYNTHWARE(R) NITROGEN/ARGON LINE MANIF | 1X1EA | 1 | 383 | Sigma-Aldrich | SYNM541044-1EA | https://www.sigmaaldrich.com/LT/en
SYNA871420-1EA | SYNTHWARE(R) 75 DEGREE ANGLED DRYING T | 1X1EA | 1 | 32 | Sigma-Aldrich | SYNA871420-1EA | https://www.sigmaaldrich.com/LT/en
SYNB300250C-1EA | SYNTHWARE(R) GAS WASHING BOTTLE WITH F | 1X1EA | 1 | 232 | Sigma-Aldrich | SYNB300250C-1EA | https://www.sigmaaldrich.com/LT/en
SYNS521000-1EA | SYNTHWARE(R) STORAGE FLASK WITH #15 O- | 1X1EA | 1 | 122 | Sigma-Aldrich | SYNS521000-1EA | https://www.sigmaaldrich.com/LT/en
SYNP120050M-1EA | SYNTHWARE(R) PEPTIDE SYNTHESIS VESSEL | 1X1EA | 1 | 153 | Sigma-Aldrich | SYNP120050M-1EA | https://www.sigmaaldrich.com/LT/en
SYNF611410-1EA | SYNTHWARE(R) PRESSURE EQUALIZING ADDIT | 1X1EA | 1 | 184 | Sigma-Aldrich | SYNF611410-1EA | https://www.sigmaaldrich.com/LT/en
SYNF414450-1EA | SYNTHWARE(R) TWO NECK ROUND BOTTOM FLA | 1X1EA | 1 | 51 | Sigma-Aldrich | SYNF414450-1EA | https://www.sigmaaldrich.com/LT/en
SYNA851410-1EA | SYNTHWARE(R) DRYING TUBE, 90 DEGREE, J | 1X1EA | 1 | 23 | Sigma-Aldrich | SYNA851410-1EA | https://www.sigmaaldrich.com/LT/en
SYNF904000-1EA | SYNTHWARE(R) PEAR-SHAPED SCHLENK FLASK & | 1X1EA | 1 | 115 | Sigma-Aldrich | SYNF904000-1EA | https://www.sigmaaldrich.com/LT/en
SYNF411125-1EA | SYNTHWARE(R) TWO NECK ROUND BOTTOM FLA | 1X1EA | 1 | 48 | Sigma-Aldrich | SYNF411125-1EA | https://www.sigmaaldrich.com/LT/en
SYNV211000G-1EA | SYNTHWARE(R) DEWAR TYPE VACUUM TRAP, R | 1X1EA | 1 | 464 | Sigma-Aldrich | SYNV211000G-1EA | https://www.sigmaaldrich.com/LT/en
SYNC264275-1EA | SYNTHWARE(R) COIL-STYLE REFLUX CONDENS | 1X1EA | 1 | 206 | Sigma-Aldrich | SYNC264275-1EA | https://www.sigmaaldrich.com/LT/en
SYNS120038-1EA | SYNTHWARE(R) PTFE FLASK LENGTH STOPPER | 1X1EA | 1 | 63 | Sigma-Aldrich | SYNS120038-1EA | https://www.sigmaaldrich.com/LT/en
SYNA532440-1EA | SYNTHWARE(R) INLET OR THERMOMETER ADAP | 1X1EA | 1 | 35 | Sigma-Aldrich | SYNA532440-1EA | https://www.sigmaaldrich.com/LT/en
SYNF304300-1EA | SYNTHWARE(R) SINGLE-NECK ROUND-BOTTOM | 1X1EA | 1 | 30 | Sigma-Aldrich | SYNF304300-1EA | https://www.sigmaaldrich.com/LT/en
SYNC392640C-1EA | SYNTHWARE(R) CHROMATOGRAPHY COLUMN WIT | 1X1EA | 1 | 198 | Sigma-Aldrich | SYNC392640C-1EA | https://www.sigmaaldrich.com/LT/en
SYNF100004-1EA | SYNTHWARE(R) FILTER FLASK, CAPACITY: 1 | 1X1EA | 1 | 115 | Sigma-Aldrich | SYNF100004-1EA | https://www.sigmaaldrich.com/LT/en
SYND211100-1EA | SYNTHWARE(R) VACUUM JACKETD VIGREUX DI | 1X1EA | 1 | 340 | Sigma-Aldrich | SYND211100-1EA | https://www.sigmaaldrich.com/LT/en
SYNS740100-1EA | SYNTHWARE(R) SUBLIMATION APPARATUS, CO | 1X1EA | 1 | 451 | Sigma-Aldrich | SYNS740100-1EA | https://www.sigmaaldrich.com/LT/en
SYNS734040-1EA | SYNTHWARE(R) SUBLIMATOR, COMPLETE, CAP | 1X1EA | 1 | 302 | Sigma-Aldrich | SYNS734040-1EA | https://www.sigmaaldrich.com/LT/en
SYNF664500-1EA | SYNTHWARE(R) ERLENMEYER FLASK, CAPACIT | 1X1EA | 1 | 29 | Sigma-Aldrich | SYNF664500-1EA | https://www.sigmaaldrich.com/LT/en
SYNC214550-1EA | SYNTHWARE(R) FRIEDRICHS CONDENSER, TOP | 1X1EA | 1 | 201 | Sigma-Aldrich | SYNC214550-1EA | https://www.sigmaaldrich.com/LT/en
SYNA552440-1EA | SYNTHWARE(R) DISTILLATION DISTRIBUTION | 1X1EA | 1 | 73 | Sigma-Aldrich | SYNA552440-1EA | https://www.sigmaaldrich.com/LT/en
SYNF364014C-1EA | SYNTHWARE(R) BUCHNER FUNNEL WITH INNER | 1X1EA | 1 | 80 | Sigma-Aldrich | SYNF364014C-1EA | https://www.sigmaaldrich.com/LT/en
SYNV130501-1EA | SYNTHWARE(R) CONICAL BOTTOM REACTION V | 1X1EA | 1 | 13 | Sigma-Aldrich | SYNV130501-1EA | https://www.sigmaaldrich.com/LT/en
SYNS511740-1EA | SYNTHWARE(R) T-BORE GLASS STOPCOCK PLU | 1X1EA | 1 | 23 | Sigma-Aldrich | SYNS511740-1EA | https://www.sigmaaldrich.com/LT/en
SYNC101075-1EA | SYNTHWARE(R) VIGREUX DISTILLATION COLU | 1X1EA | 1 | 64 | Sigma-Aldrich | SYNC101075-1EA | https://www.sigmaaldrich.com/LT/en
SYNC102442-1EA | SYNTHWARE(R) VIGREUX DISTILLATION COLU | 1X1EA | 1 | 69 | Sigma-Aldrich | SYNC102442-1EA | https://www.sigmaaldrich.com/LT/en
SYNA172440-1EA | SYNTHWARE(R) KJELDAHL TRAP ADAPTER, JO | 1X1EA | 1 | 107 | Sigma-Aldrich | SYNA172440-1EA | https://www.sigmaaldrich.com/LT/en
SYNF606150X-1EA | SYNTHWARE(R) BUCHNER FUNNEL, CAPACITY: | 1X1EA | 1 | 83 | Sigma-Aldrich | SYNF606150X-1EA | https://www.sigmaaldrich.com/LT/en
SYND531024-1EA | SYNTHWARE(R) SHORT PATH DISTILLATION H | 1X1EA | 1 | 319 | Sigma-Aldrich | SYND531024-1EA | https://www.sigmaaldrich.com/LT/en
SYNM230004-1EA | SYNTHWARE(R) ALL-GLASS VACUUM/INERT GA | 1X1EA | 1 | 726 | Sigma-Aldrich | SYNM230004-1EA | https://www.sigmaaldrich.com/LT/en
SYNF44292L-1EA | SYNTHWARE(R) THREE NECK ROUND BOTTOM F | 1X1EA | 1 | 174 | Sigma-Aldrich | SYNF44292L-1EA | https://www.sigmaaldrich.com/LT/en
SYNC373230-1EA | SYNTHWARE(R) CHROMATOGRAPHY COLUMN WIT | 1X1EA | 1 | 156 | Sigma-Aldrich | SYNC373230-1EA | https://www.sigmaaldrich.com/LT/en
SYNA681420-1EA | SYNTHWARE(R) FLUSHING ADAPTER WITH PTF | 1X1EA | 1 | 99 | Sigma-Aldrich | SYNA681420-1EA | https://www.sigmaaldrich.com/LT/en
SYNS404550-1EA | SYNTHWARE(R) PENNYHEAD STOPPER, HOLLOW | 1X1EA | 1 | 41 | Sigma-Aldrich | SYNS404550-1EA | https://www.sigmaaldrich.com/LT/en
SYNF764258-1EA | SYNTHWARE(R) STORAGE TUBE WITH STANDAR | 1X1EA | 1 | 151 | Sigma-Aldrich | SYNF764258-1EA | https://www.sigmaaldrich.com/LT/en
SYNC554300-1EA | SYNTHWARE(R) WEST CONDENSER WITH REMOV | 1X1EA | 1 | 98 | Sigma-Aldrich | SYNC554300-1EA | https://www.sigmaaldrich.com/LT/en
SYNP130100M-1EA | SYNTHWARE(R) PEPTIDE SYNTHESIS VESSEL | 1X1EA | 1 | 200 | Sigma-Aldrich | SYNP130100M-1EA | https://www.sigmaaldrich.com/LT/en
SYNF901450-1EA | SYNTHWARE(R) PEAR-SHAPED SCHLENK FLASK & | 1X1EA | 1 | 82 | Sigma-Aldrich | SYNF901450-1EA | https://www.sigmaaldrich.com/LT/en
SYNA721420-1EA | SYNTHWARE(R) METERING FLOW CONTROL ADA | 1X1EA | 1 | 87 | Sigma-Aldrich | SYNA721420-1EA | https://www.sigmaaldrich.com/LT/en
SYNC362640C-1EA | SYNTHWARE(R) CHROMATOGRAPHY COLUMN WIT | 1X1EA | 1 | 127 | Sigma-Aldrich | SYNC362640C-1EA | https://www.sigmaaldrich.com/LT/en
SYND681922-1EA | SYNTHWARE(R) DISTILLATION DISTRIBUTION | 1X1EA | 1 | 110 | Sigma-Aldrich | SYND681922-1EA | https://www.sigmaaldrich.com/LT/en
SYNS311740-1EA | SYNTHWARE(R) T-BORE GLASS STOPCOCK, BO | 1X1EA | 1 | 91 | Sigma-Aldrich | SYNS311740-1EA | https://www.sigmaaldrich.com/LT/en
SYNF111000-1EA | SYNTHWARE(R) DEWAR FLASK, TALL FORM WI | 1X1EA | 1 | 213 | Sigma-Aldrich | SYNF111000-1EA | https://www.sigmaaldrich.com/LT/en
SYNF311410-1EA | SYNTHWARE(R) RECOVERY FLASK, CAPACITY: | 1X1EA | 1 | 21 | Sigma-Aldrich | SYNF311410-1EA | https://www.sigmaaldrich.com/LT/en
SYNA560001-1EA | SYNTHWARE(R) 90 DEGREE INLET CONNECTOR | 1X1EA | 1 | 92 | Sigma-Aldrich | SYNA560001-1EA | https://www.sigmaaldrich.com/LT/en
SYNC394640C-1EA | SYNTHWARE(R) CHROMATOGRAPHY COLUMN WIT | 1X1EA | 1 | 245 | Sigma-Aldrich | SYNC394640C-1EA | https://www.sigmaaldrich.com/LT/en
Z741030-1EA | PURE-PAC(R) DISPENSE TOGGLE VALVE ASSEM& | 1X1EA | 1 | 265 | Sigma-Aldrich | Z741030-1EA | https://www.sigmaaldrich.com/LT/en
SYNC104150-1EA | SYNTHWARE(R) VIGREUX DISTILLATION COLU | 1X1EA | 1 | 69 | Sigma-Aldrich | SYNC104150-1EA | https://www.sigmaaldrich.com/LT/en
SYNS120016-1EA | SYNTHWARE(R) PTFE FLASK LENGTH STOPPER | 1X1EA | 1 | 20 | Sigma-Aldrich | SYNS120016-1EA | https://www.sigmaaldrich.com/LT/en
SYNM431005-1EA | SYNTHWARE(R) ALL-GLASS VACUUM/INERT GA | 1X1EA | 1 | 885 | Sigma-Aldrich | SYNM431005-1EA | https://www.sigmaaldrich.com/LT/en
SYNF100001-1EA | SYNTHWARE(R) GRADUATED FILTER FUNNEL F | 1X1EA | 1 | 62 | Sigma-Aldrich | SYNF100001-1EA | https://www.sigmaaldrich.com/LT/en
SYNV141008-1EA | SYNTHWARE(R) CONICAL BOTTOM REACTION V | 1X1EA | 1 | 18 | Sigma-Aldrich | SYNV141008-1EA | https://www.sigmaaldrich.com/LT/en
SYNA351024-1EA | SYNTHWARE(R) DISTILLATION ADAPTER, SID | 1X1EA | 1 | 54 | Sigma-Aldrich | SYNA351024-1EA | https://www.sigmaaldrich.com/LT/en
SYNS112942-1EA | SYNTHWARE(R) PTFE STOPPER WITH HANDLE, | 1X1EA | 1 | 67 | Sigma-Aldrich | SYNS112942-1EA | https://www.sigmaaldrich.com/LT/en
SYNF580825-1EA | SYNTHWARE(R) STORAGE TUBE WITH HIGH VA | 1X1EA | 1 | 107 | Sigma-Aldrich | SYNF580825-1EA | https://www.sigmaaldrich.com/LT/en
SYNF471660-1EA | SYNTHWARE(R) SQUIBB-STYLE SEPARATORY F | 1X1EA | 1 | 74 | Sigma-Aldrich | SYNF471660-1EA | https://www.sigmaaldrich.com/LT/en
SYNS740150-1EA | SYNTHWARE(R) SUBLIMATION APPARATUS, CO | 1X1EA | 1 | 493 | Sigma-Aldrich | SYNS740150-1EA | https://www.sigmaaldrich.com/LT/en
SYNF221150-1EA | SYNTHWARE(R) FOUR NECK ROUND BOTTOM FL | 1X1EA | 1 | 85 | Sigma-Aldrich | SYNF221150-1EA | https://www.sigmaaldrich.com/LT/en
SYNF221500-1EA | SYNTHWARE(R) FOUR NECK ROUND BOTTOM FL | 1X1EA | 1 | 97 | Sigma-Aldrich | SYNF221500-1EA | https://www.sigmaaldrich.com/LT/en
SYNS254500-1EA | SYNTHWARE(R) SOLVENT DISTILLING HEAD, | 1X1EA | 1 | 415 | Sigma-Aldrich | SYNS254500-1EA | https://www.sigmaaldrich.com/LT/en
SYNS691656-1EA | SYNTHWARE(R) STOPCOCK PLUG RETENTION K | 1X1EA | 1 | 13 | Sigma-Aldrich | SYNS691656-1EA | https://www.sigmaaldrich.com/LT/en
SYNF909100H-1EA | SYNTHWARE(R) PEAR-SHAPED SCHLENK FLASK & | 1X1EA | 1 | 88 | Sigma-Aldrich | SYNF909100H-1EA | https://www.sigmaaldrich.com/LT/en
SYNA531420-1EA | SYNTHWARE(R) INLET OR THERMOMETER ADAP | 1X1EA | 1 | 35 | Sigma-Aldrich | SYNA531420-1EA | https://www.sigmaaldrich.com/LT/en
SYNS211944-1EA | SYNTHWARE(R) DOUBLE OBLIQUE PTFE STOPC | 1X1EA | 1 | 31 | Sigma-Aldrich | SYNS211944-1EA | https://www.sigmaaldrich.com/LT/en
SYNB257040-1EA | SYNTHWARE(R) MINERAL OIL BUBBLER, OD: | 1X1EA | 1 | 38 | Sigma-Aldrich | SYNB257040-1EA | https://www.sigmaaldrich.com/LT/en
SYNF761425-1EA | SYNTHWARE(R) STORAGE TUBE WITH STANDAR | 1X1EA | 1 | 101 | Sigma-Aldrich | SYNF761425-1EA | https://www.sigmaaldrich.com/LT/en
SYNF661950-1EA | SYNTHWARE(R) ERLENMEYER FLASK, CAPACIT | 1X1EA | 1 | 21 | Sigma-Aldrich | SYNF661950-1EA | https://www.sigmaaldrich.com/LT/en
SYNC364625C-1EA | SYNTHWARE(R) CHROMATOGRAPHY COLUMN WIT | 1X1EA | 1 | 132 | Sigma-Aldrich | SYNC364625C-1EA | https://www.sigmaaldrich.com/LT/en
SYNE105550-1EA | SYNTHWARE(R) SOXHLET EXTRACTOR BODY, U | 1X1EA | 1 | 186 | Sigma-Aldrich | SYNE105550-1EA | https://www.sigmaaldrich.com/LT/en
SYNC393220C-1EA | SYNTHWARE(R) CHROMATOGRAPHY COLUMN WIT | 1X1EA | 1 | 159 | Sigma-Aldrich | SYNC393220C-1EA | https://www.sigmaaldrich.com/LT/en
SYNF321025-1EA | SYNTHWARE(R) PEAR SHAPED FLASK, CAPACI | 1X1EA | 1 | 24 | Sigma-Aldrich | SYNF321025-1EA | https://www.sigmaaldrich.com/LT/en
SYNA851420-1EA | SYNTHWARE(R) U-SHAPED DRYING TUBE, JOI | 1X1EA | 1 | 35 | Sigma-Aldrich | SYNA851420-1EA | https://www.sigmaaldrich.com/LT/en
SYNM150004-1EA | SYNTHWARE(R) MANIFOLD WITH HIGH VACUUM | 1X1EA | 1 | 815 | Sigma-Aldrich | SYNM150004-1EA | https://www.sigmaaldrich.com/LT/en
SYNF451010A-1EA | SYNTHWARE(R) SQUIBB-STYLE SEPARATORY F | 1X1EA | 1 | 102 | Sigma-Aldrich | SYNF451010A-1EA | https://www.sigmaaldrich.com/LT/en
SYNC384640-1EA | SYNTHWARE(R) CHROMATOGRAPHY COLUMN WIT | 1X1EA | 1 | 184 | Sigma-Aldrich | SYNC384640-1EA | https://www.sigmaaldrich.com/LT/en
SYNS244004-1EA | SYNTHWARE(R) SOLVENT STILL HEAD WITH S | 1X1EA | 1 | 372 | Sigma-Aldrich | SYNS244004-1EA | https://www.sigmaaldrich.com/LT/en
SYNF191950-1EA | SYNTHWARE(R) POWDER FUNNEL WITH FLATTE | 1X1EA | 1 | 41 | Sigma-Aldrich | SYNF191950-1EA | https://www.sigmaaldrich.com/LT/en
SYNF341100-1EA | SYNTHWARE(R) TWO NECK PEAR SHAPED FLAS | 1X1EA | 1 | 46 | Sigma-Aldrich | SYNF341100-1EA | https://www.sigmaaldrich.com/LT/en
SYNA751420-1EA | SYNTHWARE(R) 90 DEGREE VACUUM ADAPTER | 1X1EA | 1 | 50 | Sigma-Aldrich | SYNA751420-1EA | https://www.sigmaaldrich.com/LT/en
SYNF762450-1EA | SYNTHWARE(R) STORAGE TUBE WITH STANDAR | 1X1EA | 1 | 117 | Sigma-Aldrich | SYNF762450-1EA | https://www.sigmaaldrich.com/LT/en
SYNF531050-1EA | SYNTHWARE(R) SINGLE NECK REACTION FLAS | 1X1EA | 1 | 102 | Sigma-Aldrich | SYNF531050-1EA | https://www.sigmaaldrich.com/LT/en
SYNF301425-1EA | SYNTHWARE(R) SINGLE-NECK ROUND-BOTTOM | 1X1EA | 1 | 20 | Sigma-Aldrich | SYNF301425-1EA | https://www.sigmaaldrich.com/LT/en
SYNF419100-1EA | SYNTHWARE(R) TWO NECK ROUND BOTTOM FLA | 1X1EA | 1 | 62 | Sigma-Aldrich | SYNF419100-1EA | https://www.sigmaaldrich.com/LT/en
SYNC564125-1EA | SYNTHWARE(R) COIL-STYLE REFLUX CONDENS | 1X1EA | 1 | 182 | Sigma-Aldrich | SYNC564125-1EA | https://www.sigmaaldrich.com/LT/en
SYNS620004-1EA | SYNTHWARE(R) 180 DEGREE HIGH VACUUM VA | 1X1EA | 1 | 64 | Sigma-Aldrich | SYNS620004-1EA | https://www.sigmaaldrich.com/LT/en
SYNC364630C-1EA | SYNTHWARE(R) CHROMATOGRAPHY COLUMN WIT | 1X1EA | 1 | 142 | Sigma-Aldrich | SYNC364630C-1EA | https://www.sigmaaldrich.com/LT/en
SYNF964014-1EA | SYNTHWARE(R)BUCHNER FUNNEL WITH PERFOR | 1X1EA | 1 | 111 | Sigma-Aldrich | SYNF964014-1EA | https://www.sigmaaldrich.com/LT/en
SYNS101506-1EA | SYNTHWARE(R) STRAIGHT BORE PTFE STOPCO | 1X1EA | 1 | 72 | Sigma-Aldrich | SYNS101506-1EA | https://www.sigmaaldrich.com/LT/en
SYNA622440-1EA | SYNTHWARE(R) VACUUM TAKE-OFF ADAPTER W | 1X1EA | 1 | 52 | Sigma-Aldrich | SYNA622440-1EA | https://www.sigmaaldrich.com/LT/en
SYNV164050-1EA | SYNTHWARE(R) VACUUM TRAP WITH SERRATED | 1X1EA | 1 | 134 | Sigma-Aldrich | SYNV164050-1EA | https://www.sigmaaldrich.com/LT/en
SYNV163024-1EA | SYNTHWARE(R) VACUUM TRAP WITH SERRATED | 1X1EA | 1 | 106 | Sigma-Aldrich | SYNV163024-1EA | https://www.sigmaaldrich.com/LT/en
SYNM441005-1EA | SYNTHWARE(R) ALL-GLASS VACUUM/INERT GA | 1X1EA | 1 | 885 | Sigma-Aldrich | SYNM441005-1EA | https://www.sigmaaldrich.com/LT/en
SYNF301010-1EA | SYNTHWARE(R) SINGLE NECK ROUND BOTTOM | 1X1EA | 1 | 22 | Sigma-Aldrich | SYNF301010-1EA | https://www.sigmaaldrich.com/LT/en
SYNF321410L-1EA | SYNTHWARE(R) PEAR SHAPED FLASK, CAPACI | 1X1EA | 1 | 22 | Sigma-Aldrich | SYNF321410L-1EA | https://www.sigmaaldrich.com/LT/en
SYNM421003-1EA | SYNTHWARE(R) ALL-GLASS VACUUM/INERT GA | 1X1EA | 1 | 561 | Sigma-Aldrich | SYNM421003-1EA | https://www.sigmaaldrich.com/LT/en
SYNM411005-1EA | SYNTHWARE(R) ALL-GLASS VACUUM/INERT GA | 1X1EA | 1 | 888 | Sigma-Aldrich | SYNM411005-1EA | https://www.sigmaaldrich.com/LT/en
SYNF490250-1EA | SYNTHWARE(R) STORAGE FLASK WITH HIGH V | 1X1EA | 1 | 105 | Sigma-Aldrich | SYNF490250-1EA | https://www.sigmaaldrich.com/LT/en
SYNF484508-1EA | SYNTHWARE(R) SOLVENT TRANSFER/STORAGE | 1X1EA | 1 | 119 | Sigma-Aldrich | SYNF484508-1EA | https://www.sigmaaldrich.com/LT/en
SYNA341420-1EA | SYNTHWARE(R) TWIN HOSE CONNECTING ADAP | 1X1EA | 1 | 23 | Sigma-Aldrich | SYNA341420-1EA | https://www.sigmaaldrich.com/LT/en
SYNM171005-1EA | SYNTHWARE(R) VACUUM/INERT GAS MANIFOLD | 1X1EA | 1 | 726 | Sigma-Aldrich | SYNM171005-1EA | https://www.sigmaaldrich.com/LT/en
SYNM101005-1EA | SYNTHWARE(R) VACUUM/INERT GAS MANIFOLD | 1X1EA | 1 | 726 | Sigma-Aldrich | SYNM101005-1EA | https://www.sigmaaldrich.com/LT/en
SYND151819-1EA | SYNTHWARE(R) SHORT PATH DISTILLATION H | 1X1EA | 1 | 163 | Sigma-Aldrich | SYND151819-1EA | https://www.sigmaaldrich.com/LT/en
SYNP170006-1EA | SYNTHWARE(R) ROUND BOTTOM PRESSURE VES | 1X1EA | 1 | 116 | Sigma-Aldrich | SYNP170006-1EA | https://www.sigmaaldrich.com/LT/en
SYNC171120-1EA | SYNTHWARE(R) WATER JACKETED DISTILLATI | 1X1EA | 1 | 64 | Sigma-Aldrich | SYNC171120-1EA | https://www.sigmaaldrich.com/LT/en
SYNA621420-1EA | SYNTHWARE(R) VACUUM TAKE-OFF ADAPTER W | 1X1EA | 1 | 45 | Sigma-Aldrich | SYNA621420-1EA | https://www.sigmaaldrich.com/LT/en
SYNF363024C-1EA | SYNTHWARE(R) BUCHNER FUNNEL WITH INNER | 1X1EA | 1 | 115 | Sigma-Aldrich | SYNF363024C-1EA | https://www.sigmaaldrich.com/LT/en
SYNS112440-1EA | SYNTHWARE(R) PTFE STOPPER WITH HANDLE, | 1X1EA | 1 | 48 | Sigma-Aldrich | SYNS112440-1EA | https://www.sigmaaldrich.com/LT/en
SYNC184462C-1EA | SYNTHWARE(R) CHROMATOGRAPHY COLUMN WIT | 1X1EA | 1 | 146 | Sigma-Aldrich | SYNC184462C-1EA | https://www.sigmaaldrich.com/LT/en
SYNF414150-1EA | SYNTHWARE(R) TWO NECK ROUND BOTTOM FLA | 1X1EA | 1 | 51 | Sigma-Aldrich | SYNF414150-1EA | https://www.sigmaaldrich.com/LT/en
SYNF490050-1EA | SYNTHWARE(R) STORAGE FLASK WITH HIGH V | 1X1EA | 1 | 97 | Sigma-Aldrich | SYNF490050-1EA | https://www.sigmaaldrich.com/LT/en
SYNF561025-1EA | SYNTHWARE(R) REACTION TUBE WITH HIGH V | 1X1EA | 1 | 88 | Sigma-Aldrich | SYNF561025-1EA | https://www.sigmaaldrich.com/LT/en
SYNS280038-1EA | SYNTHWARE(R) FLASK LENGTH PENNYHEAD ST | 1X1EA | 1 | 24 | Sigma-Aldrich | SYNS280038-1EA | https://www.sigmaaldrich.com/LT/en
SYNF672460-1EA | SYNTHWARE(R) PRESSURE EQUALIZING ADDIT | 1X1EA | 1 | 241 | Sigma-Aldrich | SYNF672460-1EA | https://www.sigmaaldrich.com/LT/en
SYNC114200-1EA | SYNTHWARE(R) COLD FINGER CONDENSER, JO | 1X1EA | 1 | 82 | Sigma-Aldrich | SYNC114200-1EA | https://www.sigmaaldrich.com/LT/en
SYNF100002-1EA | SYNTHWARE(R) 47 MM ALUMINUM CLAMP | 1X1EA | 1 | 69 | Sigma-Aldrich | SYNF100002-1EA | https://www.sigmaaldrich.com/LT/en
SYNA781410-1EA | SYNTHWARE(R) THERMOMETER ADAPTER WITH | 1X1EA | 1 | 36 | Sigma-Aldrich | SYNA781410-1EA | https://www.sigmaaldrich.com/LT/en
SYNH101410-1EA | SYNTHWARE(R) HICKMAN STILL HEAD WITH C | 1X1EA | 1 | 47 | Sigma-Aldrich | SYNH101410-1EA | https://www.sigmaaldrich.com/LT/en
SYNP120050C-1EA | SYNTHWARE(R) PEPTIDE SYNTHESIS VESSEL | 1X1EA | 1 | 153 | Sigma-Aldrich | SYNP120050C-1EA | https://www.sigmaaldrich.com/LT/en
SYNC195171C-1EA | SYNTHWARE(R) CHROMATOGRAPHY COLUMN WIT | 1X1EA | 1 | 114 | Sigma-Aldrich | SYNC195171C-1EA | https://www.sigmaaldrich.com/LT/en
SYNF341200-1EA | SYNTHWARE(R) TWO NECK PEAR SHAPED FLAS | 1X1EA | 1 | 59 | Sigma-Aldrich | SYNF341200-1EA | https://www.sigmaaldrich.com/LT/en
SYNF366024M-1EA | SYNTHWARE(R) BUCHNER FUNNEL WITH INNER | 1X1EA | 1 | 151 | Sigma-Aldrich | SYNF366024M-1EA | https://www.sigmaaldrich.com/LT/en
SYNF441500-1EA | SYNTHWARE(R) THREE NECK ROUND BOTTOM F | 1X1EA | 1 | 89 | Sigma-Aldrich | SYNF441500-1EA | https://www.sigmaaldrich.com/LT/en
SYNF544500-1EA | SYNTHWARE(R) REACTION FLASK WITH HIGH | 1X1EA | 1 | 115 | Sigma-Aldrich | SYNF544500-1EA | https://www.sigmaaldrich.com/LT/en
SYNA682440-1EA | SYNTHWARE(R) FLUSHING ADAPTER WITH PTF | 1X1EA | 1 | 102 | Sigma-Aldrich | SYNA682440-1EA | https://www.sigmaaldrich.com/LT/en
SYND381412-1EA | SYNTHWARE(R) DISTILLING RECEIVER WITH | 1X1EA | 1 | 189 | Sigma-Aldrich | SYND381412-1EA | https://www.sigmaaldrich.com/LT/en
SYNV200100G-1EA | SYNTHWARE(R) MICRO DEWAR VACUUM TRAP, | 1X1EA | 1 | 256 | Sigma-Aldrich | SYNV200100G-1EA | https://www.sigmaaldrich.com/LT/en
SYNA253424-1EA | SYNTHWARE(R) ENLARGING ADAPTER, JOINTS | 1X1EA | 1 | 40 | Sigma-Aldrich | SYNA253424-1EA | https://www.sigmaaldrich.com/LT/en
SYNC376030-1EA | SYNTHWARE(R) CHROMATOGRAPHY COLUMN WIT | 1X1EA | 1 | 210 | Sigma-Aldrich | SYNC376030-1EA | https://www.sigmaaldrich.com/LT/en
SYNA732440-1EA | SYNTHWARE(R) METERING FLOW CONTROL STR | 1X1EA | 1 | 117 | Sigma-Aldrich | SYNA732440-1EA | https://www.sigmaaldrich.com/LT/en
SYNC376025-1EA | SYNTHWARE(R) CHROMATOGRAPHY COLUMN WIT | 1X1EA | 1 | 190 | Sigma-Aldrich | SYNC376025-1EA | https://www.sigmaaldrich.com/LT/en
SYNF311425-1EA | SYNTHWARE(R) RECOVERY FLASK, CAPACITY: | 1X1EA | 1 | 21 | Sigma-Aldrich | SYNF311425-1EA | https://www.sigmaaldrich.com/LT/en
SYNF932475-1EA | SYNTHWARE(R) FILTER FUNNEL WITH PERFOR | 1X1EA | 1 | 104 | Sigma-Aldrich | SYNF932475-1EA | https://www.sigmaaldrich.com/LT/en
SYNC184464C-1EA | SYNTHWARE(R) CHROMATOGRAPHY COLUMN WIT | 1X1EA | 1 | 180 | Sigma-Aldrich | SYNC184464C-1EA | https://www.sigmaaldrich.com/LT/en
SYNC184322C-1EA | SYNTHWARE(R) CHROMATOGRAPHY COLUMN WIT | 1X1EA | 1 | 140 | Sigma-Aldrich | SYNC184322C-1EA | https://www.sigmaaldrich.com/LT/en
SYNA951420-1EA | SYNTHWARE(R) VACUUM OR INERT GAS ADAPT | 1X1EA | 1 | 20 | Sigma-Aldrich | SYNA951420-1EA | https://www.sigmaaldrich.com/LT/en
SYNA282924-1EA | SYNTHWARE(R) ANTI-SPLASH ADAPTER, CAPA | 1X1EA | 1 | 107 | Sigma-Aldrich | SYNA282924-1EA | https://www.sigmaaldrich.com/LT/en
SYNE114513C-1EA | SYNTHWARE(R) EXTRACTION THIMBLE, OD: 4 | 1X1EA | 1 | 50 | Sigma-Aldrich | SYNE114513C-1EA | https://www.sigmaaldrich.com/LT/en
SYNS341750-1EA | SYNTHWARE(R) HIGH VACUUM OBLIQUE GLASS | 1X1EA | 1 | 114 | Sigma-Aldrich | SYNS341750-1EA | https://www.sigmaaldrich.com/LT/en
SYND251019-1EA | SYNTHWARE(R) VIGREUX MICROSCALE DISTIL | 1X1EA | 1 | 183 | Sigma-Aldrich | SYND251019-1EA | https://www.sigmaaldrich.com/LT/en
SYNA722440-1EA | SYNTHWARE(R) METERING FLOW CONTROL ADA | 1X1EA | 1 | 95 | Sigma-Aldrich | SYNA722440-1EA | https://www.sigmaaldrich.com/LT/en
SYNF902450H-1EA | SYNTHWARE(R) PEAR-SHAPED SCHLENK FLASK & | 1X1EA | 1 | 84 | Sigma-Aldrich | SYNF902450H-1EA | https://www.sigmaaldrich.com/LT/en
SYNC150190-1EA | SYNTHWARE(R) WEST CONDENSER, JACKET LE | 1X1EA | 1 | 68 | Sigma-Aldrich | SYNC150190-1EA | https://www.sigmaaldrich.com/LT/en
SYNF471025A-1EA | SYNTHWARE(R) SQUIBB-STYLE SEPARATORY F | 1X1EA | 1 | 102 | Sigma-Aldrich | SYNF471025A-1EA | https://www.sigmaaldrich.com/LT/en
SYNF236040C-1EA | SYNTHWARE(R) CHROMATOGRAPHY COLUMN WIT | 1X1EA | 1 | 232 | Sigma-Aldrich | SYNF236040C-1EA | https://www.sigmaaldrich.com/LT/en
SYNF472950A-1EA | SYNTHWARE(R) SQUIBB-STYLE SEPARATORY F | 1X1EA | 1 | 132 | Sigma-Aldrich | SYNF472950A-1EA | https://www.sigmaaldrich.com/LT/en
SYNC124200-1EA | SYNTHWARE(R) INNER COIL CONDENSER, JAC | 1X1EA | 1 | 151 | Sigma-Aldrich | SYNC124200-1EA | https://www.sigmaaldrich.com/LT/en
SYNC341014-1EA | SYNTHWARE(R) DEWAR MICROSCALE CONDENSE | 1X1EA | 1 | 118 | Sigma-Aldrich | SYNC341014-1EA | https://www.sigmaaldrich.com/LT/en
SYNF234030M-1EA | SYNTHWARE(R) CHROMATOGRAPHY COLUMN WIT | 1X1EA | 1 | 161 | Sigma-Aldrich | SYNF234030M-1EA | https://www.sigmaaldrich.com/LT/en
SYNF621425G-1EA | SYNTHWARE(R) PRESSURE EQUALIZING ADDIT | 1X1EA | 1 | 156 | Sigma-Aldrich | SYNF621425G-1EA | https://www.sigmaaldrich.com/LT/en
SYNA201924-1EA | SYNTHWARE(R) REDUCING ADAPTER, JOINTS: | 1X1EA | 1 | 29 | Sigma-Aldrich | SYNA201924-1EA | https://www.sigmaaldrich.com/LT/en
SYNF531100-1EA | SYNTHWARE(R) SINGLE NECK REACTION FLAS | 1X1EA | 1 | 104 | Sigma-Aldrich | SYNF531100-1EA | https://www.sigmaaldrich.com/LT/en
SYNF534250-1EA | SYNTHWARE(R) SINGLE NECK REACTION FLAS | 1X1EA | 1 | 112 | Sigma-Aldrich | SYNF534250-1EA | https://www.sigmaaldrich.com/LT/en
SYNF444400-1EA | SYNTHWARE(R) THREE NECK ROUND BOTTOM F | 1X1EA | 1 | 95 | Sigma-Aldrich | SYNF444400-1EA | https://www.sigmaaldrich.com/LT/en
SYNF331425-1EA | SYNTHWARE(R) SINGLE-NECK ROUND-BOTTOM | 1X1EA | 1 | 25 | Sigma-Aldrich | SYNF331425-1EA | https://www.sigmaaldrich.com/LT/en
SYNA351410-1EA | SYNTHWARE(R) DISTILLATION ADAPTER, JOI | 1X1EA | 1 | 43 | Sigma-Aldrich | SYNA351410-1EA | https://www.sigmaaldrich.com/LT/en
SYNC154300-1EA | SYNTHWARE(R) WEST CONDENSER, JACKET LE | 1X1EA | 1 | 92 | Sigma-Aldrich | SYNC154300-1EA | https://www.sigmaaldrich.com/LT/en
SYNF454125A-1EA | SYNTHWARE(R) SQUIBB-STYLE SEPARATORY F | 1X1EA | 1 | 116 | Sigma-Aldrich | SYNF454125A-1EA | https://www.sigmaaldrich.com/LT/en
SYNF901425-1EA | SYNTHWARE(R) PEAR-SHAPED SCHLENK FLASK & | 1X1EA | 1 | 77 | Sigma-Aldrich | SYNF901425-1EA | https://www.sigmaaldrich.com/LT/en
SYNC432440-1EA | SYNTHWARE(R) CHROMATOGRAPHY FLOW CONTR | 1X1EA | 1 | 77 | Sigma-Aldrich | SYNC432440-1EA | https://www.sigmaaldrich.com/LT/en
SYNF311250-1EA | SYNTHWARE(R) RECOVERY FLASK, CAPACITY: | 1X1EA | 1 | 38 | Sigma-Aldrich | SYNF311250-1EA | https://www.sigmaaldrich.com/LT/en
SYNS254000-1EA | SYNTHWARE(R) SOLVENT DISTILLING HEAD, | 1X1EA | 1 | 428 | Sigma-Aldrich | SYNS254000-1EA | https://www.sigmaaldrich.com/LT/en
SYNA431922-1EA | SYNTHWARE(R) VERTICAL VACUUM TAKE-OFF | 1X1EA | 1 | 42 | Sigma-Aldrich | SYNA431922-1EA | https://www.sigmaaldrich.com/LT/en
SYNM131524-1EA | SYNTHWARE(R) #15 O-RING JOINT TO INNER | 1X1EA | 1 | 36 | Sigma-Aldrich | SYNM131524-1EA | https://www.sigmaaldrich.com/LT/en
SYNC259300-1EA | SYNTHWARE(R) ALLIHN CONDENSER, JACKET | 1X1EA | 1 | 111 | Sigma-Aldrich | SYNC259300-1EA | https://www.sigmaaldrich.com/LT/en
STW1-1EA | COWARE GAS REACTOR, REACTION SCALE OF | 1X1EA | 1 | 128 | Sigma-Aldrich | STW1-1EA | https://www.sigmaaldrich.com/LT/en
SYNF904200G-1EA | SYNTHWARE(R) PEAR-SHAPED SCHLENK FLASK & | 1X1EA | 1 | 97 | Sigma-Aldrich | SYNF904200G-1EA | https://www.sigmaaldrich.com/LT/en
SYNF449900-1EA | SYNTHWARE(R) THREE NECK ROUND BOTTOM F | 1X1EA | 1 | 68 | Sigma-Aldrich | SYNF449900-1EA | https://www.sigmaaldrich.com/LT/en
SYNF479050-1EA | SYNTHWARE(R) SQUIBB-STYLE SEPARATORY F | 1X1EA | 1 | 116 | Sigma-Aldrich | SYNF479050-1EA | https://www.sigmaaldrich.com/LT/en
SYNF780250-1EA | SYNTHWARE(R) SQUIBB SEPARATORY FUNNEL | 1X1EA | 1 | 89 | Sigma-Aldrich | SYNF780250-1EA | https://www.sigmaaldrich.com/LT/en
SYNF474125A-1EA | SYNTHWARE(R) SQUIBB-STYLE SEPARATORY F | 1X1EA | 1 | 112 | Sigma-Aldrich | SYNF474125A-1EA | https://www.sigmaaldrich.com/LT/en
SYNM181003-1EA | SYNTHWARE(R) ALL-GLASS VACUUM/INERT GA | 1X1EA | 1 | 559 | Sigma-Aldrich | SYNM181003-1EA | https://www.sigmaaldrich.com/LT/en
SYNF474250A-1EA | SYNTHWARE(R) SQUIBB-STYLE SEPARATORY F | 1X1EA | 1 | 115 | Sigma-Aldrich | SYNF474250A-1EA | https://www.sigmaaldrich.com/LT/en
SYNP150500M-1EA | SYNTHWARE(R) SYNTHESIS VESSEL WITH LOW | 1X1EA | 1 | 263 | Sigma-Aldrich | SYNP150500M-1EA | https://www.sigmaaldrich.com/LT/en
SYNC182403-1EA | SYNTHWARE(R) CHROMATOGRAPHY RESERVOIR, | 1X1EA | 1 | 71 | Sigma-Aldrich | SYNC182403-1EA | https://www.sigmaaldrich.com/LT/en
SYNF434450-1EA | SYNTHWARE(R) THREE NECK ROUND BOTTOM F | 1X1EA | 1 | 86 | Sigma-Aldrich | SYNF434450-1EA | https://www.sigmaaldrich.com/LT/en
SYNF608350C-1EA | SYNTHWARE(R) BUCHNER FUNNEL, CAPACITY: | 1X1EA | 1 | 115 | Sigma-Aldrich | SYNF608350C-1EA | https://www.sigmaaldrich.com/LT/en
SYNF459025-1EA | SYNTHWARE(R) SQUIBB-STYLE SEPARATORY F | 1X1EA | 1 | 116 | Sigma-Aldrich | SYNF459025-1EA | https://www.sigmaaldrich.com/LT/en
SYNF549100-1EA | SYNTHWARE(R) REACTION FLASK WITH HIGH | 1X1EA | 1 | 110 | Sigma-Aldrich | SYNF549100-1EA | https://www.sigmaaldrich.com/LT/en
SYNS312044-1EA | SYNTHWARE(R) T-BORE GLASS STOPCOCK, BO | 1X1EA | 1 | 96 | Sigma-Aldrich | SYNS312044-1EA | https://www.sigmaaldrich.com/LT/en
SYNC161100-1EA | SYNTHWARE(R) VACUUM JACKETED DISTILLAT | 1X1EA | 1 | 187 | Sigma-Aldrich | SYNC161100-1EA | https://www.sigmaaldrich.com/LT/en
SYNF461050-1EA | SYNTHWARE(R) STORAGE FLASK WITH STANDA | 1X1EA | 1 | 105 | Sigma-Aldrich | SYNF461050-1EA | https://www.sigmaaldrich.com/LT/en
SYNF606150F-1EA | SYNTHWARE(R) BUCHNER FUNNEL, CAPACITY: | 1X1EA | 1 | 85 | Sigma-Aldrich | SYNF606150F-1EA | https://www.sigmaaldrich.com/LT/en
SYNM131514-1EA | SYNTHWARE(R) #15 O-RING JOINT TO INNER | 1X1EA | 1 | 33 | Sigma-Aldrich | SYNM131514-1EA | https://www.sigmaaldrich.com/LT/en
SYNF780030-1EA | SYNTHWARE(R) SQUIBB SEPARATORY FUNNEL | 1X1EA | 1 | 62 | Sigma-Aldrich | SYNF780030-1EA | https://www.sigmaaldrich.com/LT/en
SYNA301410-1EA | SYNTHWARE(R) GAS INLET/OUTLET ADAPTER, | 1X1EA | 1 | 19 | Sigma-Aldrich | SYNA301410-1EA | https://www.sigmaaldrich.com/LT/en
SYNF10401L-1EA | SYNTHWARE(R) 47 MM FILTRATION APPARATU | 1X1EA | 1 | 334 | Sigma-Aldrich | SYNF10401L-1EA | https://www.sigmaaldrich.com/LT/en
SYNC144300-1EA | SYNTHWARE(R) GRAHAM CONDENSER, JACKET | 1X1EA | 1 | 138 | Sigma-Aldrich | SYNC144300-1EA | https://www.sigmaaldrich.com/LT/en
SYNF484000-1EA | SYNTHWARE(R) SOLVENT TRANSFER/STORAGE | 1X1EA | 1 | 128 | Sigma-Aldrich | SYNF484000-1EA | https://www.sigmaaldrich.com/LT/en
SYNA862440-1EA | SYNTHWARE(R) STRAIGHT DRYING TUBE, JOI | 1X1EA | 1 | 41 | Sigma-Aldrich | SYNA862440-1EA | https://www.sigmaaldrich.com/LT/en
SYNF149250-1EA | SYNTHWARE(R) ROUND BOTTOM FLASK WITH T | 1X1EA | 1 | 66 | Sigma-Aldrich | SYNF149250-1EA | https://www.sigmaaldrich.com/LT/en
SYNP160002-1EA | SYNTHWARE(R) CYLINDRICAL PRESSURE VESS | 1X1EA | 1 | 56 | Sigma-Aldrich | SYNP160002-1EA | https://www.sigmaaldrich.com/LT/en
SYNF794000-1EA | SYNTHWARE(R) MODIFIED EVAPORATION FLAS | 1X1EA | 1 | 108 | Sigma-Aldrich | SYNF794000-1EA | https://www.sigmaaldrich.com/LT/en
SYNF329100L-1EA | SYNTHWARE(R) PEAR SHAPED FLASK, CAPACI | 1X1EA | 1 | 25 | Sigma-Aldrich | SYNF329100L-1EA | https://www.sigmaaldrich.com/LT/en
SYNF161450-1EA | SYNTHWARE(R) TWO NECK REACTION FLASK W | 1X1EA | 1 | 112 | Sigma-Aldrich | SYNF161450-1EA | https://www.sigmaaldrich.com/LT/en
SYNA831922-1EA | SYNTHWARE(R) INLET ADAPTER WITH FRITTE | 1X1EA | 1 | 35 | Sigma-Aldrich | SYNA831922-1EA | https://www.sigmaaldrich.com/LT/en
SYNF144100-1EA | SYNTHWARE(R) ROUND BOTTOM FLASK WITH T | 1X1EA | 1 | 63 | Sigma-Aldrich | SYNF144100-1EA | https://www.sigmaaldrich.com/LT/en
SYNF669500-1EA | SYNTHWARE(R) ERLENMEYER FLASK, CAPACIT | 1X1EA | 1 | 30 | Sigma-Aldrich | SYNF669500-1EA | https://www.sigmaaldrich.com/LT/en
SYNF901100G-1EA | SYNTHWARE(R) PEAR-SHAPED SCHLENK FLASK & | 1X1EA | 1 | 79 | Sigma-Aldrich | SYNF901100G-1EA | https://www.sigmaaldrich.com/LT/en
SYNA314075-1EA | SYNTHWARE(R) INLET ADAPTER WITH LONG S | 1X1EA | 1 | 29 | Sigma-Aldrich | SYNA314075-1EA | https://www.sigmaaldrich.com/LT/en
SYNA681922-1EA | SYNTHWARE(R) FLUSHING ADAPTER WITH PTF | 1X1EA | 1 | 100 | Sigma-Aldrich | SYNA681922-1EA | https://www.sigmaaldrich.com/LT/en
SYNP160006-1EA | SYNTHWARE(R) CYLINDRICAL PRESSURE VESS | 1X1EA | 1 | 80 | Sigma-Aldrich | SYNP160006-1EA | https://www.sigmaaldrich.com/LT/en
SYNC381730C-1EA | SYNTHWARE(R) CHROMATOGRAPHY COLUMN WIT | 1X1EA | 1 | 137 | Sigma-Aldrich | SYNC381730C-1EA | https://www.sigmaaldrich.com/LT/en
SYNF601002C-1EA | SYNTHWARE(R) BUCHNER FUNNEL, CAPACITY: | 1X1EA | 1 | 34 | Sigma-Aldrich | SYNF601002C-1EA | https://www.sigmaaldrich.com/LT/en
SYNM111005-1EA | SYNTHWARE(R) VACUUM/INERT GAS MANIFOLD | 1X1EA | 1 | 726 | Sigma-Aldrich | SYNM111005-1EA | https://www.sigmaaldrich.com/LT/en
SYNC383240C-1EA | SYNTHWARE(R) CHROMATOGRAPHY COLUMN WIT | 1X1EA | 1 | 197 | Sigma-Aldrich | SYNC383240C-1EA | https://www.sigmaaldrich.com/LT/en
SYNM401004-1EA | SYNTHWARE(R) ALL-GLASS VACUUM/INERT GA | 1X1EA | 1 | 726 | Sigma-Aldrich | SYNM401004-1EA | https://www.sigmaaldrich.com/LT/en
SYNC391730C-1EA | SYNTHWARE(R) CHROMATOGRAPHY COLUMN WIT | 1X1EA | 1 | 129 | Sigma-Aldrich | SYNC391730C-1EA | https://www.sigmaaldrich.com/LT/en
SYNF411250-1EA | SYNTHWARE(R) TWO NECK ROUND BOTTOM FLA | 1X1EA | 1 | 52 | Sigma-Aldrich | SYNF411250-1EA | https://www.sigmaaldrich.com/LT/en
SYNC251200-1EA | SYNTHWARE(R) ALLIHN CONDENSER, JACKET | 1X1EA | 1 | 102 | Sigma-Aldrich | SYNC251200-1EA | https://www.sigmaaldrich.com/LT/en
SYNR14-1EA | SYNTHWARE(R) PTFE SEPTA FOR USE WITH G | 1X1EA | 1 | 13 | Sigma-Aldrich | SYNR14-1EA | https://www.sigmaaldrich.com/LT/en
SYNM280005-1EA | SYNTHWARE(R) ALL-GLASS VACUUM/INERT GA | 1X1EA | 1 | 883 | Sigma-Aldrich | SYNM280005-1EA | https://www.sigmaaldrich.com/LT/en
SYNF464500-1EA | SYNTHWARE(R) STORAGE FLASK WITH STANDA | 1X1EA | 1 | 114 | Sigma-Aldrich | SYNF464500-1EA | https://www.sigmaaldrich.com/LT/en
SYNA201024-1EA | SYNTHWARE(R) REDUCING ADAPTER, JOINTS: | 1X1EA | 1 | 30 | Sigma-Aldrich | SYNA201024-1EA | https://www.sigmaaldrich.com/LT/en
SYNF661405-1EA | SYNTHWARE(R) ERLENMEYER FLASK, CAPACIT | 1X1EA | 1 | 19 | Sigma-Aldrich | SYNF661405-1EA | https://www.sigmaaldrich.com/LT/en
SYNV165045-1EA | SYNTHWARE(R) VACUUM TRAP WITH SERRATED | 1X1EA | 1 | 150 | Sigma-Aldrich | SYNV165045-1EA | https://www.sigmaaldrich.com/LT/en
SYNF301910-1EA | SYNTHWARE(R) SINGLE-NECK ROUND-BOTTOM | 1X1EA | 1 | 20 | Sigma-Aldrich | SYNF301910-1EA | https://www.sigmaaldrich.com/LT/en
SYNC184463C-1EA | SYNTHWARE(R) CHROMATOGRAPHY COLUMN WIT | 1X1EA | 1 | 154 | Sigma-Aldrich | SYNC184463C-1EA | https://www.sigmaaldrich.com/LT/en
SYNF311100-1EA | SYNTHWARE(R) RECOVERY FLASK, CAPACITY: | 1X1EA | 1 | 25 | Sigma-Aldrich | SYNF311100-1EA | https://www.sigmaaldrich.com/LT/en
SYNS403445-1EA | SYNTHWARE(R) PENNYHEAD STOPPER, HOLLOW | 1X1EA | 1 | 30 | Sigma-Aldrich | SYNS403445-1EA | https://www.sigmaaldrich.com/LT/en
SYNC361725C-1EA | SYNTHWARE(R) CHROMATOGRAPHY COLUMN WIT | 1X1EA | 1 | 106 | Sigma-Aldrich | SYNC361725C-1EA | https://www.sigmaaldrich.com/LT/en
SYNC625300-1EA | SYNTHWARE(R) ALLIHN CONDENSER, JACKET | 1X1EA | 1 | 131 | Sigma-Aldrich | SYNC625300-1EA | https://www.sigmaaldrich.com/LT/en
SYNF363024M-1EA | SYNTHWARE(R) BUCHNER FUNNEL WITH INNER | 1X1EA | 1 | 115 | Sigma-Aldrich | SYNF363024M-1EA | https://www.sigmaaldrich.com/LT/en
SYNC195173-1EA | SYNTHWARE(R) CHROMATOGRAPHY COLUMN WIT | 1X1EA | 1 | 111 | Sigma-Aldrich | SYNC195173-1EA | https://www.sigmaaldrich.com/LT/en
SYNF932490-1EA | SYNTHWARE(R) FILTER FUNNEL WITH PERFOR | 1X1EA | 1 | 114 | Sigma-Aldrich | SYNF932490-1EA | https://www.sigmaaldrich.com/LT/en
SYNA691420-1EA | SYNTHWARE(R) 90 DEGREE VACUUM ADAPTER | 1X1EA | 1 | 58 | Sigma-Aldrich | SYNA691420-1EA | https://www.sigmaaldrich.com/LT/en
SYNF668000-1EA | SYNTHWARE(R) ERLENMEYER FLASK, CAPACIT | 1X1EA | 1 | 34 | Sigma-Aldrich | SYNF668000-1EA | https://www.sigmaaldrich.com/LT/en
SYNF309250-1EA | SYNTHWARE(R) SINGLE-NECK ROUND-BOTTOM | 1X1EA | 1 | 27 | Sigma-Aldrich | SYNF309250-1EA | https://www.sigmaaldrich.com/LT/en
SYNM250004-1EA | SYNTHWARE(R) ALL-GLASS VACUUM/INERT GA | 1X1EA | 1 | 728 | Sigma-Aldrich | SYNM250004-1EA | https://www.sigmaaldrich.com/LT/en
SYNF221125-1EA | SYNTHWARE(R) FOUR NECK ROUND BOTTOM FL | 1X1EA | 1 | 85 | Sigma-Aldrich | SYNF221125-1EA | https://www.sigmaaldrich.com/LT/en
SYNF311450-1EA | SYNTHWARE(R) RECOVERY FLASK, CAPACITY: | 1X1EA | 1 | 22 | Sigma-Aldrich | SYNF311450-1EA | https://www.sigmaaldrich.com/LT/en
SYNF602015F-1EA | SYNTHWARE(R) BUCHNER FUNNEL, CAPACITY: | 1X1EA | 1 | 40 | Sigma-Aldrich | SYNF602015F-1EA | https://www.sigmaaldrich.com/LT/en
SYNF984250-1EA | SYNTHWARE(R) KUDERNA-DANISH FLASK, CAP | 1X1EA | 1 | 65 | Sigma-Aldrich | SYNF984250-1EA | https://www.sigmaaldrich.com/LT/en
SYNF291275-1EA | SYNTHWARE(R) SOLVENT ADDITION FUNNEL, | 1X1EA | 1 | 53 | Sigma-Aldrich | SYNF291275-1EA | https://www.sigmaaldrich.com/LT/en
SYNF591025-1EA | SYNTHWARE(R) THREE-NECK ROUND BOTTOM F | 1X1EA | 1 | 62 | Sigma-Aldrich | SYNF591025-1EA | https://www.sigmaaldrich.com/LT/en
SYNC179110-1EA | SYNTHWARE(R) WATER JACKETED DISTILLATI | 1X1EA | 1 | 69 | Sigma-Aldrich | SYNC179110-1EA | https://www.sigmaaldrich.com/LT/en
SYNM190044-1EA | SYNTHWARE(R) VACUUM MANIFOLD WITH PTFE | 1X1EA | 1 | 368 | Sigma-Aldrich | SYNM190044-1EA | https://www.sigmaaldrich.com/LT/en
SYNA288250-1EA | SYNTHWARE(R) ANTI-SPLASH ADAPTER, CAPA | 1X1EA | 1 | 110 | Sigma-Aldrich | SYNA288250-1EA | https://www.sigmaaldrich.com/LT/en
SYNV391557-1EA | SYNTHWARE(R) VACUUM TRAP WITH #15 O-RI | 1X1EA | 1 | 313 | Sigma-Aldrich | SYNV391557-1EA | https://www.sigmaaldrich.com/LT/en
SYNF439925-1EA | SYNTHWARE(R) THREE NECK ROUND BOTTOM F | 1X1EA | 1 | 60 | Sigma-Aldrich | SYNF439925-1EA | https://www.sigmaaldrich.com/LT/en
Z740577-48EA | ALDRICH(R) ESSENTIALS BEAKER, GRIFFIN,& | 1X48EA | 1 | 177 | Sigma-Aldrich | Z740577-48EA | https://www.sigmaaldrich.com/LT/en
Z740596-12EA | ALDRICH(R) ESSENTIALS BEAKER, BERZELIU& | 1X12EA | 1 | 64 | Sigma-Aldrich | Z740596-12EA | https://www.sigmaaldrich.com/LT/en
Z740613-4EA | ALDRICH(R) ESSENTIALS BEAKER, BERZELIU& | 1X4EA | 1 | 161 | Sigma-Aldrich | Z740613-4EA | https://www.sigmaaldrich.com/LT/en
Z740630-24EA | ALDRICH(R) ESSENTIALS CRYSTALLIZING D& | 1X24EA | 1 | 394 | Sigma-Aldrich | Z740630-24EA | https://www.sigmaaldrich.com/LT/en
Z740664-24EA | ALDRICH(R) ESSENTIALS ERLENMEYER FLASK& | 1X24EA | 1 | 587 | Sigma-Aldrich | Z740664-24EA | https://www.sigmaaldrich.com/LT/en
Z740682-12EA | ALDRICH(R) ESSENTIALS FILTER FLASK, WI& | 1X12EA | 1 | 225 | Sigma-Aldrich | Z740682-12EA | https://www.sigmaaldrich.com/LT/en
Z740700-6EA | ALDRICH(R) ESSENTIALS BOILING FLASK, F& | 1X6EA | 1 | 111 | Sigma-Aldrich | Z740700-6EA | https://www.sigmaaldrich.com/LT/en
Z740702-1EA | ALDRICH(R) ESSENTIALS BOILING FLASK, F& | 1X1EA | 1 | 67 | Sigma-Aldrich | Z740702-1EA | https://www.sigmaaldrich.com/LT/en
Z740717-1EA | ALDRICH(R) ESSENTIALS BOILING FLASK, R& | 1X1EA | 1 | 45 | Sigma-Aldrich | Z740717-1EA | https://www.sigmaaldrich.com/LT/en
Z740743-1EA | ALDRICH(R) ESSENTIALS BOILING FLASK, F& | 1X1EA | 1 | 123 | Sigma-Aldrich | Z740743-1EA | https://www.sigmaaldrich.com/LT/en
Z740761-6EA | ALDRICH(R) ESSENTIALS VOLUMETRIC FLASK& | 1X6EA | 1 | 404 | Sigma-Aldrich | Z740761-6EA | https://www.sigmaaldrich.com/LT/en
Z740813-6EA | ALDRICH(R) ESSENTIALS VOLUMETRIC FLASK& | 1X6EA | 1 | 138 | Sigma-Aldrich | Z740813-6EA | https://www.sigmaaldrich.com/LT/en
Z740828-48EA | ALDRICH(R) ESSENTIALS GRADUATED CYLIND& | 1X48EA | 1 | 225 | Sigma-Aldrich | Z740828-48EA | https://www.sigmaaldrich.com/LT/en
Z740847-6EA | ALDRICH(R) ESSENTIALS GRADUATED CYLIND& | 1X6EA | 1 | 261 | Sigma-Aldrich | Z740847-6EA | https://www.sigmaaldrich.com/LT/en
Z740892-4EA | ALDRICH(R) ESSENTIALS GRADUATED CYLIND& | 1X4EA | 1 | 378 | Sigma-Aldrich | Z740892-4EA | https://www.sigmaaldrich.com/LT/en
Z740917-4EA | ALDRICH(R) ESSENTIALS GRADUATED CYLIND& | 1X4EA | 1 | 342 | Sigma-Aldrich | Z740917-4EA | https://www.sigmaaldrich.com/LT/en
Z740936-12EA | ALDRICH(R) ESSENTIALS VOLUMETRIC PIPET& | 1X12EA | 1 | 114 | Sigma-Aldrich | Z740936-12EA | https://www.sigmaaldrich.com/LT/en
Z740954-36EA | ALDRICH(R) ESSENTIALS CULTURE TUBE W/S& | 1X36EA | 1 | 159 | Sigma-Aldrich | Z740954-36EA | https://www.sigmaaldrich.com/LT/en
Z740971-36EA | ALDRICH(R) ESSENTIALS CULTURE TUBE W/S& | 1X36EA | 1 | 144 | Sigma-Aldrich | Z740971-36EA | https://www.sigmaaldrich.com/LT/en
Z740989-200EA | ALDRICH(R) ESSENTIALS TEST TUBE W/RIM,& | 1X200EA | 1 | 212 | Sigma-Aldrich | Z740989-200EA | https://www.sigmaaldrich.com/LT/en
Z741005-200EA | ALDRICH(R) ESSENTIALS TEST TUBE WO/RIM& | 1X200EA | 1 | 190 | Sigma-Aldrich | Z741005-200EA | https://www.sigmaaldrich.com/LT/en
SYNA921922-1EA | SYNTHWARE(R) VACUUM OR INERT GAS ADAPT | 1X1EA | 1 | 21 | Sigma-Aldrich | SYNA921922-1EA | https://www.sigmaaldrich.com/LT/en
SYNF608350X-1EA | SYNTHWARE(R) BUCHNER FUNNEL, CAPACITY: | 1X1EA | 1 | 115 | Sigma-Aldrich | SYNF608350X-1EA | https://www.sigmaaldrich.com/LT/en
SYNP130050C-1EA | SYNTHWARE(R) PEPTIDE SYNTHESIS VESSEL | 1X1EA | 1 | 185 | Sigma-Aldrich | SYNP130050C-1EA | https://www.sigmaaldrich.com/LT/en
SYNP150025M-1EA | SYNTHWARE(R) SYNTHESIS VESSEL WITH LOW | 1X1EA | 1 | 184 | Sigma-Aldrich | SYNP150025M-1EA | https://www.sigmaaldrich.com/LT/en
SYNF141450-1EA | SYNTHWARE(R) ROUND BOTTOM FLASK WITH T | 1X1EA | 1 | 47 | Sigma-Aldrich | SYNF141450-1EA | https://www.sigmaaldrich.com/LT/en
SYNF701420M-1EA | SYNTHWARE(R) FRITTED FILTER TUBE, DISC | 1X1EA | 1 | 113 | Sigma-Aldrich | SYNF701420M-1EA | https://www.sigmaaldrich.com/LT/en
CLS430641U-100EA | CORNING(R) 75 CM U-SHAPE CELL CULTURE & | 1X100EA | 1 | 363 | Sigma-Aldrich | CLS430641U-100EA | https://www.sigmaaldrich.com/LT/en
SYNS291018-1EA | SYNTHWARE(R) PENNYHEAD STOPPER, SOLID, | 1X1EA | 1 | 14 | Sigma-Aldrich | SYNS291018-1EA | https://www.sigmaaldrich.com/LT/en
SYNC509180-1EA | SYNTHWARE(R) LIEBIG CONDENSER WITH 8 M | 1X1EA | 1 | 104 | Sigma-Aldrich | SYNC509180-1EA | https://www.sigmaaldrich.com/LT/en
SYNF439100-1EA | SYNTHWARE(R) THREE NECK ROUND BOTTOM F | 1X1EA | 1 | 64 | Sigma-Aldrich | SYNF439100-1EA | https://www.sigmaaldrich.com/LT/en
Z740898-1EA | ALDRICH(R) ESSENTIALS GRADUATED CYLIND& | 1X1EA | 1 | 31 | Sigma-Aldrich | Z740898-1EA | https://www.sigmaaldrich.com/LT/en
SYNF304250-1EA | SYNTHWARE(R) SINGLE-NECK ROUND-BOTTOM | 1X1EA | 1 | 28 | Sigma-Aldrich | SYNF304250-1EA | https://www.sigmaaldrich.com/LT/en
SYNA412440-1EA | SYNTHWARE(R) DISTILLATION DRIP ADAPTER | 1X1EA | 1 | 36 | Sigma-Aldrich | SYNA412440-1EA | https://www.sigmaaldrich.com/LT/en
SYNA292942-1EA | SYNTHWARE(R) VACUUM OR ARGON ADAPTER W | 1X1EA | 1 | 21 | Sigma-Aldrich | SYNA292942-1EA | https://www.sigmaaldrich.com/LT/en
SYNF124300-1EA | SYNTHWARE(R) SINGLE-NECK FLAT-BOTTOM | 1X1EA | 1 | 32 | Sigma-Aldrich | SYNF124300-1EA | https://www.sigmaaldrich.com/LT/en
SYNA551922-1EA | SYNTHWARE(R) DISTILLATION DISTRIBUTION | 1X1EA | 1 | 58 | Sigma-Aldrich | SYNA551922-1EA | https://www.sigmaaldrich.com/LT/en
SYNF901425G-1EA | SYNTHWARE(R) PEAR-SHAPED SCHLENK FLASK & | 1X1EA | 1 | 73 | Sigma-Aldrich | SYNF901425G-1EA | https://www.sigmaaldrich.com/LT/en
SYNA491420-1EA | SYNTHWARE(R) VACUUM DISTILLING ADAPTER | 1X1EA | 1 | 78 | Sigma-Aldrich | SYNA491420-1EA | https://www.sigmaaldrich.com/LT/en
SYNF414250-1EA | SYNTHWARE(R) TWO NECK ROUND BOTTOM FLA | 1X1EA | 1 | 69 | Sigma-Aldrich | SYNF414250-1EA | https://www.sigmaaldrich.com/LT/en
SYNP160001-1EA | SYNTHWARE(R) CYLINDRICAL PRESSURE VESS | 1X1EA | 1 | 56 | Sigma-Aldrich | SYNP160001-1EA | https://www.sigmaaldrich.com/LT/en
SYNF304200-1EA | SYNTHWARE(R) SINGLE-NECK ROUND-BOTTOM | 1X1EA | 1 | 26 | Sigma-Aldrich | SYNF304200-1EA | https://www.sigmaaldrich.com/LT/en
SYNK151410-1EA | SYNTHWARE(R) MICROSCALE ORGANIC CHEMIS | 1X1EA | 1 | 394 | Sigma-Aldrich | SYNK151410-1EA | https://www.sigmaaldrich.com/LT/en
SYNF909100G-1EA | SYNTHWARE(R) PEAR-SHAPED SCHLENK FLASK & | 1X1EA | 1 | 84 | Sigma-Aldrich | SYNF909100G-1EA | https://www.sigmaaldrich.com/LT/en
SYNDF302425-1EA | SYNTHWARE(R) ROUND BOTTOM LONG NECK FL | 1X1EA | 1 | 26 | Sigma-Aldrich | SYNDF302425-1EA | https://www.sigmaaldrich.com/LT/en
SYNA841420-1EA | SYNTHWARE(R) VACUUM FILTRATION ADAPTER | 1X1EA | 1 | 41 | Sigma-Aldrich | SYNA841420-1EA | https://www.sigmaaldrich.com/LT/en
SYNC396060C-1EA | SYNTHWARE(R) CHROMATOGRAPHY COLUMN WIT | 1X1EA | 1 | 278 | Sigma-Aldrich | SYNC396060C-1EA | https://www.sigmaaldrich.com/LT/en
SYNF291975-1EA | SYNTHWARE(R) SOLVENT ADDITION FUNNEL, | 1X1EA | 1 | 58 | Sigma-Aldrich | SYNF291975-1EA | https://www.sigmaaldrich.com/LT/en
SYNP14005M-1EA | SYNTHWARE(R) PEPTIDE SYNTHESIS VESSEL | 1X1EA | 1 | 209 | Sigma-Aldrich | SYNP14005M-1EA | https://www.sigmaaldrich.com/LT/en
SYNS580012-1EA | SYNTHWARE(R) 3-WAY HIGH VACUUM VALVE, | 1X1EA | 1 | 229 | Sigma-Aldrich | SYNS580012-1EA | https://www.sigmaaldrich.com/LT/en
SYNF68272L-1EA | SYNTHWARE(R) SURE-GRIP SEPARATORY FUNN | 1X1EA | 1 | 237 | Sigma-Aldrich | SYNF68272L-1EA | https://www.sigmaaldrich.com/LT/en
Z740712-1EA | ALDRICH(R) ESSENTIALS BOILING FLASK, R& | 1X1EA | 1 | 31 | Sigma-Aldrich | Z740712-1EA | https://www.sigmaaldrich.com/LT/en
SYND290170-1EA | SYNTHWARE(R) CRYSTALLIZING DISH WITH S | 1X1EA | 1 | 28 | Sigma-Aldrich | SYND290170-1EA | https://www.sigmaaldrich.com/LT/en
SYNC184461-1EA | SYNTHWARE(R) CHROMATOGRAPHY COLUMN WIT | 1X1EA | 1 | 116 | Sigma-Aldrich | SYNC184461-1EA | https://www.sigmaaldrich.com/LT/en
SYNC373240-1EA | SYNTHWARE(R) CHROMATOGRAPHY COLUMN WIT | 1X1EA | 1 | 183 | Sigma-Aldrich | SYNC373240-1EA | https://www.sigmaaldrich.com/LT/en
SYNF67241L-1EA | SYNTHWARE(R) PRESSURE EQUALIZING ADDIT | 1X1EA | 1 | 340 | Sigma-Aldrich | SYNF67241L-1EA | https://www.sigmaaldrich.com/LT/en
SYNF124100-1EA | SYNTHWARE(R) SINGLE-NECK FLAT-BOTTOM | 1X1EA | 1 | 31 | Sigma-Aldrich | SYNF124100-1EA | https://www.sigmaaldrich.com/LT/en
SYNF363014M-1EA | SYNTHWARE(R) BUCHNER FUNNEL WITH INNER | 1X1EA | 1 | 79 | Sigma-Aldrich | SYNF363014M-1EA | https://www.sigmaaldrich.com/LT/en
Z740555-48EA | ALDRICH(R) ESSENTIALS BEAKER, GRIFFIN,& | 1X48EA | 1 | 178 | Sigma-Aldrich | Z740555-48EA | https://www.sigmaaldrich.com/LT/en
Z740572-12EA | ALDRICH(R) ESSENTIALS BEAKER, GRIFFIN,& | 1X12EA | 1 | 54 | Sigma-Aldrich | Z740572-12EA | https://www.sigmaaldrich.com/LT/en
Z740583-6EA | ALDRICH(R) ESSENTIALS BEAKER, GRIFFIN,& | 1X6EA | 1 | 61 | Sigma-Aldrich | Z740583-6EA | https://www.sigmaaldrich.com/LT/en
Z740591-1EA | ALDRICH(R) ESSENTIALS BEAKER, GRIFFIN,& | 1X1EA | 1 | 587 | Sigma-Aldrich | Z740591-1EA | https://www.sigmaaldrich.com/LT/en
Z740601-48EA | ALDRICH(R) ESSENTIALS BEAKER, BERZELIU& | 1X48EA | 1 | 285 | Sigma-Aldrich | Z740601-48EA | https://www.sigmaaldrich.com/LT/en
Z740609-6EA | ALDRICH(R) ESSENTIALS BEAKER, BERZELIU& | 1X6EA | 1 | 67 | Sigma-Aldrich | Z740609-6EA | https://www.sigmaaldrich.com/LT/en
Z740620-24EA | ALDRICH(R) ESSENTIALS PETRI DISH, SODA& | 1X24EA | 1 | 119 | Sigma-Aldrich | Z740620-24EA | https://www.sigmaaldrich.com/LT/en
Z740636-6EA | ALDRICH(R) ESSENTIALS CRYSTALLIZING DI& | 1X6EA | 1 | 119 | Sigma-Aldrich | Z740636-6EA | https://www.sigmaaldrich.com/LT/en
Z740644-1EA | ALDRICH(R) ESSENTIALS DESICCATOR, ID X& | 1X1EA | 1 | 470 | Sigma-Aldrich | Z740644-1EA | https://www.sigmaaldrich.com/LT/en
Z740652-12EA | ALDRICH(R) ESSENTIALS ERLENMEYER FLASK& | 1X12EA | 1 | 68 | Sigma-Aldrich | Z740652-12EA | https://www.sigmaaldrich.com/LT/en
Z740657-24EA | ALDRICH(R) ESSENTIALS ERLENMEYER FLASK& | 1X24EA | 1 | 237 | Sigma-Aldrich | Z740657-24EA | https://www.sigmaaldrich.com/LT/en
Z740660-8EA | ALDRICH(R) ESSENTIALS ERLENMEYER FLASK& | 1X8EA | 1 | 188 | Sigma-Aldrich | Z740660-8EA | https://www.sigmaaldrich.com/LT/en
Z740670-6EA | ALDRICH(R) ESSENTIALS ERLENMEYER FLASK& | 1X6EA | 1 | 150 | Sigma-Aldrich | Z740670-6EA | https://www.sigmaaldrich.com/LT/en
Z740678-12EA | ALDRICH(R) ESSENTIALS FILTER FLASK, WI& | 1X12EA | 1 | 120 | Sigma-Aldrich | Z740678-12EA | https://www.sigmaaldrich.com/LT/en
Z740696-1EA | ALDRICH(R) ESSENTIALS BOILING FLASK, R& | 1X1EA | 1 | 120 | Sigma-Aldrich | Z740696-1EA | https://www.sigmaaldrich.com/LT/en
Z740706-1EA | ALDRICH(R) ESSENTIALS BOILING FLASK, R& | 1X1EA | 1 | 31 | Sigma-Aldrich | Z740706-1EA | https://www.sigmaaldrich.com/LT/en
Z740715-1EA | ALDRICH(R) ESSENTIALS BOILING FLASK, R& | 1X1EA | 1 | 40 | Sigma-Aldrich | Z740715-1EA | https://www.sigmaaldrich.com/LT/en
Z740723-1EA | ALDRICH(R) ESSENTIALS BOILING FLASK, F& | 1X1EA | 1 | 49 | Sigma-Aldrich | Z740723-1EA | https://www.sigmaaldrich.com/LT/en
Z740740-1EA | ALDRICH(R) ESSENTIALS BOILING FLASK, F& | 1X1EA | 1 | 45 | Sigma-Aldrich | Z740740-1EA | https://www.sigmaaldrich.com/LT/en
Z740749-6EA | ALDRICH(R) ESSENTIALS VOLUMETRIC FLASK& | 1X6EA | 1 | 209 | Sigma-Aldrich | Z740749-6EA | https://www.sigmaaldrich.com/LT/en
Z740767-12EA | ALDRICH(R) ESSENTIALS VOLUMETRIC FLASK& | 1X12EA | 1 | 318 | Sigma-Aldrich | Z740767-12EA | https://www.sigmaaldrich.com/LT/en
Z740775-6EA | ALDRICH(R) ESSENTIALS VOLUMETRIC FLASK& | 1X6EA | 1 | 192 | Sigma-Aldrich | Z740775-6EA | https://www.sigmaaldrich.com/LT/en
Z740785-4EA | ALDRICH(R) ESSENTIALS VOLUMETRIC FLASK& | 1X4EA | 1 | 307 | Sigma-Aldrich | Z740785-4EA | https://www.sigmaaldrich.com/LT/en
Z740818-12EA | ALDRICH(R) ESSENTIALS VOLUMETRIC FLASK& | 1X12EA | 1 | 470 | Sigma-Aldrich | Z740818-12EA | https://www.sigmaaldrich.com/LT/en
Z740825-1EA | ALDRICH(R) ESSENTIALS VOLUMETRIC FLASK& | 1X1EA | 1 | 46 | Sigma-Aldrich | Z740825-1EA | https://www.sigmaaldrich.com/LT/en
Z740834-6EA | ALDRICH(R) ESSENTIALS GRADUATED CYLIND& | 1X6EA | 1 | 49 | Sigma-Aldrich | Z740834-6EA | https://www.sigmaaldrich.com/LT/en
Z740842-6EA | ALDRICH(R) ESSENTIALS GRADUATED CYLIND& | 1X6EA | 1 | 222 | Sigma-Aldrich | Z740842-6EA | https://www.sigmaaldrich.com/LT/en
Z740852-1EA | ALDRICH(R) ESSENTIALS GRADUATED CYLIND& | 1X1EA | 1 | 96 | Sigma-Aldrich | Z740852-1EA | https://www.sigmaaldrich.com/LT/en
Z740860-1EA | ALDRICH(R) ESSENTIALS GRADUATED CYLIND& | 1X1EA | 1 | 38 | Sigma-Aldrich | Z740860-1EA | https://www.sigmaaldrich.com/LT/en
Z740880-6EA | ALDRICH(R) ESSENTIALS GRADUATED CYLIND& | 1X6EA | 1 | 123 | Sigma-Aldrich | Z740880-6EA | https://www.sigmaaldrich.com/LT/en
Z740887-6EA | ALDRICH(R) ESSENTIALS GRADUATED CYLIND& | 1X6EA | 1 | 261 | Sigma-Aldrich | Z740887-6EA | https://www.sigmaaldrich.com/LT/en
Z740924-12EA | ALDRICH(R) ESSENTIALS VOLUMETRIC PIPET& | 1X12EA | 1 | 114 | Sigma-Aldrich | Z740924-12EA | https://www.sigmaaldrich.com/LT/en
Z740932-12EA | ALDRICH(R) ESSENTIALS VOLUMETRIC PIPET& | 1X12EA | 1 | 114 | Sigma-Aldrich | Z740932-12EA | https://www.sigmaaldrich.com/LT/en
Z740941-288EA | ALDRICH(R) ESSENTIALS CULTURE TUBE W/S& | 1X288EA | 1 | 628 | Sigma-Aldrich | Z740941-288EA | https://www.sigmaaldrich.com/LT/en
Z740949-48EA | ALDRICH(R) ESSENTIALS CULTURE TUBE W/S& | 1X48EA | 1 | 173 | Sigma-Aldrich | Z740949-48EA | https://www.sigmaaldrich.com/LT/en
Z740959-288EA | ALDRICH(R) ESSENTIALS CULTURE TUBE W/S& | 1X288EA | 1 | 599 | Sigma-Aldrich | Z740959-288EA | https://www.sigmaaldrich.com/LT/en
Z740984-200EA | ALDRICH(R) ESSENTIALS TEST TUBE W/RIM,& | 1X200EA | 1 | 123 | Sigma-Aldrich | Z740984-200EA | https://www.sigmaaldrich.com/LT/en
Z740995-50EA | ALDRICH(R) ESSENTIALS TEST TUBE W/RIM,& | 1X50EA | 1 | 109 | Sigma-Aldrich | Z740995-50EA | https://www.sigmaaldrich.com/LT/en
Z741003-200EA | ALDRICH(R) ESSENTIALS TEST TUBE WO/RIM& | 1X200EA | 1 | 120 | Sigma-Aldrich | Z741003-200EA | https://www.sigmaaldrich.com/LT/en
Z741010-50EA | ALDRICH(R) ESSENTIALS TEST TUBE WO/RIM& | 1X50EA | 1 | 108 | Sigma-Aldrich | Z741010-50EA | https://www.sigmaaldrich.com/LT/en
SYNP140025M-1EA | SYNTHWARE(R) PEPTIDE SYNTHESIS VESSEL | 1X1EA | 1 | 193 | Sigma-Aldrich | SYNP140025M-1EA | https://www.sigmaaldrich.com/LT/en
SYNF301950-1EA | SYNTHWARE(R) SINGLE-NECK ROUND-BOTTOM | 1X1EA | 1 | 20 | Sigma-Aldrich | SYNF301950-1EA | https://www.sigmaaldrich.com/LT/en
SYNC366060-1EA | SYNTHWARE(R) CHROMATOGRAPHY COLUMN WIT | 1X1EA | 1 | 205 | Sigma-Aldrich | SYNC366060-1EA | https://www.sigmaaldrich.com/LT/en
SYNF472950-1EA | SYNTHWARE(R) SQUIBB-STYLE SEPARATORY F | 1X1EA | 1 | 142 | Sigma-Aldrich | SYNF472950-1EA | https://www.sigmaaldrich.com/LT/en
SYNA451922-1EA | SYNTHWARE(R) INLET/THERMOMETER ADAPTER | 1X1EA | 1 | 17 | Sigma-Aldrich | SYNA451922-1EA | https://www.sigmaaldrich.com/LT/en
SYNF304000-1EA | SYNTHWARE(R) SINGLE-NECK ROUND-BOTTOM | 1X1EA | 1 | 39 | Sigma-Aldrich | SYNF304000-1EA | https://www.sigmaaldrich.com/LT/en
SYNF891450-1EA | SYNTHWARE(R) REACTION TUBE WITH GLASS | 1X1EA | 1 | 85 | Sigma-Aldrich | SYNF891450-1EA | https://www.sigmaaldrich.com/LT/en
SYNF459125A-1EA | SYNTHWARE(R) SQUIBB-STYLE SEPARATORY F | 1X1EA | 1 | 112 | Sigma-Aldrich | SYNF459125A-1EA | https://www.sigmaaldrich.com/LT/en
SYND371418-1EA | SYNTHWARE(R) VACUUM JACKETED VIGREUX S | 1X1EA | 1 | 343 | Sigma-Aldrich | SYND371418-1EA | https://www.sigmaaldrich.com/LT/en
Z740559-48EA | ALDRICH(R) ESSENTIALS BEAKER, GRIFFIN,& | 1X48EA | 1 | 190 | Sigma-Aldrich | Z740559-48EA | https://www.sigmaaldrich.com/LT/en
Z740588-1EA | ALDRICH(R) ESSENTIALS BEAKER, GRIFFIN,& | 1X1EA | 1 | 41 | Sigma-Aldrich | Z740588-1EA | https://www.sigmaaldrich.com/LT/en
Z740605-24EA | ALDRICH(R) ESSENTIALS BEAKER, BERZELIU& | 1X24EA | 1 | 210 | Sigma-Aldrich | Z740605-24EA | https://www.sigmaaldrich.com/LT/en
Z740625-6EA | ALDRICH(R) ESSENTIALS CRYSTALLIZING D& | 1X6EA | 1 | 97 | Sigma-Aldrich | Z740625-6EA | https://www.sigmaaldrich.com/LT/en
Z740641-6EA | ALDRICH(R) ESSENTIALS EVAPORATING DIS& | 1X6EA | 1 | 111 | Sigma-Aldrich | Z740641-6EA | https://www.sigmaaldrich.com/LT/en
Z740656-6EA | ALDRICH(R) ESSENTIALS ERLENMEYER FLASK& | 1X6EA | 1 | 41 | Sigma-Aldrich | Z740656-6EA | https://www.sigmaaldrich.com/LT/en
Z740674-6EA | ALDRICH(R) ESSENTIALS ERLENMEYER FLASK& | 1X6EA | 1 | 154 | Sigma-Aldrich | Z740674-6EA | https://www.sigmaaldrich.com/LT/en
Z740710-1EA | ALDRICH(R) ESSENTIALS BOILING FLASK, R& | 1X1EA | 1 | 45 | Sigma-Aldrich | Z740710-1EA | https://www.sigmaaldrich.com/LT/en
Z740727-1EA | ALDRICH(R) ESSENTIALS BOILING FLASK, F& | 1X1EA | 1 | 44 | Sigma-Aldrich | Z740727-1EA | https://www.sigmaaldrich.com/LT/en
Z740771-12EA | ALDRICH(R) ESSENTIALS VOLUMETRIC FLASK& | 1X12EA | 1 | 352 | Sigma-Aldrich | Z740771-12EA | https://www.sigmaaldrich.com/LT/en
Z740822-12EA | ALDRICH(R) ESSENTIALS VOLUMETRIC FLASK& | 1X12EA | 1 | 431 | Sigma-Aldrich | Z740822-12EA | https://www.sigmaaldrich.com/LT/en
Z740839-6EA | ALDRICH(R) ESSENTIALS GRADUATED CYLIND& | 1X6EA | 1 | 74 | Sigma-Aldrich | Z740839-6EA | https://www.sigmaaldrich.com/LT/en
Z740912-1EA | ALDRICH(R) ESSENTIALS GRADUATED CYLIND& | 1X1EA | 1 | 34 | Sigma-Aldrich | Z740912-1EA | https://www.sigmaaldrich.com/LT/en
Z740929-12EA | ALDRICH(R) ESSENTIALS VOLUMETRIC PIPET& | 1X12EA | 1 | 126 | Sigma-Aldrich | Z740929-12EA | https://www.sigmaaldrich.com/LT/en
Z740946-192EA | ALDRICH(R) ESSENTIALS CULTURE TUBE W/S& | 1X192EA | 1 | 616 | Sigma-Aldrich | Z740946-192EA | https://www.sigmaaldrich.com/LT/en
Z740963-192EA | ALDRICH(R) ESSENTIALS CULTURE TUBE W/S& | 1X192EA | 1 | 493 | Sigma-Aldrich | Z740963-192EA | https://www.sigmaaldrich.com/LT/en
Z740981-50EA | ALDRICH(R) ESSENTIALS TEST TUBE W/RIM,& | 1X50EA | 1 | 31 | Sigma-Aldrich | Z740981-50EA | https://www.sigmaaldrich.com/LT/en
Z740999-50EA | ALDRICH(R) ESSENTIALS TEST TUBE WO/RIM& | 1X50EA | 1 | 25 | Sigma-Aldrich | Z740999-50EA | https://www.sigmaaldrich.com/LT/en
Z741014-10EA | ALDRICH(R) ESSENTIALS ROUND MEDIA STOR& | 1X10EA | 1 | 148 | Sigma-Aldrich | Z741014-10EA | https://www.sigmaaldrich.com/LT/en
Z740854-1EA | ALDRICH(R) ESSENTIALS GRADUATED CYLIND& | 1X1EA | 1 | 130 | Sigma-Aldrich | Z740854-1EA | https://www.sigmaaldrich.com/LT/en
Z740899-12EA | ALDRICH(R) ESSENTIALS GRADUATED CYLIND& | 1X12EA | 1 | 289 | Sigma-Aldrich | Z740899-12EA | https://www.sigmaaldrich.com/LT/en
Z740925-12EA | ALDRICH(R) ESSENTIALS VOLUMETRIC PIPET& | 1X12EA | 1 | 114 | Sigma-Aldrich | Z740925-12EA | https://www.sigmaaldrich.com/LT/en
Z740943-72EA | ALDRICH(R) ESSENTIALS CULTURE TUBE W/S& | 1X72EA | 1 | 173 | Sigma-Aldrich | Z740943-72EA | https://www.sigmaaldrich.com/LT/en
Z740960-72EA | ALDRICH(R) ESSENTIALS CULTURE TUBE W/S& | 1X72EA | 1 | 166 | Sigma-Aldrich | Z740960-72EA | https://www.sigmaaldrich.com/LT/en
Z740996-200EA | ALDRICH(R) ESSENTIALS TEST TUBE WO/RIM& | 1X200EA | 1 | 87 | Sigma-Aldrich | Z740996-200EA | https://www.sigmaaldrich.com/LT/en
Z741011-10EA | ALDRICH(R) ESSENTIALS ROUND MEDIA STOR& | 1X10EA | 1 | 98 | Sigma-Aldrich | Z741011-10EA | https://www.sigmaaldrich.com/LT/en
SYNF791100-1EA | SYNTHWARE(R) MODIFIED EVAPORATION FLAS | 1X1EA | 1 | 26 | Sigma-Aldrich | SYNF791100-1EA | https://www.sigmaaldrich.com/LT/en
SYNC371740-1EA | SYNTHWARE(R) CHROMATOGRAPHY COLUMN WIT | 1X1EA | 1 | 129 | Sigma-Aldrich | SYNC371740-1EA | https://www.sigmaaldrich.com/LT/en
SYNC264175-1EA | SYNTHWARE(R) COIL-STYLE REFLUX CONDENS | 1X1EA | 1 | 188 | Sigma-Aldrich | SYNC264175-1EA | https://www.sigmaaldrich.com/LT/en
SYNA501420-1EA | SYNTHWARE(R) GAS INLET ADAPTER, JOINT: | 1X1EA | 1 | 22 | Sigma-Aldrich | SYNA501420-1EA | https://www.sigmaaldrich.com/LT/en
SYNC264225-1EA | SYNTHWARE(R) COIL-STYLE REFLUX CONDENS | 1X1EA | 1 | 200 | Sigma-Aldrich | SYNC264225-1EA | https://www.sigmaaldrich.com/LT/en
SYNF308100-1EA | SYNTHWARE(R) SINGLE-NECK ROUND-BOTTOM | 1X1EA | 1 | 25 | Sigma-Aldrich | SYNF308100-1EA | https://www.sigmaaldrich.com/LT/en
SYNF580850-1EA | SYNTHWARE(R) STORAGE TUBE WITH HIGH VA | 1X1EA | 1 | 119 | Sigma-Aldrich | SYNF580850-1EA | https://www.sigmaaldrich.com/LT/en
SYNF588100-1EA | SYNTHWARE(R) STORAGE TUBE WITH HIGH VA | 1X1EA | 1 | 123 | Sigma-Aldrich | SYNF588100-1EA | https://www.sigmaaldrich.com/LT/en
SYNP150100M-1EA | SYNTHWARE(R) SYNTHESIS VESSEL WITH LOW | 1X1EA | 1 | 234 | Sigma-Aldrich | SYNP150100M-1EA | https://www.sigmaaldrich.com/LT/en
SYNA391420-1EA | SYNTHWARE(R) TRANSFER VALVE ADAPTER, J | 1X1EA | 1 | 120 | Sigma-Aldrich | SYNA391420-1EA | https://www.sigmaaldrich.com/LT/en
SYNA951922-1EA | SYNTHWARE(R) VACUUM OR INERT GAS ADAPT | 1X1EA | 1 | 21 | Sigma-Aldrich | SYNA951922-1EA | https://www.sigmaaldrich.com/LT/en
SYNC204400-1EA | SYNTHWARE(R) LIEBIG CONDENSER WITH 10 | 1X1EA | 1 | 110 | Sigma-Aldrich | SYNC204400-1EA | https://www.sigmaaldrich.com/LT/en
SYNC204200-1EA | SYNTHWARE(R) LIEBIG CONDENSER WITH 10 | 1X1EA | 1 | 100 | Sigma-Aldrich | SYNC204200-1EA | https://www.sigmaaldrich.com/LT/en
SYNM181004-1EA | SYNTHWARE(R) ALL-GLASS VACUUM/INERT GA | 1X1EA | 1 | 726 | Sigma-Aldrich | SYNM181004-1EA | https://www.sigmaaldrich.com/LT/en
SYNF31291L-1EA | SYNTHWARE(R) RECOVERY FLASK, CAPACITY: | 1X1EA | 1 | 68 | Sigma-Aldrich | SYNF31291L-1EA | https://www.sigmaaldrich.com/LT/en
SYNA842415-1EA | SYNTHWARE(R) VACUUM FILTRATION ADAPTER | 1X1EA | 1 | 57 | Sigma-Aldrich | SYNA842415-1EA | https://www.sigmaaldrich.com/LT/en
SYNF341105-1EA | SYNTHWARE(R) TWO NECK PEAR SHAPED FLAS | 1X1EA | 1 | 44 | Sigma-Aldrich | SYNF341105-1EA | https://www.sigmaaldrich.com/LT/en
SYNC374640-1EA | SYNTHWARE(R) CHROMATOGRAPHY COLUMN WIT | 1X1EA | 1 | 224 | Sigma-Aldrich | SYNC374640-1EA | https://www.sigmaaldrich.com/LT/en
SYNF319100-1EA | SYNTHWARE(R) RECOVERY FLASK, CAPACITY: | 1X1EA | 1 | 25 | Sigma-Aldrich | SYNF319100-1EA | https://www.sigmaaldrich.com/LT/en
SYNA771410-1EA | SYNTHWARE(R) INLET/THERMOMETER ADAPTER | 1X1EA | 1 | 25 | Sigma-Aldrich | SYNA771410-1EA | https://www.sigmaaldrich.com/LT/en
SYNF301500-1EA | SYNTHWARE(R) SINGLE-NECK ROUND-BOTTOM | 1X1EA | 1 | 33 | Sigma-Aldrich | SYNF301500-1EA | https://www.sigmaaldrich.com/LT/en
SYNV200100-1EA | SYNTHWARE(R) MICRO DEWAR VACUUM TRAP, | 1X1EA | 1 | 265 | Sigma-Aldrich | SYNV200100-1EA | https://www.sigmaaldrich.com/LT/en
SYNC1301-1EA | SYNTHWARE(R) CHROMATOGRAPHY FLOW CONTR | 1X1EA | 1 | 104 | Sigma-Aldrich | SYNC1301-1EA | https://www.sigmaaldrich.com/LT/en
SYNA284250-1EA | SYNTHWARE(R) ANTI-SPLASH ADAPTER, CAPA | 1X1EA | 1 | 107 | Sigma-Aldrich | SYNA284250-1EA | https://www.sigmaaldrich.com/LT/en
SYNF461010-1EA | SYNTHWARE(R) STORAGE FLASK WITH STANDA | 1X1EA | 1 | 79 | Sigma-Aldrich | SYNF461010-1EA | https://www.sigmaaldrich.com/LT/en
SYNS144125-1EA | SYNTHWARE(R) SOLVENT STILL HEAD WITH B | 1X1EA | 1 | 525 | Sigma-Aldrich | SYNS144125-1EA | https://www.sigmaaldrich.com/LT/en
SYNP170005-1EA | SYNTHWARE(R) ROUND BOTTOM PRESSURE VES | 1X1EA | 1 | 97 | Sigma-Aldrich | SYNP170005-1EA | https://www.sigmaaldrich.com/LT/en
SYNM131604-1EA | SYNTHWARE(R) #15 O-RING JOINT TO HOSE | 1X1EA | 1 | 21 | Sigma-Aldrich | SYNM131604-1EA | https://www.sigmaaldrich.com/LT/en
SYNS134500-1EA | SYNTHWARE(R) REPURIFICATION SOLVENT ST | 1X1EA | 1 | 411 | Sigma-Aldrich | SYNS134500-1EA | https://www.sigmaaldrich.com/LT/en
SYNC414500-1EA | SYNTHWARE(R) CHROMATOGRAPHY RESERVOIR | 1X1EA | 1 | 79 | Sigma-Aldrich | SYNC414500-1EA | https://www.sigmaaldrich.com/LT/en
SYNC396020C-1EA | SYNTHWARE(R) CHROMATOGRAPHY COLUMN WIT | 1X1EA | 1 | 191 | Sigma-Aldrich | SYNC396020C-1EA | https://www.sigmaaldrich.com/LT/en
SYNF601002M-1EA | SYNTHWARE(R) BUCHNER FUNNEL, CAPACITY: | 1X1EA | 1 | 34 | Sigma-Aldrich | SYNF601002M-1EA | https://www.sigmaaldrich.com/LT/en
SYNA322440-1EA | SYNTHWARE(R) VACUUM ADAPTER, JOINT: 24 | 1X1EA | 1 | 24 | Sigma-Aldrich | SYNA322440-1EA | https://www.sigmaaldrich.com/LT/en
SYNF44842L-1EA | SYNTHWARE(R) THREE NECK ROUND BOTTOM F | 1X1EA | 1 | 172 | Sigma-Aldrich | SYNF44842L-1EA | https://www.sigmaaldrich.com/LT/en
SYNF124250-1EA | SYNTHWARE(R) SINGLE-NECK FLAT-BOTTOM | 1X1EA | 1 | 32 | Sigma-Aldrich | SYNF124250-1EA | https://www.sigmaaldrich.com/LT/en
SYNF966024-1EA | SYNTHWARE(R)BUCHNER FUNNEL WITH PERFOR | 1X1EA | 1 | 196 | Sigma-Aldrich | SYNF966024-1EA | https://www.sigmaaldrich.com/LT/en
SYNC574200-1EA | SYNTHWARE(R) WATER JACKETED DISTILLATI | 1X1EA | 1 | 83 | Sigma-Aldrich | SYNC574200-1EA | https://www.sigmaaldrich.com/LT/en
SYNF901950-1EA | SYNTHWARE(R) PEAR-SHAPED SCHLENK FLASK & | 1X1EA | 1 | 83 | Sigma-Aldrich | SYNF901950-1EA | https://www.sigmaaldrich.com/LT/en
SYNB300125C-1EA | SYNTHWARE(R) GAS WASHING BOTTLE WITH F | 1X1EA | 1 | 200 | Sigma-Aldrich | SYNB300125C-1EA | https://www.sigmaaldrich.com/LT/en
SYNF301250-1EA | SYNTHWARE(R) SINGLE-NECK ROUND-BOTTOM | 1X1EA | 1 | 27 | Sigma-Aldrich | SYNF301250-1EA | https://www.sigmaaldrich.com/LT/en
SYNA901420-1EA | SYNTHWARE(R) CLAISEN DISTILLATION ADAP | 1X1EA | 1 | 77 | Sigma-Aldrich | SYNA901420-1EA | https://www.sigmaaldrich.com/LT/en
SYNS112425-1EA | SYNTHWARE(R) PTFE STOPPER WITH HANDLE, | 1X1EA | 1 | 46 | Sigma-Aldrich | SYNS112425-1EA | https://www.sigmaaldrich.com/LT/en
SYNF221250-1EA | SYNTHWARE(R) FOUR NECK ROUND BOTTOM FL | 1X1EA | 1 | 90 | Sigma-Aldrich | SYNF221250-1EA | https://www.sigmaaldrich.com/LT/en
SYNS322044-1EA | SYNTHWARE(R) STRAIGHT BORE GLASS STOPC | 1X1EA | 1 | 67 | Sigma-Aldrich | SYNS322044-1EA | https://www.sigmaaldrich.com/LT/en
SYNF321225L-1EA | SYNTHWARE(R) PEAR SHAPED FLASK, CAPACI | 1X1EA | 1 | 22 | Sigma-Aldrich | SYNF321225L-1EA | https://www.sigmaaldrich.com/LT/en
SYNS401018-1EA | SYNTHWARE(R) PENNYHEAD STOPPER, HOLLOW | 1X1EA | 1 | 15 | Sigma-Aldrich | SYNS401018-1EA | https://www.sigmaaldrich.com/LT/en
SYNF318100-1EA | SYNTHWARE(R) RECOVERY FLASK, CAPACITY: | 1X1EA | 1 | 28 | Sigma-Aldrich | SYNF318100-1EA | https://www.sigmaaldrich.com/LT/en
SYNA842440-1EA | SYNTHWARE(R) VACUUM FILTRATION ADAPTER | 1X1EA | 1 | 58 | Sigma-Aldrich | SYNA842440-1EA | https://www.sigmaaldrich.com/LT/en
SYNM350004-1EA | SYNTHWARE(R) DOUBLE MANIFOLD WITH LEFT | 1X1EA | 1 | 571 | Sigma-Aldrich | SYNM350004-1EA | https://www.sigmaaldrich.com/LT/en
SYND290700-1EA | SYNTHWARE(R) CRYSTALLIZING DISH WITH S | 1X1EA | 1 | 37 | Sigma-Aldrich | SYND290700-1EA | https://www.sigmaaldrich.com/LT/en
SYND272440-1EA | SYNTHWARE(R) DISTILLATION DISTRIBUTION | 1X1EA | 1 | 114 | Sigma-Aldrich | SYND272440-1EA | https://www.sigmaaldrich.com/LT/en
SYNF454250-1EA | SYNTHWARE(R) SQUIBB-STYLE SEPARATORY F | 1X1EA | 1 | 135 | Sigma-Aldrich | SYNF454250-1EA | https://www.sigmaaldrich.com/LT/en
SYNF451010-1EA | SYNTHWARE(R) SQUIBB-STYLE SEPARATORY F | 1X1EA | 1 | 114 | Sigma-Aldrich | SYNF451010-1EA | https://www.sigmaaldrich.com/LT/en
SYNF221100-1EA | SYNTHWARE(R) FOUR NECK ROUND BOTTOM FL | 1X1EA | 1 | 88 | Sigma-Aldrich | SYNF221100-1EA | https://www.sigmaaldrich.com/LT/en
SYNM164380-1EA | SYNTHWARE(R) SOLVENT TRANSFER MANIFOLD | 1X1EA | 1 | 147 | Sigma-Aldrich | SYNM164380-1EA | https://www.sigmaaldrich.com/LT/en
SYNF44242L-1EA | SYNTHWARE(R) THREE NECK ROUND BOTTOM F | 1X1EA | 1 | 170 | Sigma-Aldrich | SYNF44242L-1EA | https://www.sigmaaldrich.com/LT/en
SYNH200003-1EA | SYNTHWARE(R) ALUMINUM HEAT TRANSFER BL | 1X1EA | 1 | 63 | Sigma-Aldrich | SYNH200003-1EA | https://www.sigmaaldrich.com/LT/en
SYNF527500-1EA | SYNTHWARE(R) SINGLE-NECK ROUND-BOTTOM | 1X1EA | 1 | 34 | Sigma-Aldrich | SYNF527500-1EA | https://www.sigmaaldrich.com/LT/en
SYNS735060-1EA | SYNTHWARE(R) SUBLIMATOR, COMPLETE, CAP | 1X1EA | 1 | 400 | Sigma-Aldrich | SYNS735060-1EA | https://www.sigmaaldrich.com/LT/en
SYNE103424-1EA | SYNTHWARE(R) SOXHLET EXTRACTOR BODY, U | 1X1EA | 1 | 140 | Sigma-Aldrich | SYNE103424-1EA | https://www.sigmaaldrich.com/LT/en
SYNC381740-1EA | SYNTHWARE(R) CHROMATOGRAPHY COLUMN WIT | 1X1EA | 1 | 129 | Sigma-Aldrich | SYNC381740-1EA | https://www.sigmaaldrich.com/LT/en
SYNF602015C-1EA | SYNTHWARE(R) BUCHNER FUNNEL, CAPACITY: | 1X1EA | 1 | 38 | Sigma-Aldrich | SYNF602015C-1EA | https://www.sigmaaldrich.com/LT/en
SYNS391656-1EA | SYNTHWARE(R) HIGH VACUUM DOUBLE OBLIQU | 1X1EA | 1 | 87 | Sigma-Aldrich | SYNS391656-1EA | https://www.sigmaaldrich.com/LT/en
SYNS402440-1EA | SYNTHWARE(R) PENNYHEAD STOPPER, HOLLOW | 1X1EA | 1 | 19 | Sigma-Aldrich | SYNS402440-1EA | https://www.sigmaaldrich.com/LT/en
SYNS411530-1EA | SYNTHWARE(R) 120 DEGREE BORE PTFE STOP | 1X1EA | 1 | 86 | Sigma-Aldrich | SYNS411530-1EA | https://www.sigmaaldrich.com/LT/en
SYND451410-1EA | SYNTHWARE(R) DEAN STARK DISTILLATION R | 1X1EA | 1 | 163 | Sigma-Aldrich | SYND451410-1EA | https://www.sigmaaldrich.com/LT/en
SYNV325045-1EA | SYNTHWARE(R) VACUUM TRAP WITH #15 O-RI | 1X1EA | 1 | 135 | Sigma-Aldrich | SYNV325045-1EA | https://www.sigmaaldrich.com/LT/en
SYNM131519-1EA | SYNTHWARE(R) #15 O-RING JOINT TO INNER | 1X1EA | 1 | 35 | Sigma-Aldrich | SYNM131519-1EA | https://www.sigmaaldrich.com/LT/en
SYNF471330A-1EA | SYNTHWARE(R) SQUIBB-STYLE SEPARATORY F | 1X1EA | 1 | 62 | Sigma-Aldrich | SYNF471330A-1EA | https://www.sigmaaldrich.com/LT/en
SYNP120010C-1EA | SYNTHWARE(R) PEPTIDE SYNTHESIS VESSEL | 1X1EA | 1 | 121 | Sigma-Aldrich | SYNP120010C-1EA | https://www.sigmaaldrich.com/LT/en
SYNS292440-1EA | SYNTHWARE(R) PENNYHEAD STOPPER, SOLID, | 1X1EA | 1 | 21 | Sigma-Aldrich | SYNS292440-1EA | https://www.sigmaaldrich.com/LT/en
SYNF394100-1EA | SYNTHWARE(R) POWDER FUNNEL WITH 60 DEG | 1X1EA | 1 | 62 | Sigma-Aldrich | SYNF394100-1EA | https://www.sigmaaldrich.com/LT/en
SYNT216105-1EA | SYNTHWARE(R) TLC CYLINDRICAL DEVELOPIN | 1X1EA | 1 | 132 | Sigma-Aldrich | SYNT216105-1EA | https://www.sigmaaldrich.com/LT/en
SYNC398020C-1EA | SYNTHWARE(R) CHROMATOGRAPHY COLUMN WIT | 1X1EA | 1 | 252 | Sigma-Aldrich | SYNC398020C-1EA | https://www.sigmaaldrich.com/LT/en
SYNV104045-1EA | SYNTHWARE(R) VACUUM TRAP, JOINT: ST/NS | 1X1EA | 1 | 123 | Sigma-Aldrich | SYNV104045-1EA | https://www.sigmaaldrich.com/LT/en
SYNA292440-1EA | SYNTHWARE(R) VACUUM OR ARGON ADAPTER W | 1X1EA | 1 | 21 | Sigma-Aldrich | SYNA292440-1EA | https://www.sigmaaldrich.com/LT/en
SYNF973024M-1EA | SYNTHWARE(R) FILTER FUNNEL WITH GLASS | 1X1EA | 1 | 198 | Sigma-Aldrich | SYNF973024M-1EA | https://www.sigmaaldrich.com/LT/en
SYNC376040-1EA | SYNTHWARE(R) CHROMATOGRAPHY COLUMN WIT | 1X1EA | 1 | 245 | Sigma-Aldrich | SYNC376040-1EA | https://www.sigmaaldrich.com/LT/en
SYNF212500-1EA | SYNTHWARE(R) FOUR-NECK ROUND-BOTTOM FL | 1X1EA | 1 | 139 | Sigma-Aldrich | SYNF212500-1EA | https://www.sigmaaldrich.com/LT/en
SYNE112585X-1EA | SYNTHWARE(R) EXTRACTION THIMBLE, OD: 2 | 1X1EA | 1 | 47 | Sigma-Aldrich | SYNE112585X-1EA | https://www.sigmaaldrich.com/LT/en
SYNS171244-1EA | SYNTHWARE(R) DOUBLE OBLIQUE PTFE STOPC | 1X1EA | 1 | 81 | Sigma-Aldrich | SYNS171244-1EA | https://www.sigmaaldrich.com/LT/en
SYNV175039-1EA | SYNTHWARE(TM) TOP TUBING ADAPTER FOR VA& | 1X1EA | 1 | 32 | Sigma-Aldrich | SYNV175039-1EA | https://www.sigmaaldrich.com/LT/en
SYNF661425-1EA | SYNTHWARE(R) ERLENMEYER FLASK, CAPACIT | 1X1EA | 1 | 20 | Sigma-Aldrich | SYNF661425-1EA | https://www.sigmaaldrich.com/LT/en
SYNA793524-1EA | SYNTHWARE(R) BUSHING ADAPTER, JOINTS: | 1X1EA | 1 | 32 | Sigma-Aldrich | SYNA793524-1EA | https://www.sigmaaldrich.com/LT/en
SYNS292942-1EA | SYNTHWARE(R) PENNYHEAD STOPPER, SOLID, | 1X1EA | 1 | 25 | Sigma-Aldrich | SYNS292942-1EA | https://www.sigmaaldrich.com/LT/en
SYNF308250-1EA | SYNTHWARE(R) SINGLE-NECK ROUND-BOTTOM | 1X1EA | 1 | 30 | Sigma-Aldrich | SYNF308250-1EA | https://www.sigmaaldrich.com/LT/en
SYNV175038-1EA | SYNTHWARE(TM) TOP TUBING ADAPTER FOR VA& | 1X1EA | 1 | 34 | Sigma-Aldrich | SYNV175038-1EA | https://www.sigmaaldrich.com/LT/en
SYNS401410-1EA | SYNTHWARE(R) PENNYHEAD STOPPER, HOLLOW | 1X1EA | 1 | 16 | Sigma-Aldrich | SYNS401410-1EA | https://www.sigmaaldrich.com/LT/en
SYNM431004-1EA | SYNTHWARE(R) ALL-GLASS VACUUM/INERT GA | 1X1EA | 1 | 729 | Sigma-Aldrich | SYNM431004-1EA | https://www.sigmaaldrich.com/LT/en
SYNF234030C-1EA | SYNTHWARE(R) CHROMATOGRAPHY COLUMN WIT | 1X1EA | 1 | 161 | Sigma-Aldrich | SYNF234030C-1EA | https://www.sigmaaldrich.com/LT/en
SYNC1324-1EA | SYNTHWARE(R) CHROMATOGRAPHY FLOW CONTR | 1X1EA | 1 | 76 | Sigma-Aldrich | SYNC1324-1EA | https://www.sigmaaldrich.com/LT/en
SYNM181005-1EA | SYNTHWARE(R) ALL-GLASS VACUUM/INERT GA | 1X1EA | 1 | 883 | Sigma-Aldrich | SYNM181005-1EA | https://www.sigmaaldrich.com/LT/en
SYNS120027-1EA | SYNTHWARE(R) PTFE FLASK LENGTH STOPPER | 1X1EA | 1 | 34 | Sigma-Aldrich | SYNS120027-1EA | https://www.sigmaaldrich.com/LT/en
SYNC394625C-1EA | SYNTHWARE(R) CHROMATOGRAPHY COLUMN WIT | 1X1EA | 1 | 177 | Sigma-Aldrich | SYNC394625C-1EA | https://www.sigmaaldrich.com/LT/en
SYNC184323-1EA | SYNTHWARE(R) CHROMATOGRAPHY COLUMN WIT | 1X1EA | 1 | 134 | Sigma-Aldrich | SYNC184323-1EA | https://www.sigmaaldrich.com/LT/en
SYNA921420-1EA | SYNTHWARE(R) VACUUM OR INERT GAS ADAPT | 1X1EA | 1 | 20 | Sigma-Aldrich | SYNA921420-1EA | https://www.sigmaaldrich.com/LT/en
SYNV131008-1EA | SYNTHWARE(R) CONICAL BOTTOM REACTION V | 1X1EA | 1 | 20 | Sigma-Aldrich | SYNV131008-1EA | https://www.sigmaaldrich.com/LT/en
SYNF904200-1EA | SYNTHWARE(R) PEAR-SHAPED SCHLENK FLASK & | 1X1EA | 1 | 102 | Sigma-Aldrich | SYNF904200-1EA | https://www.sigmaaldrich.com/LT/en
SYNV210500-1EA | SYNTHWARE(R) DEWAR TYPE VACUUM TRAP, R | 1X1EA | 1 | 460 | Sigma-Aldrich | SYNV210500-1EA | https://www.sigmaaldrich.com/LT/en
SYNF241000-1EA | SYNTHWARE(R) DEWAR FLASK, HEMISPHERICA | 1X1EA | 1 | 572 | Sigma-Aldrich | SYNF241000-1EA | https://www.sigmaaldrich.com/LT/en
Z740997-50EA | ALDRICH(R) ESSENTIALS TEST TUBE WO/RIM& | 1X50EA | 1 | 23 | Sigma-Aldrich | Z740997-50EA | https://www.sigmaaldrich.com/LT/en
SYNA372942-1EA | SYNTHWARE(R) CLAISEN ADAPTER, JOINTS: | 1X1EA | 1 | 66 | Sigma-Aldrich | SYNA372942-1EA | https://www.sigmaaldrich.com/LT/en
SYNF319250-1EA | SYNTHWARE(R) RECOVERY FLASK, CAPACITY: | 1X1EA | 1 | 39 | Sigma-Aldrich | SYNF319250-1EA | https://www.sigmaaldrich.com/LT/en
SYNF794100-1EA | SYNTHWARE(R) MODIFIED EVAPORATION FLAS | 1X1EA | 1 | 33 | Sigma-Aldrich | SYNF794100-1EA | https://www.sigmaaldrich.com/LT/en
SYNS111922-1EA | SYNTHWARE(R) PTFE STOPPER WITH HANDLE, | 1X1EA | 1 | 36 | Sigma-Aldrich | SYNS111922-1EA | https://www.sigmaaldrich.com/LT/en
SYNC204250-1EA | SYNTHWARE(R) LIEBIG CONDENSER WITH 10 | 1X1EA | 1 | 101 | Sigma-Aldrich | SYNC204250-1EA | https://www.sigmaaldrich.com/LT/en
SYNF368024C-1EA | SYNTHWARE(R) BUCHNER FUNNEL WITH INNER | 1X1EA | 1 | 177 | Sigma-Aldrich | SYNF368024C-1EA | https://www.sigmaaldrich.com/LT/en
SYNF161100-1EA | SYNTHWARE(R) TWO NECK REACTION FLASK W | 1X1EA | 1 | 112 | Sigma-Aldrich | SYNF161100-1EA | https://www.sigmaaldrich.com/LT/en
SYNA962440-1EA | SYNTHWARE(R) DISTILLATION DRIP ADAPTER | 1X1EA | 1 | 29 | Sigma-Aldrich | SYNA962440-1EA | https://www.sigmaaldrich.com/LT/en
SYNF477000-1EA | SYNTHWARE(R) SQUIBB-STYLE SEPARATORY F | 1X1EA | 1 | 142 | Sigma-Aldrich | SYNF477000-1EA | https://www.sigmaaldrich.com/LT/en
SYNF724000-1EA | SYNTHWARE(R) FILTERING FLASK WITH 10 M | 1X1EA | 1 | 115 | Sigma-Aldrich | SYNF724000-1EA | https://www.sigmaaldrich.com/LT/en
SYNF984500-1EA | SYNTHWARE(R) KUDERNA-DANISH FLASK, CAP | 1X1EA | 1 | 71 | Sigma-Aldrich | SYNF984500-1EA | https://www.sigmaaldrich.com/LT/en
SYNC381720-1EA | SYNTHWARE(R) CHROMATOGRAPHY COLUMN WIT | 1X1EA | 1 | 113 | Sigma-Aldrich | SYNC381720-1EA | https://www.sigmaaldrich.com/LT/en
SYNA861922-1EA | SYNTHWARE(R) STRAIGHT DRYING TUBE, JOI | 1X1EA | 1 | 34 | Sigma-Aldrich | SYNA861922-1EA | https://www.sigmaaldrich.com/LT/en
SYNF128000-1EA | SYNTHWARE(R) SINGLE-NECK FLAT-BOTTOM | 1X1EA | 1 | 59 | Sigma-Aldrich | SYNF128000-1EA | https://www.sigmaaldrich.com/LT/en
SYNC321410-1EA | SYNTHWARE(R) COIL REFLUX CONDENSER, JO | 1X1EA | 1 | 145 | Sigma-Aldrich | SYNC321410-1EA | https://www.sigmaaldrich.com/LT/en
SYNS600008-1EA | SYNTHWARE(R) HIGH VACUUM VALVE PLUG WI | 1X1EA | 1 | 49 | Sigma-Aldrich | SYNS600008-1EA | https://www.sigmaaldrich.com/LT/en
SYNM300005-1EA | SYNTHWARE(R) ALL-GLASS VACUUM/INERT GA | 1X1EA | 1 | 883 | Sigma-Aldrich | SYNM300005-1EA | https://www.sigmaaldrich.com/LT/en
SYNA262414-1EA | SYNTHWARE(R) KJELDAHL DISTILLING TRAP, | 1X1EA | 1 | 57 | Sigma-Aldrich | SYNA262414-1EA | https://www.sigmaaldrich.com/LT/en
SYNS510217-1EA | SYNTHWARE(R) T-BORE GLASS STOPCOCK PLU | 1X1EA | 1 | 19 | Sigma-Aldrich | SYNS510217-1EA | https://www.sigmaaldrich.com/LT/en
SYNP170001-1EA | SYNTHWARE(R) ROUND BOTTOM PRESSURE VES | 1X1EA | 1 | 80 | Sigma-Aldrich | SYNP170001-1EA | https://www.sigmaaldrich.com/LT/en
SYNF780125-1EA | SYNTHWARE(R) SQUIBB SEPARATORY FUNNEL | 1X1EA | 1 | 77 | Sigma-Aldrich | SYNF780125-1EA | https://www.sigmaaldrich.com/LT/en
SYNF472925-1EA | SYNTHWARE(R) SQUIBB-STYLE SEPARATORY F | 1X1EA | 1 | 130 | Sigma-Aldrich | SYNF472925-1EA | https://www.sigmaaldrich.com/LT/en
SYNA502440-1EA | SYNTHWARE(R) GAS INLET ADAPTER, JOINT: | 1X1EA | 1 | 27 | Sigma-Aldrich | SYNA502440-1EA | https://www.sigmaaldrich.com/LT/en
SYNS531018-1EA | SYNTHWARE(R) PTFE STOPPER WITH EXTRACT | 1X1EA | 1 | 24 | Sigma-Aldrich | SYNS531018-1EA | https://www.sigmaaldrich.com/LT/en
SYNT121000-1EA | SYNTHWARE(R) T-SHAPED CONNECTING TUBE, | 1X1EA | 1 | 19 | Sigma-Aldrich | SYNT121000-1EA | https://www.sigmaaldrich.com/LT/en
SYNM471005-1EA | SYNTHWARE(R) VACUUM/INERT GAS MANIFOLD | 1X1EA | 1 | 726 | Sigma-Aldrich | SYNM471005-1EA | https://www.sigmaaldrich.com/LT/en
SYNS244504-1EA | SYNTHWARE(R) SOLVENT STILL HEAD WITH S | 1X1EA | 1 | 358 | Sigma-Aldrich | SYNS244504-1EA | https://www.sigmaaldrich.com/LT/en
SYNM401005-1EA | SYNTHWARE(R) ALL-GLASS VACUUM/INERT GA | 1X1EA | 1 | 883 | Sigma-Aldrich | SYNM401005-1EA | https://www.sigmaaldrich.com/LT/en
SYNA432440-1EA | SYNTHWARE(R) VERTICAL VACUUM TAKE-OFF | 1X1EA | 1 | 54 | Sigma-Aldrich | SYNA432440-1EA | https://www.sigmaaldrich.com/LT/en
SYND452410-1EA | SYNTHWARE(R) DEAN STARK DISTILLATION R | 1X1EA | 1 | 170 | Sigma-Aldrich | SYND452410-1EA | https://www.sigmaaldrich.com/LT/en
SYNM202403-1EA | SYNTHWARE(R) VACUUM MANIFOLD WITH HIGH | 1X1EA | 1 | 472 | Sigma-Aldrich | SYNM202403-1EA | https://www.sigmaaldrich.com/LT/en
SYNV180008-1EA | SYNTHWARE(R) ALL-GLASS CHECK VALVE WIT | 1X1EA | 1 | 54 | Sigma-Aldrich | SYNV180008-1EA | https://www.sigmaaldrich.com/LT/en
SYNF324200L-1EA | SYNTHWARE(R) PEAR SHAPED FLASK, CAPACI | 1X1EA | 1 | 40 | Sigma-Aldrich | SYNF324200L-1EA | https://www.sigmaaldrich.com/LT/en
SYNC262280-1EA | SYNTHWARE(R) COIL-STYLE REFLUX CONDENS | 1X1EA | 1 | 158 | Sigma-Aldrich | SYNC262280-1EA | https://www.sigmaaldrich.com/LT/en
SYNC261100-1EA | SYNTHWARE(R) COIL-STYLE REFLUX CONDENS | 1X1EA | 1 | 137 | Sigma-Aldrich | SYNC261100-1EA | https://www.sigmaaldrich.com/LT/en
SYNC504200-1EA | SYNTHWARE(R) LIEBIG CONDENSER WITH 8 M | 1X1EA | 1 | 105 | Sigma-Aldrich | SYNC504200-1EA | https://www.sigmaaldrich.com/LT/en
SYNC534125-1EA | SYNTHWARE(R) REFLUX CONDENSER WITH LAR | 1X1EA | 1 | 204 | Sigma-Aldrich | SYNC534125-1EA | https://www.sigmaaldrich.com/LT/en
SYNF182475-1EA | SYNTHWARE(R) POWDER FUNNEL, TOP DIAMET | 1X1EA | 1 | 39 | Sigma-Aldrich | SYNF182475-1EA | https://www.sigmaaldrich.com/LT/en
SYNA252914-1EA | SYNTHWARE(R) ENLARGING ADAPTER, JOINTS | 1X1EA | 1 | 32 | Sigma-Aldrich | SYNA252914-1EA | https://www.sigmaaldrich.com/LT/en
SYNF624250-1EA | SYNTHWARE(R) PRESSURE EQUALIZING ADDIT | 1X1EA | 1 | 224 | Sigma-Aldrich | SYNF624250-1EA | https://www.sigmaaldrich.com/LT/en
SYNF434950-1EA | SYNTHWARE(R) THREE NECK ROUND BOTTOM F | 1X1EA | 1 | 78 | Sigma-Aldrich | SYNF434950-1EA | https://www.sigmaaldrich.com/LT/en
SYNF122450-1EA | SYNTHWARE(R) SINGLE-NECK FLAT-BOTTOM | 1X1EA | 1 | 30 | Sigma-Aldrich | SYNF122450-1EA | https://www.sigmaaldrich.com/LT/en
SYNS692044-1EA | SYNTHWARE(R) STOPCOCK PLUG RETENTION K | 1X1EA | 1 | 13 | Sigma-Aldrich | SYNS692044-1EA | https://www.sigmaaldrich.com/LT/en
SYNF612460-1EA | SYNTHWARE(R) PRESSURE EQUALIZING ADDIT | 1X1EA | 1 | 197 | Sigma-Aldrich | SYNF612460-1EA | https://www.sigmaaldrich.com/LT/en
SYNF301405-1EA | SYNTHWARE(R) SINGLE-NECK ROUND-BOTTOM | 1X1EA | 1 | 20 | Sigma-Aldrich | SYNF301405-1EA | https://www.sigmaaldrich.com/LT/en
SYNC195173C-1EA | SYNTHWARE(R) CHROMATOGRAPHY COLUMN WIT | 1X1EA | 1 | 121 | Sigma-Aldrich | SYNC195173C-1EA | https://www.sigmaaldrich.com/LT/en
SYNM431003-1EA | SYNTHWARE(R) ALL-GLASS VACUUM/INERT GA | 1X1EA | 1 | 561 | Sigma-Aldrich | SYNM431003-1EA | https://www.sigmaaldrich.com/LT/en
SYND351403-1EA | SYNTHWARE(R) COW TYPE GRADUATED DITILL | 1X1EA | 1 | 138 | Sigma-Aldrich | SYND351403-1EA | https://www.sigmaaldrich.com/LT/en
SYND442410-1EA | SYNTHWARE(R) DEAN STARK DISTILLATION R | 1X1EA | 1 | 234 | Sigma-Aldrich | SYND442410-1EA | https://www.sigmaaldrich.com/LT/en
SYNC361730-1EA | SYNTHWARE(R) CHROMATOGRAPHY COLUMN WIT | 1X1EA | 1 | 99 | Sigma-Aldrich | SYNC361730-1EA | https://www.sigmaaldrich.com/LT/en
SYNC398025C-1EA | SYNTHWARE(R) CHROMATOGRAPHY COLUMN WIT | 1X1EA | 1 | 269 | Sigma-Aldrich | SYNC398025C-1EA | https://www.sigmaaldrich.com/LT/en
SYNF30291L-1EA | SYNTHWARE(R) SINGLE-NECK ROUND-BOTTOM | 1X1EA | 1 | 42 | Sigma-Aldrich | SYNF30291L-1EA | https://www.sigmaaldrich.com/LT/en
SYNF260810X-1EA | SYNTHWARE(R) FRITTED GAS DISPERSION TU | 1X1EA | 1 | 33 | Sigma-Aldrich | SYNF260810X-1EA | https://www.sigmaaldrich.com/LT/en
SYNF442250-1EA | SYNTHWARE(R) THREE NECK ROUND BOTTOM F | 1X1EA | 1 | 85 | Sigma-Aldrich | SYNF442250-1EA | https://www.sigmaaldrich.com/LT/en
SYNC195324-1EA | SYNTHWARE(R) CHROMATOGRAPHY COLUMN WIT | 1X1EA | 1 | 164 | Sigma-Aldrich | SYNC195324-1EA | https://www.sigmaaldrich.com/LT/en
SYNF963024-1EA | SYNTHWARE(R)BUCHNER FUNNEL WITH PERFOR | 1X1EA | 1 | 130 | Sigma-Aldrich | SYNF963024-1EA | https://www.sigmaaldrich.com/LT/en
SYNB300500C-1EA | SYNTHWARE(R) GAS WASHING BOTTLE WITH F | 1X1EA | 1 | 249 | Sigma-Aldrich | SYNB300500C-1EA | https://www.sigmaaldrich.com/LT/en
SYNC392630C-1EA | SYNTHWARE(R) CHROMATOGRAPHY COLUMN WIT | 1X1EA | 1 | 167 | Sigma-Aldrich | SYNC392630C-1EA | https://www.sigmaaldrich.com/LT/en
SYNA252924-1EA | SYNTHWARE(R) ENLARGING ADAPTER, JOINTS | 1X1EA | 1 | 35 | Sigma-Aldrich | SYNA252924-1EA | https://www.sigmaaldrich.com/LT/en
SYNM240004-1EA | SYNTHWARE(R) ALL-GLASS VACUUM/INERT GA | 1X1EA | 1 | 726 | Sigma-Aldrich | SYNM240004-1EA | https://www.sigmaaldrich.com/LT/en
SYNA372440-1EA | SYNTHWARE(R) CLAISEN ADAPTER, JOINTS: | 1X1EA | 1 | 60 | Sigma-Aldrich | SYNA372440-1EA | https://www.sigmaaldrich.com/LT/en
SYNF490258-1EA | SYNTHWARE(R) STORAGE FLASK WITH HIGH V | 1X1EA | 1 | 116 | Sigma-Aldrich | SYNF490258-1EA | https://www.sigmaaldrich.com/LT/en
SYNF472250A-1EA | SYNTHWARE(R) SQUIBB-STYLE SEPARATORY F | 1X1EA | 1 | 89 | Sigma-Aldrich | SYNF472250A-1EA | https://www.sigmaaldrich.com/LT/en
Z740956-36EA | ALDRICH(R) ESSENTIALS CULTURE TUBE W/S& | 1X36EA | 1 | 173 | Sigma-Aldrich | Z740956-36EA | https://www.sigmaaldrich.com/LT/en
Z740973-36EA | ALDRICH(R) ESSENTIALS CULTURE TUBE W/S& | 1X36EA | 1 | 178 | Sigma-Aldrich | Z740973-36EA | https://www.sigmaaldrich.com/LT/en
Z740991-200EA | ALDRICH(R) ESSENTIALS TEST TUBE W/RIM,& | 1X200EA | 1 | 394 | Sigma-Aldrich | Z740991-200EA | https://www.sigmaaldrich.com/LT/en
Z741007-200EA | ALDRICH(R) ESSENTIALS TEST TUBE WO/RIM& | 1X200EA | 1 | 294 | Sigma-Aldrich | Z741007-200EA | https://www.sigmaaldrich.com/LT/en
SYNF622460-1EA | SYNTHWARE(R) PRESSURE EQUALIZING ADDIT | 1X1EA | 1 | 184 | Sigma-Aldrich | SYNF622460-1EA | https://www.sigmaaldrich.com/LT/en
SYNA861420-1EA | SYNTHWARE(R) STRAIGHT DRYING TUBE, JOI | 1X1EA | 1 | 31 | Sigma-Aldrich | SYNA861420-1EA | https://www.sigmaaldrich.com/LT/en
SYNF362014C-1EA | SYNTHWARE(R) BUCHNER FUNNEL WITH INNER | 1X1EA | 1 | 75 | Sigma-Aldrich | SYNF362014C-1EA | https://www.sigmaaldrich.com/LT/en
SYNF724250-1EA | SYNTHWARE(R) FILTERING FLASK WITH 10 M | 1X1EA | 1 | 80 | Sigma-Aldrich | SYNF724250-1EA | https://www.sigmaaldrich.com/LT/en
SYNC102443-1EA | SYNTHWARE(R) VIGREUX DISTILLATION COLU | 1X1EA | 1 | 87 | Sigma-Aldrich | SYNC102443-1EA | https://www.sigmaaldrich.com/LT/en
SYNC561100-1EA | SYNTHWARE(R) COIL-STYLE REFLUX CONDENS | 1X1EA | 1 | 154 | Sigma-Aldrich | SYNC561100-1EA | https://www.sigmaaldrich.com/LT/en
SYNF664125-1EA | SYNTHWARE(R) ERLENMEYER FLASK, CAPACIT | 1X1EA | 1 | 26 | Sigma-Aldrich | SYNF664125-1EA | https://www.sigmaaldrich.com/LT/en
SYNV115712-1EA | SYNTHWARE(R) DUAL VACUUM TRAP ASSEMBLY | 1X1EA | 1 | 1049 | Sigma-Aldrich | SYNV115712-1EA | https://www.sigmaaldrich.com/LT/en
SYNS630012-1EA | SYNTHWARE(R) LOW HOLD UP HIGH VACUUM V | 1X1EA | 1 | 115 | Sigma-Aldrich | SYNS630012-1EA | https://www.sigmaaldrich.com/LT/en
SYNS191125-1EA | SYNTHWARE(R) METERING VALVE STOPCOCK P | 1X1EA | 1 | 53 | Sigma-Aldrich | SYNS191125-1EA | https://www.sigmaaldrich.com/LT/en
SYNB262910-1EA | SYNTHWARE(R) BUBBLER WITH PTFE STOPCOC | 1X1EA | 1 | 82 | Sigma-Aldrich | SYNB262910-1EA | https://www.sigmaaldrich.com/LT/en
SYNF410250-1EA | SYNTHWARE(R) TWO NECK ROUND BOTTOM FLA | 1X1EA | 1 | 53 | Sigma-Aldrich | SYNF410250-1EA | https://www.sigmaaldrich.com/LT/en
SYND452424-1EA | SYNTHWARE(R) DEAN STARK DISTILLATION R | 1X1EA | 1 | 177 | Sigma-Aldrich | SYND452424-1EA | https://www.sigmaaldrich.com/LT/en
SYNM411004-1EA | SYNTHWARE(R) ALL-GLASS VACUUM/INERT GA | 1X1EA | 1 | 731 | Sigma-Aldrich | SYNM411004-1EA | https://www.sigmaaldrich.com/LT/en
SYNF369024C-1EA | SYNTHWARE(R) BUCHNER FUNNEL WITH INNER | 1X1EA | 1 | 212 | Sigma-Aldrich | SYNF369024C-1EA | https://www.sigmaaldrich.com/LT/en
SYNF490100-1EA | SYNTHWARE(R) STORAGE FLASK WITH HIGH V | 1X1EA | 1 | 101 | Sigma-Aldrich | SYNF490100-1EA | https://www.sigmaaldrich.com/LT/en
SYNC195262C-1EA | SYNTHWARE(R) CHROMATOGRAPHY COLUMN WIT | 1X1EA | 1 | 115 | Sigma-Aldrich | SYNC195262C-1EA | https://www.sigmaaldrich.com/LT/en
SYNF52702L-1EA | SYNTHWARE(R) SINGLE-NECK ROUND-BOTTOM | 1X1EA | 1 | 114 | Sigma-Aldrich | SYNF52702L-1EA | https://www.sigmaaldrich.com/LT/en
SYNF752490C-1EA | SYNTHWARE(R) FILTER FUNNEL WITH FRITTE | 1X1EA | 1 | 93 | Sigma-Aldrich | SYNF752490C-1EA | https://www.sigmaaldrich.com/LT/en
SYND441405-1EA | SYNTHWARE(R) DEAN STARK DISTILLATION R | 1X1EA | 1 | 201 | Sigma-Aldrich | SYND441405-1EA | https://www.sigmaaldrich.com/LT/en
SYNA201424-1EA | SYNTHWARE(R) REDUCING ADAPTER, JOINTS: | 1X1EA | 1 | 28 | Sigma-Aldrich | SYNA201424-1EA | https://www.sigmaaldrich.com/LT/en
SYNF430500-1EA | SYNTHWARE(R) THREE NECK ROUND BOTTOM F | 1X1EA | 1 | 95 | Sigma-Aldrich | SYNF430500-1EA | https://www.sigmaaldrich.com/LT/en
SYNC245550-1EA | SYNTHWARE(R) SOXHLET CONDENSER, JACKET | 1X1EA | 1 | 146 | Sigma-Aldrich | SYNC245550-1EA | https://www.sigmaaldrich.com/LT/en
SYNS351656-1EA | SYNTHWARE(R) HIGH VACUUM DOUBLE OBLIQU | 1X1EA | 1 | 166 | Sigma-Aldrich | SYNS351656-1EA | https://www.sigmaaldrich.com/LT/en
SYNA751922-1EA | SYNTHWARE(R) 90 DEGREE VACUUM ADAPTER | 1X1EA | 1 | 51 | Sigma-Aldrich | SYNA751922-1EA | https://www.sigmaaldrich.com/LT/en
SYNS254250-1EA | SYNTHWARE(R) SOLVENT DISTILLING HEAD, | 1X1EA | 1 | 385 | Sigma-Aldrich | SYNS254250-1EA | https://www.sigmaaldrich.com/LT/en
SYNC184172-1EA | SYNTHWARE(R) CHROMATOGRAPHY COLUMN WIT | 1X1EA | 1 | 102 | Sigma-Aldrich | SYNC184172-1EA | https://www.sigmaaldrich.com/LT/en
SYNA281250-1EA | SYNTHWARE(R) ANTI-SPLASH ADAPTER, CAPA | 1X1EA | 1 | 100 | Sigma-Aldrich | SYNA281250-1EA | https://www.sigmaaldrich.com/LT/en
SYNS462044-1EA | SYNTHWARE(R) STRAIGHT BORE GLASS STOPC | 1X1EA | 1 | 24 | Sigma-Aldrich | SYNS462044-1EA | https://www.sigmaaldrich.com/LT/en
SYNF411110-1EA | SYNTHWARE(R) TWO NECK ROUND BOTTOM FLA | 1X1EA | 1 | 46 | Sigma-Aldrich | SYNF411110-1EA | https://www.sigmaaldrich.com/LT/en
SYNM531042-1EA | SYNTHWARE(R) NITROGEN/ARGON LINE MANIF | 1X1EA | 1 | 300 | Sigma-Aldrich | SYNM531042-1EA | https://www.sigmaaldrich.com/LT/en
SYNF471010-1EA | SYNTHWARE(R) SQUIBB-STYLE SEPARATORY F | 1X1EA | 1 | 110 | Sigma-Aldrich | SYNF471010-1EA | https://www.sigmaaldrich.com/LT/en
SYNF459050-1EA | SYNTHWARE(R) SQUIBB-STYLE SEPARATORY F | 1X1EA | 1 | 116 | Sigma-Aldrich | SYNF459050-1EA | https://www.sigmaaldrich.com/LT/en
SYNS480015-1EA | SYNTHWARE(R) CAP DESIGN STOPPER WITH O | 1X1EA | 1 | 19 | Sigma-Aldrich | SYNS480015-1EA | https://www.sigmaaldrich.com/LT/en
SYNC201120-1EA | SYNTHWARE(R) LIEBIG CONDENSER WITH 8 M | 1X1EA | 1 | 94 | Sigma-Aldrich | SYNC201120-1EA | https://www.sigmaaldrich.com/LT/en
SYNF901410G-1EA | SYNTHWARE(R) PEAR-SHAPED SCHLENK FLASK & | 1X1EA | 1 | 69 | Sigma-Aldrich | SYNF901410G-1EA | https://www.sigmaaldrich.com/LT/en
SYNF431100-1EA | SYNTHWARE(R) THREE NECK ROUND BOTTOM F | 1X1EA | 1 | 63 | Sigma-Aldrich | SYNF431100-1EA | https://www.sigmaaldrich.com/LT/en
SYNP130100C-1EA | SYNTHWARE(R) PEPTIDE SYNTHESIS VESSEL | 1X1EA | 1 | 200 | Sigma-Aldrich | SYNP130100C-1EA | https://www.sigmaaldrich.com/LT/en
SYNP150250M-1EA | SYNTHWARE(R) SYNTHESIS VESSEL WITH LOW | 1X1EA | 1 | 245 | Sigma-Aldrich | SYNP150250M-1EA | https://www.sigmaaldrich.com/LT/en
SYNF414100-1EA | SYNTHWARE(R) TWO NECK ROUND BOTTOM FLA | 1X1EA | 1 | 51 | Sigma-Aldrich | SYNF414100-1EA | https://www.sigmaaldrich.com/LT/en
SYND151814-1EA | SYNTHWARE(R) SHORT PATH DISTILLATION H | 1X1EA | 1 | 157 | Sigma-Aldrich | SYND151814-1EA | https://www.sigmaaldrich.com/LT/en
SYNS560008-1EA | SYNTHWARE(R) 180 DEGREE HIGH VACUUM VA | 1X1EA | 1 | 112 | Sigma-Aldrich | SYNS560008-1EA | https://www.sigmaaldrich.com/LT/en
SYNS291420-1EA | SYNTHWARE(R) PENNYHEAD STOPPER, SOLID, | 1X1EA | 1 | 15 | Sigma-Aldrich | SYNS291420-1EA | https://www.sigmaaldrich.com/LT/en
SYNC396030C-1EA | SYNTHWARE(R) CHROMATOGRAPHY COLUMN WIT | 1X1EA | 1 | 238 | Sigma-Aldrich | SYNC396030C-1EA | https://www.sigmaaldrich.com/LT/en
SYNA551420-1EA | SYNTHWARE(R) DISTILLATION DISTRIBUTION | 1X1EA | 1 | 48 | Sigma-Aldrich | SYNA551420-1EA | https://www.sigmaaldrich.com/LT/en
SYNM230003-1EA | SYNTHWARE(R) ALL-GLASS VACUUM/INERT GA | 1X1EA | 1 | 559 | Sigma-Aldrich | SYNM230003-1EA | https://www.sigmaaldrich.com/LT/en
SYNF901425H-1EA | SYNTHWARE(R) PEAR-SHAPED SCHLENK FLASK & | 1X1EA | 1 | 80 | Sigma-Aldrich | SYNF901425H-1EA | https://www.sigmaaldrich.com/LT/en
SYNA351922-1EA | SYNTHWARE(R) DISTILLATION ADAPTER, SID | 1X1EA | 1 | 43 | Sigma-Aldrich | SYNA351922-1EA | https://www.sigmaaldrich.com/LT/en
SYNC364620C-1EA | SYNTHWARE(R) CHROMATOGRAPHY COLUMN WIT | 1X1EA | 1 | 121 | Sigma-Aldrich | SYNC364620C-1EA | https://www.sigmaaldrich.com/LT/en
SYNA462424-1EA | SYNTHWARE(R) MODIFIED ANTI-SPLASH ADAP | 1X1EA | 1 | 134 | Sigma-Aldrich | SYNA462424-1EA | https://www.sigmaaldrich.com/LT/en
SYNF124500-1EA | SYNTHWARE(R) SINGLE-NECK FLAT-BOTTOM | 1X1EA | 1 | 36 | Sigma-Aldrich | SYNF124500-1EA | https://www.sigmaaldrich.com/LT/en
SYNT140002-1EA | SYNTHWARE(R) CRAIG RECRYSTALLIZATION T | 1X1EA | 1 | 16 | Sigma-Aldrich | SYNT140002-1EA | https://www.sigmaaldrich.com/LT/en
SYNC184173C-1EA | SYNTHWARE(R) CHROMATOGRAPHY COLUMN WIT | 1X1EA | 1 | 118 | Sigma-Aldrich | SYNC184173C-1EA | https://www.sigmaaldrich.com/LT/en
SYNP140010M-1EA | SYNTHWARE(R) PEPTIDE SYNTHESIS VESSEL | 1X1EA | 1 | 177 | Sigma-Aldrich | SYNP140010M-1EA | https://www.sigmaaldrich.com/LT/en
SYNF479125-1EA | SYNTHWARE(R) SQUIBB-STYLE SEPARATORY F | 1X1EA | 1 | 114 | Sigma-Aldrich | SYNF479125-1EA | https://www.sigmaaldrich.com/LT/en
SYNC195324C-1EA | SYNTHWARE(R) CHROMATOGRAPHY COLUMN WIT | 1X1EA | 1 | 180 | Sigma-Aldrich | SYNC195324C-1EA | https://www.sigmaaldrich.com/LT/en
SYNF752475M-1EA | SYNTHWARE(R) FILTER FUNNEL WITH FRITTE | 1X1EA | 1 | 79 | Sigma-Aldrich | SYNF752475M-1EA | https://www.sigmaaldrich.com/LT/en
SYNC362620-1EA | SYNTHWARE(R) CHROMATOGRAPHY COLUMN WIT | 1X1EA | 1 | 85 | Sigma-Aldrich | SYNC362620-1EA | https://www.sigmaaldrich.com/LT/en
SYNA741420G-1EA | SYNTHWARE(R) VERTICAL VACUUM TAKE-OFF | 1X1EA | 1 | 69 | Sigma-Aldrich | SYNA741420G-1EA | https://www.sigmaaldrich.com/LT/en
SYNV164034-1EA | SYNTHWARE(R) VACUUM TRAP WITH SERRATED | 1X1EA | 1 | 127 | Sigma-Aldrich | SYNV164034-1EA | https://www.sigmaaldrich.com/LT/en
SYNF614250-1EA | SYNTHWARE(R) PRESSURE EQUALIZING ADDIT | 1X1EA | 1 | 249 | Sigma-Aldrich | SYNF614250-1EA | https://www.sigmaaldrich.com/LT/en
SYNF641125-1EA | SYNTHWARE(R) PRESSURE EQUALIZING FUNNE | 1X1EA | 1 | 178 | Sigma-Aldrich | SYNF641125-1EA | https://www.sigmaaldrich.com/LT/en
SYNS280013-1EA | SYNTHWARE(R) FLASK LENGTH PENNYHEAD ST | 1X1EA | 1 | 13 | Sigma-Aldrich | SYNS280013-1EA | https://www.sigmaaldrich.com/LT/en
SYNF564350-1EA | SYNTHWARE(R) REACTION TUBE WITH HIGH V | 1X1EA | 1 | 101 | Sigma-Aldrich | SYNF564350-1EA | https://www.sigmaaldrich.com/LT/en
SYNV163229-1EA | SYNTHWARE(R) VACUUM TRAP WITH SERRATED | 1X1EA | 1 | 108 | Sigma-Aldrich | SYNV163229-1EA | https://www.sigmaaldrich.com/LT/en
SYNF806150-1EA | SYNTHWARE(R) BUCHNER FUNNEL WITH PERFO | 1X1EA | 1 | 142 | Sigma-Aldrich | SYNF806150-1EA | https://www.sigmaaldrich.com/LT/en
SYNF804260-1EA | SYNTHWARE(R) BUCHNER FUNNEL WITH PERFO | 1X1EA | 1 | 111 | Sigma-Aldrich | SYNF804260-1EA | https://www.sigmaaldrich.com/LT/en
SYNR25-1EA | SYNTHWARE(R) PTFE SEPTA FOR USE WITH G | 1X1EA | 1 | 13 | Sigma-Aldrich | SYNR25-1EA | https://www.sigmaaldrich.com/LT/en
SYNF664250-1EA | SYNTHWARE(R) ERLENMEYER FLASK, CAPACIT | 1X1EA | 1 | 27 | Sigma-Aldrich | SYNF664250-1EA | https://www.sigmaaldrich.com/LT/en
SYNC391740C-1EA | SYNTHWARE(R) CHROMATOGRAPHY COLUMN WIT | 1X1EA | 1 | 137 | Sigma-Aldrich | SYNC391740C-1EA | https://www.sigmaaldrich.com/LT/en
SYNF701430M-1EA | SYNTHWARE(R) FRITTED FILTER TUBE, DISC | 1X1EA | 1 | 115 | Sigma-Aldrich | SYNF701430M-1EA | https://www.sigmaaldrich.com/LT/en
SYNC243445-1EA | SYNTHWARE(R) SOXHLET CONDENSER, JACKET | 1X1EA | 1 | 105 | Sigma-Aldrich | SYNC243445-1EA | https://www.sigmaaldrich.com/LT/en
SYNF471050-1EA | SYNTHWARE(R) SQUIBB-STYLE SEPARATORY F | 1X1EA | 1 | 112 | Sigma-Aldrich | SYNF471050-1EA | https://www.sigmaaldrich.com/LT/en
SYNF671425-1EA | SYNTHWARE(R) PRESSURE EQUALIZING ADDIT | 1X1EA | 1 | 207 | Sigma-Aldrich | SYNF671425-1EA | https://www.sigmaaldrich.com/LT/en
SYNC184263C-1EA | SYNTHWARE(R) CHROMATOGRAPHY COLUMN WIT | 1X1EA | 1 | 118 | Sigma-Aldrich | SYNC184263C-1EA | https://www.sigmaaldrich.com/LT/en
SYNF321415L-1EA | SYNTHWARE(R) PEAR SHAPED FLASK, CAPACI | 1X1EA | 1 | 22 | Sigma-Aldrich | SYNF321415L-1EA | https://www.sigmaaldrich.com/LT/en
SYNC504300-1EA | SYNTHWARE(R) LIEBIG CONDENSER WITH 8 M | 1X1EA | 1 | 112 | Sigma-Aldrich | SYNC504300-1EA | https://www.sigmaaldrich.com/LT/en
SYNF780500-1EA | SYNTHWARE(R) SQUIBB SEPARATORY FUNNEL | 1X1EA | 1 | 108 | Sigma-Aldrich | SYNF780500-1EA | https://www.sigmaaldrich.com/LT/en
SYNF471125-1EA | SYNTHWARE(R) SQUIBB-STYLE SEPARATORY F | 1X1EA | 1 | 113 | Sigma-Aldrich | SYNF471125-1EA | https://www.sigmaaldrich.com/LT/en
SYNF894250-1EA | SYNTHWARE(R) REACTION TUBE WITH GLASS | 1X1EA | 1 | 99 | Sigma-Aldrich | SYNF894250-1EA | https://www.sigmaaldrich.com/LT/en
SYNF439250-1EA | SYNTHWARE(R) THREE NECK ROUND BOTTOM F | 1X1EA | 1 | 71 | Sigma-Aldrich | SYNF439250-1EA | https://www.sigmaaldrich.com/LT/en
SYNC121120-1EA | SYNTHWARE(R) INNER COIL CONDENSER, JAC | 1X1EA | 1 | 138 | Sigma-Aldrich | SYNC121120-1EA | https://www.sigmaaldrich.com/LT/en
SYNE113590C-1EA | SYNTHWARE(R) EXTRACTION THIMBLE, OD: 3 | 1X1EA | 1 | 49 | Sigma-Aldrich | SYNE113590C-1EA | https://www.sigmaaldrich.com/LT/en
SYND214200-1EA | SYNTHWARE(R) VACUUM JACKETD VIGREUX DI | 1X1EA | 1 | 403 | Sigma-Aldrich | SYND214200-1EA | https://www.sigmaaldrich.com/LT/en
SYNM141004-1EA | SYNTHWARE(R) VACUUM/INERT GAS MANIFOLD | 1X1EA | 1 | 642 | Sigma-Aldrich | SYNM141004-1EA | https://www.sigmaaldrich.com/LT/en
SYNF234020C-1EA | SYNTHWARE(R) CHROMATOGRAPHY COLUMN WIT | 1X1EA | 1 | 141 | Sigma-Aldrich | SYNF234020C-1EA | https://www.sigmaaldrich.com/LT/en
SYNF321100L-1EA | SYNTHWARE(R) PEAR SHAPED FLASK, CAPACI | 1X1EA | 1 | 24 | Sigma-Aldrich | SYNF321100L-1EA | https://www.sigmaaldrich.com/LT/en
SYNA501922-1EA | SYNTHWARE(R) GAS INLET ADAPTER, JOINT: | 1X1EA | 1 | 25 | Sigma-Aldrich | SYNA501922-1EA | https://www.sigmaaldrich.com/LT/en
SYNF110665-1EA | SYNTHWARE(R) DEWAR FLASK, TALL FORM WI | 1X1EA | 1 | 206 | Sigma-Aldrich | SYNF110665-1EA | https://www.sigmaaldrich.com/LT/en
SYNF301200-1EA | SYNTHWARE(R) SINGLE-NECK ROUND-BOTTOM | 1X1EA | 1 | 25 | Sigma-Aldrich | SYNF301200-1EA | https://www.sigmaaldrich.com/LT/en
SYNF141250-1EA | SYNTHWARE(R) ROUND BOTTOM FLASK WITH T | 1X1EA | 1 | 64 | Sigma-Aldrich | SYNF141250-1EA | https://www.sigmaaldrich.com/LT/en
SYNA112440-1EA | SYNTHWARE(R) MODIFIED CLAISEN ADAPTER, | 1X1EA | 1 | 104 | Sigma-Aldrich | SYNA112440-1EA | https://www.sigmaaldrich.com/LT/en
SYNP160003-1EA | SYNTHWARE(R) CYLINDRICAL PRESSURE VESS | 1X1EA | 1 | 57 | Sigma-Aldrich | SYNP160003-1EA | https://www.sigmaaldrich.com/LT/en
SYNE114513X-1EA | SYNTHWARE(R) EXTRACTION THIMBLE, OD: 4 | 1X1EA | 1 | 50 | Sigma-Aldrich | SYNE114513X-1EA | https://www.sigmaaldrich.com/LT/en
Z740575-48EA | ALDRICH(R) ESSENTIALS BEAKER, GRIFFIN,& | 1X48EA | 1 | 190 | Sigma-Aldrich | Z740575-48EA | https://www.sigmaaldrich.com/LT/en
Z740593-12EA | ALDRICH(R) ESSENTIALS BEAKER, BERZELIU& | 1X12EA | 1 | 64 | Sigma-Aldrich | Z740593-12EA | https://www.sigmaaldrich.com/LT/en
Z740611-6EA | ALDRICH(R) ESSENTIALS BEAKER, BERZELIU& | 1X6EA | 1 | 80 | Sigma-Aldrich | Z740611-6EA | https://www.sigmaaldrich.com/LT/en
Z740629-6EA | ALDRICH(R) ESSENTIALS CRYSTALLIZING D& | 1X6EA | 1 | 108 | Sigma-Aldrich | Z740629-6EA | https://www.sigmaaldrich.com/LT/en
Z740645-1EA | ALDRICH(R) ESSENTIALS DESICCATOR, ID X& | 1X1EA | 1 | 470 | Sigma-Aldrich | Z740645-1EA | https://www.sigmaaldrich.com/LT/en
Z740662-1EA | ALDRICH(R) ESSENTIALS ERLENMEYER FLASK& | 1X1EA | 1 | 74 | Sigma-Aldrich | Z740662-1EA | https://www.sigmaaldrich.com/LT/en
Z740680-12EA | ALDRICH(R) ESSENTIALS FILTER FLASK, WI& | 1X12EA | 1 | 173 | Sigma-Aldrich | Z740680-12EA | https://www.sigmaaldrich.com/LT/en
Z740716-1EA | ALDRICH(R) ESSENTIALS BOILING FLASK, R& | 1X1EA | 1 | 44 | Sigma-Aldrich | Z740716-1EA | https://www.sigmaaldrich.com/LT/en
Z740741-1EA | ALDRICH(R) ESSENTIALS BOILING FLASK, F& | 1X1EA | 1 | 54 | Sigma-Aldrich | Z740741-1EA | https://www.sigmaaldrich.com/LT/en
Z740777-6EA | ALDRICH(R) ESSENTIALS VOLUMETRIC FLASK& | 1X6EA | 1 | 253 | Sigma-Aldrich | Z740777-6EA | https://www.sigmaaldrich.com/LT/en
Z740794-12EA | ALDRICH(R) ESSENTIALS VOLUMETRIC FLASK& | 1X12EA | 1 | 391 | Sigma-Aldrich | Z740794-12EA | https://www.sigmaaldrich.com/LT/en
Z740844-6EA | ALDRICH(R) ESSENTIALS GRADUATED CYLIND& | 1X6EA | 1 | 222 | Sigma-Aldrich | Z740844-6EA | https://www.sigmaaldrich.com/LT/en
Z740863-1EA | ALDRICH(R) ESSENTIALS GRADUATED CYLIND& | 1X1EA | 1 | 44 | Sigma-Aldrich | Z740863-1EA | https://www.sigmaaldrich.com/LT/en
Z740890-4EA | ALDRICH(R) ESSENTIALS GRADUATED CYLIND& | 1X4EA | 1 | 248 | Sigma-Aldrich | Z740890-4EA | https://www.sigmaaldrich.com/LT/en
Z740916-1EA | ALDRICH(R) ESSENTIALS GRADUATED CYLIND& | 1X1EA | 1 | 59 | Sigma-Aldrich | Z740916-1EA | https://www.sigmaaldrich.com/LT/en
Z740933-12EA | ALDRICH(R) ESSENTIALS VOLUMETRIC PIPET& | 1X12EA | 1 | 114 | Sigma-Aldrich | Z740933-12EA | https://www.sigmaaldrich.com/LT/en
Z740952-48EA | ALDRICH(R) ESSENTIALS CULTURE TUBE W/S& | 1X48EA | 1 | 159 | Sigma-Aldrich | Z740952-48EA | https://www.sigmaaldrich.com/LT/en
Z740968-48EA | ALDRICH(R) ESSENTIALS CULTURE TUBE W/S& | 1X48EA | 1 | 125 | Sigma-Aldrich | Z740968-48EA | https://www.sigmaaldrich.com/LT/en
Z740987-200EA | ALDRICH(R) ESSENTIALS TEST TUBE W/RIM,& | 1X200EA | 1 | 166 | Sigma-Aldrich | Z740987-200EA | https://www.sigmaaldrich.com/LT/en
Z741004-50EA | ALDRICH(R) ESSENTIALS TEST TUBE WO/RIM& | 1X50EA | 1 | 33 | Sigma-Aldrich | Z741004-50EA | https://www.sigmaaldrich.com/LT/en
SYNC124400-1EA | SYNTHWARE(R) INNER COIL CONDENSER, JAC | 1X1EA | 1 | 202 | Sigma-Aldrich | SYNC124400-1EA | https://www.sigmaaldrich.com/LT/en
SYNA351014-1EA | SYNTHWARE(R) DISTILLATION ADAPTER, SID | 1X1EA | 1 | 42 | Sigma-Aldrich | SYNA351014-1EA | https://www.sigmaaldrich.com/LT/en
SYNF471100-1EA | SYNTHWARE(R) SQUIBB-STYLE SEPARATORY F | 1X1EA | 1 | 112 | Sigma-Aldrich | SYNF471100-1EA | https://www.sigmaaldrich.com/LT/en
SYNC259200-1EA | SYNTHWARE(R) ALLIHN CONDENSER, JACKET | 1X1EA | 1 | 98 | Sigma-Aldrich | SYNC259200-1EA | https://www.sigmaaldrich.com/LT/en
SYNF471125A-1EA | SYNTHWARE(R) SQUIBB-STYLE SEPARATORY F | 1X1EA | 1 | 102 | Sigma-Aldrich | SYNF471125A-1EA | https://www.sigmaaldrich.com/LT/en
SYNV165550-1EA | SYNTHWARE(R) VACUUM TRAP WITH SERRATED | 1X1EA | 1 | 206 | Sigma-Aldrich | SYNV165550-1EA | https://www.sigmaaldrich.com/LT/en
SYNA272419-1EA | SYNTHWARE(R) ANTI-CLIMB ADAPTER, CAPAC | 1X1EA | 1 | 106 | Sigma-Aldrich | SYNA272419-1EA | https://www.sigmaaldrich.com/LT/en
SYNF21842L-1EA | SYNTHWARE(R) FOUR-NECK ROUND-BOTTOM FL | 1X1EA | 1 | 193 | Sigma-Aldrich | SYNF21842L-1EA | https://www.sigmaaldrich.com/LT/en
SYNV141003-1EA | SYNTHWARE(R) CONICAL BOTTOM REACTION V | 1X1EA | 1 | 16 | Sigma-Aldrich | SYNV141003-1EA | https://www.sigmaaldrich.com/LT/en
SYNF621960-1EA | SYNTHWARE(R) PRESSURE EQUALIZING ADDIT | 1X1EA | 1 | 175 | Sigma-Aldrich | SYNF621960-1EA | https://www.sigmaaldrich.com/LT/en
SYNC314175-1EA | SYNTHWARE(R) REFLUX CONDENSER WITH LAR | 1X1EA | 1 | 243 | Sigma-Aldrich | SYNC314175-1EA | https://www.sigmaaldrich.com/LT/en
SYNF150050-1EA | SYNTHWARE(R) MICRO FILTER FLASK, CAPAC | 1X1EA | 1 | 21 | Sigma-Aldrich | SYNF150050-1EA | https://www.sigmaaldrich.com/LT/en
SYNF434150-1EA | SYNTHWARE(R) THREE NECK ROUND BOTTOM F | 1X1EA | 1 | 71 | Sigma-Aldrich | SYNF434150-1EA | https://www.sigmaaldrich.com/LT/en
SYNF714500-1EA | SYNTHWARE(R) FOUR-NECK ROUND BOTTOM FL | 1X1EA | 1 | 138 | Sigma-Aldrich | SYNF714500-1EA | https://www.sigmaaldrich.com/LT/en
SYNC204100-1EA | SYNTHWARE(R) LIEBIG CONDENSER WITH 10 | 1X1EA | 1 | 95 | Sigma-Aldrich | SYNC204100-1EA | https://www.sigmaaldrich.com/LT/en
SYNC184603C-1EA | SYNTHWARE(R) CHROMATOGRAPHY COLUMN WIT | 1X1EA | 1 | 193 | Sigma-Aldrich | SYNC184603C-1EA | https://www.sigmaaldrich.com/LT/en
SYNF301300-1EA | SYNTHWARE(R) SINGLE-NECK ROUND-BOTTOM | 1X1EA | 1 | 28 | Sigma-Aldrich | SYNF301300-1EA | https://www.sigmaaldrich.com/LT/en
SYNC184261-1EA | SYNTHWARE(R) CHROMATOGRAPHY COLUMN WIT | 1X1EA | 1 | 97 | Sigma-Aldrich | SYNC184261-1EA | https://www.sigmaaldrich.com/LT/en
SYNC414250-1EA | SYNTHWARE(R) CHROMATOGRAPHY RESERVOIR | 1X1EA | 1 | 76 | Sigma-Aldrich | SYNC414250-1EA | https://www.sigmaaldrich.com/LT/en
SYNF21342L-1EA | SYNTHWARE(R) FOUR-NECK ROUND-BOTTOM FL | 1X1EA | 1 | 199 | Sigma-Aldrich | SYNF21342L-1EA | https://www.sigmaaldrich.com/LT/en
SYNF273035X-1EA | SYNTHWARE(R) FRITTED GAS DISPERSION TU | 1X1EA | 1 | 59 | Sigma-Aldrich | SYNF273035X-1EA | https://www.sigmaaldrich.com/LT/en
SYNM490064-1EA | SYNTHWARE(R) VACUUM MANIFOLD WITH PTFE | 1X1EA | 1 | 534 | Sigma-Aldrich | SYNM490064-1EA | https://www.sigmaaldrich.com/LT/en
SYNF472125A-1EA | SYNTHWARE(R) SQUIBB-STYLE SEPARATORY F | 1X1EA | 1 | 77 | Sigma-Aldrich | SYNF472125A-1EA | https://www.sigmaaldrich.com/LT/en
SYNM290005-1EA | SYNTHWARE(R) ALL-GLASS VACUUM/INERT GA | 1X1EA | 1 | 883 | Sigma-Aldrich | SYNM290005-1EA | https://www.sigmaaldrich.com/LT/en
SYNF444900-1EA | SYNTHWARE(R) THREE NECK ROUND BOTTOM F | 1X1EA | 1 | 79 | Sigma-Aldrich | SYNF444900-1EA | https://www.sigmaaldrich.com/LT/en
SYNA392440-1EA | SYNTHWARE(R) TRANSFER VALVE ADAPTER, J | 1X1EA | 1 | 123 | Sigma-Aldrich | SYNA392440-1EA | https://www.sigmaaldrich.com/LT/en
SYNS291922-1EA | SYNTHWARE(R) PENNYHEAD STOPPER, SOLID, | 1X1EA | 1 | 17 | Sigma-Aldrich | SYNS291922-1EA | https://www.sigmaaldrich.com/LT/en
SYNF301450-1EA | SYNTHWARE(R) SINGLE-NECK ROUND-BOTTOM | 1X1EA | 1 | 20 | Sigma-Aldrich | SYNF301450-1EA | https://www.sigmaaldrich.com/LT/en
SYNA761420-1EA | SYNTHWARE(R) FLUSHING ADAPTER WITH T-B | 1X1EA | 1 | 109 | Sigma-Aldrich | SYNA761420-1EA | https://www.sigmaaldrich.com/LT/en
SYNF761100-1EA | SYNTHWARE(R) STORAGE TUBE WITH STANDAR | 1X1EA | 1 | 127 | Sigma-Aldrich | SYNF761100-1EA | https://www.sigmaaldrich.com/LT/en
SYNM340004-1EA | SYNTHWARE(R) DOUBLE MANIFOLD WITH RIGH | 1X1EA | 1 | 571 | Sigma-Aldrich | SYNM340004-1EA | https://www.sigmaaldrich.com/LT/en
CLS430720U-100EA | CORNING(R) 75 CM U-SHAPE CELL CULTURE & | 1X100EA | 1 | 316 | Sigma-Aldrich | CLS430720U-100EA | https://www.sigmaaldrich.com/LT/en
Z730574-12EA | ALDRICH(R) ESSENTIALS BEAKER, GRIFFIN,& | 1X12EA | 1 | 54 | Sigma-Aldrich | Z730574-12EA | https://www.sigmaaldrich.com/LT/en
Z740580-36EA | ALDRICH(R) ESSENTIALS BEAKER, GRIFFIN,& | 1X36EA | 1 | 212 | Sigma-Aldrich | Z740580-36EA | https://www.sigmaaldrich.com/LT/en
Z740598-12EA | ALDRICH(R) ESSENTIALS BEAKER, BERZELIU& | 1X12EA | 1 | 67 | Sigma-Aldrich | Z740598-12EA | https://www.sigmaaldrich.com/LT/en
Z740615-1EA | Aldrich(R) Essentials beaker, Berzelius | 1X1EA | 1 | 67 | Sigma-Aldrich | Z740615-1EA | https://www.sigmaaldrich.com/LT/en
Z740649-48EA | ALDRICH(R) ESSENTIALS ERLENMEYER FLASK& | 1X48EA | 1 | 249 | Sigma-Aldrich | Z740649-48EA | https://www.sigmaaldrich.com/LT/en
Z740666-24EA | ALDRICH(R) ESSENTIALS ERLENMEYER FLASK& | 1X24EA | 1 | 539 | Sigma-Aldrich | Z740666-24EA | https://www.sigmaaldrich.com/LT/en
Z740685-12EA | ALDRICH(R) ESSENTIALS FILTER FLASK, WI& | 1X12EA | 1 | 464 | Sigma-Aldrich | Z740685-12EA | https://www.sigmaaldrich.com/LT/en
Z740719-1EA | ALDRICH(R) ESSENTIALS BOILING FLASK, F& | 1X1EA | 1 | 49 | Sigma-Aldrich | Z740719-1EA | https://www.sigmaaldrich.com/LT/en
Z740745-12EA | ALDRICH(R) ESSENTIALS VOLUMETRIC FLASK& | 1X12EA | 1 | 352 | Sigma-Aldrich | Z740745-12EA | https://www.sigmaaldrich.com/LT/en
Z740763-4EA | ALDRICH(R) ESSENTIALS VOLUMETRIC FLASK& | 1X4EA | 1 | 340 | Sigma-Aldrich | Z740763-4EA | https://www.sigmaaldrich.com/LT/en
Z740782-6EA | ALDRICH(R) ESSENTIALS VOLUMETRIC FLASK& | 1X6EA | 1 | 342 | Sigma-Aldrich | Z740782-6EA | https://www.sigmaaldrich.com/LT/en
Z740815-6EA | ALDRICH(R) ESSENTIALS VOLUMETRIC FLASK& | 1X6EA | 1 | 138 | Sigma-Aldrich | Z740815-6EA | https://www.sigmaaldrich.com/LT/en
Z740831-24EA | ALDRICH(R) ESSENTIALS GRADUATED CYLIND& | 1X24EA | 1 | 154 | Sigma-Aldrich | Z740831-24EA | https://www.sigmaaldrich.com/LT/en
Z740849-4EA | ALDRICH(R) ESSENTIALS GRADUATED CYLIND& | 1X4EA | 1 | 254 | Sigma-Aldrich | Z740849-4EA | https://www.sigmaaldrich.com/LT/en
Z740867-1EA | ALDRICH(R) ESSENTIALS GRADUATED CYLIND& | 1X1EA | 1 | 87 | Sigma-Aldrich | Z740867-1EA | https://www.sigmaaldrich.com/LT/en
Z740894-12EA | ALDRICH(R) ESSENTIALS GRADUATED CYLIND& | 1X12EA | 1 | 201 | Sigma-Aldrich | Z740894-12EA | https://www.sigmaaldrich.com/LT/en
Z740920-12EA | ALDRICH(R) ESSENTIALS VOLUMETRIC PIPET& | 1X12EA | 1 | 114 | Sigma-Aldrich | Z740920-12EA | https://www.sigmaaldrich.com/LT/en
Z740938-12EA | ALDRICH(R) ESSENTIALS VOLUMETRIC PIPET& | 1X12EA | 1 | 114 | Sigma-Aldrich | Z740938-12EA | https://www.sigmaaldrich.com/LT/en
SYNS134250-1EA | SYNTHWARE(R) REPURIFICATION SOLVENT ST | 1X1EA | 1 | 295 | Sigma-Aldrich | SYNS134250-1EA | https://www.sigmaaldrich.com/LT/en
SYNC384630-1EA | SYNTHWARE(R) CHROMATOGRAPHY COLUMN WIT | 1X1EA | 1 | 157 | Sigma-Aldrich | SYNC384630-1EA | https://www.sigmaaldrich.com/LT/en
SYNF904200H-1EA | SYNTHWARE(R) PEAR-SHAPED SCHLENK FLASK & | 1X1EA | 1 | 98 | Sigma-Aldrich | SYNF904200H-1EA | https://www.sigmaaldrich.com/LT/en
SYNB300500X-1EA | SYNTHWARE(R) GAS WASHING BOTTLE WITH F | 1X1EA | 1 | 253 | Sigma-Aldrich | SYNB300500X-1EA | https://www.sigmaaldrich.com/LT/en
SYNV210500G-1EA | SYNTHWARE(R) DEWAR TYPE VACUUM TRAP, R | 1X1EA | 1 | 441 | Sigma-Aldrich | SYNV210500G-1EA | https://www.sigmaaldrich.com/LT/en
SYNF891425-1EA | SYNTHWARE(R) REACTION TUBE WITH GLASS | 1X1EA | 1 | 85 | Sigma-Aldrich | SYNF891425-1EA | https://www.sigmaaldrich.com/LT/en
SYNF414501-1EA | SYNTHWARE(R) TWO NECK ROUND BOTTOM FLA | 1X1EA | 1 | 73 | Sigma-Aldrich | SYNF414501-1EA | https://www.sigmaaldrich.com/LT/en
SYNF439150-1EA | SYNTHWARE(R) THREE NECK ROUND BOTTOM F | 1X1EA | 1 | 62 | Sigma-Aldrich | SYNF439150-1EA | https://www.sigmaaldrich.com/LT/en
SYNF603030M-1EA | SYNTHWARE(R) BUCHNER FUNNEL, CAPACITY: | 1X1EA | 1 | 42 | Sigma-Aldrich | SYNF603030M-1EA | https://www.sigmaaldrich.com/LT/en
SYNA371922-1EA | SYNTHWARE(R) CLAISEN ADAPTER, JOINTS: | 1X1EA | 1 | 53 | Sigma-Aldrich | SYNA371922-1EA | https://www.sigmaaldrich.com/LT/en
SYNC392620C-1EA | SYNTHWARE(R) CHROMATOGRAPHY COLUMN WIT | 1X1EA | 1 | 150 | Sigma-Aldrich | SYNC392620C-1EA | https://www.sigmaaldrich.com/LT/en
SYNF331450-1EA | SYNTHWARE(R) SINGLE-NECK ROUND-BOTTOM | 1X1EA | 1 | 26 | Sigma-Aldrich | SYNF331450-1EA | https://www.sigmaaldrich.com/LT/en
SYNF311950-1EA | SYNTHWARE(R) RECOVERY FLASK, CAPACITY: | 1X1EA | 1 | 22 | Sigma-Aldrich | SYNF311950-1EA | https://www.sigmaaldrich.com/LT/en
SYNC378020-1EA | SYNTHWARE(R) CHROMATOGRAPHY COLUMN WIT | 1X1EA | 1 | 241 | Sigma-Aldrich | SYNC378020-1EA | https://www.sigmaaldrich.com/LT/en
SYNF604060F-1EA | SYNTHWARE(R) BUCHNER FUNNEL, CAPACITY: | 1X1EA | 1 | 49 | Sigma-Aldrich | SYNF604060F-1EA | https://www.sigmaaldrich.com/LT/en
SYNA301420-1EA | SYNTHWARE(R) VACUUM OR ARGON/NITROGEN | 1X1EA | 1 | 18 | Sigma-Aldrich | SYNA301420-1EA | https://www.sigmaaldrich.com/LT/en
SYNF432250-1EA | SYNTHWARE(R) THREE NECK ROUND BOTTOM F | 1X1EA | 1 | 84 | Sigma-Aldrich | SYNF432250-1EA | https://www.sigmaaldrich.com/LT/en
SYNA151922-1EA | SYNTHWARE(R) CONNECTING ADAPTER WITH 7 | 1X1EA | 1 | 30 | Sigma-Aldrich | SYNA151922-1EA | https://www.sigmaaldrich.com/LT/en
SYNA961922-1EA | SYNTHWARE(R) DISTILLATION DRIP ADAPTER | 1X1EA | 1 | 28 | Sigma-Aldrich | SYNA961922-1EA | https://www.sigmaaldrich.com/LT/en
SYNC372640-1EA | SYNTHWARE(R) CHROMATOGRAPHY COLUMN WIT | 1X1EA | 1 | 178 | Sigma-Aldrich | SYNC372640-1EA | https://www.sigmaaldrich.com/LT/en
SYNS620012-1EA | SYNTHWARE(R) 180 DEGREE HIGH VACUUM VA | 1X1EA | 1 | 112 | Sigma-Aldrich | SYNS620012-1EA | https://www.sigmaaldrich.com/LT/en
SYNF891950-1EA | SYNTHWARE(R) REACTION TUBE WITH GLASS | 1X1EA | 1 | 86 | Sigma-Aldrich | SYNF891950-1EA | https://www.sigmaaldrich.com/LT/en
SYNF490500-1EA | SYNTHWARE(R) STORAGE FLASK WITH HIGH V | 1X1EA | 1 | 110 | Sigma-Aldrich | SYNF490500-1EA | https://www.sigmaaldrich.com/LT/en
SYNC184264-1EA | SYNTHWARE(R) CHROMATOGRAPHY COLUMN WIT | 1X1EA | 1 | 124 | Sigma-Aldrich | SYNC184264-1EA | https://www.sigmaaldrich.com/LT/en
Z740557-48EA | ALDRICH(R) ESSENTIALS BEAKER, GRIFFIN,& | 1X48EA | 1 | 190 | Sigma-Aldrich | Z740557-48EA | https://www.sigmaaldrich.com/LT/en
Z740573-48EA | ALDRICH(R) ESSENTIALS BEAKER, GRIFFIN,& | 1X48EA | 1 | 190 | Sigma-Aldrich | Z740573-48EA | https://www.sigmaaldrich.com/LT/en
Z740585-4EA | ALDRICH(R) ESSENTIALS BEAKER, GRIFFIN,& | 1X4EA | 1 | 99 | Sigma-Aldrich | Z740585-4EA | https://www.sigmaaldrich.com/LT/en
Z740592-48EA | ALDRICH(R) ESSENTIALS BEAKER, BERZELIU& | 1X48EA | 1 | 244 | Sigma-Aldrich | Z740592-48EA | https://www.sigmaaldrich.com/LT/en
Z740610-18EA | ALDRICH(R) ESSENTIALS BEAKER, BERZELIU& | 1X18EA | 1 | 210 | Sigma-Aldrich | Z740610-18EA | https://www.sigmaaldrich.com/LT/en
Z740638-6EA | ALDRICH(R) ESSENTIALS CRYSTALLIZING D | 1X6EA | 1 | 457 | Sigma-Aldrich | Z740638-6EA | https://www.sigmaaldrich.com/LT/en
Z740654-12EA | ALDRICH(R) ESSENTIALS ERLENMEYER FLASK& | 1X12EA | 1 | 74 | Sigma-Aldrich | Z740654-12EA | https://www.sigmaaldrich.com/LT/en
Z740661-4EA | ALDRICH(R) ESSENTIALS ERLENMEYER FLASK& | 1X4EA | 1 | 105 | Sigma-Aldrich | Z740661-4EA | https://www.sigmaaldrich.com/LT/en
Z740672-6EA | ALDRICH(R) ESSENTIALS ERLENMEYER FLASK& | 1X6EA | 1 | 150 | Sigma-Aldrich | Z740672-6EA | https://www.sigmaaldrich.com/LT/en
Z740679-6EA | ALDRICH(R) ESSENTIALS FILTER FLASK, WI& | 1X6EA | 1 | 68 | Sigma-Aldrich | Z740679-6EA | https://www.sigmaaldrich.com/LT/en
Z740690-6EA | ALDRICH(R) ESSENTIALS BOILING FLASK, R& | 1X6EA | 1 | 98 | Sigma-Aldrich | Z740690-6EA | https://www.sigmaaldrich.com/LT/en
Z740697-12EA | ALDRICH(R) ESSENTIALS BOILING FLASK, F& | 1X12EA | 1 | 144 | Sigma-Aldrich | Z740697-12EA | https://www.sigmaaldrich.com/LT/en
Z740708-1EA | ALDRICH(R) ESSENTIALS BOILING FLASK, R& | 1X1EA | 1 | 40 | Sigma-Aldrich | Z740708-1EA | https://www.sigmaaldrich.com/LT/en
Z740554-12EA | ALDRICH(R) ESSENTIALS BEAKER, GRIFFIN,& | 1X12EA | 1 | 51 | Sigma-Aldrich | Z740554-12EA | https://www.sigmaaldrich.com/LT/en
Z740582-24EA | ALDRICH(R) ESSENTIALS BEAKER, GRIFFIN,& | 1X24EA | 1 | 232 | Sigma-Aldrich | Z740582-24EA | https://www.sigmaaldrich.com/LT/en
Z740600-12EA | ALDRICH(R) ESSENTIALS BEAKER, BERZELIU& | 1X12EA | 1 | 70 | Sigma-Aldrich | Z740600-12EA | https://www.sigmaaldrich.com/LT/en
Z740619-24EA | ALDRICH(R) ESSENTIALS PETRI DISH, SODA& | 1X24EA | 1 | 144 | Sigma-Aldrich | Z740619-24EA | https://www.sigmaaldrich.com/LT/en
Z740635-18EA | ALDRICH(R) ESSENTIALS CRYSTALLIZING D& | 1X18EA | 1 | 318 | Sigma-Aldrich | Z740635-18EA | https://www.sigmaaldrich.com/LT/en
Z740651-48EA | ALDRICH(R) ESSENTIALS ERLENMEYER FLASK& | 1X48EA | 1 | 237 | Sigma-Aldrich | Z740651-48EA | https://www.sigmaaldrich.com/LT/en
Z740687-4EA | ALDRICH(R) ESSENTIALS FILTER FLASK, WI& | 1X4EA | 1 | 529 | Sigma-Aldrich | Z740687-4EA | https://www.sigmaaldrich.com/LT/en
Z740704-1EA | ALDRICH(R) ESSENTIALS BOILING FLASK, F& | 1X1EA | 1 | 123 | Sigma-Aldrich | Z740704-1EA | https://www.sigmaaldrich.com/LT/en
Z740722-1EA | ALDRICH(R) ESSENTIALS BOILING FLASK, F& | 1X1EA | 1 | 55 | Sigma-Aldrich | Z740722-1EA | https://www.sigmaaldrich.com/LT/en
Z740725-1EA | ALDRICH(R) ESSENTIALS BOILING FLASK, F& | 1X1EA | 1 | 68 | Sigma-Aldrich | Z740725-1EA | https://www.sigmaaldrich.com/LT/en
Z740747-12EA | ALDRICH(R) ESSENTIALS VOLUMETRIC FLASK& | 1X12EA | 1 | 385 | Sigma-Aldrich | Z740747-12EA | https://www.sigmaaldrich.com/LT/en
Z740751-6EA | ALDRICH(R) ESSENTIALS VOLUMETRIC FLASK& | 1X6EA | 1 | 211 | Sigma-Aldrich | Z740751-6EA | https://www.sigmaaldrich.com/LT/en
Z740758-6EA | ALDRICH(R) ESSENTIALS VOLUMETRIC FLASK& | 1X6EA | 1 | 274 | Sigma-Aldrich | Z740758-6EA | https://www.sigmaaldrich.com/LT/en
Z740766-12EA | ALDRICH(R) ESSENTIALS VOLUMETRIC FLASK& | 1X12EA | 1 | 375 | Sigma-Aldrich | Z740766-12EA | https://www.sigmaaldrich.com/LT/en
Z740784-1EA | ALDRICH(R) ESSENTIALS VOLUMETRIC FLASK& | 1X1EA | 1 | 64 | Sigma-Aldrich | Z740784-1EA | https://www.sigmaaldrich.com/LT/en
Z740793-6EA | ALDRICH(R) ESSENTIALS VOLUMETRIC FLASK& | 1X6EA | 1 | 151 | Sigma-Aldrich | Z740793-6EA | https://www.sigmaaldrich.com/LT/en
Z740801-12EA | ALDRICH(R) ESSENTIALS VOLUMETRIC FLASK& | 1X12EA | 1 | 477 | Sigma-Aldrich | Z740801-12EA | https://www.sigmaaldrich.com/LT/en
Z740805-1EA | ALDRICH(R) ESSENTIALS VOLUMETRIC FLASK& | 1X1EA | 1 | 51 | Sigma-Aldrich | Z740805-1EA | https://www.sigmaaldrich.com/LT/en
Z740817-6EA | ALDRICH(R) ESSENTIALS VOLUMETRIC FLASK& | 1X6EA | 1 | 190 | Sigma-Aldrich | Z740817-6EA | https://www.sigmaaldrich.com/LT/en
Z740836-6EA | ALDRICH(R) ESSENTIALS GRADUATED CYLIND& | 1X6EA | 1 | 54 | Sigma-Aldrich | Z740836-6EA | https://www.sigmaaldrich.com/LT/en
Z740843-1EA | ALDRICH(R) ESSENTIALS GRADUATED CYLIND& | 1X1EA | 1 | 42 | Sigma-Aldrich | Z740843-1EA | https://www.sigmaaldrich.com/LT/en
Z740851-4EA | ALDRICH(R) ESSENTIALS GRADUATED CYLIND& | 1X4EA | 1 | 345 | Sigma-Aldrich | Z740851-4EA | https://www.sigmaaldrich.com/LT/en
Z740855-6EA | ALDRICH(R) ESSENTIALS GRADUATED CYLIND& | 1X6EA | 1 | 173 | Sigma-Aldrich | Z740855-6EA | https://www.sigmaaldrich.com/LT/en
Z740862-6EA | ALDRICH(R) ESSENTIALS GRADUATED CYLIND& | 1X6EA | 1 | 237 | Sigma-Aldrich | Z740862-6EA | https://www.sigmaaldrich.com/LT/en
Z740869-12EA | ALDRICH(R) ESSENTIALS GRADUATED CYLIND& | 1X12EA | 1 | 222 | Sigma-Aldrich | Z740869-12EA | https://www.sigmaaldrich.com/LT/en
Z740889-1EA | ALDRICH(R) ESSENTIALS GRADUATED CYLIND& | 1X1EA | 1 | 47 | Sigma-Aldrich | Z740889-1EA | https://www.sigmaaldrich.com/LT/en
Z740897-12EA | ALDRICH(R) ESSENTIALS GRADUATED CYLIND& | 1X12EA | 1 | 245 | Sigma-Aldrich | Z740897-12EA | https://www.sigmaaldrich.com/LT/en
Z740910-1EA | ALDRICH(R) ESSENTIALS GRADUATED CYLIND& | 1X1EA | 1 | 28 | Sigma-Aldrich | Z740910-1EA | https://www.sigmaaldrich.com/LT/en
Z740923-12EA | ALDRICH(R) ESSENTIALS VOLUMETRIC PIPET& | 1X12EA | 1 | 114 | Sigma-Aldrich | Z740923-12EA | https://www.sigmaaldrich.com/LT/en
Z740927-12EA | ALDRICH(R) ESSENTIALS VOLUMETRIC PIPET& | 1X12EA | 1 | 126 | Sigma-Aldrich | Z740927-12EA | https://www.sigmaaldrich.com/LT/en
Z740940-72EA | ALDRICH(R) ESSENTIALS CULTURE TUBE W/S& | 1X72EA | 1 | 154 | Sigma-Aldrich | Z740940-72EA | https://www.sigmaaldrich.com/LT/en
Z740944-288EA | ALDRICH(R) ESSENTIALS CULTURE TUBE W/S& | 1X288EA | 1 | 703 | Sigma-Aldrich | Z740944-288EA | https://www.sigmaaldrich.com/LT/en
Z740951-192EA | ALDRICH(R) ESSENTIALS CULTURE TUBE W/S& | 1X192EA | 1 | 587 | Sigma-Aldrich | Z740951-192EA | https://www.sigmaaldrich.com/LT/en
Z740958-72EA | ALDRICH(R) ESSENTIALS CULTURE TUBE W/S& | 1X72EA | 1 | 148 | Sigma-Aldrich | Z740958-72EA | https://www.sigmaaldrich.com/LT/en
Z740961-288EA | ALDRICH(R) ESSENTIALS CULTURE TUBE W/S& | 1X288EA | 1 | 599 | Sigma-Aldrich | Z740961-288EA | https://www.sigmaaldrich.com/LT/en
Z740967-192EA | ALDRICH(R) ESSENTIALS CULTURE TUBE W/S& | 1X192EA | 1 | 457 | Sigma-Aldrich | Z740967-192EA | https://www.sigmaaldrich.com/LT/en
Z740986-50EA | ALDRICH(R) ESSENTIALS TEST TUBE W/RIM,& | 1X50EA | 1 | 31 | Sigma-Aldrich | Z740986-50EA | https://www.sigmaaldrich.com/LT/en
Z740994-200EA | ALDRICH(R) ESSENTIALS TEST TUBE W/RIM,& | 1X200EA | 1 | 394 | Sigma-Aldrich | Z740994-200EA | https://www.sigmaaldrich.com/LT/en
Z741009-200EA | ALDRICH(R) ESSENTIALS TEST TUBE WO/RIM& | 1X200EA | 1 | 389 | Sigma-Aldrich | Z741009-200EA | https://www.sigmaaldrich.com/LT/en
Z741012-10EA | ALDRICH(R) ESSENTIALS ROUND MEDIA STOR& | 1X10EA | 1 | 105 | Sigma-Aldrich | Z741012-10EA | https://www.sigmaaldrich.com/LT/en
SYNS620008-1EA | SYNTHWARE(R) 180 DEGREE HIGH VACUUM VA | 1X1EA | 1 | 89 | Sigma-Aldrich | SYNS620008-1EA | https://www.sigmaaldrich.com/LT/en
SYNC373225-1EA | SYNTHWARE(R) CHROMATOGRAPHY COLUMN WIT | 1X1EA | 1 | 173 | Sigma-Aldrich | SYNC373225-1EA | https://www.sigmaaldrich.com/LT/en
SYNC154100-1EA | SYNTHWARE(R) WEST CONDENSER, JACKET LE | 1X1EA | 1 | 78 | Sigma-Aldrich | SYNC154100-1EA | https://www.sigmaaldrich.com/LT/en
SYNR7010-1EA | SYNTHWARE(R) HIGH VACUUM VALVE PLUG O- | 1X1EA | 1 | 13 | Sigma-Aldrich | SYNR7010-1EA | https://www.sigmaaldrich.com/LT/en
SYNV165050-1EA | SYNTHWARE(R) VACUUM TRAP WITH SERRATED | 1X1EA | 1 | 175 | Sigma-Aldrich | SYNV165050-1EA | https://www.sigmaaldrich.com/LT/en
SYNF309500-1EA | SYNTHWARE(R) SINGLE-NECK ROUND-BOTTOM | 1X1EA | 1 | 31 | Sigma-Aldrich | SYNF309500-1EA | https://www.sigmaaldrich.com/LT/en
SYNF100003A-1EA | SYNTHWARE(R) STAINLESS STEEL FILTER BA | 1X1EA | 1 | 155 | Sigma-Aldrich | SYNF100003A-1EA | https://www.sigmaaldrich.com/LT/en
SYNF431110-1EA | SYNTHWARE(R) THREE NECK ROUND BOTTOM F | 1X1EA | 1 | 57 | Sigma-Aldrich | SYNF431110-1EA | https://www.sigmaaldrich.com/LT/en
SYNC184171-1EA | SYNTHWARE(R) CHROMATOGRAPHY COLUMN WITH& | 1X1EA | 1 | 97 | Sigma-Aldrich | SYNC184171-1EA | https://www.sigmaaldrich.com/LT/en
SYNE113590X-1EA | SYNTHWARE(R) EXTRACTION THIMBLE, OD: 3 | 1X1EA | 1 | 49 | Sigma-Aldrich | SYNE113590X-1EA | https://www.sigmaaldrich.com/LT/en
SYNF329250L-1EA | SYNTHWARE(R) PEAR SHAPED FLASK, CAPACI | 1X1EA | 1 | 23 | Sigma-Aldrich | SYNF329250L-1EA | https://www.sigmaaldrich.com/LT/en
SYNF621410-1EA | SYNTHWARE(R) PRESSURE EQUALIZING ADDIT | 1X1EA | 1 | 160 | Sigma-Aldrich | SYNF621410-1EA | https://www.sigmaaldrich.com/LT/en
SYNF531250-1EA | SYNTHWARE(R) SINGLE NECK REACTION FLAS | 1X1EA | 1 | 106 | Sigma-Aldrich | SYNF531250-1EA | https://www.sigmaaldrich.com/LT/en
SYNM290004-1EA | SYNTHWARE(R) ALL-GLASS VACUUM/INERT GA | 1X1EA | 1 | 726 | Sigma-Aldrich | SYNM290004-1EA | https://www.sigmaaldrich.com/LT/en
SYNF292810-1EA | SYNTHWARE(R) SOLVENT ADDITION FUNNEL, | 1X1EA | 1 | 68 | Sigma-Aldrich | SYNF292810-1EA | https://www.sigmaaldrich.com/LT/en
SYNF621460-1EA | SYNTHWARE(R) PRESSURE EQUALIZING ADDIT | 1X1EA | 1 | 170 | Sigma-Aldrich | SYNF621460-1EA | https://www.sigmaaldrich.com/LT/en
SYNF644125-1EA | SYNTHWARE(R) PRESSURE EQUALIZING FUNNE | 1X1EA | 1 | 211 | Sigma-Aldrich | SYNF644125-1EA | https://www.sigmaaldrich.com/LT/en
SYNA352440-1EA | SYNTHWARE(R) DISTILLATION ADAPTER, SID | 1X1EA | 1 | 51 | Sigma-Aldrich | SYNA352440-1EA | https://www.sigmaaldrich.com/LT/en
SYNA342942-1EA | SYNTHWARE(R) TWIN HOSE CONNECTING ADAP | 1X1EA | 1 | 28 | Sigma-Aldrich | SYNA342942-1EA | https://www.sigmaaldrich.com/LT/en
SYNS280016-1EA | SYNTHWARE(R) FLASK LENGTH PENNYHEAD ST | 1X1EA | 1 | 13 | Sigma-Aldrich | SYNS280016-1EA | https://www.sigmaaldrich.com/LT/en
SYNF49081L-1EA | SYNTHWARE(R) STORAGE FLASK WITH HIGH V | 1X1EA | 1 | 130 | Sigma-Aldrich | SYNF49081L-1EA | https://www.sigmaaldrich.com/LT/en
SYNF222500-1EA | SYNTHWARE(R) FOUR NECK ROUND BOTTOM FL | 1X1EA | 1 | 142 | Sigma-Aldrich | SYNF222500-1EA | https://www.sigmaaldrich.com/LT/en
SYNF474250-1EA | SYNTHWARE(R) SQUIBB-STYLE SEPARATORY F | 1X1EA | 1 | 127 | Sigma-Aldrich | SYNF474250-1EA | https://www.sigmaaldrich.com/LT/en
SYNA882440G-1EA | SYNTHWARE(R) VACUUM/INERT GAS ADAPTER | 1X1EA | 1 | 80 | Sigma-Aldrich | SYNA882440G-1EA | https://www.sigmaaldrich.com/LT/en
SYNF309100-1EA | SYNTHWARE(R) SINGLE-NECK ROUND-BOTTOM | 1X1EA | 1 | 21 | Sigma-Aldrich | SYNF309100-1EA | https://www.sigmaaldrich.com/LT/en
SYNV103834-1EA | SYNTHWARE(R) VACUUM TRAP, JOINT: ST/NS | 1X1EA | 1 | 112 | Sigma-Aldrich | SYNV103834-1EA | https://www.sigmaaldrich.com/LT/en
SYNF324100L-1EA | SYNTHWARE(R) PEAR SHAPED FLASK, CAPACI | 1X1EA | 1 | 31 | Sigma-Aldrich | SYNF324100L-1EA | https://www.sigmaaldrich.com/LT/en
SYNF198100-1EA | SYNTHWARE(R) POWDER FUNNEL WITH FLATTE | 1X1EA | 1 | 62 | Sigma-Aldrich | SYNF198100-1EA | https://www.sigmaaldrich.com/LT/en
SYNA663524-1EA | SYNTHWARE(R) ADAPTER WITH TOP SPHERICA | 1X1EA | 1 | 37 | Sigma-Aldrich | SYNA663524-1EA | https://www.sigmaaldrich.com/LT/en
SYNF311925-1EA | SYNTHWARE(R) RECOVERY FLASK, CAPACITY: | 1X1EA | 1 | 22 | Sigma-Aldrich | SYNF311925-1EA | https://www.sigmaaldrich.com/LT/en
SYNF901200-1EA | SYNTHWARE(R) PEAR-SHAPED SCHLENK FLASK & | 1X1EA | 1 | 96 | Sigma-Aldrich | SYNF901200-1EA | https://www.sigmaaldrich.com/LT/en
SYNA902440-1EA | SYNTHWARE(R) CLAISEN DISTILLATION ADAP | 1X1EA | 1 | 104 | Sigma-Aldrich | SYNA902440-1EA | https://www.sigmaaldrich.com/LT/en
CLS431464U-100EA | CORNING(R) 75 CM U-SHAPE CELL CULTURE & | 1X100EA | 1 | 298 | Sigma-Aldrich | CLS431464U-100EA | https://www.sigmaaldrich.com/LT/en
SYNA152440-1EA | SYNTHWARE(R) CONNECTING ADAPTER WITH 7 | 1X1EA | 1 | 35 | Sigma-Aldrich | SYNA152440-1EA | https://www.sigmaaldrich.com/LT/en
SYNA272414-1EA | SYNTHWARE(R) ANTI-CLIMB ADAPTER, CAPAC | 1X1EA | 1 | 105 | Sigma-Aldrich | SYNA272414-1EA | https://www.sigmaaldrich.com/LT/en
SYNF371460M-1EA | SYNTHWARE(R) FILTER FUNNEL WITH GLASS | 1X1EA | 1 | 220 | Sigma-Aldrich | SYNF371460M-1EA | https://www.sigmaaldrich.com/LT/en
SYNF363014C-1EA | SYNTHWARE(R) BUCHNER FUNNEL WITH INNER | 1X1EA | 1 | 79 | Sigma-Aldrich | SYNF363014C-1EA | https://www.sigmaaldrich.com/LT/en
SYNF549250-1EA | SYNTHWARE(R) REACTION FLASK WITH HIGH | 1X1EA | 1 | 113 | Sigma-Aldrich | SYNF549250-1EA | https://www.sigmaaldrich.com/LT/en
SYND211150-1EA | SYNTHWARE(R) VACUUM JACKETD VIGREUX DI | 1X1EA | 1 | 348 | Sigma-Aldrich | SYND211150-1EA | https://www.sigmaaldrich.com/LT/en
SYNF629125-1EA | SYNTHWARE(R) PRESSURE EQUALIZING ADDIT | 1X1EA | 1 | 191 | Sigma-Aldrich | SYNF629125-1EA | https://www.sigmaaldrich.com/LT/en
SYNM250005-1EA | SYNTHWARE(R) ALL-GLASS VACUUM/INERT GA | 1X1EA | 1 | 885 | Sigma-Aldrich | SYNM250005-1EA | https://www.sigmaaldrich.com/LT/en
SYNF303450-1EA | SYNTHWARE(R) SINGLE-NECK ROUND-BOTTOM | 1X1EA | 1 | 38 | Sigma-Aldrich | SYNF303450-1EA | https://www.sigmaaldrich.com/LT/en
SYNC366040C-1EA | SYNTHWARE(R) CHROMATOGRAPHY COLUMN WIT | 1X1EA | 1 | 202 | Sigma-Aldrich | SYNC366040C-1EA | https://www.sigmaaldrich.com/LT/en
SYNC362625-1EA | SYNTHWARE(R) CHROMATOGRAPHY COLUMN WIT | 1X1EA | 1 | 93 | Sigma-Aldrich | SYNC362625-1EA | https://www.sigmaaldrich.com/LT/en
SYNA602924-1EA | SYNTHWARE(R) MODIFIED ANTI-SPLASH ADAP | 1X1EA | 1 | 107 | Sigma-Aldrich | SYNA602924-1EA | https://www.sigmaaldrich.com/LT/en
SYNF10401LA-1EA | SYNTHWARE(R) 47 MM FILTRATION APPARATU | 1X1EA | 1 | 341 | Sigma-Aldrich | SYNF10401LA-1EA | https://www.sigmaaldrich.com/LT/en
SYND201414-1EA | SYNTHWARE(R) VERTICAL COW TYPE DISTRIB | 1X1EA | 1 | 122 | Sigma-Aldrich | SYND201414-1EA | https://www.sigmaaldrich.com/LT/en
SYNC101922-1EA | SYNTHWARE(R) VIGREUX DISTILLATION COLU | 1X1EA | 1 | 66 | Sigma-Aldrich | SYNC101922-1EA | https://www.sigmaaldrich.com/LT/en
SYNC272440-1EA | SYNTHWARE(R) FRIEDRICHS CONDENSER WITH | 1X1EA | 1 | 180 | Sigma-Aldrich | SYNC272440-1EA | https://www.sigmaaldrich.com/LT/en
SYNC171200-1EA | SYNTHWARE(R) WATER JACKETED DISTILLATI | 1X1EA | 1 | 67 | Sigma-Aldrich | SYNC171200-1EA | https://www.sigmaaldrich.com/LT/en
SYNF561050-1EA | SYNTHWARE(R) REACTION TUBE WITH HIGH V | 1X1EA | 1 | 89 | Sigma-Aldrich | SYNF561050-1EA | https://www.sigmaaldrich.com/LT/en
SYNS640008-1EA | SYNTHWARE(R) THREE-WAY HIGH VACUUM VAL | 1X1EA | 1 | 115 | Sigma-Aldrich | SYNS640008-1EA | https://www.sigmaaldrich.com/LT/en
SYNA111420-1EA | SYNTHWARE(R) MODIFIED CLAISEN ADAPTER, | 1X1EA | 1 | 87 | Sigma-Aldrich | SYNA111420-1EA | https://www.sigmaaldrich.com/LT/en
SYNF192975-1EA | SYNTHWARE(R) POWDER FUNNEL WITH FLATTE | 1X1EA | 1 | 54 | Sigma-Aldrich | SYNF192975-1EA | https://www.sigmaaldrich.com/LT/en
SYNA341922-1EA | SYNTHWARE(R) TWIN HOSE CONNECTING ADAP | 1X1EA | 1 | 25 | Sigma-Aldrich | SYNA341922-1EA | https://www.sigmaaldrich.com/LT/en
SYNF44841L-1EA | SYNTHWARE(R) THREE NECK ROUND BOTTOM F | 1X1EA | 1 | 116 | Sigma-Aldrich | SYNF44841L-1EA | https://www.sigmaaldrich.com/LT/en
SYNC361720C-1EA | SYNTHWARE(R) CHROMATOGRAPHY COLUMN WIT | 1X1EA | 1 | 99 | Sigma-Aldrich | SYNC361720C-1EA | https://www.sigmaaldrich.com/LT/en
SYNA604250-1EA | SYNTHWARE(R) MODIFIED ANTI-SPLASH ADAP | 1X1EA | 1 | 109 | Sigma-Aldrich | SYNA604250-1EA | https://www.sigmaaldrich.com/LT/en
SYNF43242L-1EA | SYNTHWARE(R) THREE NECK ROUND BOTTOM F | 1X1EA | 1 | 138 | Sigma-Aldrich | SYNF43242L-1EA | https://www.sigmaaldrich.com/LT/en
SYNS101502-1EA | SYNTHWARE(R) STRAIGHT BORE PTFE STOPCO | 1X1EA | 1 | 39 | Sigma-Aldrich | SYNS101502-1EA | https://www.sigmaaldrich.com/LT/en
SYNF434250-1EA | SYNTHWARE(R) THREE NECK ROUND BOTTOM F | 1X1EA | 1 | 95 | Sigma-Aldrich | SYNF434250-1EA | https://www.sigmaaldrich.com/LT/en
SYNM260005-1EA | SYNTHWARE(R) ALL-GLASS VACUUM/INERT GA | 1X1EA | 1 | 883 | Sigma-Aldrich | SYNM260005-1EA | https://www.sigmaaldrich.com/LT/en
SYNS580008-1EA | SYNTHWARE(R) 3-WAY HIGH VACUUM VALVE, | 1X1EA | 1 | 181 | Sigma-Aldrich | SYNS580008-1EA | https://www.sigmaaldrich.com/LT/en
SYNC184321C-1EA | SYNTHWARE(R) CHROMATOGRAPHY COLUMN WIT | 1X1EA | 1 | 130 | Sigma-Aldrich | SYNC184321C-1EA | https://www.sigmaaldrich.com/LT/en
SYNF477500-1EA | SYNTHWARE(R) SQUIBB-STYLE SEPARATORY F | 1X1EA | 1 | 116 | Sigma-Aldrich | SYNF477500-1EA | https://www.sigmaaldrich.com/LT/en
SYNA881420G-1EA | SYNTHWARE(R) VACUUM/INERT GAS ADAPTER | 1X1EA | 1 | 77 | Sigma-Aldrich | SYNA881420G-1EA | https://www.sigmaaldrich.com/LT/en
SYNF314100-1EA | SYNTHWARE(R) RECOVERY FLASK, CAPACITY: | 1X1EA | 1 | 26 | Sigma-Aldrich | SYNF314100-1EA | https://www.sigmaaldrich.com/LT/en
SYNF534100-1EA | SYNTHWARE(R) SINGLEL NECK REACTION FLA | 1X1EA | 1 | 105 | Sigma-Aldrich | SYNF534100-1EA | https://www.sigmaaldrich.com/LT/en
SYNF787000-1EA | SYNTHWARE(R) SQUIBB SEPARATORY FUNNEL | 1X1EA | 1 | 155 | Sigma-Aldrich | SYNF787000-1EA | https://www.sigmaaldrich.com/LT/en
SYNT110800-1EA | SYNTHWARE(R) Y-SHAPED CONNECTING TUBE, | 1X1EA | 1 | 21 | Sigma-Aldrich | SYNT110800-1EA | https://www.sigmaaldrich.com/LT/en
SYNF964024-1EA | SYNTHWARE(R)BUCHNER FUNNEL WITH PERFOR | 1X1EA | 1 | 135 | Sigma-Aldrich | SYNF964024-1EA | https://www.sigmaaldrich.com/LT/en
SYNF479250-1EA | SYNTHWARE(R) SQUIBB-STYLE SEPARATORY F | 1X1EA | 1 | 122 | Sigma-Aldrich | SYNF479250-1EA | https://www.sigmaaldrich.com/LT/en
SYNF609600M-1EA | SYNTHWARE(R) BUCHNER FUNNEL, CAPACITY: | 1X1EA | 1 | 133 | Sigma-Aldrich | SYNF609600M-1EA | https://www.sigmaaldrich.com/LT/en
SYNF794250-1EA | SYNTHWARE(R) MODIFIED EVAPORATION FLAS | 1X1EA | 1 | 53 | Sigma-Aldrich | SYNF794250-1EA | https://www.sigmaaldrich.com/LT/en
SYNV141005-1EA | SYNTHWARE(R) CONICAL BOTTOM REACTION V | 1X1EA | 1 | 17 | Sigma-Aldrich | SYNV141005-1EA | https://www.sigmaaldrich.com/LT/en
SYNC195323C-1EA | SYNTHWARE(R) CHROMATOGRAPHY COLUMN WIT | 1X1EA | 1 | 153 | Sigma-Aldrich | SYNC195323C-1EA | https://www.sigmaaldrich.com/LT/en
SYNF341125-1EA | SYNTHWARE(R) TWO NECK PEAR SHAPED FLAS | 1X1EA | 1 | 45 | Sigma-Aldrich | SYNF341125-1EA | https://www.sigmaaldrich.com/LT/en
SYNF459100-1EA | SYNTHWARE(R) SQUIBB-STYLE SEPARATORY F | 1X1EA | 1 | 116 | Sigma-Aldrich | SYNF459100-1EA | https://www.sigmaaldrich.com/LT/en
SYNF71542L-1EA | SYNTHWARE(R) FOUR-NECK ROUND BOTTOM FL | 1X1EA | 1 | 380 | Sigma-Aldrich | SYNF71542L-1EA | https://www.sigmaaldrich.com/LT/en
SYNA892440-1EA | SYNTHWARE(R) DISTILLING ADAPTER WITH 1 | 1X1EA | 1 | 50 | Sigma-Aldrich | SYNA892440-1EA | https://www.sigmaaldrich.com/LT/en
SYNC362625C-1EA | SYNTHWARE(R) CHROMATOGRAPHY COLUMN WIT | 1X1EA | 1 | 106 | Sigma-Aldrich | SYNC362625C-1EA | https://www.sigmaaldrich.com/LT/en
SYNF411925-1EA | SYNTHWARE(R) TWO NECK ROUND BOTTOM FLA | 1X1EA | 1 | 49 | Sigma-Aldrich | SYNF411925-1EA | https://www.sigmaaldrich.com/LT/en
SYNC398030C-1EA | SYNTHWARE(R) CHROMATOGRAPHY COLUMN WIT | 1X1EA | 1 | 300 | Sigma-Aldrich | SYNC398030C-1EA | https://www.sigmaaldrich.com/LT/en
SYNS531420-1EA | SYNTHWARE(R) PTFE STOPPER WITH EXTRACT | 1X1EA | 1 | 26 | Sigma-Aldrich | SYNS531420-1EA | https://www.sigmaaldrich.com/LT/en
SYNF650010C-1EA | SYNTHWARE(R) HIRSCH MICRO FUNNEL, CAPA | 1X1EA | 1 | 45 | Sigma-Aldrich | SYNF650010C-1EA | https://www.sigmaaldrich.com/LT/en
SYNS332044-1EA | SYNTHWARE(R) HIGH VACUUM STRAIGHT BORE | 1X1EA | 1 | 72 | Sigma-Aldrich | SYNS332044-1EA | https://www.sigmaaldrich.com/LT/en
SYNS391420-1EA | SYNTHWARE(R) CAP DESIGN STOPPER, JOINT | 1X1EA | 1 | 17 | Sigma-Aldrich | SYNS391420-1EA | https://www.sigmaaldrich.com/LT/en
SYNF362024M-1EA | SYNTHWARE(R) BUCHNER FUNNEL WITH INNER | 1X1EA | 1 | 109 | Sigma-Aldrich | SYNF362024M-1EA | https://www.sigmaaldrich.com/LT/en
SYNS211444-1EA | SYNTHWARE(R) DOUBLE OBLIQUE PTFE STOPC | 1X1EA | 1 | 37 | Sigma-Aldrich | SYNS211444-1EA | https://www.sigmaaldrich.com/LT/en
SYNF374200M-1EA | SYNTHWARE(R) FILTER FUNNEL WITH GLASS | 1X1EA | 1 | 226 | Sigma-Aldrich | SYNF374200M-1EA | https://www.sigmaaldrich.com/LT/en
SYNA852440-1EA | SYNTHWARE(R) U-SHAPED DRYING TUBE, JOI | 1X1EA | 1 | 44 | Sigma-Aldrich | SYNA852440-1EA | https://www.sigmaaldrich.com/LT/en
SYNF301410-1EA | SYNTHWARE(R) SINGLE-NECK ROUND-BOTTOM | 1X1EA | 1 | 20 | Sigma-Aldrich | SYNF301410-1EA | https://www.sigmaaldrich.com/LT/en
SYNF621425-1EA | SYNTHWARE(R) PRESSURE EQUALIZING ADDIT | 1X1EA | 1 | 165 | Sigma-Aldrich | SYNF621425-1EA | https://www.sigmaaldrich.com/LT/en
SYNF702440M-1EA | SYNTHWARE(R) FRITTED FILTER TUBE, DISC | 1X1EA | 1 | 119 | Sigma-Aldrich | SYNF702440M-1EA | https://www.sigmaaldrich.com/LT/en
SYNC184463-1EA | SYNTHWARE(R) CHROMATOGRAPHY COLUMN WIT | 1X1EA | 1 | 134 | Sigma-Aldrich | SYNC184463-1EA | https://www.sigmaaldrich.com/LT/en
SYNA381420-1EA | SYNTHWARE(R) 90 DEGREE VACUUM ADAPTER | 1X1EA | 1 | 62 | Sigma-Aldrich | SYNA381420-1EA | https://www.sigmaaldrich.com/LT/en
SYNS321230-1EA | SYNTHWARE(R) STRAIGHT BORE GLASS STOPC | 1X1EA | 1 | 47 | Sigma-Aldrich | SYNS321230-1EA | https://www.sigmaaldrich.com/LT/en
SYNF30242L-1EA | SYNTHWARE(R) SINGLE-NECK ROUND-BOTTOM | 1X1EA | 1 | 102 | Sigma-Aldrich | SYNF30242L-1EA | https://www.sigmaaldrich.com/LT/en
SYNF311405-1EA | SYNTHWARE(R) RECOVERY FLASK, CAPACITY: | 1X1EA | 1 | 21 | Sigma-Aldrich | SYNF311405-1EA | https://www.sigmaaldrich.com/LT/en
SYNF218500-1EA | SYNTHWARE(R) FOUR-NECK ROUND-BOTTOM FL | 1X1EA | 1 | 140 | Sigma-Aldrich | SYNF218500-1EA | https://www.sigmaaldrich.com/LT/en
SYNS401922-1EA | SYNTHWARE(R) PENNYHEAD STOPPER, HOLLOW | 1X1EA | 1 | 18 | Sigma-Aldrich | SYNS401922-1EA | https://www.sigmaaldrich.com/LT/en
SYNC291925-1EA | SYNTHWARE(R) GRADUATED CONCENTRATOR TU | 1X1EA | 1 | 50 | Sigma-Aldrich | SYNC291925-1EA | https://www.sigmaaldrich.com/LT/en
SYNF311910-1EA | SYNTHWARE(R) RECOVERY FLASK, CAPACITY: | 1X1EA | 1 | 21 | Sigma-Aldrich | SYNF311910-1EA | https://www.sigmaaldrich.com/LT/en
SYNGL14-1EA | SYNTHWARE(R) NYLON CAP WITH PTFE FACED | 1X1EA | 1 | 13 | Sigma-Aldrich | SYNGL14-1EA | https://www.sigmaaldrich.com/LT/en
SYNP120010M-1EA | SYNTHWARE(R) PEPTIDE SYNTHESIS VESSEL | 1X1EA | 1 | 121 | Sigma-Aldrich | SYNP120010M-1EA | https://www.sigmaaldrich.com/LT/en
SYNF214500-1EA | SYNTHWARE(R) FOUR-NECK ROUND-BOTTOM FL | 1X1EA | 1 | 137 | Sigma-Aldrich | SYNF214500-1EA | https://www.sigmaaldrich.com/LT/en
SYNF283045C-1EA | SYNTHWARE(R) FRITTED GAS DISPERSION TU | 1X1EA | 1 | 59 | Sigma-Aldrich | SYNF283045C-1EA | https://www.sigmaaldrich.com/LT/en
SYNF150025-1EA | SYNTHWARE(R) MICRO FILTER FLASK, CAPAC | 1X1EA | 1 | 21 | Sigma-Aldrich | SYNF150025-1EA | https://www.sigmaaldrich.com/LT/en
SYNF321010-1EA | SYNTHWARE(R) PEAR SHAPED FLASK, CAPACI | 1X1EA | 1 | 24 | Sigma-Aldrich | SYNF321010-1EA | https://www.sigmaaldrich.com/LT/en
SYNF687500A-1EA | SYNTHWARE(R) SURE-GRIP SEPARATORY FUNN | 1X1EA | 1 | 134 | Sigma-Aldrich | SYNF687500A-1EA | https://www.sigmaaldrich.com/LT/en
SYNF544100-1EA | SYNTHWARE(R) REACTION FLASK WITH HIGH | 1X1EA | 1 | 110 | Sigma-Aldrich | SYNF544100-1EA | https://www.sigmaaldrich.com/LT/en
SYNF904100-1EA | SYNTHWARE(R) PEAR-SHAPED SCHLENK FLASK & | 1X1EA | 1 | 92 | Sigma-Aldrich | SYNF904100-1EA | https://www.sigmaaldrich.com/LT/en
SYNF527000-1EA | SYNTHWARE(R) SINGLE-NECK ROUND-BOTTOM | 1X1EA | 1 | 46 | Sigma-Aldrich | SYNF527000-1EA | https://www.sigmaaldrich.com/LT/en
SYNF544250-1EA | SYNTHWARE(R) REACTION FLASK WITH HIGH | 1X1EA | 1 | 118 | Sigma-Aldrich | SYNF544250-1EA | https://www.sigmaaldrich.com/LT/en
SYNF224000-1EA | SYNTHWARE(R) FOUR NECK ROUND BOTTOM FL | 1X1EA | 1 | 172 | Sigma-Aldrich | SYNF224000-1EA | https://www.sigmaaldrich.com/LT/en
SYNC391720C-1EA | SYNTHWARE(R) CHROMATOGRAPHY COLUMN WIT | 1X1EA | 1 | 123 | Sigma-Aldrich | SYNC391720C-1EA | https://www.sigmaaldrich.com/LT/en
SYNC394630C-1EA | SYNTHWARE(R) CHROMATOGRAPHY COLUMN WIT | 1X1EA | 1 | 225 | Sigma-Aldrich | SYNC394630C-1EA | https://www.sigmaaldrich.com/LT/en
SYNC184321-1EA | SYNTHWARE(R) CHROMATOGRAPHY COLUMN WIT | 1X1EA | 1 | 115 | Sigma-Aldrich | SYNC184321-1EA | https://www.sigmaaldrich.com/LT/en
SYNC363230C-1EA | SYNTHWARE(R) CHROMATOGRAPHY COLUMN WIT | 1X1EA | 1 | 142 | Sigma-Aldrich | SYNC363230C-1EA | https://www.sigmaaldrich.com/LT/en
SYNS711754-1EA | SYNTHWARE(R) HIGH VACUUM 90 DEGREE STO | 1X1EA | 1 | 96 | Sigma-Aldrich | SYNS711754-1EA | https://www.sigmaaldrich.com/LT/en
SYNP170004-1EA | SYNTHWARE(R) ROUND BOTTOM PRESSURE VES | 1X1EA | 1 | 110 | Sigma-Aldrich | SYNP170004-1EA | https://www.sigmaaldrich.com/LT/en
SYNF21841L-1EA | SYNTHWARE(R) FOUR-NECK ROUND-BOTTOM FL | 1X1EA | 1 | 170 | Sigma-Aldrich | SYNF21841L-1EA | https://www.sigmaaldrich.com/LT/en
SYNC393240C-1EA | SYNTHWARE(R) CHROMATOGRAPHY COLUMN WIT | 1X1EA | 1 | 204 | Sigma-Aldrich | SYNC393240C-1EA | https://www.sigmaaldrich.com/LT/en
SYNF240250-1EA | SYNTHWARE(R) DEWAR FLASK, HEMISPHERICA | 1X1EA | 1 | 419 | Sigma-Aldrich | SYNF240250-1EA | https://www.sigmaaldrich.com/LT/en
SYNF414400-1EA | SYNTHWARE(R) TWO NECK ROUND BOTTOM FLA | 1X1EA | 1 | 67 | Sigma-Aldrich | SYNF414400-1EA | https://www.sigmaaldrich.com/LT/en
SYNV211000-1EA | SYNTHWARE(R) DEWAR TYPE VACUUM TRAP, R | 1X1EA | 1 | 475 | Sigma-Aldrich | SYNV211000-1EA | https://www.sigmaaldrich.com/LT/en
SYNA202429-1EA | SYNTHWARE(R) REDUCING ADAPTER, JOINTS: | 1X1EA | 1 | 33 | Sigma-Aldrich | SYNA202429-1EA | https://www.sigmaaldrich.com/LT/en
SYNC393230C-1EA | SYNTHWARE(R) CHROMATOGRAPHY COLUMN WIT | 1X1EA | 1 | 178 | Sigma-Aldrich | SYNC393230C-1EA | https://www.sigmaaldrich.com/LT/en
SYNP150050M-1EA | SYNTHWARE(R) SYNTHESIS VESSEL WITH LOW | 1X1EA | 1 | 200 | Sigma-Aldrich | SYNP150050M-1EA | https://www.sigmaaldrich.com/LT/en
SYNF444500-1EA | SYNTHWARE(R) THREE NECK ROUND BOTTOM F | 1X1EA | 1 | 98 | Sigma-Aldrich | SYNF444500-1EA | https://www.sigmaaldrich.com/LT/en
SYNC269100-1EA | SYNTHWARE(R) COIL-STYLE REFLUX CONDENS | 1X1EA | 1 | 144 | Sigma-Aldrich | SYNC269100-1EA | https://www.sigmaaldrich.com/LT/en
SYND452920-1EA | SYNTHWARE(R) DEAN STARK DISTILLATION R | 1X1EA | 1 | 178 | Sigma-Aldrich | SYND452920-1EA | https://www.sigmaaldrich.com/LT/en
SYNF662950-1EA | SYNTHWARE(R) ERLENMEYER FLASK, CAPACIT | 1X1EA | 1 | 26 | Sigma-Aldrich | SYNF662950-1EA | https://www.sigmaaldrich.com/LT/en
SYNA602424-1EA | SYNTHWARE(R) MODIFIED ANTI-SPLASH ADAP | 1X1EA | 1 | 104 | Sigma-Aldrich | SYNA602424-1EA | https://www.sigmaaldrich.com/LT/en
SYNT230015-1EA | SYNTHWARE(R) GRADUATED DISTILLATION RE | 1X1EA | 1 | 39 | Sigma-Aldrich | SYNT230015-1EA | https://www.sigmaaldrich.com/LT/en
SYNC579110-1EA | SYNTHWARE(R) WATER JACKETED DISTILLATI | 1X1EA | 1 | 73 | Sigma-Aldrich | SYNC579110-1EA | https://www.sigmaaldrich.com/LT/en
SYNF434500-1EA | SYNTHWARE(R) THREE NECK ROUND BOTTOM F | 1X1EA | 1 | 101 | Sigma-Aldrich | SYNF434500-1EA | https://www.sigmaaldrich.com/LT/en
SYNC195264C-1EA | SYNTHWARE(R) CHROMATOGRAPHY COLUMN WIT | 1X1EA | 1 | 145 | Sigma-Aldrich | SYNC195264C-1EA | https://www.sigmaaldrich.com/LT/en
SYNC361320-1EA | SYNTHWARE(R) CHROMATOGRAPHY COLUMN WIT | 1X1EA | 1 | 80 | Sigma-Aldrich | SYNC361320-1EA | https://www.sigmaaldrich.com/LT/en
SYNA274250-1EA | SYNTHWARE(R) ANTI-CLIMB ADAPTER, CAPAC | 1X1EA | 1 | 115 | Sigma-Aldrich | SYNA274250-1EA | https://www.sigmaaldrich.com/LT/en
SYNC184262-1EA | SYNTHWARE(R) CHROMATOGRAPHY COLUMN WIT | 1X1EA | 1 | 102 | Sigma-Aldrich | SYNC184262-1EA | https://www.sigmaaldrich.com/LT/en
SYNF191450-1EA | SYNTHWARE(R) POWDER FUNNEL WITH FLATTE | 1X1EA | 1 | 39 | Sigma-Aldrich | SYNF191450-1EA | https://www.sigmaaldrich.com/LT/en
SYNA121420-1EA | SYNTHWARE(R) VACUUM TRANSFER ADAPTER W | 1X1EA | 1 | 144 | Sigma-Aldrich | SYNA121420-1EA | https://www.sigmaaldrich.com/LT/en
SYNF301025-1EA | SYNTHWARE(R) SINGLE NECK ROUND BOTTOM | 1X1EA | 1 | 22 | Sigma-Aldrich | SYNF301025-1EA | https://www.sigmaaldrich.com/LT/en
SYNC374625-1EA | SYNTHWARE(R) CHROMATOGRAPHY COLUMN WIT | 1X1EA | 1 | 152 | Sigma-Aldrich | SYNC374625-1EA | https://www.sigmaaldrich.com/LT/en
SYNA663514-1EA | SYNTHWARE(R) ADAPTER WITH TOP SPHERICA | 1X1EA | 1 | 36 | Sigma-Aldrich | SYNA663514-1EA | https://www.sigmaaldrich.com/LT/en
SYNC184173-1EA | SYNTHWARE(R) CHROMATOGRAPHY COLUMN WIT | 1X1EA | 1 | 108 | Sigma-Aldrich | SYNC184173-1EA | https://www.sigmaaldrich.com/LT/en
SYNA381410-1EA | SYNTHWARE(R) VACUUM ADAPTER WITH PTFE | 1X1EA | 1 | 65 | Sigma-Aldrich | SYNA381410-1EA | https://www.sigmaaldrich.com/LT/en
SYNS331230-1EA | SYNTHWARE(R) HIGH VACUUM STRAIGHT BORE | 1X1EA | 1 | 48 | Sigma-Aldrich | SYNS331230-1EA | https://www.sigmaaldrich.com/LT/en
SYNF601002F-1EA | SYNTHWARE(R) BUCHNER FUNNEL, CAPACITY: | 1X1EA | 1 | 36 | Sigma-Aldrich | SYNF601002F-1EA | https://www.sigmaaldrich.com/LT/en
SYNF701430C-1EA | SYNTHWARE(R) FRITTED FILTER TUBE, DISC | 1X1EA | 1 | 115 | Sigma-Aldrich | SYNF701430C-1EA | https://www.sigmaaldrich.com/LT/en
SYNC509300-1EA | SYNTHWARE(R) LIEBIG CONDENSER WITH 8 M | 1X1EA | 1 | 108 | Sigma-Aldrich | SYNC509300-1EA | https://www.sigmaaldrich.com/LT/en
SYNF41611L-1EA | SYNTHWARE(R) TWO NECK ROUND BOTTOM FLA | 1X1EA | 1 | 86 | Sigma-Aldrich | SYNF41611L-1EA | https://www.sigmaaldrich.com/LT/en
SYNF314250-1EA | SYNTHWARE(R) RECOVERY FLASK, CAPACITY: | 1X1EA | 1 | 43 | Sigma-Aldrich | SYNF314250-1EA | https://www.sigmaaldrich.com/LT/en
SYND304250-1EA | SYNTHWARE(R) WATER JACKETED DISTILLING | 1X1EA | 1 | 147 | Sigma-Aldrich | SYND304250-1EA | https://www.sigmaaldrich.com/LT/en
SYNS531922-1EA | SYNTHWARE(R) PTFE STOPPER WITH EXTRACT | 1X1EA | 1 | 27 | Sigma-Aldrich | SYNS531922-1EA | https://www.sigmaaldrich.com/LT/en
SYND682440-1EA | SYNTHWARE(R) DISTILLATION DISTRIBUTION | 1X1EA | 1 | 115 | Sigma-Aldrich | SYND682440-1EA | https://www.sigmaaldrich.com/LT/en
SYNA342440-1EA | SYNTHWARE(R) TWIN HOSE CONNECTING ADAP | 1X1EA | 1 | 26 | Sigma-Aldrich | SYNA342440-1EA | https://www.sigmaaldrich.com/LT/en
SYNS171444-1EA | SYNTHWARE(R) DOUBLE OBLIQUE PTFE STOPC | 1X1EA | 1 | 95 | Sigma-Aldrich | SYNS171444-1EA | https://www.sigmaaldrich.com/LT/en
SYNF369024M-1EA | SYNTHWARE(R) BUCHNER FUNNEL WITH INNER | 1X1EA | 1 | 212 | Sigma-Aldrich | SYNF369024M-1EA | https://www.sigmaaldrich.com/LT/en
SYNC184604-1EA | SYNTHWARE(R) CHROMATOGRAPHY COLUMN WIT | 1X1EA | 1 | 192 | Sigma-Aldrich | SYNC184604-1EA | https://www.sigmaaldrich.com/LT/en
SYNF904500-1EA | SYNTHWARE(R) PEAR-SHAPED SCHLENK FLASK & | 1X1EA | 1 | 102 | Sigma-Aldrich | SYNF904500-1EA | https://www.sigmaaldrich.com/LT/en
SYNF144250-1EA | SYNTHWARE(R) ROUND BOTTOM FLASK WITH T | 1X1EA | 1 | 68 | Sigma-Aldrich | SYNF144250-1EA | https://www.sigmaaldrich.com/LT/en
SYNA302942-1EA | SYNTHWARE(R) VACUUM OR ARGON/NITROGEN | 1X1EA | 1 | 22 | Sigma-Aldrich | SYNA302942-1EA | https://www.sigmaaldrich.com/LT/en
SYNC184171C-1EA | SYNTHWARE(R) CHROMATOGRAPHY COLUMN WIT | 1X1EA | 1 | 111 | Sigma-Aldrich | SYNC184171C-1EA | https://www.sigmaaldrich.com/LT/en
SYNA692440-1EA | SYNTHWARE(R) 90 DEGREE VACUUM ADAPTER | 1X1EA | 1 | 63 | Sigma-Aldrich | SYNA692440-1EA | https://www.sigmaaldrich.com/LT/en
SYNC254400-1EA | SYNTHWARE(R) ALLIHN CONDENSER, JACKET | 1X1EA | 1 | 117 | Sigma-Aldrich | SYNC254400-1EA | https://www.sigmaaldrich.com/LT/en
SYNF414251-1EA | SYNTHWARE(R) TWO NECK ROUND BOTTOM FLA | 1X1EA | 1 | 66 | Sigma-Aldrich | SYNF414251-1EA | https://www.sigmaaldrich.com/LT/en
SYNS540004-1EA | SYNTHWARE(R) HIGH VACUUM VALVE PLUG, S | 1X1EA | 1 | 39 | Sigma-Aldrich | SYNS540004-1EA | https://www.sigmaaldrich.com/LT/en
SYNF771520M-1EA | SYNTHWARE(R) GOOCH LOW FORM CRUCIBLE, | 1X1EA | 1 | 24 | Sigma-Aldrich | SYNF771520M-1EA | https://www.sigmaaldrich.com/LT/en
SYNC244500-1EA | SYNTHWARE(R) SOXHLET CONDENSER, JACKET | 1X1EA | 1 | 119 | Sigma-Aldrich | SYNC244500-1EA | https://www.sigmaaldrich.com/LT/en
SYNP120025C-1EA | SYNTHWARE(R) PEPTIDE SYNTHESIS VESSEL | 1X1EA | 1 | 138 | Sigma-Aldrich | SYNP120025C-1EA | https://www.sigmaaldrich.com/LT/en
SYNA851922-1EA | SYNTHWARE(R) U-SHAPED DRYING TUBE, JOI | 1X1EA | 1 | 37 | Sigma-Aldrich | SYNA851922-1EA | https://www.sigmaaldrich.com/LT/en
SYNM411003-1EA | SYNTHWARE(R) ALL-GLASS VACUUM/INERT GA | 1X1EA | 1 | 561 | Sigma-Aldrich | SYNM411003-1EA | https://www.sigmaaldrich.com/LT/en
SYNF501010-1EA | SYNTHWARE(R) ERLENMEYER FLASK, CAPACIT | 1X1EA | 1 | 20 | Sigma-Aldrich | SYNF501010-1EA | https://www.sigmaaldrich.com/LT/en
SYNF474000-1EA | SYNTHWARE(R) SQUIBB-STYLE SEPARATORY F | 1X1EA | 1 | 153 | Sigma-Aldrich | SYNF474000-1EA | https://www.sigmaaldrich.com/LT/en
SYNF541250-1EA | SYNTHWARE(R) REACTION FLASK WITH HIGH | 1X1EA | 1 | 110 | Sigma-Aldrich | SYNF541250-1EA | https://www.sigmaaldrich.com/LT/en
SYNF291910-1EA | SYNTHWARE(R) SOLVENT ADDITION FUNNEL, | 1X1EA | 1 | 60 | Sigma-Aldrich | SYNF291910-1EA | https://www.sigmaaldrich.com/LT/en
SYNF444000-1EA | SYNTHWARE(R) THREE NECK ROUND BOTTOM F | 1X1EA | 1 | 114 | Sigma-Aldrich | SYNF444000-1EA | https://www.sigmaaldrich.com/LT/en
SYNF909200-1EA | SYNTHWARE(R) PEAR-SHAPED SCHLENK FLASK & | 1X1EA | 1 | 99 | Sigma-Aldrich | SYNF909200-1EA | https://www.sigmaaldrich.com/LT/en
SYNA521420-1EA | SYNTHWARE(R) INLET OR THERMOMETER ADAP | 1X1EA | 1 | 27 | Sigma-Aldrich | SYNA521420-1EA | https://www.sigmaaldrich.com/LT/en
SYNA791924-1EA | SYNTHWARE(R) BUSHING ADAPTER, JOINTS: | 1X1EA | 1 | 37 | Sigma-Aldrich | SYNA791924-1EA | https://www.sigmaaldrich.com/LT/en
SYNC364640-1EA | SYNTHWARE(R) CHROMATOGRAPHY COLUMN WIT | 1X1EA | 1 | 152 | Sigma-Aldrich | SYNC364640-1EA | https://www.sigmaaldrich.com/LT/en
SYNF809600-1EA | SYNTHWARE(R) BUCHNER FUNNEL WITH PERFO | 1X1EA | 1 | 232 | Sigma-Aldrich | SYNF809600-1EA | https://www.sigmaaldrich.com/LT/en
SYND161420-1EA | SYNTHWARE(R) COW STYLE DISTILLATION RE | 1X1EA | 1 | 107 | Sigma-Aldrich | SYND161420-1EA | https://www.sigmaaldrich.com/LT/en
SYNA872440-1EA | SYNTHWARE(R) 75 DEGREE ANGLED DRYING T | 1X1EA | 1 | 44 | Sigma-Aldrich | SYNA872440-1EA | https://www.sigmaaldrich.com/LT/en
SYNS532440-1EA | SYNTHWARE(R) PTFE STOPPER WITH EXTRACT | 1X1EA | 1 | 43 | Sigma-Aldrich | SYNS532440-1EA | https://www.sigmaaldrich.com/LT/en
SYNGL32-1EA | SYNTHWARE(R) NYLON CAP WITH PTFE FACED | 1X1EA | 1 | 13 | Sigma-Aldrich | SYNGL32-1EA | https://www.sigmaaldrich.com/LT/en
SYNA232424-1EA | SYNTHWARE(R) ANTI-SPLASH ADAPTER WITH | 1X1EA | 1 | 132 | Sigma-Aldrich | SYNA232424-1EA | https://www.sigmaaldrich.com/LT/en
SYNF291210-1EA | SYNTHWARE(R) SOLVENT ADDITION FUNNEL, | 1X1EA | 1 | 58 | Sigma-Aldrich | SYNF291210-1EA | https://www.sigmaaldrich.com/LT/en
SYNS600004-1EA | SYNTHWARE(R) HIGH VACUUM VALVE PLUG WI | 1X1EA | 1 | 39 | Sigma-Aldrich | SYNS600004-1EA | https://www.sigmaaldrich.com/LT/en
SYNA402440-1EA | SYNTHWARE(R) ADAPTER WITH MINERAL OIL | 1X1EA | 1 | 142 | Sigma-Aldrich | SYNA402440-1EA | https://www.sigmaaldrich.com/LT/en
SYNF419900-1EA | SYNTHWARE(R) TWO NECK ROUND BOTTOM FLA | 1X1EA | 1 | 50 | Sigma-Aldrich | SYNF419900-1EA | https://www.sigmaaldrich.com/LT/en
SYNM260004-1EA | SYNTHWARE(R) ALL-GLASS VACUUM/INERT GA | 1X1EA | 1 | 726 | Sigma-Aldrich | SYNM260004-1EA | https://www.sigmaaldrich.com/LT/en
SYNF451100-1EA | SYNTHWARE(R) SQUIBB-STYLE SEPARATORY F | 1X1EA | 1 | 116 | Sigma-Aldrich | SYNF451100-1EA | https://www.sigmaaldrich.com/LT/en
SYNF479250A-1EA | SYNTHWARE(R) SQUIBB-STYLE SEPARATORY F | 1X1EA | 1 | 116 | Sigma-Aldrich | SYNF479250A-1EA | https://www.sigmaaldrich.com/LT/en
SYNA542440-1EA | SYNTHWARE(R) VACUUM JACKETED DISTILLAT | 1X1EA | 1 | 278 | Sigma-Aldrich | SYNA542440-1EA | https://www.sigmaaldrich.com/LT/en
SYNA282414-1EA | SYNTHWARE(R) ANTI-SPLASH ADAPTER, CAPA | 1X1EA | 1 | 99 | Sigma-Aldrich | SYNA282414-1EA | https://www.sigmaaldrich.com/LT/en
SYNF604060C-1EA | SYNTHWARE(R) BUCHNER FUNNEL, CAPACITY: | 1X1EA | 1 | 47 | Sigma-Aldrich | SYNF604060C-1EA | https://www.sigmaaldrich.com/LT/en
SYNF780060-1EA | SYNTHWARE(R) SQUIBB SEPARATORY FUNNEL | 1X1EA | 1 | 66 | Sigma-Aldrich | SYNF780060-1EA | https://www.sigmaaldrich.com/LT/en
SYNF904100G-1EA | SYNTHWARE(R) PEAR-SHAPED SCHLENK FLASK & | 1X1EA | 1 | 87 | Sigma-Aldrich | SYNF904100G-1EA | https://www.sigmaaldrich.com/LT/en
SYNA252414-1EA | SYNTHWARE(R) ENLARGING ADAPTER, JOINTS | 1X1EA | 1 | 29 | Sigma-Aldrich | SYNA252414-1EA | https://www.sigmaaldrich.com/LT/en
SYNC114250-1EA | SYNTHWARE(R) COLD FINGER CONDENSER, JO | 1X1EA | 1 | 87 | Sigma-Aldrich | SYNC114250-1EA | https://www.sigmaaldrich.com/LT/en
SYNS461740-1EA | SYNTHWARE(R) STRAIGHT BORE GLASS STOPC | 1X1EA | 1 | 17 | Sigma-Aldrich | SYNS461740-1EA | https://www.sigmaaldrich.com/LT/en
SYNF611425-1EA | SYNTHWARE(R) PRESSURE EQUALIZING ADDIT | 1X1EA | 1 | 184 | Sigma-Aldrich | SYNF611425-1EA | https://www.sigmaaldrich.com/LT/en
SYNP130010C-1EA | SYNTHWARE(R) PEPTIDE SYNTHESIS VESSEL | 1X1EA | 1 | 154 | Sigma-Aldrich | SYNP130010C-1EA | https://www.sigmaaldrich.com/LT/en
SYNF434900-1EA | SYNTHWARE(R) THREE NECK ROUND BOTTOM F | 1X1EA | 1 | 78 | Sigma-Aldrich | SYNF434900-1EA | https://www.sigmaaldrich.com/LT/en
SYND171014-1EA | SYNTHWARE(R) VIGREUX VACUUM JACKETED M | 1X1EA | 1 | 326 | Sigma-Aldrich | SYND171014-1EA | https://www.sigmaaldrich.com/LT/en
SYNC361340-1EA | SYNTHWARE(R) CHROMATOGRAPHY COLUMN WIT | 1X1EA | 1 | 106 | Sigma-Aldrich | SYNC361340-1EA | https://www.sigmaaldrich.com/LT/en
SYNF901450H-1EA | SYNTHWARE(R) PEAR-SHAPED SCHLENK FLASK & | 1X1EA | 1 | 82 | Sigma-Aldrich | SYNF901450H-1EA | https://www.sigmaaldrich.com/LT/en
SYNA521922-1EA | SYNTHWARE(R) INLET OR THERMOMETER ADAP | 1X1EA | 1 | 28 | Sigma-Aldrich | SYNA521922-1EA | https://www.sigmaaldrich.com/LT/en
SYNF564250-1EA | SYNTHWARE(R) REACTION TUBE WITH HIGH V | 1X1EA | 1 | 94 | Sigma-Aldrich | SYNF564250-1EA | https://www.sigmaaldrich.com/LT/en
SYNF341110-1EA | SYNTHWARE(R) TWO NECK PEAR SHAPED FLAS | 1X1EA | 1 | 44 | Sigma-Aldrich | SYNF341110-1EA | https://www.sigmaaldrich.com/LT/en
SYNS291030-1EA | SYNTHWARE(R) PENNYHEAD STOPPER, SOLID, | 1X1EA | 1 | 14 | Sigma-Aldrich | SYNS291030-1EA | https://www.sigmaaldrich.com/LT/en
Z740553-48EA | ALDRICH(R) ESSENTIALS BEAKER, GRIFFIN,& | 1X48EA | 1 | 178 | Sigma-Aldrich | Z740553-48EA | https://www.sigmaaldrich.com/LT/en
Z740581-6EA | ALDRICH(R) ESSENTIALS BEAKER, GRIFFIN,& | 1X6EA | 1 | 41 | Sigma-Aldrich | Z740581-6EA | https://www.sigmaaldrich.com/LT/en
Z740599-48EA | ALDRICH(R) ESSENTIALS BEAKER, BERZELIU& | 1X48EA | 1 | 248 | Sigma-Aldrich | Z740599-48EA | https://www.sigmaaldrich.com/LT/en
Z740618-24EA | ALDRICH(R) ESSENTIALS PETRI DISH, SODA& | 1X24EA | 1 | 144 | Sigma-Aldrich | Z740618-24EA | https://www.sigmaaldrich.com/LT/en
Z740634-6EA | ALDRICH(R) ESSENTIALS CRYSTALLIZING D | 1X6EA | 1 | 109 | Sigma-Aldrich | Z740634-6EA | https://www.sigmaaldrich.com/LT/en
Z740650-12EA | ALDRICH(R) ESSENTIALS ERLENMEYER FLASK& | 1X12EA | 1 | 71 | Sigma-Aldrich | Z740650-12EA | https://www.sigmaaldrich.com/LT/en
Z740668-6EA | ALDRICH(R) ESSENTIALS ERLENMEYER FLASK& | 1X6EA | 1 | 150 | Sigma-Aldrich | Z740668-6EA | https://www.sigmaaldrich.com/LT/en
Z740686-6EA | ALDRICH(R) ESSENTIALS FILTER FLASK, WI& | 1X6EA | 1 | 244 | Sigma-Aldrich | Z740686-6EA | https://www.sigmaaldrich.com/LT/en
Z740703-1EA | ALDRICH(R) ESSENTIALS BOILING FLASK, F& | 1X1EA | 1 | 67 | Sigma-Aldrich | Z740703-1EA | https://www.sigmaaldrich.com/LT/en
Z740720-1EA | ALDRICH(R) ESSENTIALS BOILING FLASK, F& | 1X1EA | 1 | 55 | Sigma-Aldrich | Z740720-1EA | https://www.sigmaaldrich.com/LT/en
Z740746-12EA | ALDRICH(R) ESSENTIALS VOLUMETRIC FLASK& | 1X12EA | 1 | 352 | Sigma-Aldrich | Z740746-12EA | https://www.sigmaaldrich.com/LT/en
Z740816-12EA | ALDRICH(R) ESSENTIALS VOLUMETRIC FLASK& | 1X12EA | 1 | 353 | Sigma-Aldrich | Z740816-12EA | https://www.sigmaaldrich.com/LT/en
Z740832-6EA | ALDRICH(R) ESSENTIALS GRADUATED CYLIND& | 1X6EA | 1 | 44 | Sigma-Aldrich | Z740832-6EA | https://www.sigmaaldrich.com/LT/en
Z740850-1EA | ALDRICH(R) ESSENTIALS GRADUATED CYLIND& | 1X1EA | 1 | 72 | Sigma-Aldrich | Z740850-1EA | https://www.sigmaaldrich.com/LT/en
Z740868-1EA | ALDRICH(R) ESSENTIALS GRADUATED CYLIND& | 1X1EA | 1 | 119 | Sigma-Aldrich | Z740868-1EA | https://www.sigmaaldrich.com/LT/en
Z740895-6EA | ALDRICH(R) ESSENTIALS GRADUATED CYLIND& | 1X6EA | 1 | 111 | Sigma-Aldrich | Z740895-6EA | https://www.sigmaaldrich.com/LT/en
Z740921-12EA | ALDRICH(R) ESSENTIALS VOLUMETRIC PIPET& | 1X12EA | 1 | 114 | Sigma-Aldrich | Z740921-12EA | https://www.sigmaaldrich.com/LT/en
Z740939-288EA | ALDRICH(R) ESSENTIALS CULTURE TUBE W/S& | 1X288EA | 1 | 575 | Sigma-Aldrich | Z740939-288EA | https://www.sigmaaldrich.com/LT/en
Z740957-288EA | ALDRICH(R) ESSENTIALS CULTURE TUBE W/S& | 1X288EA | 1 | 545 | Sigma-Aldrich | Z740957-288EA | https://www.sigmaaldrich.com/LT/en
Z740992-50EA | ALDRICH(R) ESSENTIALS TEST TUBE W/RIM,& | 1X50EA | 1 | 119 | Sigma-Aldrich | Z740992-50EA | https://www.sigmaaldrich.com/LT/en
Z741008-50EA | ALDRICH(R) ESSENTIALS TEST TUBE WO/RIM& | 1X50EA | 1 | 81 | Sigma-Aldrich | Z741008-50EA | https://www.sigmaaldrich.com/LT/en
BR130322-1EA | BRAND(R) SCREW CAP, THREAD GL W 45 | 1X1EA | 1 | 9 | Sigma-Aldrich | BR130322-1EA | https://www.sigmaaldrich.com/LT/en
SYNF441100-1EA | SYNTHWARE(R) THREE NECK ROUND BOTTOM F | 1X1EA | 1 | 64 | Sigma-Aldrich | SYNF441100-1EA | https://www.sigmaaldrich.com/LT/en
SYNF282035M-1EA | SYNTHWARE(R) FRITTED GAS DISPERSION TU | 1X1EA | 1 | 53 | Sigma-Aldrich | SYNF282035M-1EA | https://www.sigmaaldrich.com/LT/en
SYNF441150-1EA | SYNTHWARE(R) THREE NECK ROUND BOTTOM F | 1X1EA | 1 | 60 | Sigma-Aldrich | SYNF441150-1EA | https://www.sigmaaldrich.com/LT/en
BR130320-1EA | BRAND(R) SCREW CAP, THREAD GL W 32 | 1X1EA | 1 | 9 | Sigma-Aldrich | BR130320-1EA | https://www.sigmaaldrich.com/LT/en
Z740980-200EA | ALDRICH(R) ESSENTIALS TEST TUBE W/RIM,& | 1X200EA | 1 | 119 | Sigma-Aldrich | Z740980-200EA | https://www.sigmaaldrich.com/LT/en
Z740765-1EA | ALDRICH(R) ESSENTIALS VOLUMETRIC FLASK& | 1X1EA | 1 | 89 | Sigma-Aldrich | Z740765-1EA | https://www.sigmaaldrich.com/LT/en
Z740783-6EA | ALDRICH(R) ESSENTIALS VOLUMETRIC FLASK& | 1X6EA | 1 | 366 | Sigma-Aldrich | Z740783-6EA | https://www.sigmaaldrich.com/LT/en
BR732170-960EA | BRAND(R) ROBOTIC LIQUID HANDLING STATIO& | 1X960EA | 1 | 88 | Sigma-Aldrich | BR732170-960EA | https://www.sigmaaldrich.com/LT/en
BR732666-960EA | BRAND(R) ROBOTIC LIQUID HANDLING STATIO& | 1X960EA | 1 | 170 | Sigma-Aldrich | BR732666-960EA | https://www.sigmaaldrich.com/LT/en
BR732146-960EA | BRAND(R) ROBOTIC LIQUID HANDLING STATIO& | 1X960EA | 1 | 83 | Sigma-Aldrich | BR732146-960EA | https://www.sigmaaldrich.com/LT/en
Z742721-1EA | ACCURIS(TM) SMARTREADER(TM) 96 MICROPLAT | 1X1EA | 1 | 229 | Sigma-Aldrich | Z742721-1EA | https://www.sigmaaldrich.com/LT/en
Z742726-1EA | ACCURIS(TM) SMARTREADER(TM) 96 MICROPLAT | 1X1EA | 1 | 229 | Sigma-Aldrich | Z742726-1EA | https://www.sigmaaldrich.com/LT/en
Z743430-240EA | LASER CRYO-TAGS(R), YELLOW, W X L 3.0 I& | 1X240EA | 1 | 78 | Sigma-Aldrich | Z743430-240EA | https://www.sigmaaldrich.com/LT/en
Z743424-1200EA | LASER CRYO-TAGS(R), ORANGE, W X L 1.50 & | 1X1200EA | 1 | 78 | Sigma-Aldrich | Z743424-1200EA | https://www.sigmaaldrich.com/LT/en
Z743332-1360EA | LASER CRYO-BABIES(R) AND TOUGH-SPOTS(R)& | 1X1360EA | 1 | 78 | Sigma-Aldrich | Z743332-1360EA | https://www.sigmaaldrich.com/LT/en
BR732172-960EA | BRAND(R) ROBOTIC LIQUID HANDLING STATIO& | 1X960EA | 1 | 88 | Sigma-Aldrich | BR732172-960EA | https://www.sigmaaldrich.com/LT/en
BR388002-1EA | BRAND(R) IMHOFF SEDIMENTATION CONE SPAR& | 1X1EA | 1 | 10 | Sigma-Aldrich | BR388002-1EA | https://www.sigmaaldrich.com/LT/en
BR732650-960EA | BRAND(R) ROBOTIC LIQUID HANDLING STATIO& | 1X960EA | 1 | 142 | Sigma-Aldrich | BR732650-960EA | https://www.sigmaaldrich.com/LT/en
Z743588-5000EA | TOUGH-SPOTS(R), 5-UP, DIAM 1/2 IN, ASSO& | 1X5000EA | 1 | 123 | Sigma-Aldrich | Z743588-5000EA | https://www.sigmaaldrich.com/LT/en
Z744003-1EA | WORTHINGTON ACCESSORIES, NECKTUBE CORE& | 1X1EA | 1 | 358 | Sigma-Aldrich | Z744003-1EA | https://www.sigmaaldrich.com/LT/en
Z743626-1500EA | LASER TOUGH-TAGS(TM), BLUE, L X W 1.50 & | 1X1500EA | 1 | 84 | Sigma-Aldrich | Z743626-1500EA | https://www.sigmaaldrich.com/LT/en
Z744000-1EA | WORTHINGTON ACCESSORIES, RACK FOR 10 DR& | 1X1EA | 1 | 326 | Sigma-Aldrich | Z744000-1EA | https://www.sigmaaldrich.com/LT/en
Z744001-1EA | WORTHINGTON ACCESSORIES, NECKTUBE CORE& | 1X1EA | 1 | 371 | Sigma-Aldrich | Z744001-1EA | https://www.sigmaaldrich.com/LT/en
Z743589-5000EA | TOUGH-SPOTS(R), 5-UP, DIAM 1/2 IN, WHIT& | 1X5000EA | 1 | 123 | Sigma-Aldrich | Z743589-5000EA | https://www.sigmaaldrich.com/LT/en
Z742722-1EA | ACCURIS(TM) SMARTREADER(TM) 96 MICROPLAT | 1X1EA | 1 | 229 | Sigma-Aldrich | Z742722-1EA | https://www.sigmaaldrich.com/LT/en
Z743590-1000EA | TOUGH-SPOTS(R), DIAM 1/2 IN, GOLD& | 1X1000EA | 1 | 33 | Sigma-Aldrich | Z743590-1000EA | https://www.sigmaaldrich.com/LT/en
Z743342-1600EA | LASER CRYO-BABIES(R), WHITE, L X W 1.0 & | 1X1600EA | 1 | 78 | Sigma-Aldrich | Z743342-1600EA | https://www.sigmaaldrich.com/LT/en
Z743330-1EA | CONTAINERSEAL(TM) XL SEALING TAPE, 1 IN& | 1X1EA | 1 | 56 | Sigma-Aldrich | Z743330-1EA | https://www.sigmaaldrich.com/LT/en
Z743426-1040EA | LASER CRYO-TAGS(R), RED, L X W 1.69 IN & | 1X1040EA | 1 | 78 | Sigma-Aldrich | Z743426-1040EA | https://www.sigmaaldrich.com/LT/en
Z743431-3120EA | LASER CRYO-TAGS(R), SIDEWALL, ASSORTED & | 1X3120EA | 1 | 78 | Sigma-Aldrich | Z743431-3120EA | https://www.sigmaaldrich.com/LT/en
Z743448-4000EA | THERMAL TRANSFER CRYO-TAGS(R), WHITE, L& | 1X4000EA | 1 | 194 | Sigma-Aldrich | Z743448-4000EA | https://www.sigmaaldrich.com/LT/en
BR732672-960EA | BRAND(R) ROBOTIC LIQUID HANDLING STATIO& | 1X960EA | 1 | 170 | Sigma-Aldrich | BR732672-960EA | https://www.sigmaaldrich.com/LT/en
Z743420-1040EA | LASER CRYO-TAGS(R), GREEN, L X W 1.69 I& | 1X1040EA | 1 | 78 | Sigma-Aldrich | Z743420-1040EA | https://www.sigmaaldrich.com/LT/en
Z742715-1EA | ACCURIS(TM) SMARTREADER(TM) 96 MICROPLAT | 1X1EA | 1 | 306 | Sigma-Aldrich | Z742715-1EA | https://www.sigmaaldrich.com/LT/en
BR704850-5EA | BRAND(R) TRANSFERPETTE(R) S STARTER KIT& | 1X5EA | 1 | 1229 | Sigma-Aldrich | BR704850-5EA | https://www.sigmaaldrich.com/LT/en
BR732652-960EA | BRAND(R) ROBOTIC LIQUID HANDLING STATIO& | 1X960EA | 1 | 142 | Sigma-Aldrich | BR732652-960EA | https://www.sigmaaldrich.com/LT/en
Z743425-600EA | LASER CRYO-TAGS(R), ORANGE, W X L 2.625& | 1X600EA | 1 | 78 | Sigma-Aldrich | Z743425-600EA | https://www.sigmaaldrich.com/LT/en
BR732152-960EA | BRAND(R) ROBOTIC LIQUID HANDLING STATIO& | 1X960EA | 1 | 67 | Sigma-Aldrich | BR732152-960EA | https://www.sigmaaldrich.com/LT/en
BR732148-960EA | BRAND(R) ROBOTIC LIQUID HANDLING STATIO& | 1X960EA | 1 | 67 | Sigma-Aldrich | BR732148-960EA | https://www.sigmaaldrich.com/LT/en
BR732674-960EA | BRAND(R) ROBOTIC LIQUID HANDLING STATIO& | 1X960EA | 1 | 170 | Sigma-Aldrich | BR732674-960EA | https://www.sigmaaldrich.com/LT/en
Z744021-100EA | WHIRL-PAK(R) HYDRATED POLYPROBE, 8 INCH& | 1X100EA | 1 | 235 | Sigma-Aldrich | Z744021-100EA | https://www.sigmaaldrich.com/LT/en
Z742710-1EA | BENCHMIXER(TM) XLQ QUECHERS SHAKER/VORTE | 1X1EA | 1 | 43 | Sigma-Aldrich | Z742710-1EA | https://www.sigmaaldrich.com/LT/en
BR781315-120EA | BRAND(R) PCR TUBES, STRIPS OF 8, ATTACH& | 1X120EA | 1 | 138 | Sigma-Aldrich | BR781315-120EA | https://www.sigmaaldrich.com/LT/en
Z743444-2000EA | THERMAL TRANSFER CRYO-TAGS(R), WHITE, L& | 1X2000EA | 1 | 105 | Sigma-Aldrich | Z743444-2000EA | https://www.sigmaaldrich.com/LT/en
Z743451-2000EA | THERMAL TRANSFER CRYO-TAGS(R), WHITE, L& | 1X2000EA | 1 | 123 | Sigma-Aldrich | Z743451-2000EA | https://www.sigmaaldrich.com/LT/en
Z742714-1EA | ACCURIS(TM) SMARTREADER(TM) 96 MICROPLAT | 1X1EA | 1 | 377 | Sigma-Aldrich | Z742714-1EA | https://www.sigmaaldrich.com/LT/en
Z742718-1EA | ACCURIS(TM) SMARTREADER(TM) 96 MICROPLAT | 1X1EA | 1 | 229 | Sigma-Aldrich | Z742718-1EA | https://www.sigmaaldrich.com/LT/en
Z743350-1000EA | CRYO-TAGS(R) LABELS, ORANGE, L X W 1.50& | 1X1000EA | 1 | 48 | Sigma-Aldrich | Z743350-1000EA | https://www.sigmaaldrich.com/LT/en
BR732646-960EA | BRAND(R) ROBOTIC LIQUID HANDLING STATIO& | 1X960EA | 1 | 142 | Sigma-Aldrich | BR732646-960EA | https://www.sigmaaldrich.com/LT/en
Z743351-1000EA | CRYO-TAGS(R) LABELS, RED, L X W 1.50 IN& | 1X1000EA | 1 | 48 | Sigma-Aldrich | Z743351-1000EA | https://www.sigmaaldrich.com/LT/en
Z743349-1000EA | CRYO-TAGS(R) LABELS, GREEN, L X W 1.50 & | 1X1000EA | 1 | 48 | Sigma-Aldrich | Z743349-1000EA | https://www.sigmaaldrich.com/LT/en
Z743421-1200EA | LASER CRYO-TAGS(R), GREEN, W X L 1.50 I& | 1X1200EA | 1 | 78 | Sigma-Aldrich | Z743421-1200EA | https://www.sigmaaldrich.com/LT/en
Z743599-1000EA | TOUGH-SPOTS(R), DIAM 3/8 IN, CARAMEL, R& | 1X1000EA | 1 | 33 | Sigma-Aldrich | Z743599-1000EA | https://www.sigmaaldrich.com/LT/en
BR732670-960EA | BRAND(R) ROBOTIC LIQUID HANDLING STATIO& | 1X960EA | 1 | 170 | Sigma-Aldrich | BR732670-960EA | https://www.sigmaaldrich.com/LT/en
Z743609-1000EA | TOUGH-SPOTS(R), DIAM 3/8 IN, PINK, ROLL& | 1X1000EA | 1 | 33 | Sigma-Aldrich | Z743609-1000EA | https://www.sigmaaldrich.com/LT/en
BR732168-960EA | BRAND(R) ROBOTIC LIQUID HANDLING STATIO& | 1X960EA | 1 | 88 | Sigma-Aldrich | BR732168-960EA | https://www.sigmaaldrich.com/LT/en
Z743343-1020EA | LASER CRYO-BABIES(R), WHITE, MINI SHEET& | 1X1020EA | 1 | 61 | Sigma-Aldrich | Z743343-1020EA | https://www.sigmaaldrich.com/LT/en
Z743333-1000EA | CRYO-BABIES(R) LABELS, BLUE, L X W 1.28& | 1X1000EA | 1 | 45 | Sigma-Aldrich | Z743333-1000EA | https://www.sigmaaldrich.com/LT/en
Z743432-3120EA | LASER CRYO-TAGS(R) SIDEWALL, BLUE, 1.50& | 1X3120EA | 1 | 78 | Sigma-Aldrich | Z743432-3120EA | https://www.sigmaaldrich.com/LT/en
Z744002-1EA | WORTHINGTON ACCESSORIES, RACK FOR 8 DRA& | 1X1EA | 1 | 269 | Sigma-Aldrich | Z744002-1EA | https://www.sigmaaldrich.com/LT/en
BR732166-960EA | BRAND(R) ROBOTIC LIQUID HANDLING STATIO& | 1X960EA | 1 | 93 | Sigma-Aldrich | BR732166-960EA | https://www.sigmaaldrich.com/LT/en
Z743994-1EA | WORTHINGTON LD SERIES LIQUID NITROGEN D& | 1X1EA | 1 | 1823 | Sigma-Aldrich | Z743994-1EA | https://www.sigmaaldrich.com/LT/en
Z742719-1EA | ACCURIS(TM) SMARTREADER(TM) 96 MICROPLAT | 1X1EA | 1 | 229 | Sigma-Aldrich | Z742719-1EA | https://www.sigmaaldrich.com/LT/en
Z743567-36EA | PETRISTICKERS(TM), 100-SQUARE GRID FORM& | 1X36EA | 1 | 23 | Sigma-Aldrich | Z743567-36EA | https://www.sigmaaldrich.com/LT/en
Z744004-1EA | WORTHINGTON ACCESSORIES, RACK FOR 5 DRA& | 1X1EA | 1 | 231 | Sigma-Aldrich | Z744004-1EA | https://www.sigmaaldrich.com/LT/en
Z742727-1EA | ACCURIS(TM) SMARTREADER(TM) 96 MICROPLAT | 1X1EA | 1 | 229 | Sigma-Aldrich | Z742727-1EA | https://www.sigmaaldrich.com/LT/en
Z743592-1000EA | TOUGH-SPOTS(R), DIAM 1/2 IN, LAVENDER& | 1X1000EA | 1 | 33 | Sigma-Aldrich | Z743592-1000EA | https://www.sigmaaldrich.com/LT/en
Z743436-3120EA | LASER CRYO-TAGS(R) SIDEWALL, YELLOW, 1.& | 1X3120EA | 1 | 78 | Sigma-Aldrich | Z743436-3120EA | https://www.sigmaaldrich.com/LT/en
Z742717-1EA | ACCURIS(TM) SMARTREADER(TM) 96 MICROPLAT | 1X1EA | 1 | 306 | Sigma-Aldrich | Z742717-1EA | https://www.sigmaaldrich.com/LT/en
Z743995-1EA | WORTHINGTON LS SERIES LIQUID NITROGEN R& | 1X1EA | 1 | 2764 | Sigma-Aldrich | Z743995-1EA | https://www.sigmaaldrich.com/LT/en
Z743423-1040EA | LASER CRYO-TAGS(R), ORANGE, L X W 1.69 & | 1X1040EA | 1 | 78 | Sigma-Aldrich | Z743423-1040EA | https://www.sigmaaldrich.com/LT/en
Z743601-5000EA | TOUGH-SPOTS(R), 5-UP, DIAM 3/8 IN, ASSO& | 1X5000EA | 1 | 123 | Sigma-Aldrich | Z743601-5000EA | https://www.sigmaaldrich.com/LT/en
Z742758-1EA | HOOK FOR UNDERFLOOR WEIGHING, FOR USE W& | 1X1EA | 1 | 30 | Sigma-Aldrich | Z742758-1EA | https://www.sigmaaldrich.com/LT/en
Z743605-1000EA | TOUGH-SPOTS(R), DIAM 3/8 IN, GOLD, ROLL& | 1X1000EA | 1 | 33 | Sigma-Aldrich | Z743605-1000EA | https://www.sigmaaldrich.com/LT/en
BR781318-120EA | BRAND(R) PCR TUBES, STRIPS OF 8, ATTACH& | 1X120EA | 1 | 138 | Sigma-Aldrich | BR781318-120EA | https://www.sigmaaldrich.com/LT/en
BR732150-960EA | BRAND(R) ROBOTIC LIQUID HANDLING STATIO& | 1X960EA | 1 | 67 | Sigma-Aldrich | BR732150-960EA | https://www.sigmaaldrich.com/LT/en
Z743999-1EA | WORTHINGTON ACCESSORIES, NECKTUBE CORE& | 1X1EA | 1 | 477 | Sigma-Aldrich | Z743999-1EA | https://www.sigmaaldrich.com/LT/en
BR732654-960EA | BRAND(R) ROBOTIC LIQUID HANDLING STATIO& | 1X960EA | 1 | 142 | Sigma-Aldrich | BR732654-960EA | https://www.sigmaaldrich.com/LT/en
Z743435-3120EA | LASER CRYO-TAGS(R) SIDEWALL, RED, 1.50 & | 1X3120EA | 1 | 78 | Sigma-Aldrich | Z743435-3120EA | https://www.sigmaaldrich.com/LT/en
Z743606-1000EA | TOUGH-SPOTS(R), DIAM 3/8 IN, LAVENDER, & | 1X1000EA | 1 | 33 | Sigma-Aldrich | Z743606-1000EA | https://www.sigmaaldrich.com/LT/en
Z742725-1EA | ACCURIS(TM) SMARTREADER(TM) 96 MICROPLAT | 1X1EA | 1 | 229 | Sigma-Aldrich | Z742725-1EA | https://www.sigmaaldrich.com/LT/en
Z743427-1200EA | LASER CRYO-TAGS(R), RED, W X L 1.50 IN & | 1X1200EA | 1 | 78 | Sigma-Aldrich | Z743427-1200EA | https://www.sigmaaldrich.com/LT/en
Z358266-12EA | NALGENE(R) FILTER UNIT RECEIVERS SIZE 5& | 1X12EA | 1 | 83 | Sigma-Aldrich | Z358266-12EA | https://www.sigmaaldrich.com/LT/en
D6066-25EA | DIALYSIS SACKS AVG. FLAT WIDTH 35 MM (1& | 1X25EA | 1 | 107 | Sigma-Aldrich | D6066-25EA | https://www.sigmaaldrich.com/LT/en
Z566438-5EA | WILMAD NMR TUBES 5MM DIAM., ECONOMY, 200 | 1X5EA | 1 | 22 | Sigma-Aldrich | Z566438-5EA | https://www.sigmaaldrich.com/LT/en
Z566446-1EA | ALDRICH SURE/PAC STATION, FOR LIQUIFIED | 1X1EA | 1 | 680 | Sigma-Aldrich | Z566446-1EA | https://www.sigmaaldrich.com/LT/en
Z719463-5000EA | SORENSON(TM) LOW BINDING AEROSOL BARRIE& | 1X5000EA | 1 | 630 | Sigma-Aldrich | Z719463-5000EA | https://www.sigmaaldrich.com/LT/en
Z673196-1EA | TALBOYS MICROTUBE PLATFORM | 1X1EA | 1 | 157 | Sigma-Aldrich | Z673196-1EA | https://www.sigmaaldrich.com/LT/en
Z566462-1EA | CYLINDER ADAPTER FOR ALDRICH SURE/PAC ST | 1X1EA | 1 | 13 | Sigma-Aldrich | Z566462-1EA | https://www.sigmaaldrich.com/LT/en
Z566454-1EA | ALDRICH COOL/HEAT COIL, WITH 1/4IN. I.D. | 1X1EA | 1 | 123 | Sigma-Aldrich | Z566454-1EA | https://www.sigmaaldrich.com/LT/en
Z673218-1EA | TALBOYS DIMPLED MAT | 1X1EA | 1 | 68 | Sigma-Aldrich | Z673218-1EA | https://www.sigmaaldrich.com/LT/en
Z673013-50EA | DISPOSABLE DUST MASK FOR NON-TOXIC DUST | 1X50EA | 1 | 14 | Sigma-Aldrich | Z673013-50EA | https://www.sigmaaldrich.com/LT/en
Z742569-1EA | PLATEFUGE(TM) MICROPLATE MICROCENTRIFUG& | 1X1EA | 1 | 854 | Sigma-Aldrich | Z742569-1EA | https://www.sigmaaldrich.com/LT/en
Z742586-1EA | ACCURIS(TM) M1 GRADE CALIBRATION WEIGHT& | 1X1EA | 1 | 101 | Sigma-Aldrich | Z742586-1EA | https://www.sigmaaldrich.com/LT/en
Z742571-2EA | OPTIONAL TUBE ADAPTER FOR PLATEFUGE(TM)& | 1X2EA | 1 | 66 | Sigma-Aldrich | Z742571-2EA | https://www.sigmaaldrich.com/LT/en
Z742581-1EA | MINI-CENTRIFUGE WITH 2 ROTORS, RED, AC & | 1X1EA | 1 | 371 | Sigma-Aldrich | Z742581-1EA | https://www.sigmaaldrich.com/LT/en
Z742552-1EA | ROD FOR BENCHMARK MAGNETIC STIRRER | 1X1EA | 1 | 23 | Sigma-Aldrich | Z742552-1EA | https://www.sigmaaldrich.com/LT/en
Z742580-1EA | MINI-CENTRIFUGE WITH 2 ROTORS, RED, AC & | 1X1EA | 1 | 359 | Sigma-Aldrich | Z742580-1EA | https://www.sigmaaldrich.com/LT/en
Z742587-1EA | ACCURIS(TM) M1 GRADE CALIBRATION WEIGHT& | 1X1EA | 1 | 160 | Sigma-Aldrich | Z742587-1EA | https://www.sigmaaldrich.com/LT/en
CLS8673-10EA | CORNING(R) STORAGE BOX FOR 1 - 2 ML 2D & | 1X10EA | 1 | 162 | Sigma-Aldrich | CLS8673-10EA | https://www.sigmaaldrich.com/LT/en
Z742531-1EA | MINI NUTATING ROCKER WITH FLAT CORD, PL& | 1X1EA | 1 | 493 | Sigma-Aldrich | Z742531-1EA | https://www.sigmaaldrich.com/LT/en
Z742551-1EA | BENCHMARK MAGNETIC STIRRER, 7.5 X 7.5 I& | 1X1EA | 1 | 298 | Sigma-Aldrich | Z742551-1EA | https://www.sigmaaldrich.com/LT/en
Z742530-1EA | MINI NUTATING ROCKER WITH FLAT CORD, PL& | 1X1EA | 1 | 482 | Sigma-Aldrich | Z742530-1EA | https://www.sigmaaldrich.com/LT/en
Z742602-1EA | MYVOLT(TM) MINI POWER SUPPLY, AC INPUT & | 1X1EA | 1 | 245 | Sigma-Aldrich | Z742602-1EA | https://www.sigmaaldrich.com/LT/en
Z742559-1EA | MICROBEAD STERILIZER TALL WITH GLASS BE& | 1X1EA | 1 | 752 | Sigma-Aldrich | Z742559-1EA | https://www.sigmaaldrich.com/LT/en
Z742666-1EA | 2MAG STERIMIX CONTROL FOR USE WITH STERI | 1X1EA | 1 | 1108 | Sigma-Aldrich | Z742666-1EA | https://www.sigmaaldrich.com/LT/en
Z742575-1EA | MYFUGE(TM) 5 MICROCENTRIFUGE WITH COMBI& | 1X1EA | 1 | 528 | Sigma-Aldrich | Z742575-1EA | https://www.sigmaaldrich.com/LT/en
Z742593-1EA | ACCURIS(TM) SMARTDOC(TM) 2.0 IMAGING SY& | 1X1EA | 1 | 830 | Sigma-Aldrich | Z742593-1EA | https://www.sigmaaldrich.com/LT/en
Z742541-1EA | EXTRA SHELF FOR MYTEMP(TM) 65HC DIGITAL& | 1X1EA | 1 | 115 | Sigma-Aldrich | Z742541-1EA | https://www.sigmaaldrich.com/LT/en
Z742599-1EA | ORANGE VIEWING COVER FOR ACCURIS(TM) SM& | 1X1EA | 1 | 34 | Sigma-Aldrich | Z742599-1EA | https://www.sigmaaldrich.com/LT/en
Z742536-1EA | OPTIONAL CO2 GAS REGULATOR FOR MYTEMP(T& | 1X1EA | 1 | 361 | Sigma-Aldrich | Z742536-1EA | https://www.sigmaaldrich.com/LT/en
Z742595-1EA | ACCURIS(TM) SMARTDOC(TM) NARROW BAND PA& | 1X1EA | 1 | 143 | Sigma-Aldrich | Z742595-1EA | https://www.sigmaaldrich.com/LT/en
Z742578-1EA | STRIP ROTOR FOR MYFUGE(TM) MINI | 1X1EA | 1 | 48 | Sigma-Aldrich | Z742578-1EA | https://www.sigmaaldrich.com/LT/en
Z742574-1EA | MYFUGE(TM) 5 MICROCENTRIFUGE WITH COMBI& | 1X1EA | 1 | 516 | Sigma-Aldrich | Z742574-1EA | https://www.sigmaaldrich.com/LT/en
Z742603-1EA | MYVOLT(TM) MINI POWER SUPPLY, AC INPUT & | 1X1EA | 1 | 257 | Sigma-Aldrich | Z742603-1EA | https://www.sigmaaldrich.com/LT/en
Z742572-1EA | OPTIONAL ROTOR FOR PLATEFUGE(TM) MICROC& | 1X1EA | 1 | 215 | Sigma-Aldrich | Z742572-1EA | https://www.sigmaaldrich.com/LT/en
Z742594-1EA | ACCURIS(TM) SMARTDOC(TM) UV BLOCKING MA& | 1X1EA | 1 | 52 | Sigma-Aldrich | Z742594-1EA | https://www.sigmaaldrich.com/LT/en
Z742665-1EA | 2MAG MIXCONTROL 20 CONTROL UNIT FOR MIXD | 1X1EA | 1 | 637 | Sigma-Aldrich | Z742665-1EA | https://www.sigmaaldrich.com/LT/en
Z742484-50EA | PREFILLED TUBES FOR BEADBLASTER(TM) 24 & | 1X50EA | 1 | 187 | Sigma-Aldrich | Z742484-50EA | https://www.sigmaaldrich.com/LT/en
Z742577-1EA | WORKSTATION RACK FOR 30 X 5 ML TUBE | 1X1EA | 1 | 54 | Sigma-Aldrich | Z742577-1EA | https://www.sigmaaldrich.com/LT/en
Z742596-1EA | ACCURIS(TM) SMARTDOC(TM) NARROW BAND PA& | 1X1EA | 1 | 143 | Sigma-Aldrich | Z742596-1EA | https://www.sigmaaldrich.com/LT/en
Z742560-1EA | REPLACEMENT GLASS BEADS FOR MICROBEAD S& | 1X1EA | 1 | 31 | Sigma-Aldrich | Z742560-1EA | https://www.sigmaaldrich.com/LT/en
Z742568-1EA | PLATEFUGE(TM) MICROPLATE MICROCENTRIFUG& | 1X1EA | 1 | 841 | Sigma-Aldrich | Z742568-1EA | https://www.sigmaaldrich.com/LT/en
Z742482-50EA | PREFILLED TUBES FOR BEADBLASTER(TM) 24 & | 1X50EA | 1 | 183 | Sigma-Aldrich | Z742482-50EA | https://www.sigmaaldrich.com/LT/en
Z742598-1EA | ACCURIS(TM) SMARTDOC(TM) ORANGE PHOTO F& | 1X1EA | 1 | 34 | Sigma-Aldrich | Z742598-1EA | https://www.sigmaaldrich.com/LT/en
Z742535-1EA | EXTRA SHELF FOR MYTEMP(TM) MINI CO2 DIG& | 1X1EA | 1 | 118 | Sigma-Aldrich | Z742535-1EA | https://www.sigmaaldrich.com/LT/en
Z742563-1EA | REPLACEMENT HEATING ELEMENT FOR BACTIZA& | 1X1EA | 1 | 163 | Sigma-Aldrich | Z742563-1EA | https://www.sigmaaldrich.com/LT/en
Z742605-1EA | MYVOLT(TM) TOUCH POWER SUPPLY, AC INPUT& | 1X1EA | 1 | 618 | Sigma-Aldrich | Z742605-1EA | https://www.sigmaaldrich.com/LT/en
Z742550-1EA | BENCHMARK MAGNETIC STIRRER, 7.5 X 7.5 I& | 1X1EA | 1 | 286 | Sigma-Aldrich | Z742550-1EA | https://www.sigmaaldrich.com/LT/en
Z742592-1EA | ACCURIS(TM) SMARTDOC(TM) 2.0 IMAGING SY& | 1X1EA | 1 | 818 | Sigma-Aldrich | Z742592-1EA | https://www.sigmaaldrich.com/LT/en
Z742590-1EA | ACCURIS(TM) SMARTDOC(TM) 2.0 IMAGING EN& | 1X1EA | 1 | 489 | Sigma-Aldrich | Z742590-1EA | https://www.sigmaaldrich.com/LT/en
Z742606-1EA | MYVOLT(TM) TOUCH POWER SUPPLY, AC INPUT& | 1X1EA | 1 | 631 | Sigma-Aldrich | Z742606-1EA | https://www.sigmaaldrich.com/LT/en
Z742576-4EA | ADAPTER PACK FOR MYFUGE(TM) 5 MICROCENT& | 1X4EA | 1 | 54 | Sigma-Aldrich | Z742576-4EA | https://www.sigmaaldrich.com/LT/en
Z340553-1EA | GROUND GLASS STOPPER, BISTABIL, HEX. GRI | 1X1EA | 1 | 10 | Sigma-Aldrich | Z340553-1EA | https://www.sigmaaldrich.com/LT/en
CLS3564-2EA | CORNING(R) DISPOSABLE GL45 ASEPTIC TRAN& | 1X2EA | 1 | 465 | Sigma-Aldrich | CLS3564-2EA | https://www.sigmaaldrich.com/LT/en
CLS3567-4EA | VENT CAP,DISPOSABLE SPINNER FL | 1X4EA | 1 | 47 | Sigma-Aldrich | CLS3567-4EA | https://www.sigmaaldrich.com/LT/en
Z562564-1EA | CONTINUOUS FLOW CELL FOR 130W ULTRASONI& | 1X1EA | 1 | 882 | Sigma-Aldrich | Z562564-1EA | https://www.sigmaaldrich.com/LT/en
CLS3562-2EA | CORNING(R) DISPOSABLE GL45 ASEPTIC TRAN& | 1X2EA | 1 | 465 | Sigma-Aldrich | CLS3562-2EA | https://www.sigmaaldrich.com/LT/en
Z566837-5EA | REPLACEMENT CUP GASKET FOR ALDRICH EVAPO | 1X5EA | 1 | 14 | Sigma-Aldrich | Z566837-5EA | https://www.sigmaaldrich.com/LT/en
Z674265-10EA | DURAN GLS 80 CAPS & ACCESSORIES, GL 80 & | 1X10EA | 1 | 30 | Sigma-Aldrich | Z674265-10EA | https://www.sigmaaldrich.com/LT/en
CLS3565-2EA | CORNING(R) DISPOSABLE GL45 ASEPTIC TRAN& | 1X2EA | 1 | 465 | Sigma-Aldrich | CLS3565-2EA | https://www.sigmaaldrich.com/LT/en
Z693782-1EA | LABJAWS(TM) LATTICE ROD S-CONNECTOR, ST& | 1X1EA | 1 | 46 | Sigma-Aldrich | Z693782-1EA | https://www.sigmaaldrich.com/LT/en
Z693758-1EA | LABJAWS(TM) ALL-POSITION CLAMP HOLDER, & | 1X1EA | 1 | 83 | Sigma-Aldrich | Z693758-1EA | https://www.sigmaaldrich.com/LT/en
Z693774-1EA | LABJAWS(TM) HOOK LATTICE ROD CONNECTOR,& | 1X1EA | 1 | 43 | Sigma-Aldrich | Z693774-1EA | https://www.sigmaaldrich.com/LT/en
CLS3978-2EA | CORNING(R) SYNTHEMAX(R)-R SURFACE MULT& | 1X2EA | 1 | 155 | Sigma-Aldrich | CLS3978-2EA | https://www.sigmaaldrich.com/LT/en
Z694347-8EA | NUNC(R) UPCELL(TM) SURFACE CELL CULTURE& | 1X8EA | 1 | 292 | Sigma-Aldrich | Z694347-8EA | https://www.sigmaaldrich.com/LT/en
Z693820-1EA | LABJAWS(TM) LAB FRAME WRENCH | 1X1EA | 1 | 72 | Sigma-Aldrich | Z693820-1EA | https://www.sigmaaldrich.com/LT/en
Z693839-1EA | LABJAWS(TM) LAB FRAME CHANNEL CONNECTOR | 1X1EA | 1 | 31 | Sigma-Aldrich | Z693839-1EA | https://www.sigmaaldrich.com/LT/en
Z690074-1EA | ALDRICH(R) PVC-COATED OPEN SUPPORT RING& | 1X1EA | 1 | 85 | Sigma-Aldrich | Z690074-1EA | https://www.sigmaaldrich.com/LT/en
Z693073-1EA | FOLD AND SNAP TEST TUBE RACK, FOR 21 MM& | 1X1EA | 1 | 17 | Sigma-Aldrich | Z693073-1EA | https://www.sigmaaldrich.com/LT/en
Z693766-1EA | LABJAWS(TM) LATTICE ROD END CONNECTOR, & | 1X1EA | 1 | 21 | Sigma-Aldrich | Z693766-1EA | https://www.sigmaaldrich.com/LT/en
CLS3569-6EA | DISPOSABLE SPINNER FLASK, 1L, W/ASEPTIC& | 1X6EA | 1 | 2800 | Sigma-Aldrich | CLS3569-6EA | https://www.sigmaaldrich.com/LT/en
CLS3826-50EA | CORNING(R)384 WELL MICROPLATE, LOW VOLUM | 1X50EA | 1 | 693 | Sigma-Aldrich | CLS3826-50EA | https://www.sigmaaldrich.com/LT/en
BR152803-20EA | BRAND(R) TUBING CONNECTOR, T-SHAPE, PP,& | 1X20EA | 1 | 21 | Sigma-Aldrich | BR152803-20EA | https://www.sigmaaldrich.com/LT/en
BR153020-20EA | BRAND(R) TUBING CONNECTOR, Y-SHAPE (120& | 1X20EA | 1 | 51 | Sigma-Aldrich | BR153020-20EA | https://www.sigmaaldrich.com/LT/en
Z740525-1EA | KDS LEGATO(TM) 110, SINGLE SYRINGE INFU& | 1X1EA | 1 | 2667 | Sigma-Aldrich | Z740525-1EA | https://www.sigmaaldrich.com/LT/en
Z326364-1EA | BRAND(TM) SILBERBRAND VOLUMETRIC FLASK& | 1X1EA | 1 | 65 | Sigma-Aldrich | Z326364-1EA | https://www.sigmaaldrich.com/LT/en
Z326356-1EA | BRAND(TM) SILBERBRAND VOLUMETRIC FLASK& | 1X1EA | 1 | 46 | Sigma-Aldrich | Z326356-1EA | https://www.sigmaaldrich.com/LT/en
BR152805-20EA | BRAND(R) TUBING CONNECTOR, T-SHAPE, PP,& | 1X20EA | 1 | 25 | Sigma-Aldrich | BR152805-20EA | https://www.sigmaaldrich.com/LT/en
Z324779-1EA | BRAND(TM) BLAUBRAND(R) MIXING CYLINDER& | 1X1EA | 1 | 111 | Sigma-Aldrich | Z324779-1EA | https://www.sigmaaldrich.com/LT/en
Z324698-1EA | BRAND(TM) SILBERBRAND ETERNA MIXING CY& | 1X1EA | 1 | 89 | Sigma-Aldrich | Z324698-1EA | https://www.sigmaaldrich.com/LT/en
WHA70602511 | WHATMAN(R) CYCLOPORE(TM) POLYCARBONATE & | 1X1EA | 1 | 75 | Sigma-Aldrich | WHA70602511 | https://www.sigmaaldrich.com/LT/en
WHA77073200 | WHATMAN(R) 850-DS 8-CHANNEL FILTER PLAT& | 1X1EA | 1 | 466 | Sigma-Aldrich | WHA77073200 | https://www.sigmaaldrich.com/LT/en
BR152905-20EA | BRAND(R) TUBING CONNECTOR, Y-SHAPE, PP,& | 1X20EA | 1 | 33 | Sigma-Aldrich | BR152905-20EA | https://www.sigmaaldrich.com/LT/en
Z326666-1EA | BRAND(TM) BLAUBRAND(R) VOLUMETRIC FLAS& | 1X1EA | 1 | 55 | Sigma-Aldrich | Z326666-1EA | https://www.sigmaaldrich.com/LT/en
WHA111503 | WHATMAN(R) NUCLEPORE(TM) TRACK ETCHED M& | 1X1EA | 1 | 441 | Sigma-Aldrich | WHA111503 | https://www.sigmaaldrich.com/LT/en
BR148500-5EA | BRAND(R) FUNNEL HOLDER, FOR 1 FUNNEL | 1X5EA | 1 | 68 | Sigma-Aldrich | BR148500-5EA | https://www.sigmaaldrich.com/LT/en
Z740524-1EA | KDS LEGATO(TM) 101, DUAL SYRINGE NANLIT& | 1X1EA | 1 | 2457 | Sigma-Aldrich | Z740524-1EA | https://www.sigmaaldrich.com/LT/en
Z741028-12EA | NALGENE(R) MEDIA BOTTLES, STYLE 2020, S& | 1X12EA | 1 | 231 | Sigma-Aldrich | Z741028-12EA | https://www.sigmaaldrich.com/LT/en
Z324612-1EA | BRAND(TM) SILBERBRAND ETERNA MEASURING& | 1X1EA | 1 | 85 | Sigma-Aldrich | Z324612-1EA | https://www.sigmaaldrich.com/LT/en
BR152903-20EA | BRAND(R) TUBING CONNECTOR, Y-SHAPE, PP,& | 1X20EA | 1 | 30 | Sigma-Aldrich | BR152903-20EA | https://www.sigmaaldrich.com/LT/en
Z326828-1EA | BRAND(TM) BLAUBRAND(R) ETERNA VOLUMETR& | 1X1EA | 1 | 50 | Sigma-Aldrich | Z326828-1EA | https://www.sigmaaldrich.com/LT/en
BR386148-1EA | BRAND(R) FASTENING CLIP FOR OXYGEN FLAS& | 1X1EA | 1 | 10 | Sigma-Aldrich | BR386148-1EA | https://www.sigmaaldrich.com/LT/en
BR475800-1EA | BRAND(R) SLIDE BOX, FOR 25 SLIDES 76 X | 1X1EA | 1 | 18 | Sigma-Aldrich | BR475800-1EA | https://www.sigmaaldrich.com/LT/en
BR148502-5EA | BRAND(R) FUNNEL HOLDER, FOR 2 FUNNELS | 1X5EA | 1 | 97 | Sigma-Aldrich | BR148502-5EA | https://www.sigmaaldrich.com/LT/en
ACE689305-1EA | ACE RECEIVING FLASK FOR ROTARY EVAPORAT& | 1X1EA | 1 | 178 | Sigma-Aldrich | ACE689305-1EA | https://www.sigmaaldrich.com/LT/en
Z324396-1EA | BRAND(TM) BLAUBRAND(R) MEASURING CYLIN& | 1X1EA | 1 | 68 | Sigma-Aldrich | Z324396-1EA | https://www.sigmaaldrich.com/LT/en
BR473100-10EA | BRAND(R) WIRE HANDLE FOR STAINING TROUG& | 1X10EA | 1 | 30 | Sigma-Aldrich | BR473100-10EA | https://www.sigmaaldrich.com/LT/en
WHA77073100 | WHATMAN(R) 850-DS 8-CHANNEL FILTER PLAT& | 1X1EA | 1 | 466 | Sigma-Aldrich | WHA77073100 | https://www.sigmaaldrich.com/LT/en
Z324604-1EA | BRAND(TM) SILBERBRAND ETERNA MEASURING& | 1X1EA | 1 | 49 | Sigma-Aldrich | Z324604-1EA | https://www.sigmaaldrich.com/LT/en
Z327476-1EA | PLASTIBRAND(TM) GRADUATED CYLINDER, PM& | 1X1EA | 1 | 44 | Sigma-Aldrich | Z327476-1EA | https://www.sigmaaldrich.com/LT/en
ACE6893021-1EA | ACE RECEIVING FLASK FOR ROTARY EVAPORAT& | 1X1EA | 1 | 251 | Sigma-Aldrich | ACE6893021-1EA | https://www.sigmaaldrich.com/LT/en
BR152815-20EA | BRAND(R) TUBING CONNECTOR, T-SHAPE, PP,& | 1X20EA | 1 | 30 | Sigma-Aldrich | BR152815-20EA | https://www.sigmaaldrich.com/LT/en
Z326976-1EA | BRAND(TM) BLAUBRAND(R) VOLUMETRIC FLAS& | 1X1EA | 1 | 74 | Sigma-Aldrich | Z326976-1EA | https://www.sigmaaldrich.com/LT/en
BR476900-10EA | BRAND(R) SLIDE BOX, FOR 5 THICK OR 10 T | 1X10EA | 1 | 62 | Sigma-Aldrich | BR476900-10EA | https://www.sigmaaldrich.com/LT/en
BR152705-10EA | BRAND(R) TUBING CONNECTOR, STRAIGHT, PP& | 1X10EA | 1 | 14 | Sigma-Aldrich | BR152705-10EA | https://www.sigmaaldrich.com/LT/en
Z326496-1EA | BRAND(TM) BLAUBRAND(R) VOLUMETRIC FLAS | 1X1EA | 1 | 78 | Sigma-Aldrich | Z326496-1EA | https://www.sigmaaldrich.com/LT/en
BR152615-10EA | BRAND(R) TUBING ADAPTER, PP, FOR TUBING& | 1X10EA | 1 | 15 | Sigma-Aldrich | BR152615-10EA | https://www.sigmaaldrich.com/LT/en
Z740542-1EA | KDS LEGATO(TM) 200 SERIES SYRINGE PUMP,& | 1X1EA | 1 | 3240 | Sigma-Aldrich | Z740542-1EA | https://www.sigmaaldrich.com/LT/en
BR152510-10EA | BRAND(R) TUBING ADAPTER, PE-HD, FOR TUB& | 1X10EA | 1 | 25 | Sigma-Aldrich | BR152510-10EA | https://www.sigmaaldrich.com/LT/en
BR386048-2EA | BRAND(R) OXYGEN FLASK, 250-300 ML, WITH | 1X2EA | 1 | 57 | Sigma-Aldrich | BR386048-2EA | https://www.sigmaaldrich.com/LT/en
Z740496-10000EA | SMARTPICK(TM) WOODEN INOCULATION PICKS,& | 1X10000EA | 1 | 947 | Sigma-Aldrich | Z740496-10000EA | https://www.sigmaaldrich.com/LT/en
GESE201 | GE WAX PAPER SHEET, 10 X 8 CM, FOR SE21& | 1X1EA | 1 | 50 | Sigma-Aldrich | GESE201 | https://www.sigmaaldrich.com/LT/en
BR386138-1EA | BRAND(R) FASTENING CLIP FOR OXYGEN FLAS& | 1X1EA | 1 | 10 | Sigma-Aldrich | BR386138-1EA | https://www.sigmaaldrich.com/LT/en
BR473500-1EA | BRAND(R) SPOTTING TILE | 1X1EA | 1 | 85 | Sigma-Aldrich | BR473500-1EA | https://www.sigmaaldrich.com/LT/en
WHA70914710 | WHATMAN(R) CYCLOPORE(TM) POLYCARBONATE & | 1X1EA | 1 | 150 | Sigma-Aldrich | WHA70914710 | https://www.sigmaaldrich.com/LT/en
Z740528-1EA | KDS LEGATO(TM) 130, SINGLE SYRINGE NANO& | 1X1EA | 1 | 3222 | Sigma-Aldrich | Z740528-1EA | https://www.sigmaaldrich.com/LT/en
Z326674-1EA | BRAND(TM) BLAUBRAND(R) VOLUMETRIC FLAS& | 1X1EA | 1 | 68 | Sigma-Aldrich | Z326674-1EA | https://www.sigmaaldrich.com/LT/en
BR152505-10EA | BRAND(R) TUBING ADAPTER, PE-HD, FOR TUB& | 1X10EA | 1 | 23 | Sigma-Aldrich | BR152505-10EA | https://www.sigmaaldrich.com/LT/en
Z327107-1EA | BRAND(TM) BLAUBRAND(R) VOLUMETRIC FLAS& | 1X1EA | 1 | 89 | Sigma-Aldrich | Z327107-1EA | https://www.sigmaaldrich.com/LT/en
BR152800-20EA | BRAND(R) TUBING CONNECTOR, T-SHAPE, PP,& | 1X20EA | 1 | 19 | Sigma-Aldrich | BR152800-20EA | https://www.sigmaaldrich.com/LT/en
BR152910-20EA | BRAND(R) TUBING CONNECTOR, Y-SHAPE, PP,& | 1X20EA | 1 | 40 | Sigma-Aldrich | BR152910-20EA | https://www.sigmaaldrich.com/LT/en
BR134080-1EA | BRAND(R) FLOW INDICATOR, FOR TUBING I.D& | 1X1EA | 1 | 31 | Sigma-Aldrich | BR134080-1EA | https://www.sigmaaldrich.com/LT/en
BR452015-1620EA | BRAND(TM) PETRI DISH, DISPOSABLE, 55 X & | 1X1620EA | 1 | 248 | Sigma-Aldrich | BR452015-1620EA | https://www.sigmaaldrich.com/LT/en
KN8972250000-5EA | KONTES(TM) NMR TUBES 5 MM DIAM., PRECIS& | 1X5EA | 1 | 67 | Sigma-Aldrich | KN8972250000-5EA | https://www.sigmaaldrich.com/LT/en
WHA77073000 | WHATMAN(R) 850-DS 8-CHANNEL FILTER PLAT& | 1X1EA | 1 | 466 | Sigma-Aldrich | WHA77073000 | https://www.sigmaaldrich.com/LT/en
Z740199-8EA | AMICON(R) ULTRA-15, PLBC ULTRACEL-PL ME& | 1X8EA | 1 | 119 | Sigma-Aldrich | Z740199-8EA | https://www.sigmaaldrich.com/LT/en
WHA70602514 | WHATMAN(R) CYCLOPORE(TM) POLYCARBONATE & | 1X1EA | 1 | 75 | Sigma-Aldrich | WHA70602514 | https://www.sigmaaldrich.com/LT/en
BR152907-20EA | BRAND(R) TUBING CONNECTOR, Y-SHAPE, PP,& | 1X20EA | 1 | 38 | Sigma-Aldrich | BR152907-20EA | https://www.sigmaaldrich.com/LT/en
Z740460-150EA | ISOHELIX SPIN+COLLECT(TM) DEVICES, 5 PE& | 1X150EA | 1 | 62 | Sigma-Aldrich | Z740460-150EA | https://www.sigmaaldrich.com/LT/en
BR152710-10EA | BRAND(R) TUBING CONNECTOR, STRAIGHT, PP& | 1X10EA | 1 | 15 | Sigma-Aldrich | BR152710-10EA | https://www.sigmaaldrich.com/LT/en
BR152900-20EA | BRAND(R) TUBING CONNECTOR, Y-SHAPE, PP,& | 1X20EA | 1 | 24 | Sigma-Aldrich | BR152900-20EA | https://www.sigmaaldrich.com/LT/en
Z740496-500EA | SMARTPICK(TM) WOODEN INOCULATION PICKS,& | 1X500EA | 1 | 67 | Sigma-Aldrich | Z740496-500EA | https://www.sigmaaldrich.com/LT/en
Z740530-1EA | KDS LEGATO(TM) 100, SINGLE SYRINGE INFU& | 1X1EA | 1 | 2039 | Sigma-Aldrich | Z740530-1EA | https://www.sigmaaldrich.com/LT/en
BR152810-20EA | BRAND(R) TUBING CONNECTOR, T-SHAPE, PP,& | 1X20EA | 1 | 27 | Sigma-Aldrich | BR152810-20EA | https://www.sigmaaldrich.com/LT/en
BR475900-1EA | BRAND(R) SLIDE BOX, FOR 50 SLIDES 76 X | 1X1EA | 1 | 26 | Sigma-Aldrich | BR475900-1EA | https://www.sigmaaldrich.com/LT/en
Z740537-1EA | KDS LEGATO(TM) 200 SERIES SYRINGE PUMP,& | 1X1EA | 1 | 3240 | Sigma-Aldrich | Z740537-1EA | https://www.sigmaaldrich.com/LT/en
WHA77073300 | WHATMAN(R) 850-DS 8-CHANNEL FILTER PLAT& | 1X1EA | 1 | 466 | Sigma-Aldrich | WHA77073300 | https://www.sigmaaldrich.com/LT/en
BR152605-10EA | BRAND(R) TUBING ADAPTER, PP, FOR TUBING& | 1X10EA | 1 | 14 | Sigma-Aldrich | BR152605-10EA | https://www.sigmaaldrich.com/LT/en
ACE6893027-1EA | ACE RECEIVING FLASK FOR ROTARY EVAPORAT& | 1X1EA | 1 | 305 | Sigma-Aldrich | ACE6893027-1EA | https://www.sigmaaldrich.com/LT/en
WHA70632504 | WHATMAN(R) CYCLOPORE(TM) POLYCARBONATE & | 1X1EA | 1 | 82 | Sigma-Aldrich | WHA70632504 | https://www.sigmaaldrich.com/LT/en
ACE6893015-1EA | ACE RECEIVING FLASK FOR ROTARY EVAPORAT& | 1X1EA | 1 | 207 | Sigma-Aldrich | ACE6893015-1EA | https://www.sigmaaldrich.com/LT/en
Z326836-1EA | BRAND(TM) BLAUBRAND(R) ETERNA VOLUMETR& | 1X1EA | 1 | 68 | Sigma-Aldrich | Z326836-1EA | https://www.sigmaaldrich.com/LT/en
BR152715-10EA | BRAND(R) TUBING CONNECTOR, STRAIGHT, PP& | 1X10EA | 1 | 15 | Sigma-Aldrich | BR152715-10EA | https://www.sigmaaldrich.com/LT/en
Z740534-1EA | KDS LEGATO(TM) 130, SINGLE SYRINGE NANO& | 1X1EA | 1 | 3222 | Sigma-Aldrich | Z740534-1EA | https://www.sigmaaldrich.com/LT/en
Z324213-1EA | BRAND(TM) SILBERBRAND ETERNA MEASURING& | 1X1EA | 1 | 56 | Sigma-Aldrich | Z324213-1EA | https://www.sigmaaldrich.com/LT/en
BR476000-1EA | BRAND(R) SLIDE BOX, FOR 100 SLIDES 76 X | 1X1EA | 1 | 35 | Sigma-Aldrich | BR476000-1EA | https://www.sigmaaldrich.com/LT/en
Z628034-500EA | PLASTIBRAND(R) MICROCENTRIFUGE TUBE, 2 & | 1X500EA | 1 | 33 | Sigma-Aldrich | Z628034-500EA | https://www.sigmaaldrich.com/LT/en
Z740520-1KT | BRADY(R) BMP51 PRINTER KIT, 100-240 V, & | 1X1KT | 1 | 810 | Sigma-Aldrich | Z740520-1KT | https://www.sigmaaldrich.com/LT/en
Z740523-1EA | KDS LEGATO(TM) 100, SINGLE SYRINGE INFU& | 1X1EA | 1 | 2039 | Sigma-Aldrich | Z740523-1EA | https://www.sigmaaldrich.com/LT/en
Z740533-1EA | KDS LEGATO(TM) 111, DUAL SYRINGE NANOLI& | 1X1EA | 1 | 2703 | Sigma-Aldrich | Z740533-1EA | https://www.sigmaaldrich.com/LT/en
Z324507-1EA | BRAND(TM) BLAUBRAND(R) ETERNA MEASURIN& | 1X1EA | 1 | 68 | Sigma-Aldrich | Z324507-1EA | https://www.sigmaaldrich.com/LT/en
BR386038-2EA | BRAND(R) OXYGEN FLASK, 100-150 ML, WITH | 1X2EA | 1 | 50 | Sigma-Aldrich | BR386038-2EA | https://www.sigmaaldrich.com/LT/en
WHA70634702 | WHATMAN(R) CYCLOPORE(TM) POLYCARBONATE & | 1X1EA | 1 | 122 | Sigma-Aldrich | WHA70634702 | https://www.sigmaaldrich.com/LT/en
Z740531-1EA | KDS LEGATO(TM) 101, DUAL SYRINGE NANLIT& | 1X1EA | 1 | 2457 | Sigma-Aldrich | Z740531-1EA | https://www.sigmaaldrich.com/LT/en
BR152400-10EA | BRAND(R) TUBING CONNECTOR, STRAIGHT, PP& | 1X10EA | 1 | 28 | Sigma-Aldrich | BR152400-10EA | https://www.sigmaaldrich.com/LT/en
Z740532-1EA | KDS LEGATO(TM) 110, SINGLE SYRINGE INFU& | 1X1EA | 1 | 2667 | Sigma-Aldrich | Z740532-1EA | https://www.sigmaaldrich.com/LT/en
GESE231 | GE WAX PAPER SHEET FOR SE235, 10 X 10.5& | 1X1EA | 1 | 61 | Sigma-Aldrich | GESE231 | https://www.sigmaaldrich.com/LT/en
Z740521-1KT | BRADY(R) BMP51 PRINTER KIT, 100-240 V, & | 1X1KT | 1 | 810 | Sigma-Aldrich | Z740521-1KT | https://www.sigmaaldrich.com/LT/en
Z326259-1EA | BRAND(TM) BLAUBRAND(R) VOLUMETRIC FLAS& | 1X1EA | 1 | 42 | Sigma-Aldrich | Z326259-1EA | https://www.sigmaaldrich.com/LT/en
Z740526-1EA | KDS LEGATO(TM) 111, DUAL SYRINGE NANOLI& | 1X1EA | 1 | 2703 | Sigma-Aldrich | Z740526-1EA | https://www.sigmaaldrich.com/LT/en
Z511137-1EA | SOLID-PHASE PEPTIDE SYNTHESIS FLASK CAP& | 1X1EA | 1 | 1500 | Sigma-Aldrich | Z511137-1EA | https://www.sigmaaldrich.com/LT/en
Z511145-1EA | SOLID-PHASE PEPTIDE SYNTHESIS FLASK CAP& | 1X1EA | 1 | 1774 | Sigma-Aldrich | Z511145-1EA | https://www.sigmaaldrich.com/LT/en
Z511153-1EA | SOLID-PHASE PEPTIDE SYNTHESIS FLASK CAP& | 1X1EA | 1 | 1960 | Sigma-Aldrich | Z511153-1EA | https://www.sigmaaldrich.com/LT/en
Z511161-1EA | SOLID-PHASE PEPTIDE SYNTHESIS FLASK CAP& | 1X1EA | 1 | 2588 | Sigma-Aldrich | Z511161-1EA | https://www.sigmaaldrich.com/LT/en
Z511234-1EA | FRITTED DISC FOR SOLID-PHASE PEPTIDE SY& | 1X1EA | 1 | 113 | Sigma-Aldrich | Z511234-1EA | https://www.sigmaaldrich.com/LT/en
Z511250-1EA | FRITTED DISC FOR SOLID-PHASE PEPTIDE SY& | 1X1EA | 1 | 101 | Sigma-Aldrich | Z511250-1EA | https://www.sigmaaldrich.com/LT/en
Z511293-1EA | SOLID-PHASE PEPTIDE SYNTHESIS FLASK STI& | 1X1EA | 1 | 45 | Sigma-Aldrich | Z511293-1EA | https://www.sigmaaldrich.com/LT/en
Z511315-1PAK | REPLACEMENT NUT FOR 1/4 IN. PTFE TUBING& | 1X1PAK | 1 | 103 | Sigma-Aldrich | Z511315-1PAK | https://www.sigmaaldrich.com/LT/en
Z511374-1EA | GLASS MORTAR AND PESTLE CAPACITY 30 ML | 1X1EA | 1 | 34 | Sigma-Aldrich | Z511374-1EA | https://www.sigmaaldrich.com/LT/en
Z511382-1EA | GLASS MORTAR AND PESTLE CAPACITY 60 ML | 1X1EA | 1 | 35 | Sigma-Aldrich | Z511382-1EA | https://www.sigmaaldrich.com/LT/en
Z511390-1EA | GLASS MORTAR AND PESTLE CAPACITY 125 ML | 1X1EA | 1 | 38 | Sigma-Aldrich | Z511390-1EA | https://www.sigmaaldrich.com/LT/en
Z511404-1EA | GLASS MORTAR AND PESTLE CAPACITY 250 ML | 1X1EA | 1 | 38 | Sigma-Aldrich | Z511404-1EA | https://www.sigmaaldrich.com/LT/en
Z511412-1EA | GLASS MORTAR AND PESTLE CAPACITY 500 ML | 1X1EA | 1 | 57 | Sigma-Aldrich | Z511412-1EA | https://www.sigmaaldrich.com/LT/en
Z511420-1EA | GLASS MORTAR AND PESTLE CAPACITY 1000 M& | 1X1EA | 1 | 84 | Sigma-Aldrich | Z511420-1EA | https://www.sigmaaldrich.com/LT/en
Z511439-1EA | TURBOMIX ATTACHMENT FOR VORTEX-GENIE(R) | 1X1EA | 1 | 245 | Sigma-Aldrich | Z511439-1EA | https://www.sigmaaldrich.com/LT/en
Z511447-1PAK | LAB SPOONS L 9 IN., STAINLESS STEEL | 1X1PAK | 1 | 57 | Sigma-Aldrich | Z511447-1PAK | https://www.sigmaaldrich.com/LT/en
Z511455-1PAK | LAB SPOONS L 7 1/2 IN., STAINLESS STEEL | 1X1PAK | 1 | 55 | Sigma-Aldrich | Z511455-1PAK | https://www.sigmaaldrich.com/LT/en
Z511501-1EA | KIMAX(R) HEAVY-DUTY WIDE-MOUTH, LARGE N& | 1X1EA | 1 | 56 | Sigma-Aldrich | Z511501-1EA | https://www.sigmaaldrich.com/LT/en
Z640883-250EA | PLASTIBRAND(R) CENTRIFUGE TUBES SIZE 10& | 1X250EA | 1 | 101 | Sigma-Aldrich | Z640883-250EA | https://www.sigmaaldrich.com/LT/en
Z640891-50EA | BRAND(R) CENTRIFUGE TUBES SIZE 30 ML | 1X50EA | 1 | 87 | Sigma-Aldrich | Z640891-50EA | https://www.sigmaaldrich.com/LT/en
Z640905-50EA | BRAND(R) CENTRIFUGE TUBES SIZE 26 ML | 1X50EA | 1 | 72 | Sigma-Aldrich | Z640905-50EA | https://www.sigmaaldrich.com/LT/en
Z640913-25EA | PLASTIBRAND(R) CENTRIFUGE TUBES SIZE 48& | 1X25EA | 1 | 45 | Sigma-Aldrich | Z640913-25EA | https://www.sigmaaldrich.com/LT/en
Z640921-20EA | PLASTIBRAND(R) CENTRIFUGE TUBES SIZE 75& | 1X20EA | 1 | 39 | Sigma-Aldrich | Z640921-20EA | https://www.sigmaaldrich.com/LT/en
Z640948-20EA | PLASTIBRAND(R) CENTRIFUGE TUBES SIZE 11& | 1X20EA | 1 | 44 | Sigma-Aldrich | Z640948-20EA | https://www.sigmaaldrich.com/LT/en
Z641111-10EA | PLASTIBRAND(R) CENTRIFUGE TUBES SIZE 16& | 1X10EA | 1 | 32 | Sigma-Aldrich | Z641111-10EA | https://www.sigmaaldrich.com/LT/en
Z511501-6EA | KIMAX(R) HEAVY-DUTY WIDE-MOUTH, LARGE N& | 1X6EA | 1 | 236 | Sigma-Aldrich | Z511501-6EA | https://www.sigmaaldrich.com/LT/en
Z511528-1EA | KIMAX(R) HEAVY-DUTY WIDE-MOUTH, LARGE N& | 1X1EA | 1 | 61 | Sigma-Aldrich | Z511528-1EA | https://www.sigmaaldrich.com/LT/en
Z511528-6EA | KIMAX(R) HEAVY-DUTY WIDE-MOUTH, LARGE N& | 1X6EA | 1 | 257 | Sigma-Aldrich | Z511528-6EA | https://www.sigmaaldrich.com/LT/en
Z511560-1EA | ALDRICH(R) CYLINDRICAL NARROW-MOUTH DEW& | 1X1EA | 1 | 287 | Sigma-Aldrich | Z511560-1EA | https://www.sigmaaldrich.com/LT/en
Z511706-1EA | ALDRAAMINE TRAPPING PACKETS LARGE, VOLU& | 1X1EA | 1 | 20 | Sigma-Aldrich | Z511706-1EA | https://www.sigmaaldrich.com/LT/en
Z511706-25EA | ALDRAAMINE TRAPPING PACKETS LARGE, VOLU& | 1X25EA | 1 | 317 | Sigma-Aldrich | Z511706-25EA | https://www.sigmaaldrich.com/LT/en
Z511706-5EA | ALDRAAMINE TRAPPING PACKETS LARGE, VOLU& | 1X5EA | 1 | 88 | Sigma-Aldrich | Z511706-5EA | https://www.sigmaaldrich.com/LT/en
Z363618-1EA | SHAKER PLATFORM ORBITAL SHAKER PLATFORM& | 1X1EA | 1 | 464 | Sigma-Aldrich | Z363618-1EA | https://www.sigmaaldrich.com/LT/en
Z363626-1EA | SHAKER PLATFORM VIBRATING PLATFORM, SIZ& | 1X1EA | 1 | 476 | Sigma-Aldrich | Z363626-1EA | https://www.sigmaaldrich.com/LT/en
Z641235-100EA | PLASTIBRAND(R) CENTRIFUGE TUBE CAPS FOR& | 1X100EA | 1 | 10 | Sigma-Aldrich | Z641235-100EA | https://www.sigmaaldrich.com/LT/en
Z641243-100EA | PLASTIBRAND(R) CENTRIFUGE TUBE CAPS FOR& | 1X100EA | 1 | 11 | Sigma-Aldrich | Z641243-100EA | https://www.sigmaaldrich.com/LT/en
Z641251-100EA | PLASTIBRAND(R) CENTRIFUGE TUBE CAPS FOR | 1X100EA | 1 | 13 | Sigma-Aldrich | Z641251-100EA | https://www.sigmaaldrich.com/LT/en
Z641278-100EA | PLASTIBRAND(R) CENTRIFUGE TUBE CAPS FOR& | 1X100EA | 1 | 15 | Sigma-Aldrich | Z641278-100EA | https://www.sigmaaldrich.com/LT/en
Z641286-100EA | PLASTIBRAND(R) CENTRIFUGE TUBE CAPS FOR& | 1X100EA | 1 | 20 | Sigma-Aldrich | Z641286-100EA | https://www.sigmaaldrich.com/LT/en
Z641294-100EA | PLASTIBRAND(R) CENTRIFUGE TUBE CAPS FOR& | 1X100EA | 1 | 22 | Sigma-Aldrich | Z641294-100EA | https://www.sigmaaldrich.com/LT/en
Z641308-100EA | PLASTIBRAND(R) CENTRIFUGE TUBE CAPS FOR& | 1X100EA | 1 | 22 | Sigma-Aldrich | Z641308-100EA | https://www.sigmaaldrich.com/LT/en
Z512117-1PAK | SERRATED NATURAL RUBBER SEPTA RED RUBBE& | 1X1PAK | 1 | 96 | Sigma-Aldrich | Z512117-1PAK | https://www.sigmaaldrich.com/LT/en
Z512125-1PAK | SERRATED NATURAL RUBBER SEPTA WHITE RUB& | 1X1PAK | 1 | 96 | Sigma-Aldrich | Z512125-1PAK | https://www.sigmaaldrich.com/LT/en
Z512133-1PAK | SERRATED NATURAL RUBBER SEPTA RED RUBBE& | 1X1PAK | 1 | 157 | Sigma-Aldrich | Z512133-1PAK | https://www.sigmaaldrich.com/LT/en
Z512141-1PAK | SERRATED NATURAL RUBBER SEPTA WHITE RUB& | 1X1PAK | 1 | 164 | Sigma-Aldrich | Z512141-1PAK | https://www.sigmaaldrich.com/LT/en
Z512168-1PAK | SERRATED NATURAL RUBBER SEPTA RED RUBBE& | 1X1PAK | 1 | 53 | Sigma-Aldrich | Z512168-1PAK | https://www.sigmaaldrich.com/LT/en
Z512176-1PAK | SERRATED NATURAL RUBBER SEPTA WHITE RUB& | 1X1PAK | 1 | 53 | Sigma-Aldrich | Z512176-1PAK | https://www.sigmaaldrich.com/LT/en
Z512184-1PAK | SERRATED NATURAL RUBBER SEPTA RED RUBBE& | 1X1PAK | 1 | 119 | Sigma-Aldrich | Z512184-1PAK | https://www.sigmaaldrich.com/LT/en
Z512192-1PAK | SERRATED NATURAL RUBBER SEPTA WHITE RUB& | 1X1PAK | 1 | 109 | Sigma-Aldrich | Z512192-1PAK | https://www.sigmaaldrich.com/LT/en
Z512206-1PAK | SERRATED NATURAL RUBBER SEPTA RED RUBBE& | 1X1PAK | 1 | 117 | Sigma-Aldrich | Z512206-1PAK | https://www.sigmaaldrich.com/LT/en
Z512214-1PAK | SERRATED NATURAL RUBBER SEPTA WHITE RUB& | 1X1PAK | 1 | 117 | Sigma-Aldrich | Z512214-1PAK | https://www.sigmaaldrich.com/LT/en
Z512222-1PAK | SERRATED NATURAL RUBBER SEPTA RED RUBBE& | 1X1PAK | 1 | 259 | Sigma-Aldrich | Z512222-1PAK | https://www.sigmaaldrich.com/LT/en
Z512230-1PAK | SERRATED NATURAL RUBBER SEPTA WHITE RUB& | 1X1PAK | 1 | 259 | Sigma-Aldrich | Z512230-1PAK | https://www.sigmaaldrich.com/LT/en
Z512257-1PAK | ALDRICH(R) SYSTEM 45(R) SOLID-TOP CAPS & | 1X1PAK | 1 | 75 | Sigma-Aldrich | Z512257-1PAK | https://www.sigmaaldrich.com/LT/en
Z512338-1EA | HIRSCHMANN(R) SOLARUS(R) SOLAR-POWERED M | 1X1EA | 1 | 854 | Sigma-Aldrich | Z512338-1EA | https://www.sigmaaldrich.com/LT/en
Z512346-1EA | HIRSCHMANN(R) SOLARUS(R) SOLAR-POWERED M | 1X1EA | 1 | 854 | Sigma-Aldrich | Z512346-1EA | https://www.sigmaaldrich.com/LT/en
Z512362-1EA | DISCHARGE UNIT FOR SOLARUS(R) SOLAR-POW& | 1X1EA | 1 | 23 | Sigma-Aldrich | Z512362-1EA | https://www.sigmaaldrich.com/LT/en
Z512370-1EA | CORK FLASK SUPPORT RING I.D. X O.D. 30 & | 1X1EA | 1 | 14 | Sigma-Aldrich | Z512370-1EA | https://www.sigmaaldrich.com/LT/en
Z512389-1EA | CORK FLASK SUPPORT RING I.D. X O.D. 60 & | 1X1EA | 1 | 14 | Sigma-Aldrich | Z512389-1EA | https://www.sigmaaldrich.com/LT/en
Z512397-1EA | CORK FLASK SUPPORT RING I.D. X O.D. 90 & | 1X1EA | 1 | 22 | Sigma-Aldrich | Z512397-1EA | https://www.sigmaaldrich.com/LT/en
Z512400-1EA | CORK FLASK SUPPORT RING I.D. X O.D. 120& | 1X1EA | 1 | 28 | Sigma-Aldrich | Z512400-1EA | https://www.sigmaaldrich.com/LT/en
Z512419-1EA | CORK FLASK SUPPORT RING I.D. X O.D. 150& | 1X1EA | 1 | 44 | Sigma-Aldrich | Z512419-1EA | https://www.sigmaaldrich.com/LT/en
Z512427-1EA | CORK FLASK SUPPORT RING I.D. X O.D. 180& | 1X1EA | 1 | 55 | Sigma-Aldrich | Z512427-1EA | https://www.sigmaaldrich.com/LT/en
Z648418-1EA | QUICKFIT(R) VERTICAL RECEIVER ADAPTER J& | 1X1EA | 1 | 57 | Sigma-Aldrich | Z648418-1EA | https://www.sigmaaldrich.com/LT/en
Z648426-1EA | QUICKFIT BENDS WITH VACUUM CONNECTION | 1X1EA | 1 | 55 | Sigma-Aldrich | Z648426-1EA | https://www.sigmaaldrich.com/LT/en
Z648434-1EA | QUICKFIT BENDS WITH VACUUM CONNECTION | 1X1EA | 1 | 58 | Sigma-Aldrich | Z648434-1EA | https://www.sigmaaldrich.com/LT/en
Z648442-1EA | QUICKFIT BENDS WITH VACUUM CONNECTION | 1X1EA | 1 | 64 | Sigma-Aldrich | Z648442-1EA | https://www.sigmaaldrich.com/LT/en
Z648450-1EA | QUICKFIT(R) BENDS WITH VACUUM CONNECTIO& | 1X1EA | 1 | 64 | Sigma-Aldrich | Z648450-1EA | https://www.sigmaaldrich.com/LT/en
Z648469-1EA | QUICKFIT BENDS WITH VACUUM CONNECTION | 1X1EA | 1 | 77 | Sigma-Aldrich | Z648469-1EA | https://www.sigmaaldrich.com/LT/en
Z648477-1EA | QUICKFIT MULTI-LIMB VACUUM RECEIVER | 1X1EA | 1 | 172 | Sigma-Aldrich | Z648477-1EA | https://www.sigmaaldrich.com/LT/en
Z648485-1EA | QUICKFIT(R) DRECHSEL BOTTLE HEADS, L 13& | 1X1EA | 1 | 36 | Sigma-Aldrich | Z648485-1EA | https://www.sigmaaldrich.com/LT/en
Z648493-1EA | QUICKFIT DRESCHEL BOTTLE HEAD 175MM STEM | 1X1EA | 1 | 42 | Sigma-Aldrich | Z648493-1EA | https://www.sigmaaldrich.com/LT/en
Z648507-1EA | QUICKFIT DRESCHEL BOTTLE HEAD 215MM STEM | 1X1EA | 1 | 40 | Sigma-Aldrich | Z648507-1EA | https://www.sigmaaldrich.com/LT/en
Z648515-1EA | Stuart SD162 digital h/p stirr, AlSi pla | 1X1EA | 1 | 1353 | Sigma-Aldrich | Z648515-1EA | https://www.sigmaaldrich.com/LT/en
Z648531-1EA | STUART(R) SCIENTIFIC SA8 VORTEX MIXER A& | 1X1EA | 1 | 431 | Sigma-Aldrich | Z648531-1EA | https://www.sigmaaldrich.com/LT/en
Z648558-1EA | Accessory pack for SA8 vortex mixer | 1X1EA | 1 | 114 | Sigma-Aldrich | Z648558-1EA | https://www.sigmaaldrich.com/LT/en
Z648566-1EA | Retort rod, 300 x 12.5mm | 1X1EA | 1 | 50 | Sigma-Aldrich | Z648566-1EA | https://www.sigmaaldrich.com/LT/en
Z364495-48EA | MEDIA BOTTLES NALGENE(R) STYLE 2019 SIZ& | 1X48EA | 1 | 194 | Sigma-Aldrich | Z364495-48EA | https://www.sigmaaldrich.com/LT/en
Z364509-48EA | MEDIA BOTTLES NALGENE(R) STYLE 2019 SIZ& | 1X48EA | 1 | 235 | Sigma-Aldrich | Z364509-48EA | https://www.sigmaaldrich.com/LT/en
Z364517-24EA | MEDIA BOTTLES NALGENE(R) STYLE 2019 SIZ& | 1X24EA | 1 | 173 | Sigma-Aldrich | Z364517-24EA | https://www.sigmaaldrich.com/LT/en
Z364525-24EA | MEDIA BOTTLES NALGENE(R) STYLE 2019 SIZ& | 1X24EA | 1 | 232 | Sigma-Aldrich | Z364525-24EA | https://www.sigmaaldrich.com/LT/en
Z512524-1PAK | SERRATED NATURAL RUBBER SEPTA RED RUBBE& | 1X1PAK | 1 | 135 | Sigma-Aldrich | Z512524-1PAK | https://www.sigmaaldrich.com/LT/en
Z512540-1PAK | SERRATED NATURAL RUBBER SEPTA RED RUBBE& | 1X1PAK | 1 | 222 | Sigma-Aldrich | Z512540-1PAK | https://www.sigmaaldrich.com/LT/en
Z512613-1PAK | SERRATED NATURAL RUBBER SEPTA WHITE RUB& | 1X1PAK | 1 | 222 | Sigma-Aldrich | Z512613-1PAK | https://www.sigmaaldrich.com/LT/en
Z512621-1PAK | SERRATED NATURAL RUBBER SEPTA BLUE RUBB& | 1X1PAK | 1 | 50 | Sigma-Aldrich | Z512621-1PAK | https://www.sigmaaldrich.com/LT/en
Z512648-1PAK | SERRATED NATURAL RUBBER SEPTA BLUE RUBB& | 1X1PAK | 1 | 51 | Sigma-Aldrich | Z512648-1PAK | https://www.sigmaaldrich.com/LT/en
Z512656-1PAK | SERRATED NATURAL RUBBER SEPTA BLUE RUBB& | 1X1PAK | 1 | 61 | Sigma-Aldrich | Z512656-1PAK | https://www.sigmaaldrich.com/LT/en
Z512699-1PAK | SERRATED NATURAL RUBBER SEPTA BLUE RUBB& | 1X1PAK | 1 | 103 | Sigma-Aldrich | Z512699-1PAK | https://www.sigmaaldrich.com/LT/en
Z512710-1PAK | SERRATED NATURAL RUBBER SEPTA BLUE RUBB& | 1X1PAK | 1 | 135 | Sigma-Aldrich | Z512710-1PAK | https://www.sigmaaldrich.com/LT/en
Z512737-1PAK | SERRATED NATURAL RUBBER SEPTA BLUE RUBB& | 1X1PAK | 1 | 194 | Sigma-Aldrich | Z512737-1PAK | https://www.sigmaaldrich.com/LT/en
Z512745-1PAK | SERRATED NATURAL RUBBER SEPTA BLUE RUBB& | 1X1PAK | 1 | 216 | Sigma-Aldrich | Z512745-1PAK | https://www.sigmaaldrich.com/LT/en
Z512818-1PAK | SERRATED SILICONE RUBBER SEPTA BOTTOM O& | 1X1PAK | 1 | 73 | Sigma-Aldrich | Z512818-1PAK | https://www.sigmaaldrich.com/LT/en
Z512826-1PAK | SERRATED SILICONE RUBBER SEPTA BOTTOM O& | 1X1PAK | 1 | 75 | Sigma-Aldrich | Z512826-1PAK | https://www.sigmaaldrich.com/LT/en
Z512842-1PAK | SERRATED SILICONE RUBBER SEPTA BOTTOM O& | 1X1PAK | 1 | 94 | Sigma-Aldrich | Z512842-1PAK | https://www.sigmaaldrich.com/LT/en
Z512850-1PAK | SERRATED SILICONE RUBBER SEPTA BOTTOM O& | 1X1PAK | 1 | 130 | Sigma-Aldrich | Z512850-1PAK | https://www.sigmaaldrich.com/LT/en
Z512869-1PAK | SERRATED SILICONE RUBBER SEPTA BOTTOM O& | 1X1PAK | 1 | 139 | Sigma-Aldrich | Z512869-1PAK | https://www.sigmaaldrich.com/LT/en
Z512877-1PAK | SERRATED SILICONE RUBBER SEPTA BOTTOM O& | 1X1PAK | 1 | 147 | Sigma-Aldrich | Z512877-1PAK | https://www.sigmaaldrich.com/LT/en
Z512885-1PAK | SERRATED SILICONE RUBBER SEPTA BOTTOM O& | 1X1PAK | 1 | 158 | Sigma-Aldrich | Z512885-1PAK | https://www.sigmaaldrich.com/LT/en
Z512907-1PAK | SERRATED SILICONE RUBBER SEPTA BOTTOM O& | 1X1PAK | 1 | 221 | Sigma-Aldrich | Z512907-1PAK | https://www.sigmaaldrich.com/LT/en
Z512931-1PAK | SERRATED SILICONE RUBBER SEPTA BOTTOM O& | 1X1PAK | 1 | 362 | Sigma-Aldrich | Z512931-1PAK | https://www.sigmaaldrich.com/LT/en
Z512958-1EA | ALDRICH(R) NON-CORROSIVE LECTURE-BOTTLE& | 1X1EA | 1 | 330 | Sigma-Aldrich | Z512958-1EA | https://www.sigmaaldrich.com/LT/en
Z512966-1EA | ALDRICH(R) CORROSIVE LECTURE-BOTTLE GAS& | 1X1EA | 1 | 1069 | Sigma-Aldrich | Z512966-1EA | https://www.sigmaaldrich.com/LT/en
Z512974-1EA | ALDRICH(R) CORROSIVE LECTURE-BOTTLE GAS& | 1X1EA | 1 | 1069 | Sigma-Aldrich | Z512974-1EA | https://www.sigmaaldrich.com/LT/en
Z512982-1EA | T-PURGE VALVE CGA INLET SIZE 170 | 1X1EA | 1 | 517 | Sigma-Aldrich | Z512982-1EA | https://www.sigmaaldrich.com/LT/en
Z648876-100EA | SUBA-SEAL(R) SEPTA GREEN RUBBER, SUBA S& | 1X100EA | 1 | 153 | Sigma-Aldrich | Z648876-100EA | https://www.sigmaaldrich.com/LT/en
Z648884-100EA | SUBA-SEAL(R) SEPTA GREEN RUBBER, SUBA S& | 1X100EA | 1 | 179 | Sigma-Aldrich | Z648884-100EA | https://www.sigmaaldrich.com/LT/en
Z648892-100EA | SUBA-SEAL(R) SEPTA GREEN RUBBER, SUBA S& | 1X100EA | 1 | 237 | Sigma-Aldrich | Z648892-100EA | https://www.sigmaaldrich.com/LT/en
Z648906-100EA | SUBA-SEAL(R) SEPTA BLUE RUBBER, SUBA SE& | 1X100EA | 1 | 143 | Sigma-Aldrich | Z648906-100EA | https://www.sigmaaldrich.com/LT/en
Z648914-100EA | SUBA-SEAL(R) SEPTA BLUE RUBBER, SUBA SE | 1X100EA | 1 | 179 | Sigma-Aldrich | Z648914-100EA | https://www.sigmaaldrich.com/LT/en
Z648922-100EA | SUBA-SEAL(R) SEPTA BLUE RUBBER, SUBA SE& | 1X100EA | 1 | 237 | Sigma-Aldrich | Z648922-100EA | https://www.sigmaaldrich.com/LT/en
Z648930-100EA | SUBA-SEAL(R) SEPTA GRAY RUBBER, SUBA SE& | 1X100EA | 1 | 143 | Sigma-Aldrich | Z648930-100EA | https://www.sigmaaldrich.com/LT/en
Z648949-100EA | SUBA-SEAL(R) SEPTA GRAY RUBBER, SUBA SE& | 1X100EA | 1 | 179 | Sigma-Aldrich | Z648949-100EA | https://www.sigmaaldrich.com/LT/en
Z649287-1EA | PTFE STIRRER GUIDES SHAFT D 6 MM, JOINT& | 1X1EA | 1 | 323 | Sigma-Aldrich | Z649287-1EA | https://www.sigmaaldrich.com/LT/en
Z364533-200EA | MEDIA BOTTLES NALGENE(R) STYLE 2020 SIZ& | 1X200EA | 1 | 418 | Sigma-Aldrich | Z364533-200EA | https://www.sigmaaldrich.com/LT/en
Z364541-96EA | MEDIA BOTTLES NALGENE(R) STYLE 2020 SIZ& | 1X96EA | 1 | 295 | Sigma-Aldrich | Z364541-96EA | https://www.sigmaaldrich.com/LT/en
Z364568-60EA | MEDIA BOTTLES NALGENE(R) STYLE 2020 SIZ& | 1X60EA | 1 | 263 | Sigma-Aldrich | Z364568-60EA | https://www.sigmaaldrich.com/LT/en
Z364576-40EA | MEDIA BOTTLES NALGENE(R) STYLE 2020 SIZ& | 1X40EA | 1 | 240 | Sigma-Aldrich | Z364576-40EA | https://www.sigmaaldrich.com/LT/en
Z364584-48EA | MEDIA BOTTLES NALGENE(R) STYLE 2020 SIZ& | 1X48EA | 1 | 246 | Sigma-Aldrich | Z364584-48EA | https://www.sigmaaldrich.com/LT/en
Z364819-48EA | WHEATON MEDIA BOTTLES, GLASS SIZE 125 M& | 1X48EA | 1 | 302 | Sigma-Aldrich | Z364819-48EA | https://www.sigmaaldrich.com/LT/en
Z364827-48EA | WHEATON MEDIA BOTTLES, GLASS SIZE 250 M& | 1X48EA | 1 | 395 | Sigma-Aldrich | Z364827-48EA | https://www.sigmaaldrich.com/LT/en
Z364835-24EA | WHEATON MEDIA BOTTLES, GLASS SIZE 500 M& | 1X24EA | 1 | 305 | Sigma-Aldrich | Z364835-24EA | https://www.sigmaaldrich.com/LT/en
Z364843-24EA | WHEATON MEDIA BOTTLES, GLASS SIZE 1000 & | 1X24EA | 1 | 370 | Sigma-Aldrich | Z364843-24EA | https://www.sigmaaldrich.com/LT/en
Z364851-48EA | WHEATON MEDIA BOTTLES, GLASS SIZE 125 M& | 1X48EA | 1 | 324 | Sigma-Aldrich | Z364851-48EA | https://www.sigmaaldrich.com/LT/en
Z364878-48EA | WHEATON MEDIA BOTTLES, GLASS SIZE 250 M& | 1X48EA | 1 | 412 | Sigma-Aldrich | Z364878-48EA | https://www.sigmaaldrich.com/LT/en
Z364886-24EA | WHEATON MEDIA BOTTLES, GLASS SIZE 500 M& | 1X24EA | 1 | 330 | Sigma-Aldrich | Z364886-24EA | https://www.sigmaaldrich.com/LT/en
Z364894-24EA | WHEATON MEDIA BOTTLES, GLASS SIZE 1000 & | 1X24EA | 1 | 397 | Sigma-Aldrich | Z364894-24EA | https://www.sigmaaldrich.com/LT/en
Z513105-1PAK | PTFE SEALING WASHERS CGA INLET SIZE 170 | 1X1PAK | 1 | 40 | Sigma-Aldrich | Z513105-1PAK | https://www.sigmaaldrich.com/LT/en
Z513113-1EA | ALDRICH(R) NON-CORROSIVE LECTURE-BOTTLE& | 1X1EA | 1 | 330 | Sigma-Aldrich | Z513113-1EA | https://www.sigmaaldrich.com/LT/en
Z513253-1EA | HORN FOR 500 AND 750W ULTRASONIC PROCES& | 1X1EA | 1 | 677 | Sigma-Aldrich | Z513253-1EA | https://www.sigmaaldrich.com/LT/en
Z513318-1PAK | REPLACEMENT O-RINGS FOR FIVE-POSITION N& | 1X1PAK | 1 | 40 | Sigma-Aldrich | Z513318-1PAK | https://www.sigmaaldrich.com/LT/en
Z513334-1EA | MICRO SPATULAS FLAT ROUNDED/TAPERED PTF& | 1X1EA | 1 | 13 | Sigma-Aldrich | Z513334-1EA | https://www.sigmaaldrich.com/LT/en
Z513342-1PAK | MICRO SPATULAS FLAT ROUNDED ENDS, L 8 I& | 1X1PAK | 1 | 113 | Sigma-Aldrich | Z513342-1PAK | https://www.sigmaaldrich.com/LT/en
Z513350-1PAK | MICRO SPATULAS FLAT ROUNDED ENDS, L 12 & | 1X1PAK | 1 | 75 | Sigma-Aldrich | Z513350-1PAK | https://www.sigmaaldrich.com/LT/en
Z513369-1PAK | MICRO SPATULAS FLAT ROUNDED/TAPERED END& | 1X1PAK | 1 | 115 | Sigma-Aldrich | Z513369-1PAK | https://www.sigmaaldrich.com/LT/en
Z513377-1PAK | MICRO SPATULAS FLAT ROUNDED/TAPERED END& | 1X1PAK | 1 | 70 | Sigma-Aldrich | Z513377-1PAK | https://www.sigmaaldrich.com/LT/en
Z513385-1PAK | MICRO SPATULAS FLAT ROUNDED/TAPERED END& | 1X1PAK | 1 | 119 | Sigma-Aldrich | Z513385-1PAK | https://www.sigmaaldrich.com/LT/en
Z513393-1PAK | MICRO SPATULAS OVAL SPOON/PLASTIC HANDL& | 1X1PAK | 1 | 94 | Sigma-Aldrich | Z513393-1PAK | https://www.sigmaaldrich.com/LT/en
Z513466-1EA | FIVE-POSITION NMR TUBE CLEANER SYSTEM T& | 1X1EA | 1 | 459 | Sigma-Aldrich | Z513466-1EA | https://www.sigmaaldrich.com/LT/en
Z513474-1PAK | REPLACEMENT O-RINGS FOR FIVE-POSITION N& | 1X1PAK | 1 | 41 | Sigma-Aldrich | Z513474-1PAK | https://www.sigmaaldrich.com/LT/en
Z513520-1EA | SCIENCEWARE(R) PORTABLE GLOVE BOX SYSTE& | 1X1EA | 1 | 1647 | Sigma-Aldrich | Z513520-1EA | https://www.sigmaaldrich.com/LT/en
Z513539-1EA | ALDRICH(R) MINI GAS REGULATOR BRASS BOD& | 1X1EA | 1 | 557 | Sigma-Aldrich | Z513539-1EA | https://www.sigmaaldrich.com/LT/en
Z513547-1EA | ALDRICH(R) MINI GAS REGULATOR STAINLESS& | 1X1EA | 1 | 924 | Sigma-Aldrich | Z513547-1EA | https://www.sigmaaldrich.com/LT/en
Z649309-1EA | PTFE STIRRER GUIDES SHAFT D 8 MM, JOINT& | 1X1EA | 1 | 323 | Sigma-Aldrich | Z649309-1EA | https://www.sigmaaldrich.com/LT/en
Z649317-1EA | PTFE STIRRER GUIDES SHAFT D 10 MM, JOIN& | 1X1EA | 1 | 323 | Sigma-Aldrich | Z649317-1EA | https://www.sigmaaldrich.com/LT/en
Z649325-1EA | PTFE STIRRER GUIDES SHAFT D 10 MM, JOIN& | 1X1EA | 1 | 323 | Sigma-Aldrich | Z649325-1EA | https://www.sigmaaldrich.com/LT/en
Z649341-1EA | PTFE STIRRER GUIDES SHAFT D 12 MM, JOIN& | 1X1EA | 1 | 378 | Sigma-Aldrich | Z649341-1EA | https://www.sigmaaldrich.com/LT/en
Z649392-1EA | PTFE STIRRER GUIDES SHAFT D 6 MM, JOINT& | 1X1EA | 1 | 294 | Sigma-Aldrich | Z649392-1EA | https://www.sigmaaldrich.com/LT/en
Z649406-1EA | PTFE STIRRER GUIDES SHAFT D 6 MM, JOINT& | 1X1EA | 1 | 294 | Sigma-Aldrich | Z649406-1EA | https://www.sigmaaldrich.com/LT/en
Z649414-1EA | PTFE STIRRER GUIDES SHAFT D 6 MM, JOINT& | 1X1EA | 1 | 294 | Sigma-Aldrich | Z649414-1EA | https://www.sigmaaldrich.com/LT/en
Z649422-1EA | PTFE STIRRER GUIDES SHAFT D 8 MM, JOINT& | 1X1EA | 1 | 294 | Sigma-Aldrich | Z649422-1EA | https://www.sigmaaldrich.com/LT/en
Z649430-1EA | PTFE STIRRER GUIDES SHAFT D 10 MM, JOIN& | 1X1EA | 1 | 294 | Sigma-Aldrich | Z649430-1EA | https://www.sigmaaldrich.com/LT/en
Z649449-1EA | PTFE STIRRER GUIDES SHAFT D 10 MM, JOIN& | 1X1EA | 1 | 294 | Sigma-Aldrich | Z649449-1EA | https://www.sigmaaldrich.com/LT/en
Z649457-1EA | PTFE STIRRER GUIDES SHAFT D 10 MM, JOIN& | 1X1EA | 1 | 294 | Sigma-Aldrich | Z649457-1EA | https://www.sigmaaldrich.com/LT/en
Z649465-1EA | PTFE STIRRER GUIDES SHAFT D 12 MM, JOIN& | 1X1EA | 1 | 343 | Sigma-Aldrich | Z649465-1EA | https://www.sigmaaldrich.com/LT/en
Z649481-1EA | PTFE STIRRER GUIDES SHAFT D 16 MM, JOIN& | 1X1EA | 1 | 343 | Sigma-Aldrich | Z649481-1EA | https://www.sigmaaldrich.com/LT/en
Z656232-1EA | VACUUBRAND MAINTENANCE KIT FOR MZ 2C | 1X1EA | 1 | 196 | Sigma-Aldrich | Z656232-1EA | https://www.sigmaaldrich.com/LT/en
Z656240-1EA | VACUUBRAND MAINTENANCE KIT FOR MD 1C | 1X1EA | 1 | 268 | Sigma-Aldrich | Z656240-1EA | https://www.sigmaaldrich.com/LT/en
Z656259-1EA | VACUUBRAND MAINTENANCE KIT FOR MD 4C | 1X1EA | 1 | 367 | Sigma-Aldrich | Z656259-1EA | https://www.sigmaaldrich.com/LT/en
Z656321-1EA | Vacuubrand Pump oil B, 1 litre | 1X1EA | 1 | 36 | Sigma-Aldrich | Z656321-1EA | https://www.sigmaaldrich.com/LT/en
Z656348-1EA | Vacuubrand Pump oil B:, 5 litres | 1X1EA | 1 | 142 | Sigma-Aldrich | Z656348-1EA | https://www.sigmaaldrich.com/LT/en
Z366218-1PAK | CRYO-BABIES(R) LABELS, WHITE, L W 1.2 | 1X1PAK | 1 | 39 | Sigma-Aldrich | Z366218-1PAK | https://www.sigmaaldrich.com/LT/en
Z366226-1PAK | TOUGH-TAGS(TM) MICROCENTRIFUGE TUBE LABE | 1X1PAK | 1 | 84 | Sigma-Aldrich | Z366226-1PAK | https://www.sigmaaldrich.com/LT/en
Z367648-1EA | BELLY DANCER/HYBRIDIZATION WATER BATH A& | 1X1EA | 1 | 3244 | Sigma-Aldrich | Z367648-1EA | https://www.sigmaaldrich.com/LT/en
Z367710-1EA | LOW-PROFILE ROLLER, STOVALL LOW-PROFILE& | 1X1EA | 1 | 1804 | Sigma-Aldrich | Z367710-1EA | https://www.sigmaaldrich.com/LT/en
Z367729-1EA | LOW-PROFILE ROLLER, STOVALL LOW-PROFILE& | 1X1EA | 1 | 1804 | Sigma-Aldrich | Z367729-1EA | https://www.sigmaaldrich.com/LT/en
Z367737-1EA | LOW-PROFILE ROLLER, STOVALL EXTRA ROLLE& | 1X1EA | 1 | 141 | Sigma-Aldrich | Z367737-1EA | https://www.sigmaaldrich.com/LT/en
Z367745-1EA | HI/LO PROFILE ROCKER, STOVALL AC INPUT & | 1X1EA | 1 | 1225 | Sigma-Aldrich | Z367745-1EA | https://www.sigmaaldrich.com/LT/en
Z367753-1EA | HI/LO PROFILE ROCKER, STOVALL AC INPUT & | 1X1EA | 1 | 1225 | Sigma-Aldrich | Z367753-1EA | https://www.sigmaaldrich.com/LT/en
Z367761-1EA | HI/LO PROFILE ROCKER, STOVALL ONE-PLATF& | 1X1EA | 1 | 400 | Sigma-Aldrich | Z367761-1EA | https://www.sigmaaldrich.com/LT/en
Z514322-1EA | STAINLESS STEEL NMR TUBE RACK NO. OF HO& | 1X1EA | 1 | 114 | Sigma-Aldrich | Z514322-1EA | https://www.sigmaaldrich.com/LT/en
Z514462-1PAK | SAFESKIN(R) PURPLE NITRILE(TM) GLOVES SI | 1X1PAK | 1 | 49 | Sigma-Aldrich | Z514462-1PAK | https://www.sigmaaldrich.com/LT/en
Z514470-1PAK | SAFESKIN(R) PURPLE NITRILE(TM) GLOVES SI | 1X1PAK | 1 | 49 | Sigma-Aldrich | Z514470-1PAK | https://www.sigmaaldrich.com/LT/en
Z514489-1PAK | SAFESKIN(R) PURPLE NITRILE(TM) GLOVES SI | 1X1PAK | 1 | 49 | Sigma-Aldrich | Z514489-1PAK | https://www.sigmaaldrich.com/LT/en
Z514497-1PAK | SAFESKIN(R) PURPLE NITRILE(TM) GLOVES SI | 1X1PAK | 1 | 56 | Sigma-Aldrich | Z514497-1PAK | https://www.sigmaaldrich.com/LT/en
Z514500-1PAK | SAFESKIN(R) PURPLE NITRILE(TM) GLOVES SI | 1X1PAK | 1 | 49 | Sigma-Aldrich | Z514500-1PAK | https://www.sigmaaldrich.com/LT/en
Z514578-1EA | ALDRICH(R) SINGLE-NECK ROUND-BOTTOM FLA& | 1X1EA | 1 | 45 | Sigma-Aldrich | Z514578-1EA | https://www.sigmaaldrich.com/LT/en
Z514608-1EA | ALDRICH(R) THREE-NECK ROUND-BOTTOM FLAS& | 1X1EA | 1 | 119 | Sigma-Aldrich | Z514608-1EA | https://www.sigmaaldrich.com/LT/en
Z514616-1EA | ALDRICH(R) THREE-NECK ROUND-BOTTOM FLAS& | 1X1EA | 1 | 116 | Sigma-Aldrich | Z514616-1EA | https://www.sigmaaldrich.com/LT/en
Z514624-1EA | ALDRICH(R) THREE-NECK ROUND-BOTTOM FLAS& | 1X1EA | 1 | 132 | Sigma-Aldrich | Z514624-1EA | https://www.sigmaaldrich.com/LT/en
Z514632-1EA | ALDRICH(R) THREE-NECK ROUND-BOTTOM FLAS& | 1X1EA | 1 | 109 | Sigma-Aldrich | Z514632-1EA | https://www.sigmaaldrich.com/LT/en
Z514640-1EA | ALDRICH(R) THREE-NECK ROUND-BOTTOM FLAS& | 1X1EA | 1 | 116 | Sigma-Aldrich | Z514640-1EA | https://www.sigmaaldrich.com/LT/en
Z514659-1EA | ALDRICH(R) THREE-NECK ROUND-BOTTOM FLAS& | 1X1EA | 1 | 132 | Sigma-Aldrich | Z514659-1EA | https://www.sigmaaldrich.com/LT/en
Z367788-1EA | HI/LO PROFILE ROCKER, STOVALL TWO-PLATF& | 1X1EA | 1 | 577 | Sigma-Aldrich | Z367788-1EA | https://www.sigmaaldrich.com/LT/en
Z367796-1EA | HI/LO PROFILE ROCKER, STOVALL THREE-PLA& | 1X1EA | 1 | 755 | Sigma-Aldrich | Z367796-1EA | https://www.sigmaaldrich.com/LT/en
Z367826-1EA | CULTURE PLATE RACKS THE STACKS 150 | 1X1EA | 1 | 267 | Sigma-Aldrich | Z367826-1EA | https://www.sigmaaldrich.com/LT/en
Z514861-6EA | KIMAX(R) HIGH STRENGTH CENTRIFUGE TUBE P | 1X6EA | 1 | 98 | Sigma-Aldrich | Z514861-6EA | https://www.sigmaaldrich.com/LT/en
Z514888-6EA | KIMAX(R) HIGH STRENGTH CENTRIFUGE TUBE P | 1X6EA | 1 | 160 | Sigma-Aldrich | Z514888-6EA | https://www.sigmaaldrich.com/LT/en
Z514896-6EA | KIMAX(R) HIGH STRENGTH CENTRIFUGE TUBE S | 1X6EA | 1 | 239 | Sigma-Aldrich | Z514896-6EA | https://www.sigmaaldrich.com/LT/en
Z514918-1PAK | KIMAX(R) HIGH STRENGTH CENTRIFUGE TUBE R | 1X1PAK | 1 | 202 | Sigma-Aldrich | Z514918-1PAK | https://www.sigmaaldrich.com/LT/en
Z514934-2EA | RUBBER ADAPTER SLEEVE FOR KIMAX(R) HIGH | 1X2EA | 1 | 51 | Sigma-Aldrich | Z514934-2EA | https://www.sigmaaldrich.com/LT/en
Z514942-2EA | RUBBER ADAPTER SLEEVE FOR KIMAX(R) HIGH | 1X2EA | 1 | 59 | Sigma-Aldrich | Z514942-2EA | https://www.sigmaaldrich.com/LT/en
Z514950-1PAK | KIMAX(R) HIGH STRENGTH CENTRIFUGE TUBE R | 1X1PAK | 1 | 193 | Sigma-Aldrich | Z514950-1PAK | https://www.sigmaaldrich.com/LT/en
Z515515-1EA | ALDRICH(R) EVAPORATING FLASK, PEAR-SHAP& | 1X1EA | 1 | 24 | Sigma-Aldrich | Z515515-1EA | https://www.sigmaaldrich.com/LT/en
Z515523-1EA | ALDRICH(R) EVAPORATING FLASK, PEAR-SHAP& | 1X1EA | 1 | 24 | Sigma-Aldrich | Z515523-1EA | https://www.sigmaaldrich.com/LT/en
Z515531-1EA | ALDRICH(R) EVAPORATING FLASK, PEAR-SHAP& | 1X1EA | 1 | 28 | Sigma-Aldrich | Z515531-1EA | https://www.sigmaaldrich.com/LT/en
Z515558-1EA | ALDRICH(R) EVAPORATING FLASK, PEAR-SHAP& | 1X1EA | 1 | 32 | Sigma-Aldrich | Z515558-1EA | https://www.sigmaaldrich.com/LT/en
Z515566-1EA | ALDRICH(R) EVAPORATING FLASK, PEAR-SHAP& | 1X1EA | 1 | 46 | Sigma-Aldrich | Z515566-1EA | https://www.sigmaaldrich.com/LT/en
Z515574-1EA | ALDRICH(R) EVAPORATING FLASK, PEAR-SHAP& | 1X1EA | 1 | 35 | Sigma-Aldrich | Z515574-1EA | https://www.sigmaaldrich.com/LT/en
Z515582-1EA | ALDRICH(R) EVAPORATING FLASK, PEAR-SHAP& | 1X1EA | 1 | 38 | Sigma-Aldrich | Z515582-1EA | https://www.sigmaaldrich.com/LT/en
Z515590-1EA | ALDRICH(R) EVAPORATING FLASK, PEAR-SHAP& | 1X1EA | 1 | 41 | Sigma-Aldrich | Z515590-1EA | https://www.sigmaaldrich.com/LT/en
Z515604-1EA | ALDRICH(R) EVAPORATING FLASK, PEAR-SHAP& | 1X1EA | 1 | 44 | Sigma-Aldrich | Z515604-1EA | https://www.sigmaaldrich.com/LT/en
Z515612-1EA | ALDRICH(R) EVAPORATING FLASK, PEAR-SHAP& | 1X1EA | 1 | 61 | Sigma-Aldrich | Z515612-1EA | https://www.sigmaaldrich.com/LT/en
Z515620-1EA | ALDRICH(R) EVAPORATING FLASK, PEAR-SHAP& | 1X1EA | 1 | 54 | Sigma-Aldrich | Z515620-1EA | https://www.sigmaaldrich.com/LT/en
Z515639-1EA | ALDRICH(R) EVAPORATING FLASK, PEAR-SHAP& | 1X1EA | 1 | 81 | Sigma-Aldrich | Z515639-1EA | https://www.sigmaaldrich.com/LT/en
Z515647-1EA | ALDRICH(R) EVAPORATING FLASK, PEAR-SHAP& | 1X1EA | 1 | 65 | Sigma-Aldrich | Z515647-1EA | https://www.sigmaaldrich.com/LT/en
Z515655-1EA | ALDRICH(R) EVAPORATING FLASK, PEAR-SHAP& | 1X1EA | 1 | 109 | Sigma-Aldrich | Z515655-1EA | https://www.sigmaaldrich.com/LT/en
Z515663-1EA | ALDRICH(R) EVAPORATING FLASK, PEAR-SHAP& | 1X1EA | 1 | 88 | Sigma-Aldrich | Z515663-1EA | https://www.sigmaaldrich.com/LT/en
Z515671-1EA | SCHLENK KJELDAHL REACTION AND STORAGE F& | 1X1EA | 1 | 67 | Sigma-Aldrich | Z515671-1EA | https://www.sigmaaldrich.com/LT/en
Z515698-1EA | SCHLENK KJELDAHL REACTION AND STORAGE F& | 1X1EA | 1 | 69 | Sigma-Aldrich | Z515698-1EA | https://www.sigmaaldrich.com/LT/en
Z515701-1EA | SCHLENK KJELDAHL REACTION AND STORAGE F& | 1X1EA | 1 | 73 | Sigma-Aldrich | Z515701-1EA | https://www.sigmaaldrich.com/LT/en
Z515728-1EA | SCHLENK KJELDAHL REACTION AND STORAGE F& | 1X1EA | 1 | 83 | Sigma-Aldrich | Z515728-1EA | https://www.sigmaaldrich.com/LT/en
Z515736-1EA | SCHLENK KJELDAHL REACTION AND STORAGE F& | 1X1EA | 1 | 86 | Sigma-Aldrich | Z515736-1EA | https://www.sigmaaldrich.com/LT/en
Z515744-1EA | SCHLENK KJELDAHL REACTION AND STORAGE F& | 1X1EA | 1 | 91 | Sigma-Aldrich | Z515744-1EA | https://www.sigmaaldrich.com/LT/en
Z515752-1EA | SCHLENK KJELDAHL REACTION AND STORAGE F& | 1X1EA | 1 | 93 | Sigma-Aldrich | Z515752-1EA | https://www.sigmaaldrich.com/LT/en
Z515760-1EA | SCHLENK KJELDAHL REACTION AND STORAGE F& | 1X1EA | 1 | 96 | Sigma-Aldrich | Z515760-1EA | https://www.sigmaaldrich.com/LT/en
Z515779-1EA | SCHLENK KJELDAHL REACTION AND STORAGE F& | 1X1EA | 1 | 68 | Sigma-Aldrich | Z515779-1EA | https://www.sigmaaldrich.com/LT/en
Z515787-1EA | SCHLENK KJELDAHL REACTION AND STORAGE F& | 1X1EA | 1 | 71 | Sigma-Aldrich | Z515787-1EA | https://www.sigmaaldrich.com/LT/en
Z515809-1EA | SCHLENK KJELDAHL REACTION AND STORAGE F& | 1X1EA | 1 | 83 | Sigma-Aldrich | Z515809-1EA | https://www.sigmaaldrich.com/LT/en
Z515825-1EA | SCHLENK KJELDAHL REACTION AND STORAGE F& | 1X1EA | 1 | 91 | Sigma-Aldrich | Z515825-1EA | https://www.sigmaaldrich.com/LT/en
Z515833-1EA | SCHLENK KJELDAHL REACTION AND STORAGE F& | 1X1EA | 1 | 93 | Sigma-Aldrich | Z515833-1EA | https://www.sigmaaldrich.com/LT/en
Z515868-1EA | ALDRICH(R) SOLVENT STORAGE FLASK CAPACI& | 1X1EA | 1 | 67 | Sigma-Aldrich | Z515868-1EA | https://www.sigmaaldrich.com/LT/en
Z515876-1EA | ALDRICH(R) SOLVENT STORAGE FLASK CAPACI& | 1X1EA | 1 | 69 | Sigma-Aldrich | Z515876-1EA | https://www.sigmaaldrich.com/LT/en
Z515884-1EA | ALDRICH(R) SOLVENT STORAGE FLASK CAPACI& | 1X1EA | 1 | 73 | Sigma-Aldrich | Z515884-1EA | https://www.sigmaaldrich.com/LT/en
Z515892-1EA | ALDRICH(R) SOLVENT STORAGE FLASK CAPACI& | 1X1EA | 1 | 83 | Sigma-Aldrich | Z515892-1EA | https://www.sigmaaldrich.com/LT/en
Z515906-1EA | ALDRICH(R) SOLVENT STORAGE FLASK CAPACI& | 1X1EA | 1 | 88 | Sigma-Aldrich | Z515906-1EA | https://www.sigmaaldrich.com/LT/en
Z515914-1EA | ALDRICH(R) SOLVENT STORAGE FLASK CAPACI& | 1X1EA | 1 | 89 | Sigma-Aldrich | Z515914-1EA | https://www.sigmaaldrich.com/LT/en
Z515922-1EA | ALDRICH(R) SOLVENT STORAGE FLASK CAPACI& | 1X1EA | 1 | 93 | Sigma-Aldrich | Z515922-1EA | https://www.sigmaaldrich.com/LT/en
Z515930-1EA | ALDRICH(R) SOLVENT STORAGE FLASK CAPACI& | 1X1EA | 1 | 98 | Sigma-Aldrich | Z515930-1EA | https://www.sigmaaldrich.com/LT/en
Z515949-1EA | ALDRICH(R) SOLVENT STORAGE FLASK CAPACI& | 1X1EA | 1 | 114 | Sigma-Aldrich | Z515949-1EA | https://www.sigmaaldrich.com/LT/en
Z515957-1EA | ALDRICH(R) SOLVENT STORAGE FLASK CAPACI& | 1X1EA | 1 | 123 | Sigma-Aldrich | Z515957-1EA | https://www.sigmaaldrich.com/LT/en
Z515965-1EA | ALDRICH(R) SOLVENT STORAGE FLASK CAPACI& | 1X1EA | 1 | 134 | Sigma-Aldrich | Z515965-1EA | https://www.sigmaaldrich.com/LT/en
Z515973-1EA | ALDRICH(R) SOLVENT STORAGE FLASK CAPACI& | 1X1EA | 1 | 136 | Sigma-Aldrich | Z515973-1EA | https://www.sigmaaldrich.com/LT/en
Z515981-1EA | SCHLENK REACTION AND STORAGE TUBE CAPAC& | 1X1EA | 1 | 67 | Sigma-Aldrich | Z515981-1EA | https://www.sigmaaldrich.com/LT/en
Z516007-1EA | SCHLENK REACTION AND STORAGE TUBE CAPAC& | 1X1EA | 1 | 69 | Sigma-Aldrich | Z516007-1EA | https://www.sigmaaldrich.com/LT/en
Z516015-1EA | SCHLENK REACTION AND STORAGE TUBE CAPAC& | 1X1EA | 1 | 73 | Sigma-Aldrich | Z516015-1EA | https://www.sigmaaldrich.com/LT/en
Z516023-1EA | SCHLENK REACTION AND STORAGE TUBE CAPAC& | 1X1EA | 1 | 83 | Sigma-Aldrich | Z516023-1EA | https://www.sigmaaldrich.com/LT/en
Z516031-1EA | SCHLENK REACTION AND STORAGE TUBE CAPAC& | 1X1EA | 1 | 88 | Sigma-Aldrich | Z516031-1EA | https://www.sigmaaldrich.com/LT/en
Z516058-1EA | SCHLENK REACTION AND STORAGE TUBE CAPAC& | 1X1EA | 1 | 91 | Sigma-Aldrich | Z516058-1EA | https://www.sigmaaldrich.com/LT/en
Z516066-1EA | SCHLENK REACTION AND STORAGE TUBE CAPAC& | 1X1EA | 1 | 95 | Sigma-Aldrich | Z516066-1EA | https://www.sigmaaldrich.com/LT/en
Z516074-1EA | SCHLENK REACTION AND STORAGE TUBE CAPAC& | 1X1EA | 1 | 98 | Sigma-Aldrich | Z516074-1EA | https://www.sigmaaldrich.com/LT/en
Z368997-1EA | FINNPIPETTE STAND | 1X1EA | 1 | 74 | Sigma-Aldrich | Z368997-1EA | https://www.sigmaaldrich.com/LT/en
Z708267-25EA | SLIDE MAILER, 2 PLACE ASSORTED COLORS, & | 1X25EA | 1 | 31 | Sigma-Aldrich | Z708267-25EA | https://www.sigmaaldrich.com/LT/en
Z708984-1PAK | HLT ULTRAMICRO, 0.5 TO 20 UL, PURE PACK | 1X1PAK | 1 | 81 | Sigma-Aldrich | Z708984-1PAK | https://www.sigmaaldrich.com/LT/en
Z708984-5PAK | HLT ULTRAMICRO, 0.5 TO 20 UL, PURE PACK | 1X5PAK | 1 | 299 | Sigma-Aldrich | Z708984-5PAK | https://www.sigmaaldrich.com/LT/en
CLS3576-50EA | CORNING(R) 384 WELL MICROPLATE, LOW FLAN | 1X50EA | 1 | 641 | Sigma-Aldrich | CLS3576-50EA | https://www.sigmaaldrich.com/LT/en
CLS3577-50EA | CORNING(R) 384 WELL MICROPLATE, LOW FLAN | 1X50EA | 1 | 583 | Sigma-Aldrich | CLS3577-50EA | https://www.sigmaaldrich.com/LT/en
CLS3895-50EA | CORNING PLT,1536WL,BCB,NBS,NS, | 1X50EA | 1 | 2039 | Sigma-Aldrich | CLS3895-50EA | https://www.sigmaaldrich.com/LT/en
CLS3923-100EA | CORNING PLT,8WL STRIP,FB,WHT,HB,W/O LID | 1X100EA | 1 | 1045 | Sigma-Aldrich | CLS3923-100EA | https://www.sigmaaldrich.com/LT/en
CLS431465-50EA | CORNING FLASK, 150CM, CANTED NECK, VENT | 1X50EA | 1 | 255 | Sigma-Aldrich | CLS431465-50EA | https://www.sigmaaldrich.com/LT/en
Z567078-5EA | NMR TUBE CARRIER, FOR 5MM X 7 OR 8IN. TU | 1X5EA | 1 | 64 | Sigma-Aldrich | Z567078-5EA | https://www.sigmaaldrich.com/LT/en
Z567124-1EA | BRAND TITRETTE DIGITAL BOTTLE-TOP BURET& | 1X1EA | 1 | 1069 | Sigma-Aldrich | Z567124-1EA | https://www.sigmaaldrich.com/LT/en
Z567132-1EA | BRAND(TM) TITRETTE DIGITAL BOTTLE-TOP B& | 1X1EA | 1 | 1069 | Sigma-Aldrich | Z567132-1EA | https://www.sigmaaldrich.com/LT/en
Z675083-1EA | KNF LABOPORT PRESSURE GAUGE AND REGULATO | 1X1EA | 1 | 82 | Sigma-Aldrich | Z675083-1EA | https://www.sigmaaldrich.com/LT/en
Z675091-1EA | KNF LABOPORT VACUUM GAUGE AND REGULATOR | 1X1EA | 1 | 82 | Sigma-Aldrich | Z675091-1EA | https://www.sigmaaldrich.com/LT/en
BR781988-5EA | BRAND MICROPLATE BRANDPLATES, CELLGRADE& | 1X5EA | 1 | 83 | Sigma-Aldrich | BR781988-5EA | https://www.sigmaaldrich.com/LT/en
BR781989-5EA | BRAND MICROPLATE BRANDPLATES, CELLGRADE& | 1X5EA | 1 | 83 | Sigma-Aldrich | BR781989-5EA | https://www.sigmaaldrich.com/LT/en
Z687464-10X230EA | MICROFLEX(R) 93-833, XCEED(R) NITRILE G& | 10X230EA | 1 | 495 | Sigma-Aldrich | Z687464-10X230EA | https://www.sigmaaldrich.com/LT/en
Z687464-230EA | MICROFLEX(R) 93-833, XCEED(R) NITRILE G& | 1X230EA | 1 | 65 | Sigma-Aldrich | Z687464-230EA | https://www.sigmaaldrich.com/LT/en
Z742276-1EA | DURAN(R) CONNECTION CAP SYSTEM GL 45 WI& | 1X1EA | 1 | 226 | Sigma-Aldrich | Z742276-1EA | https://www.sigmaaldrich.com/LT/en
Z742275-1EA | DURAN(R) CONNECTION CAP SYSTEM GL 25 WI& | 1X1EA | 1 | 55 | Sigma-Aldrich | Z742275-1EA | https://www.sigmaaldrich.com/LT/en
Z742265-20EA | DURAN(R) GL 56 BOTTLE TAG, BLUE, SILICO& | 1X20EA | 1 | 33 | Sigma-Aldrich | Z742265-20EA | https://www.sigmaaldrich.com/LT/en
TRT51007-1EA | MULTI TASKING STORAGE CART, HINGED DOOR& | 1X1EA | 1 | 834 | Sigma-Aldrich | TRT51007-1EA | https://www.sigmaaldrich.com/LT/en
TRT51351-1EA | SIDE BIN CART WITH SIX LOCKING DRAWERS,& | 1X1EA | 1 | 917 | Sigma-Aldrich | TRT51351-1EA | https://www.sigmaaldrich.com/LT/en
TRT51373-1EA | SIDE BIN CART WITH SIX LOCKING DRAWERS,& | 1X1EA | 1 | 917 | Sigma-Aldrich | TRT51373-1EA | https://www.sigmaaldrich.com/LT/en
TRT52907-1EA | COMPACT 4 DRAWER LOCKING CART, WATERMEL& | 1X1EA | 1 | 696 | Sigma-Aldrich | TRT52907-1EA | https://www.sigmaaldrich.com/LT/en
Z742270-12EA | DURAN(R) FILTER FUNNELS, CAPACITY 500 M& | 1X12EA | 1 | 232 | Sigma-Aldrich | Z742270-12EA | https://www.sigmaaldrich.com/LT/en
Z742277-10EA | DURAN(R) REPLACEMENT SILICONE GASKET FO& | 1X10EA | 1 | 36 | Sigma-Aldrich | Z742277-10EA | https://www.sigmaaldrich.com/LT/en
TRT51086-1EA | COMPACT 4 DRAWER LOCKING CART, BAHAMA S& | 1X1EA | 1 | 696 | Sigma-Aldrich | TRT51086-1EA | https://www.sigmaaldrich.com/LT/en
TRT51427-1EA | MULTI TASKING STORAGE CART, HINGED DOOR& | 1X1EA | 1 | 848 | Sigma-Aldrich | TRT51427-1EA | https://www.sigmaaldrich.com/LT/en
TRT51801-1EA | EXTRA WIDE STORAGE CART, CLEAR DOOR | 1X1EA | 1 | 1078 | Sigma-Aldrich | TRT51801-1EA | https://www.sigmaaldrich.com/LT/en
TRT50139-1EA | MOBILE HAZARDOUS WASTE CONTAINER- LARGE& | 1X1EA | 1 | 1304 | Sigma-Aldrich | TRT50139-1EA | https://www.sigmaaldrich.com/LT/en
Z742266-20EA | DURAN(R) GL 56 BOTTLE TAG, PURPLE, SILI& | 1X20EA | 1 | 33 | Sigma-Aldrich | Z742266-20EA | https://www.sigmaaldrich.com/LT/en
Z742280-10EA | DURAN(R) PRESSURE PLUS BOTTLES, VOLUME & | 1X10EA | 1 | 268 | Sigma-Aldrich | Z742280-10EA | https://www.sigmaaldrich.com/LT/en
Z742256-50EA | THERMALSEAL RTS(TM) SEALING FILMS, FOR & | 1X50EA | 1 | 115 | Sigma-Aldrich | Z742256-50EA | https://www.sigmaaldrich.com/LT/en
MT30041155-2EA | Mettler Toledo SevenExcellence(TM)scree | 1X2EA | 1 | 25 | Sigma-Aldrich | MT30041155-2EA | https://www.sigmaaldrich.com/LT/en
TRT51172-1EA | MULTI TASKING STORAGE CART, SLIDING DOO& | 1X1EA | 1 | 834 | Sigma-Aldrich | TRT51172-1EA | https://www.sigmaaldrich.com/LT/en
Z742282-1EA | DURAN(R) BAFFLED WIDE MOUTH BOTTLE GLS & | 1X1EA | 1 | 26 | Sigma-Aldrich | Z742282-1EA | https://www.sigmaaldrich.com/LT/en
Z742284-1EA | DURAN(R) BAFFLED WIDE MOUTH BOTTLE GLS & | 1X1EA | 1 | 45 | Sigma-Aldrich | Z742284-1EA | https://www.sigmaaldrich.com/LT/en
TRT51081-1EA | COMPACT 4 DRAWER LOCKING CART, CHERRY R& | 1X1EA | 1 | 696 | Sigma-Aldrich | TRT51081-1EA | https://www.sigmaaldrich.com/LT/en
TRT51380-1EA | SIDE BIN CART WITH SIX LOCKING DRAWERS,& | 1X1EA | 1 | 917 | Sigma-Aldrich | TRT51380-1EA | https://www.sigmaaldrich.com/LT/en
TRT51134-1EA | EXTRA WIDE COMPACT LOCKING 4 DRAWER CAR& | 1X1EA | 1 | 1059 | Sigma-Aldrich | TRT51134-1EA | https://www.sigmaaldrich.com/LT/en
TRT51088-1EA | COMPACT 4 DRAWER LOCKING CART, SILVER M& | 1X1EA | 1 | 696 | Sigma-Aldrich | TRT51088-1EA | https://www.sigmaaldrich.com/LT/en
Z742273-1EA | DURAN(R) CONNECTION CAP SYSTEM GL 25 WI& | 1X1EA | 1 | 52 | Sigma-Aldrich | Z742273-1EA | https://www.sigmaaldrich.com/LT/en
Z742258-1EA | ADJUSTABLE TUBE RACK STAND | 1X1EA | 1 | 113 | Sigma-Aldrich | Z742258-1EA | https://www.sigmaaldrich.com/LT/en
Z742257-1EA | ADJUSTABLE TUBE RACK EASEL | 1X1EA | 1 | 106 | Sigma-Aldrich | Z742257-1EA | https://www.sigmaaldrich.com/LT/en
Z742259-1EA | ANGLED TUBE RACK STAND | 1X1EA | 1 | 73 | Sigma-Aldrich | Z742259-1EA | https://www.sigmaaldrich.com/LT/en
Z742261-4EA | DURAN(R) TILT MEDIA BOTTLE, 500 ML, CLE& | 1X4EA | 1 | 63 | Sigma-Aldrich | Z742261-4EA | https://www.sigmaaldrich.com/LT/en
TRT50924-1EA | STORAGE CART WITH SECURITY RAILED TOP, & | 1X1EA | 1 | 931 | Sigma-Aldrich | TRT50924-1EA | https://www.sigmaaldrich.com/LT/en
Z742281-10EA | DURAN(R) PRESSURE PLUS BOTTLES, VOLUME & | 1X10EA | 1 | 170 | Sigma-Aldrich | Z742281-10EA | https://www.sigmaaldrich.com/LT/en
TRT51375-1EA | SIDE BIN CART WITH SIX LOCKING DRAWERS,& | 1X1EA | 1 | 917 | Sigma-Aldrich | TRT51375-1EA | https://www.sigmaaldrich.com/LT/en
Z742254-1PAK | LASER CRYO-BABIES (TM) AND CRYO-TAGS(TM& | 1X1PAK | 1 | 78 | Sigma-Aldrich | Z742254-1PAK | https://www.sigmaaldrich.com/LT/en
Z742263-20EA | DURAN(R) GL 56 BOTTLE TAG, ORANGE, SILI& | 1X20EA | 1 | 33 | Sigma-Aldrich | Z742263-20EA | https://www.sigmaaldrich.com/LT/en
TRT51146-1EA | COMPACT 4 DRAWER LOCKING CART, BLACK DR& | 1X1EA | 1 | 696 | Sigma-Aldrich | TRT51146-1EA | https://www.sigmaaldrich.com/LT/en
Z742262-4EA | DURAN(R) TILT LIGHT SHIELD, WHITE, INCL& | 1X4EA | 1 | 30 | Sigma-Aldrich | Z742262-4EA | https://www.sigmaaldrich.com/LT/en
Z742274-1EA | DURAN(R) CONNECTION CAP SYSTEM GL 25 WI& | 1X1EA | 1 | 53 | Sigma-Aldrich | Z742274-1EA | https://www.sigmaaldrich.com/LT/en
Z742268-1EA | DURAN(R) TILT GL 56 SELF-ADHESIVE IDENT& | 1X1EA | 1 | 17 | Sigma-Aldrich | Z742268-1EA | https://www.sigmaaldrich.com/LT/en
Z742271-12EA | DURAN(R) FILTER FUNNELS, CAPACITY 500 M& | 1X12EA | 1 | 189 | Sigma-Aldrich | Z742271-12EA | https://www.sigmaaldrich.com/LT/en
Z742278-10EA | DURAN(R) PRESSURE PLUS BOTTLES, VOLUME & | 1X10EA | 1 | 91 | Sigma-Aldrich | Z742278-10EA | https://www.sigmaaldrich.com/LT/en
Z742253-1EA | 2MAG DISTRIBOX 4 | 1X1EA | 1 | 223 | Sigma-Aldrich | Z742253-1EA | https://www.sigmaaldrich.com/LT/en
TRT51087-1EA | COMPACT 4 DRAWER LOCKING CART, ALMOND B& | 1X1EA | 1 | 696 | Sigma-Aldrich | TRT51087-1EA | https://www.sigmaaldrich.com/LT/en
Z617717-10000EA | GREINER SAPPHIRE PCR TUBE, 0.5 ML, WITH& | 1X10000EA | 1 | 578 | Sigma-Aldrich | Z617717-10000EA | https://www.sigmaaldrich.com/LT/en
Z742269-10EA | DURAN(R) TILT GL 56 SCREW CAP, POLYPROP& | 1X10EA | 1 | 23 | Sigma-Aldrich | Z742269-10EA | https://www.sigmaaldrich.com/LT/en
Z617687-10000EA | GREINER SAPPHIRE PCR TUBE, 0.2ML, THIN & | 1X10000EA | 1 | 769 | Sigma-Aldrich | Z617687-10000EA | https://www.sigmaaldrich.com/LT/en
TRT51032-1EA | COMPACT 4 DRAWER LOCKING CART, WHITE | 1X1EA | 1 | 696 | Sigma-Aldrich | TRT51032-1EA | https://www.sigmaaldrich.com/LT/en
Z742272-12EA | DURAN(R) FILTER FUNNELS, CAPACITY 500 M& | 1X12EA | 1 | 147 | Sigma-Aldrich | Z742272-12EA | https://www.sigmaaldrich.com/LT/en
Z742283-1EA | DURAN(R) BAFFLED WIDE MOUTH BOTTLE GLS & | 1X1EA | 1 | 34 | Sigma-Aldrich | Z742283-1EA | https://www.sigmaaldrich.com/LT/en
Z742264-20EA | DURAN(R) GL 56 BOTTLE TAG, YELLOW, SILI& | 1X20EA | 1 | 33 | Sigma-Aldrich | Z742264-20EA | https://www.sigmaaldrich.com/LT/en
TRT51033-1EA | TALL LOCKING 6 DRAWER CART, WHITE DRAWS& | 1X1EA | 1 | 1088 | Sigma-Aldrich | TRT51033-1EA | https://www.sigmaaldrich.com/LT/en
TRT51180-1EA | SPACE SAVING LAB CART, CLEAR DOOR, BAHA& | 1X1EA | 1 | 774 | Sigma-Aldrich | TRT51180-1EA | https://www.sigmaaldrich.com/LT/en
TRT51432-1EA | MULTI TASKING STORAGE CART, HINGED DOOR& | 1X1EA | 1 | 848 | Sigma-Aldrich | TRT51432-1EA | https://www.sigmaaldrich.com/LT/en
Z741395-1EA | ACCURIS(TM) COMPACT BALANCE, 10000 GRAM& | 1X1EA | 1 | 537 | Sigma-Aldrich | Z741395-1EA | https://www.sigmaaldrich.com/LT/en
TRT51018-1EA | SIDE BIN CART WITH SIX LOCKING DRAWERS & | 1X1EA | 1 | 891 | Sigma-Aldrich | TRT51018-1EA | https://www.sigmaaldrich.com/LT/en
TRT51080-1EA | COMPACT 4 DRAWER LOCKING CART, GLOBAL B& | 1X1EA | 1 | 696 | Sigma-Aldrich | TRT51080-1EA | https://www.sigmaaldrich.com/LT/en
TRT51728-1EA | LAB CART WITH CLEAR SLIDING DOOR | 1X1EA | 1 | 1255 | Sigma-Aldrich | TRT51728-1EA | https://www.sigmaaldrich.com/LT/en
Z369039-1EA | FINNPIPETTE(R) STEPPER | 1X1EA | 1 | 361 | Sigma-Aldrich | Z369039-1EA | https://www.sigmaaldrich.com/LT/en
Z369047-10EA | FINNPIPETTE(R) STEPPER ADAPTERS NON-STE& | 1X10EA | 1 | 112 | Sigma-Aldrich | Z369047-10EA | https://www.sigmaaldrich.com/LT/en
Z516082-1EA | SCHLENK REACTION AND STORAGE T | 1X1EA | 1 | 67 | Sigma-Aldrich | Z516082-1EA | https://www.sigmaaldrich.com/LT/en
Z516090-1EA | SCHLENK REACTION AND STORAGE TUBE MALE & | 1X1EA | 1 | 69 | Sigma-Aldrich | Z516090-1EA | https://www.sigmaaldrich.com/LT/en
Z516104-1EA | SCHLENK REACTION AND STORAGE TUBE CAPAC& | 1X1EA | 1 | 75 | Sigma-Aldrich | Z516104-1EA | https://www.sigmaaldrich.com/LT/en
Z516112-1EA | SCHLENK REACTION AND STORAGE TUBE CAPAC& | 1X1EA | 1 | 85 | Sigma-Aldrich | Z516112-1EA | https://www.sigmaaldrich.com/LT/en
Z516120-1EA | SCHLENK REACTION AND STORAGE TUBE CAPAC& | 1X1EA | 1 | 86 | Sigma-Aldrich | Z516120-1EA | https://www.sigmaaldrich.com/LT/en
Z516139-1EA | SCHLENK REACTION AND STORAGE TUBE CAPAC& | 1X1EA | 1 | 91 | Sigma-Aldrich | Z516139-1EA | https://www.sigmaaldrich.com/LT/en
Z516147-1EA | SCHLENK REACTION AND STORAGE TUBE CAPAC& | 1X1EA | 1 | 95 | Sigma-Aldrich | Z516147-1EA | https://www.sigmaaldrich.com/LT/en
Z516155-1EA | SCHLENK REACTION AND STORAGE TUBE CAPAC& | 1X1EA | 1 | 98 | Sigma-Aldrich | Z516155-1EA | https://www.sigmaaldrich.com/LT/en
Z516163-1EA | JACKETED FALLING-FILM DISTILLATION HEAD& | 1X1EA | 1 | 1833 | Sigma-Aldrich | Z516163-1EA | https://www.sigmaaldrich.com/LT/en
Z516171-1EA | ALDRICH(R) MODIFIED DEAN-STARK APPARATU& | 1X1EA | 1 | 414 | Sigma-Aldrich | Z516171-1EA | https://www.sigmaaldrich.com/LT/en
Z516198-1KT-A | METALS / METAL HYDRIDES TEST KIT | 1X1KIT | 1 | 1755 | Sigma-Aldrich | Z516198-1KT-A | https://www.sigmaaldrich.com/LT/en
Z516201-1EA | ALDRICH(R) SHORT-PATH DISTILLATION APPA& | 1X1EA | 1 | 785 | Sigma-Aldrich | Z516201-1EA | https://www.sigmaaldrich.com/LT/en
Z516228-1EA | ALDRICH(R) CLAISEN DISTILLATION HEAD JO& | 1X1EA | 1 | 633 | Sigma-Aldrich | Z516228-1EA | https://www.sigmaaldrich.com/LT/en
Z516236-1EA | ALDRICH(R) SIDE-ARM DISTILLING ADAPTER & | 1X1EA | 1 | 117 | Sigma-Aldrich | Z516236-1EA | https://www.sigmaaldrich.com/LT/en
Z516244-1EA | ALDRICH(R) FRACTION CUTTER JOINT: ST/NS& | 1X1EA | 1 | 513 | Sigma-Aldrich | Z516244-1EA | https://www.sigmaaldrich.com/LT/en
Z516252-1EA | ALDRICH(R) DEAN-STARK TRAP CAPACITY 25 & | 1X1EA | 1 | 236 | Sigma-Aldrich | Z516252-1EA | https://www.sigmaaldrich.com/LT/en
Z516260-1EA | ALDRICH(R) DEAN-STARK TRAP CAPACITY 100& | 1X1EA | 1 | 404 | Sigma-Aldrich | Z516260-1EA | https://www.sigmaaldrich.com/LT/en
Z516279-1EA | ALDRICH(R) DEAN-STARK TRAP CAPACITY 300& | 1X1EA | 1 | 372 | Sigma-Aldrich | Z516279-1EA | https://www.sigmaaldrich.com/LT/en
Z516295-1EA | ALDRICH(R) MODIFIED DEAN-STARK APPARATU& | 1X1EA | 1 | 384 | Sigma-Aldrich | Z516295-1EA | https://www.sigmaaldrich.com/LT/en
Z516309-1EA | ALDRICH(R) MODIFIED DEAN-STARK APPARATU& | 1X1EA | 1 | 403 | Sigma-Aldrich | Z516309-1EA | https://www.sigmaaldrich.com/LT/en
Z516317-1EA | ALDRICH(R) CONCENTRATOR CONDENSER OVERA& | 1X1EA | 1 | 331 | Sigma-Aldrich | Z516317-1EA | https://www.sigmaaldrich.com/LT/en
Z516333-1EA | MULTI-PURPOSE DISTILLATION HEAD OVERALL& | 1X1EA | 1 | 698 | Sigma-Aldrich | Z516333-1EA | https://www.sigmaaldrich.com/LT/en
Z516341-1EA | ALDRICH(R) SINGLE-NECK ROUND-BOTTOM FLA& | 1X1EA | 1 | 38 | Sigma-Aldrich | Z516341-1EA | https://www.sigmaaldrich.com/LT/en
Z516368-1EA | ALDRICH(R) SINGLE-NECK ROUND-BOTTOM FLA& | 1X1EA | 1 | 40 | Sigma-Aldrich | Z516368-1EA | https://www.sigmaaldrich.com/LT/en
Z516376-1EA | ALDRICH(R) SINGLE-NECK ROUND-BOTTOM FLA& | 1X1EA | 1 | 49 | Sigma-Aldrich | Z516376-1EA | https://www.sigmaaldrich.com/LT/en
Z516384-1EA | ALDRICH(R) SINGLE-NECK ROUND-BOTTOM FLA& | 1X1EA | 1 | 33 | Sigma-Aldrich | Z516384-1EA | https://www.sigmaaldrich.com/LT/en
Z516392-1EA | ALDRICH(R) SINGLE-NECK ROUND-BOTTOM FLA& | 1X1EA | 1 | 43 | Sigma-Aldrich | Z516392-1EA | https://www.sigmaaldrich.com/LT/en
Z516406-1EA | ALDRICH(R) SINGLE-NECK ROUND-BOTTOM FLA& | 1X1EA | 1 | 51 | Sigma-Aldrich | Z516406-1EA | https://www.sigmaaldrich.com/LT/en
Z516414-1EA | ALDRICH(R) SINGLE-NECK ROUND-BOTTOM FLA& | 1X1EA | 1 | 33 | Sigma-Aldrich | Z516414-1EA | https://www.sigmaaldrich.com/LT/en
Z516422-1EA | ALDRICH(R) SINGLE-NECK ROUND-BOTTOM FLA& | 1X1EA | 1 | 42 | Sigma-Aldrich | Z516422-1EA | https://www.sigmaaldrich.com/LT/en
Z516430-1EA | ALDRICH(R) SINGLE-NECK ROUND-BOTTOM FLA& | 1X1EA | 1 | 54 | Sigma-Aldrich | Z516430-1EA | https://www.sigmaaldrich.com/LT/en
Z516449-1EA | ALDRICH(R) 5MM NMR TUBE FILLING MANIFOL& | 1X1EA | 1 | 214 | Sigma-Aldrich | Z516449-1EA | https://www.sigmaaldrich.com/LT/en
Z516457-1EA | ALDRICH(R) 5MM NMR TUBE FILLING MANIFOL& | 1X1EA | 1 | 309 | Sigma-Aldrich | Z516457-1EA | https://www.sigmaaldrich.com/LT/en
Z516465-1EA | ALDRICH(R) 5MM NMR TUBE FILLING MANIFOL& | 1X1EA | 1 | 757 | Sigma-Aldrich | Z516465-1EA | https://www.sigmaaldrich.com/LT/en
Z516473-1EA | ALDRICH(R) 5 MM NMR TUBE EVACUATION MAN& | 1X1EA | 1 | 116 | Sigma-Aldrich | Z516473-1EA | https://www.sigmaaldrich.com/LT/en
Z516481-1EA | ALDRICH(R) 5 MM NMR TUBE EVACUATION MAN& | 1X1EA | 1 | 261 | Sigma-Aldrich | Z516481-1EA | https://www.sigmaaldrich.com/LT/en
Z516503-1EA | ALDRICH(R) 5 MM NMR TUBE EVACUATION MAN& | 1X1EA | 1 | 606 | Sigma-Aldrich | Z516503-1EA | https://www.sigmaaldrich.com/LT/en
Z516517-1EA | ALDRICH(R) HEAVY-DUTY VIGREUX, JACKETED& | 1X1EA | 1 | 543 | Sigma-Aldrich | Z516517-1EA | https://www.sigmaaldrich.com/LT/en
Z516538-1EA | ALDRICH(R) HEAVY-DUTY VIGREUX, JACKETED& | 1X1EA | 1 | 750 | Sigma-Aldrich | Z516538-1EA | https://www.sigmaaldrich.com/LT/en
Z516546-1EA | ALDRICH(R) HEAVY-DUTY VIGREUX, JACKETED& | 1X1EA | 1 | 1167 | Sigma-Aldrich | Z516546-1EA | https://www.sigmaaldrich.com/LT/en
Z516627-1EA | ALDRICH(R) THREE-NECK ROUND-BOTTOM FLAS& | 1X1EA | 1 | 108 | Sigma-Aldrich | Z516627-1EA | https://www.sigmaaldrich.com/LT/en
Z369659-100EA | SEALING FILM FOR 96-WELL MULTIWELL PLAT& | 1X100EA | 1 | 63 | Sigma-Aldrich | Z369659-100EA | https://www.sigmaaldrich.com/LT/en
Z369667-100EA | SEALING FILM FOR 96-WELL MULTIWELL PLAT& | 1X100EA | 1 | 86 | Sigma-Aldrich | Z369667-100EA | https://www.sigmaaldrich.com/LT/en
Z369675-100EA | SEALING FILM FOR 96-WELL MULTIWELL PLAT& | 1X100EA | 1 | 84 | Sigma-Aldrich | Z369675-100EA | https://www.sigmaaldrich.com/LT/en
Z369683-100EA | SEALING FILM FOR 96-WELL MULTIWELL PLAT& | 1X100EA | 1 | 110 | Sigma-Aldrich | Z369683-100EA | https://www.sigmaaldrich.com/LT/en
Z369799-1EA | STAT-MATIC PLATE WASHER FOR MULTIWELL P& | 1X1EA | 1 | 459 | Sigma-Aldrich | Z369799-1EA | https://www.sigmaaldrich.com/LT/en
Z369802-25EA | STAT-MATIC PLATE WASHER 8-PORT MANIFOLD& | 1X25EA | 1 | 241 | Sigma-Aldrich | Z369802-25EA | https://www.sigmaaldrich.com/LT/en
Z516635-1EA | ALDRICH(R) THREE-NECK ROUND-BOTTOM FLAS& | 1X1EA | 1 | 115 | Sigma-Aldrich | Z516635-1EA | https://www.sigmaaldrich.com/LT/en
Z516643-1EA | ALDRICH(R) THREE-NECK ROUND-BOTTOM FLAS& | 1X1EA | 1 | 126 | Sigma-Aldrich | Z516643-1EA | https://www.sigmaaldrich.com/LT/en
Z516651-1EA | ALDRICH(R) THREE-NECK ROUND-BOTTOM FLAS& | 1X1EA | 1 | 145 | Sigma-Aldrich | Z516651-1EA | https://www.sigmaaldrich.com/LT/en
Z516678-1EA | ALDRICH(R) THREE-NECK ROUND-BOTTOM FLAS& | 1X1EA | 1 | 116 | Sigma-Aldrich | Z516678-1EA | https://www.sigmaaldrich.com/LT/en
Z516686-1EA | ALDRICH(R) THREE-NECK ROUND-BOTTOM FLAS& | 1X1EA | 1 | 115 | Sigma-Aldrich | Z516686-1EA | https://www.sigmaaldrich.com/LT/en
Z516694-1EA | ALDRICH(R) THREE-NECK ROUND-BOTTOM FLAS& | 1X1EA | 1 | 116 | Sigma-Aldrich | Z516694-1EA | https://www.sigmaaldrich.com/LT/en
Z516708-1EA | ALDRICH(R) THREE-NECK ROUND-BOTTOM FLAS& | 1X1EA | 1 | 134 | Sigma-Aldrich | Z516708-1EA | https://www.sigmaaldrich.com/LT/en
Z516716-1EA | ALDRICH(R) THREE-NECK ROUND-BOTTOM FLAS& | 1X1EA | 1 | 97 | Sigma-Aldrich | Z516716-1EA | https://www.sigmaaldrich.com/LT/en
Z516724-1EA | ALDRICH(R) THREE-NECK ROUND-BOTTOM FLAS& | 1X1EA | 1 | 110 | Sigma-Aldrich | Z516724-1EA | https://www.sigmaaldrich.com/LT/en
Z516732-1EA | ALDRICH(R) THREE-NECK ROUND-BOTTOM FLAS& | 1X1EA | 1 | 110 | Sigma-Aldrich | Z516732-1EA | https://www.sigmaaldrich.com/LT/en
Z516740-1EA | ALDRICH(R) THREE-NECK ROUND-BOTTOM FLAS& | 1X1EA | 1 | 108 | Sigma-Aldrich | Z516740-1EA | https://www.sigmaaldrich.com/LT/en
Z516759-1EA | ALDRICH(R) THREE-NECK ROUND-BOTTOM FLAS& | 1X1EA | 1 | 109 | Sigma-Aldrich | Z516759-1EA | https://www.sigmaaldrich.com/LT/en
Z516767-1EA | ALDRICH(R) THREE-NECK ROUND-BOTTOM FLAS& | 1X1EA | 1 | 108 | Sigma-Aldrich | Z516767-1EA | https://www.sigmaaldrich.com/LT/en
Z516783-1EA | ALDRICH(R) THREE-NECK ROUND-BOTTOM FLAS& | 1X1EA | 1 | 116 | Sigma-Aldrich | Z516783-1EA | https://www.sigmaaldrich.com/LT/en
Z516791-1EA | ALDRICH(R) THREE-NECK ROUND-BOTTOM FLAS& | 1X1EA | 1 | 115 | Sigma-Aldrich | Z516791-1EA | https://www.sigmaaldrich.com/LT/en
Z516805-1EA | ALDRICH(R) THREE-NECK ROUND-BOTTOM FLAS& | 1X1EA | 1 | 127 | Sigma-Aldrich | Z516805-1EA | https://www.sigmaaldrich.com/LT/en
Z516813-1EA | ALDRICH(R) THREE-NECK ROUND-BOTTOM FLAS& | 1X1EA | 1 | 217 | Sigma-Aldrich | Z516813-1EA | https://www.sigmaaldrich.com/LT/en
Z516821-1EA | ALDRICH(R) TWO-NECK ROUND-BOTTOM FLASK & | 1X1EA | 1 | 53 | Sigma-Aldrich | Z516821-1EA | https://www.sigmaaldrich.com/LT/en
Z516848-1EA | ALDRICH(R) TWO-NECK ROUND-BOTTOM FLASK & | 1X1EA | 1 | 57 | Sigma-Aldrich | Z516848-1EA | https://www.sigmaaldrich.com/LT/en
Z516856-1EA | ALDRICH(R) TWO-NECK ROUND-BOTTOM FLASK & | 1X1EA | 1 | 74 | Sigma-Aldrich | Z516856-1EA | https://www.sigmaaldrich.com/LT/en
Z516864-1EA | ALDRICH(R) TWO-NECK ROUND-BOTTOM FLASK & | 1X1EA | 1 | 59 | Sigma-Aldrich | Z516864-1EA | https://www.sigmaaldrich.com/LT/en
Z516872-1EA | ALDRICH(R) TWO-NECK ROUND-BOTTOM FLASK & | 1X1EA | 1 | 80 | Sigma-Aldrich | Z516872-1EA | https://www.sigmaaldrich.com/LT/en
Z516880-1EA | ALDRICH(R) TWO-NECK ROUND-BOTTOM FLASK & | 1X1EA | 1 | 97 | Sigma-Aldrich | Z516880-1EA | https://www.sigmaaldrich.com/LT/en
Z516899-1EA | ALDRICH(R) TWO-NECK ROUND-BOTTOM FLASK & | 1X1EA | 1 | 124 | Sigma-Aldrich | Z516899-1EA | https://www.sigmaaldrich.com/LT/en
Z516902-1EA | ALDRICH(R) TWO-NECK ROUND-BOTTOM FLASK & | 1X1EA | 1 | 87 | Sigma-Aldrich | Z516902-1EA | https://www.sigmaaldrich.com/LT/en
Z516910-1EA | ALDRICH(R) TWO-NECK ROUND-BOTTOM FLASK & | 1X1EA | 1 | 95 | Sigma-Aldrich | Z516910-1EA | https://www.sigmaaldrich.com/LT/en
Z516937-1EA | ALDRICH(R) TWO-NECK ROUND-BOTTOM FLASK & | 1X1EA | 1 | 106 | Sigma-Aldrich | Z516937-1EA | https://www.sigmaaldrich.com/LT/en
Z516945-1EA | ALDRICH(R) TWO-NECK ROUND-BOTTOM FLASK & | 1X1EA | 1 | 114 | Sigma-Aldrich | Z516945-1EA | https://www.sigmaaldrich.com/LT/en
Z516961-1EA | ALDRICH(R) SNYDER DISTILLING COLUMN TWO& | 1X1EA | 1 | 64 | Sigma-Aldrich | Z516961-1EA | https://www.sigmaaldrich.com/LT/en
Z517011-1EA | ALDRICH(R) SNYDER DISTILLING COLUMN THR& | 1X1EA | 1 | 86 | Sigma-Aldrich | Z517011-1EA | https://www.sigmaaldrich.com/LT/en
Z517038-1EA | ALDRICH(R) SNYDER DISTILLING COLUMN THR& | 1X1EA | 1 | 92 | Sigma-Aldrich | Z517038-1EA | https://www.sigmaaldrich.com/LT/en
Z517046-1EA | ALDRICH(R) SNYDER DISTILLING COLUMN THR& | 1X1EA | 1 | 98 | Sigma-Aldrich | Z517046-1EA | https://www.sigmaaldrich.com/LT/en
Z517054-1EA | ALDRICH(R) SNYDER DISTILLING COLUMN THR& | 1X1EA | 1 | 103 | Sigma-Aldrich | Z517054-1EA | https://www.sigmaaldrich.com/LT/en
Z517089-1EA | ALDRICH(R) SNYDER DISTILLING COLUMN FOU& | 1X1EA | 1 | 114 | Sigma-Aldrich | Z517089-1EA | https://www.sigmaaldrich.com/LT/en
Z517097-1EA | ALDRICH(R) SNYDER DISTILLING COLUMN FOU& | 1X1EA | 1 | 117 | Sigma-Aldrich | Z517097-1EA | https://www.sigmaaldrich.com/LT/en
Z517100-1EA | ALDRICH(R) SNYDER DISTILLING COLUMN FIV& | 1X1EA | 1 | 136 | Sigma-Aldrich | Z517100-1EA | https://www.sigmaaldrich.com/LT/en
Z517127-1EA | ALDRICH(R) 75MM O-RING TOP TORION(TM) IN | 1X1EA | 1 | 247 | Sigma-Aldrich | Z517127-1EA | https://www.sigmaaldrich.com/LT/en
Z517135-1EA | ALDRICH(R) 75MM O-RING TOP STANDARD TAP& | 1X1EA | 1 | 213 | Sigma-Aldrich | Z517135-1EA | https://www.sigmaaldrich.com/LT/en
Z517178-1EA | ALDRICH(R) MODIFIED FRIEDRICHS CONDENSE& | 1X1EA | 1 | 583 | Sigma-Aldrich | Z517178-1EA | https://www.sigmaaldrich.com/LT/en
Z370509-1EA | NALGENE(R) LABTOP COOLER 0 C LABTOP CO | 1X1EA | 1 | 352 | Sigma-Aldrich | Z370509-1EA | https://www.sigmaaldrich.com/LT/en
Z370517-1EA | NALGENE(R) LABTOP COOLER 0 C LABTOP CO | 1X1EA | 1 | 348 | Sigma-Aldrich | Z370517-1EA | https://www.sigmaaldrich.com/LT/en
Z517216-1EA | ALDRICH(R) MODIFIED FRIEDRICHS CONDENSE& | 1X1EA | 1 | 447 | Sigma-Aldrich | Z517216-1EA | https://www.sigmaaldrich.com/LT/en
Z517232-1EA | ALDRICH(R) JACKETED FRIEDRICHS COIL CON& | 1X1EA | 1 | 834 | Sigma-Aldrich | Z517232-1EA | https://www.sigmaaldrich.com/LT/en
Z517240-1EA | ALDRICH(R) JACKETED FRIEDRICHS COIL CON& | 1X1EA | 1 | 268 | Sigma-Aldrich | Z517240-1EA | https://www.sigmaaldrich.com/LT/en
Z517259-1EA | ALDRICH(R) JACKETED FRIEDRICHS COIL CON& | 1X1EA | 1 | 615 | Sigma-Aldrich | Z517259-1EA | https://www.sigmaaldrich.com/LT/en
Z517267-1EA | ALDRICH(R) JACKETED FRIEDRICHS COIL CON& | 1X1EA | 1 | 520 | Sigma-Aldrich | Z517267-1EA | https://www.sigmaaldrich.com/LT/en
Z517275-1EA | STAINLESS STEEL CLAMP FOR ALDRICH(R) 75& | 1X1EA | 1 | 267 | Sigma-Aldrich | Z517275-1EA | https://www.sigmaaldrich.com/LT/en
Z517283-1EA | ALDRICH(R) LARGE CAPACITY FRITTED FILTE& | 1X1EA | 1 | 329 | Sigma-Aldrich | Z517283-1EA | https://www.sigmaaldrich.com/LT/en
Z517291-1EA | ALDRICH(R) LARGE CAPACITY FRITTED FILTE& | 1X1EA | 1 | 508 | Sigma-Aldrich | Z517291-1EA | https://www.sigmaaldrich.com/LT/en
Z517348-1EA | ALDRICH(R) LARGE CAPACITY FRITTED FILTE& | 1X1EA | 1 | 356 | Sigma-Aldrich | Z517348-1EA | https://www.sigmaaldrich.com/LT/en
Z517356-1EA | ALDRICH(R) LARGE CAPACITY FRITTED FILTE& | 1X1EA | 1 | 519 | Sigma-Aldrich | Z517356-1EA | https://www.sigmaaldrich.com/LT/en
Z517399-1EA | ALDRICH(R) 75MM O-RING TOP STANDARD TAP& | 1X1EA | 1 | 188 | Sigma-Aldrich | Z517399-1EA | https://www.sigmaaldrich.com/LT/en
Z517429-1EA | ALDRICH(R) SUPER CONDENSER OVERALL H 41& | 1X1EA | 1 | 873 | Sigma-Aldrich | Z517429-1EA | https://www.sigmaaldrich.com/LT/en
Z517437-1EA | ALDRICH(R) SUPER CONDENSER OVERALL H 51& | 1X1EA | 1 | 873 | Sigma-Aldrich | Z517437-1EA | https://www.sigmaaldrich.com/LT/en
Z517445-1EA | ALDRICH(R) TRIPLE-JACKET COIL CONDENSER& | 1X1EA | 1 | 1872 | Sigma-Aldrich | Z517445-1EA | https://www.sigmaaldrich.com/LT/en
Z517453-1EA | ALDRICH(R) COLD-FINGER CONDENSER JOINT:& | 1X1EA | 1 | 245 | Sigma-Aldrich | Z517453-1EA | https://www.sigmaaldrich.com/LT/en
Z517461-1EA | ALDRICH(R) MODIFIED DAVIES CONDENSER JA& | 1X1EA | 1 | 303 | Sigma-Aldrich | Z517461-1EA | https://www.sigmaaldrich.com/LT/en
Z517488-1EA | ALDRICH(R) MODIFIED DAVIES CONDENSER JA& | 1X1EA | 1 | 367 | Sigma-Aldrich | Z517488-1EA | https://www.sigmaaldrich.com/LT/en
Z517534-1EA | ALDRICH(R) VACUUM MANIFOLD WITH JOINTS & | 1X1EA | 1 | 781 | Sigma-Aldrich | Z517534-1EA | https://www.sigmaaldrich.com/LT/en
Z517542-1EA | ALDRICH(R) VACUUM MANIFOLD WITH JOINTS & | 1X1EA | 1 | 883 | Sigma-Aldrich | Z517542-1EA | https://www.sigmaaldrich.com/LT/en
Z517550-1EA | ALDRICH(R) ROUND-BOTTOM FLASK WITH SEPT& | 1X1EA | 1 | 79 | Sigma-Aldrich | Z517550-1EA | https://www.sigmaaldrich.com/LT/en
Z517577-1EA | ALDRICH(R) ROUND-BOTTOM STORAGE FLASK W& | 1X1EA | 1 | 133 | Sigma-Aldrich | Z517577-1EA | https://www.sigmaaldrich.com/LT/en
Z517585-1EA | ALDRICH(R) ROUND-BOTTOM STORAGE FLASK W& | 1X1EA | 1 | 142 | Sigma-Aldrich | Z517585-1EA | https://www.sigmaaldrich.com/LT/en
Z517615-1EA | ALDRICH(R) ROUND-BOTTOM STORAGE FLASK W& | 1X1EA | 1 | 133 | Sigma-Aldrich | Z517615-1EA | https://www.sigmaaldrich.com/LT/en
Z517623-1EA | ALDRICH(R) ROUND-BOTTOM STORAGE FLASK W& | 1X1EA | 1 | 171 | Sigma-Aldrich | Z517623-1EA | https://www.sigmaaldrich.com/LT/en
Z517658-1EA | ALDRICH(R) ADDITION FUNNELS WITH PTFE N& | 1X1EA | 1 | 1078 | Sigma-Aldrich | Z517658-1EA | https://www.sigmaaldrich.com/LT/en
Z517666-1EA | ALDRICH(R) ADDITION FUNNELS WITH PTFE N& | 1X1EA | 1 | 737 | Sigma-Aldrich | Z517666-1EA | https://www.sigmaaldrich.com/LT/en
Z517674-1EA | ALDRICH(R) ADDITION FUNNELS WITH PTFE N& | 1X1EA | 1 | 795 | Sigma-Aldrich | Z517674-1EA | https://www.sigmaaldrich.com/LT/en
Z517682-1EA | ALDRICH(R) ADDITION FUNNELS WITH PTFE N& | 1X1EA | 1 | 443 | Sigma-Aldrich | Z517682-1EA | https://www.sigmaaldrich.com/LT/en
Z517712-1EA | LARGE-CAPACITY ADDITION FUNNEL CAPACITY& | 1X1EA | 1 | 866 | Sigma-Aldrich | Z517712-1EA | https://www.sigmaaldrich.com/LT/en
Z517720-1EA | LARGE-CAPACITY ADDITION FUNNEL CAPACITY& | 1X1EA | 1 | 764 | Sigma-Aldrich | Z517720-1EA | https://www.sigmaaldrich.com/LT/en
Z370525-12EA | NALGENE(R) BOTTLE-TOP STERILE FILTER UN& | 1X12EA | 1 | 122 | Sigma-Aldrich | Z370525-12EA | https://www.sigmaaldrich.com/LT/en
Z370533-12EA | NALGENE(R) BOTTLE-TOP STERILE FILTER UN& | 1X12EA | 1 | 125 | Sigma-Aldrich | Z370533-12EA | https://www.sigmaaldrich.com/LT/en
Z370541-12EA | NALGENE(R) BOTTLE-TOP STERILE FILTER UN& | 1X12EA | 1 | 82 | Sigma-Aldrich | Z370541-12EA | https://www.sigmaaldrich.com/LT/en
Z370568-12EA | NALGENE(R) BOTTLE-TOP STERILE FILTER UN& | 1X12EA | 1 | 89 | Sigma-Aldrich | Z370568-12EA | https://www.sigmaaldrich.com/LT/en
Z370576-12EA | NALGENE(R) BOTTLE-TOP STERILE FILTER UN& | 1X12EA | 1 | 83 | Sigma-Aldrich | Z370576-12EA | https://www.sigmaaldrich.com/LT/en
Z370584-12EA | NALGENE(R) BOTTLE-TOP STERILE FILTER UN& | 1X12EA | 1 | 89 | Sigma-Aldrich | Z370584-12EA | https://www.sigmaaldrich.com/LT/en
Z370592-1CS | NALGENE(R) VACUUM FILTRATION SYSTEM CAP& | 1X1CS | 1 | 118 | Sigma-Aldrich | Z370592-1CS | https://www.sigmaaldrich.com/LT/en
Z370606-1CS | NALGENE(R) VACUUM FILTRATION SYSTEM CAP& | 1X1CS | 1 | 125 | Sigma-Aldrich | Z370606-1CS | https://www.sigmaaldrich.com/LT/en
Z370614-1CS | NALGENE(R) VACUUM FILTRATION SYSTEM CAP& | 1X1CS | 1 | 131 | Sigma-Aldrich | Z370614-1CS | https://www.sigmaaldrich.com/LT/en
Z370622-1CS | NALGENE(R) VACUUM FILTRATION SYSTEM CAP& | 1X1CS | 1 | 211 | Sigma-Aldrich | Z370622-1CS | https://www.sigmaaldrich.com/LT/en
Z370649-1CS | NALGENE(R) VACUUM FILTRATION SYSTEM CAP& | 1X1CS | 1 | 250 | Sigma-Aldrich | Z370649-1CS | https://www.sigmaaldrich.com/LT/en
Z370657-1CS | NALGENE(R) VACUUM FILTRATION SYSTEM CAP& | 1X1CS | 1 | 269 | Sigma-Aldrich | Z370657-1CS | https://www.sigmaaldrich.com/LT/en
Z370665-1EA | BIOHAZARD WASTE CONTAINER CAPACITY 19 L& | 1X1EA | 1 | 303 | Sigma-Aldrich | Z370665-1EA | https://www.sigmaaldrich.com/LT/en
Z370673-1EA | BIOHAZARD WASTE CONTAINER CAPACITY 57 L& | 1X1EA | 1 | 366 | Sigma-Aldrich | Z370673-1EA | https://www.sigmaaldrich.com/LT/en
Z370762-1EA | GRADUATED CYLINDERS WITH HANDLE VOLUME & | 1X1EA | 1 | 37 | Sigma-Aldrich | Z370762-1EA | https://www.sigmaaldrich.com/LT/en
Z370770-1EA | GRADUATED CYLINDERS WITH HANDLE VOLUME & | 1X1EA | 1 | 72 | Sigma-Aldrich | Z370770-1EA | https://www.sigmaaldrich.com/LT/en
Z370789-1PAK | CLONING CYLINDERS, POLYSTYRENE 40 OF EA& | 1X1PAK | 1 | 147 | Sigma-Aldrich | Z370789-1PAK | https://www.sigmaaldrich.com/LT/en
Z370797-1EA | VACCU-PETTE/96(TM) MULTIWELL PIPETTER ST | 1X1EA | 1 | 68 | Sigma-Aldrich | Z370797-1EA | https://www.sigmaaldrich.com/LT/en
Z370800-1EA | VACCU-PETTE/96(TM) MULTIWELL PIPETTER NO | 1X1EA | 1 | 60 | Sigma-Aldrich | Z370800-1EA | https://www.sigmaaldrich.com/LT/en
Z370819-1EA | REPLICATOR, 96-WELL AUTOCLAVABLE, | 1X1EA | 1 | 32 | Sigma-Aldrich | Z370819-1EA | https://www.sigmaaldrich.com/LT/en
Z370959-10EA | DIALYSIS TUBING CLOSURES WHITE, SIZE 50& | 1X10EA | 1 | 112 | Sigma-Aldrich | Z370959-10EA | https://www.sigmaaldrich.com/LT/en
Z370967-10EA | DIALYSIS TUBING CLOSURES WHITE, SIZE 70& | 1X10EA | 1 | 128 | Sigma-Aldrich | Z370967-10EA | https://www.sigmaaldrich.com/LT/en
Z370975-10EA | DIALYSIS TUBING CLOSURES WHITE, SIZE 11& | 1X10EA | 1 | 139 | Sigma-Aldrich | Z370975-10EA | https://www.sigmaaldrich.com/LT/en
Z370991-10EA | DIALYSIS TUBING CLOSURES RED, SIZE 50 M& | 1X10EA | 1 | 112 | Sigma-Aldrich | Z370991-10EA | https://www.sigmaaldrich.com/LT/en
Z371009-10EA | DIALYSIS TUBING CLOSURES RED, SIZE 70 M& | 1X10EA | 1 | 128 | Sigma-Aldrich | Z371009-10EA | https://www.sigmaaldrich.com/LT/en
Z371017-10EA | DIALYSIS TUBING CLOSURES RED, SIZE 110 & | 1X10EA | 1 | 139 | Sigma-Aldrich | Z371017-10EA | https://www.sigmaaldrich.com/LT/en
Z371025-10EA | DIALYSIS TUBING CLOSURES RED, SIZE 150 & | 1X10EA | 1 | 136 | Sigma-Aldrich | Z371025-10EA | https://www.sigmaaldrich.com/LT/en
Z371041-10EA | DIALYSIS TUBING CLOSURES YELLOW, SIZE 5& | 1X10EA | 1 | 112 | Sigma-Aldrich | Z371041-10EA | https://www.sigmaaldrich.com/LT/en
Z371068-10EA | DIALYSIS TUBING CLOSURES YELLOW, SIZE 7& | 1X10EA | 1 | 128 | Sigma-Aldrich | Z371068-10EA | https://www.sigmaaldrich.com/LT/en
Z371076-10EA | DIALYSIS TUBING CLOSURES YELLOW, SIZE 1& | 1X10EA | 1 | 139 | Sigma-Aldrich | Z371076-10EA | https://www.sigmaaldrich.com/LT/en
Z371084-10EA | DIALYSIS TUBING CLOSURES YELLOW, SIZE 1& | 1X10EA | 1 | 136 | Sigma-Aldrich | Z371084-10EA | https://www.sigmaaldrich.com/LT/en
Z371092-10EA | DIALYSIS TUBING CLOSURES BLUE, SIZE 50 & | 1X10EA | 1 | 112 | Sigma-Aldrich | Z371092-10EA | https://www.sigmaaldrich.com/LT/en
Z371106-10EA | DIALYSIS TUBING CLOSURES BLUE, SIZE 70 & | 1X10EA | 1 | 128 | Sigma-Aldrich | Z371106-10EA | https://www.sigmaaldrich.com/LT/en
Z371130-10EA | DIALYSIS TUBING CLOSURES GREEN, SIZE 50& | 1X10EA | 1 | 112 | Sigma-Aldrich | Z371130-10EA | https://www.sigmaaldrich.com/LT/en
Z371149-10EA | DIALYSIS TUBING CLOSURES GREEN, SIZE 70& | 1X10EA | 1 | 128 | Sigma-Aldrich | Z371149-10EA | https://www.sigmaaldrich.com/LT/en
Z517739-1EA | ALDRICH(R) ADDITION FUNNEL WITH STOPCOC& | 1X1EA | 1 | 812 | Sigma-Aldrich | Z517739-1EA | https://www.sigmaaldrich.com/LT/en
Z517747-1EA | ALDRICH(R) ADDITION FUNNEL WITH STOPCOC& | 1X1EA | 1 | 829 | Sigma-Aldrich | Z517747-1EA | https://www.sigmaaldrich.com/LT/en
Z517755-1EA | ALDRICH(R) JACKETED BUCHNER FUNNEL WITH& | 1X1EA | 1 | 434 | Sigma-Aldrich | Z517755-1EA | https://www.sigmaaldrich.com/LT/en
Z517798-1EA | ALDRICH(R) POWDER FUNNEL JOINT: ST/NS 1& | 1X1EA | 1 | 38 | Sigma-Aldrich | Z517798-1EA | https://www.sigmaaldrich.com/LT/en
Z371165-10EA | DIALYSIS TUBING CLOSURES BLACK, SIZE 70& | 1X10EA | 1 | 128 | Sigma-Aldrich | Z371165-10EA | https://www.sigmaaldrich.com/LT/en
Z524522-1EA | GLAS-COL(R) SERIES STM HEATING MANTLES & | 1X1EA | 1 | 393 | Sigma-Aldrich | Z524522-1EA | https://www.sigmaaldrich.com/LT/en
Z524530-1EA | GLAS-COL(R) SERIES STM HEATING MANTLES & | 1X1EA | 1 | 405 | Sigma-Aldrich | Z524530-1EA | https://www.sigmaaldrich.com/LT/en
Z524549-1EA | GLAS-COL(R) SERIES STM HEATING MANTLES & | 1X1EA | 1 | 411 | Sigma-Aldrich | Z524549-1EA | https://www.sigmaaldrich.com/LT/en
Z524557-1EA | GLAS-COL(R) SERIES STM HEATING MANTLES & | 1X1EA | 1 | 423 | Sigma-Aldrich | Z524557-1EA | https://www.sigmaaldrich.com/LT/en
Z524565-1EA | GLAS-COL(R) SERIES STM HEATING MANTLES & | 1X1EA | 1 | 436 | Sigma-Aldrich | Z524565-1EA | https://www.sigmaaldrich.com/LT/en
Z524573-1EA | GLAS-COL(R) SERIES STM HEATING MANTLES & | 1X1EA | 1 | 518 | Sigma-Aldrich | Z524573-1EA | https://www.sigmaaldrich.com/LT/en
Z524581-1EA | GLAS-COL(R) SERIES STM HEATING MANTLES & | 1X1EA | 1 | 646 | Sigma-Aldrich | Z524581-1EA | https://www.sigmaaldrich.com/LT/en
Z524603-1EA | GLAS-COL(R) SERIES STM HEATING MANTLES & | 1X1EA | 1 | 767 | Sigma-Aldrich | Z524603-1EA | https://www.sigmaaldrich.com/LT/en
Z524611-1EA | GLAS-COL(R) SERIES STM HEATING MANTLES & | 1X1EA | 1 | 932 | Sigma-Aldrich | Z524611-1EA | https://www.sigmaaldrich.com/LT/en
Z524638-1EA | GLAS-COL(R) SERIES STM HEATING MANTLES & | 1X1EA | 1 | 1843 | Sigma-Aldrich | Z524638-1EA | https://www.sigmaaldrich.com/LT/en
Z524646-1EA | GLAS-COL(R) SERIES STM HEATING MANTLES & | 1X1EA | 1 | 2225 | Sigma-Aldrich | Z524646-1EA | https://www.sigmaaldrich.com/LT/en
Z524654-1EA | GLAS-COL(R) SERIES STM HEATING MANTLES & | 1X1EA | 1 | 411 | Sigma-Aldrich | Z524654-1EA | https://www.sigmaaldrich.com/LT/en
Z524662-1EA | GLAS-COL(R) SERIES STM HEATING MANTLES & | 1X1EA | 1 | 423 | Sigma-Aldrich | Z524662-1EA | https://www.sigmaaldrich.com/LT/en
Z524670-1EA | GLAS-COL(R) SERIES STM HEATING MANTLES & | 1X1EA | 1 | 427 | Sigma-Aldrich | Z524670-1EA | https://www.sigmaaldrich.com/LT/en
Z524689-1EA | GLAS-COL(R) SERIES STM HEATING MANTLES & | 1X1EA | 1 | 432 | Sigma-Aldrich | Z524689-1EA | https://www.sigmaaldrich.com/LT/en
Z524697-1EA | GLAS-COL(R) SERIES STM HEATING MANTLES & | 1X1EA | 1 | 436 | Sigma-Aldrich | Z524697-1EA | https://www.sigmaaldrich.com/LT/en
Z524700-1EA | GLAS-COL(R) SERIES STM HEATING MANTLES & | 1X1EA | 1 | 457 | Sigma-Aldrich | Z524700-1EA | https://www.sigmaaldrich.com/LT/en
Z524719-1EA | GLAS-COL(R) SERIES STM HEATING MANTLES & | 1X1EA | 1 | 535 | Sigma-Aldrich | Z524719-1EA | https://www.sigmaaldrich.com/LT/en
Z524727-1EA | GLAS-COL(R) SERIES STM HEATING MANTLES & | 1X1EA | 1 | 663 | Sigma-Aldrich | Z524727-1EA | https://www.sigmaaldrich.com/LT/en
Z524735-1EA | GLAS-COL(R) SERIES STM HEATING MANTLES & | 1X1EA | 1 | 786 | Sigma-Aldrich | Z524735-1EA | https://www.sigmaaldrich.com/LT/en
Z524743-1EA | GLAS-COL(R) SERIES STM HEATING MANTLES & | 1X1EA | 1 | 949 | Sigma-Aldrich | Z524743-1EA | https://www.sigmaaldrich.com/LT/en
Z524751-1EA | GLAS-COL(R) SERIES STM HEATING MANTLES & | 1X1EA | 1 | 1872 | Sigma-Aldrich | Z524751-1EA | https://www.sigmaaldrich.com/LT/en
Z524778-1EA | GLAS-COL(R) SERIES STM HEATING MANTLES & | 1X1EA | 1 | 2235 | Sigma-Aldrich | Z524778-1EA | https://www.sigmaaldrich.com/LT/en
Z524786-1EA | LARGE CAPACITY STIRMANTLES FOR FLASK SI& | 1X1EA | 1 | 1853 | Sigma-Aldrich | Z524786-1EA | https://www.sigmaaldrich.com/LT/en
Z524794-1EA | LARGE CAPACITY STIRMANTLES FOR FLASK SI& | 1X1EA | 1 | 1980 | Sigma-Aldrich | Z524794-1EA | https://www.sigmaaldrich.com/LT/en
Z524808-1EA | LARGE CAPACITY STIRMANTLES FOR FLASK SI& | 1X1EA | 1 | 2666 | Sigma-Aldrich | Z524808-1EA | https://www.sigmaaldrich.com/LT/en
Z524816-1EA | LARGE CAPACITY STIRMANTLES FOR FLASK SI& | 1X1EA | 1 | 1872 | Sigma-Aldrich | Z524816-1EA | https://www.sigmaaldrich.com/LT/en
Z524824-1EA | LARGE CAPACITY STIRMANTLES FOR FLASK SI& | 1X1EA | 1 | 2009 | Sigma-Aldrich | Z524824-1EA | https://www.sigmaaldrich.com/LT/en
Z524832-1EA | LARGE CAPACITY STIRMANTLES FOR FLASK SI& | 1X1EA | 1 | 2666 | Sigma-Aldrich | Z524832-1EA | https://www.sigmaaldrich.com/LT/en
Z524840-1EA | LARGE CAPACITY STIRMANTLES FOR FLASK SI& | 1X1EA | 1 | 2754 | Sigma-Aldrich | Z524840-1EA | https://www.sigmaaldrich.com/LT/en
Z526193-1EA | GLAS-COL(R) MANTLEMINDER II AC INPUT 12& | 1X1EA | 1 | 724 | Sigma-Aldrich | Z526193-1EA | https://www.sigmaaldrich.com/LT/en
Z526207-1EA | GLAS-COL(R) MANTLEMINDER II AC INPUT 24& | 1X1EA | 1 | 792 | Sigma-Aldrich | Z526207-1EA | https://www.sigmaaldrich.com/LT/en
Z373206-1EA | PLANT TISSUE CULTURE SYSTEM TEMPORARY I& | 1X1EA | 1 | 191 | Sigma-Aldrich | Z373206-1EA | https://www.sigmaaldrich.com/LT/en
Z526460-1PAK | COMPRESSOR CLAMP | 1X1PAK | 1 | 62 | Sigma-Aldrich | Z526460-1PAK | https://www.sigmaaldrich.com/LT/en
Z373400-1EA | LIPOSOFAST LIPOSOME "FACTORY" INCLUDES & | 1X1EA | 1 | 2098 | Sigma-Aldrich | Z373400-1EA | https://www.sigmaaldrich.com/LT/en
Z373419-50EA | LIPOSOFAST LIPOSOME "FACTORY" PORE SIZE& | 1X50EA | 1 | 119 | Sigma-Aldrich | Z373419-50EA | https://www.sigmaaldrich.com/LT/en
Z373427-50EA | LIPOSOFAST LIPOSOME "FACTORY" PORE SIZE& | 1X50EA | 1 | 72 | Sigma-Aldrich | Z373427-50EA | https://www.sigmaaldrich.com/LT/en
Z373435-50EA | LIPOSOFAST LIPOSOME "FACTORY" PORE SIZE& | 1X50EA | 1 | 72 | Sigma-Aldrich | Z373435-50EA | https://www.sigmaaldrich.com/LT/en
Z373443-1EA | LIPOSOFAST LIPOSOME "FACTORY" REPLACEME& | 1X1EA | 1 | 144 | Sigma-Aldrich | Z373443-1EA | https://www.sigmaaldrich.com/LT/en
Z527068-1EA | STAINLESS STEEL BUBBLER CAPACITY 300 ML | 1X1EA | 1 | 1892 | Sigma-Aldrich | Z527068-1EA | https://www.sigmaaldrich.com/LT/en
Z374385-1EA | SLIDE BOX, HINGED | 1X1EA | 1 | 42 | Sigma-Aldrich | Z374385-1EA | https://www.sigmaaldrich.com/LT/en
Z374407-1EA | MICROSCOPE SLIDE HOLDER | 1X1EA | 1 | 17 | Sigma-Aldrich | Z374407-1EA | https://www.sigmaaldrich.com/LT/en
Z374415-1EA | MICROSCOPE SLIDE DISPENSER HOLDS APPROX& | 1X1EA | 1 | 86 | Sigma-Aldrich | Z374415-1EA | https://www.sigmaaldrich.com/LT/en
Z374431-100EA | SCIENCEWARE(TM) CLONING DISCS, DIAM.3.2& | 1X100EA | 1 | 56 | Sigma-Aldrich | Z374431-100EA | https://www.sigmaaldrich.com/LT/en
Z374458-100EA | SCIENCEWARE(TM) CLONING DISCS, DIAM.4.8& | 1X100EA | 1 | 59 | Sigma-Aldrich | Z374458-100EA | https://www.sigmaaldrich.com/LT/en
Z374466-100EA | SCIENCEWARE(TM) CLONING DISCS, DIAM.6.4& | 1X100EA | 1 | 60 | Sigma-Aldrich | Z374466-100EA | https://www.sigmaaldrich.com/LT/en
Z527807-1EA | OAKTON(R) ACORN(TM) SERIES PH 6 METER | 1X1EA | 1 | 420 | Sigma-Aldrich | Z527807-1EA | https://www.sigmaaldrich.com/LT/en
Z527831-1EA | PHTESTR(R) 3 PHTESTR(R) 3+ | 1X1EA | 1 | 161 | Sigma-Aldrich | Z527831-1EA | https://www.sigmaaldrich.com/LT/en
Z374784-1EA | STOVALL HYBRIDIZATION BOTTLE SIZE 35 MM& | 1X1EA | 1 | 141 | Sigma-Aldrich | Z374784-1EA | https://www.sigmaaldrich.com/LT/en
Z374792-1EA | STOVALL HYBRIDIZATION BOTTLE SIZE 35 MM& | 1X1EA | 1 | 120 | Sigma-Aldrich | Z374792-1EA | https://www.sigmaaldrich.com/LT/en
Z374806-1EA | STOVALL HYBRIDIZATION BOTTLE SIZE 35 MM& | 1X1EA | 1 | 113 | Sigma-Aldrich | Z374806-1EA | https://www.sigmaaldrich.com/LT/en
Z374814-1EA | STOVALL HYBRIDIZATION BOTTLE CAP CAP FO& | 1X1EA | 1 | 30 | Sigma-Aldrich | Z374814-1EA | https://www.sigmaaldrich.com/LT/en
Z374873-1CS | PCR MICROTUBES WITH ATTACHED CAPS SIZE & | 1X1CS | 1 | 98 | Sigma-Aldrich | Z374873-1CS | https://www.sigmaaldrich.com/LT/en
Z374873-1PAK | PCR MICROTUBES WITH ATTACHED CAPS SIZE & | 1X1PAK | 1 | 33 | Sigma-Aldrich | Z374873-1PAK | https://www.sigmaaldrich.com/LT/en
Z374881-1CS | PCR MICROTUBES WITH ATTACHED CAPS SIZE & | 1X1CS | 1 | 82 | Sigma-Aldrich | Z374881-1CS | https://www.sigmaaldrich.com/LT/en
Z374881-1PAK | PCR MICROTUBES WITH ATTACHED CAPS SIZE & | 1X1PAK | 1 | 28 | Sigma-Aldrich | Z374881-1PAK | https://www.sigmaaldrich.com/LT/en
Z374911-1PAK | PCR MULTIWELL PLATES 384-WELL | 1X1PAK | 1 | 247 | Sigma-Aldrich | Z374911-1PAK | https://www.sigmaaldrich.com/LT/en
Z374962-1PAK | PCR MICROTUBE AND CAP STRIPS SIZE 0.2 M& | 1X1PAK | 1 | 378 | Sigma-Aldrich | Z374962-1PAK | https://www.sigmaaldrich.com/LT/en
Z375357-1EA | BRIGHT-LINE(TM) HEMACYTOMETER REPLACEME& | 1X1EA | 1 | 27 | Sigma-Aldrich | Z375357-1EA | https://www.sigmaaldrich.com/LT/en
Z528749-1EA | BUCHI(R) JOINT ADAPTER FOR R-200/R-205 & | 1X1EA | 1 | 119 | Sigma-Aldrich | Z528749-1EA | https://www.sigmaaldrich.com/LT/en
Z528757-1EA | POXYGRID(R) BASKETS BASKET L X W X H 51& | 1X1EA | 1 | 98 | Sigma-Aldrich | Z528757-1EA | https://www.sigmaaldrich.com/LT/en
Z528870-1EA | BUCHI(R) ROTARY EVAPORATOR CONDENSER FO& | 1X1EA | 1 | 1627 | Sigma-Aldrich | Z528870-1EA | https://www.sigmaaldrich.com/LT/en
Z528889-1EA | BUCHI(R) ROTARY EVAPORATOR CONDENSER FO& | 1X1EA | 1 | 1490 | Sigma-Aldrich | Z528889-1EA | https://www.sigmaaldrich.com/LT/en
Z529028-1EA | VERSA-FLOW(TM) CAN AND DRUM DISPENSER E& | 1X1EA | 1 | 189 | Sigma-Aldrich | Z529028-1EA | https://www.sigmaaldrich.com/LT/en
Z529036-1EA | ALDRICH(R) CAN/DRUM ADAPTERS BUTTRESS-T& | 1X1EA | 1 | 157 | Sigma-Aldrich | Z529036-1EA | https://www.sigmaaldrich.com/LT/en
Z529044-1EA | ALDRICH(R) CAN/DRUM ADAPTERS BOTTLE-TOP& | 1X1EA | 1 | 152 | Sigma-Aldrich | Z529044-1EA | https://www.sigmaaldrich.com/LT/en
Z529052-1EA | ALDRICH(R) CAN/DRUM ADAPTERS BOTTLE-TOP& | 1X1EA | 1 | 152 | Sigma-Aldrich | Z529052-1EA | https://www.sigmaaldrich.com/LT/en
Z529087-1EA | SHIGEMI ADVANCED NMR MICROTUBE ASSEMBLY& | 1X1EA | 1 | 220 | Sigma-Aldrich | Z529087-1EA | https://www.sigmaaldrich.com/LT/en
Z529095-1EA | SHIGEMI ADVANCED NMR MICROTUBE ASSEMBLY& | 1X1EA | 1 | 220 | Sigma-Aldrich | Z529095-1EA | https://www.sigmaaldrich.com/LT/en
Z529109-1EA | SHIGEMI ADVANCED NMR MICROTUBE ASSEMBLY& | 1X1EA | 1 | 220 | Sigma-Aldrich | Z529109-1EA | https://www.sigmaaldrich.com/LT/en
Z529141-1EA | SHIGEMI ADVANCED NMR MICROTUBE ASSEMBLY& | 1X1EA | 1 | 246 | Sigma-Aldrich | Z529141-1EA | https://www.sigmaaldrich.com/LT/en
Z529168-1EA | SHIGEMI ADVANCED NMR MICROTUBE ASSEMBLY& | 1X1EA | 1 | 246 | Sigma-Aldrich | Z529168-1EA | https://www.sigmaaldrich.com/LT/en
Z529176-1EA | SHIGEMI ADVANCED NMR MICROTUBE ASSEMBLY& | 1X1EA | 1 | 246 | Sigma-Aldrich | Z529176-1EA | https://www.sigmaaldrich.com/LT/en
Z529214-1EA | SHIGEMI ADVANCED NMR MICROTUBE ASSEMBLY& | 1X1EA | 1 | 246 | Sigma-Aldrich | Z529214-1EA | https://www.sigmaaldrich.com/LT/en
Z529222-1EA | SHIGEMI ADVANCED NMR MICROTUBE ASSEMBLY& | 1X1EA | 1 | 246 | Sigma-Aldrich | Z529222-1EA | https://www.sigmaaldrich.com/LT/en
Z529230-1EA | SHIGEMI ADVANCED NMR MICROTUBE ASSEMBLY& | 1X1EA | 1 | 246 | Sigma-Aldrich | Z529230-1EA | https://www.sigmaaldrich.com/LT/en
Z529273-1EA | SHIGEMI ADVANCED NMR MICROTUBE ASSEMBLY& | 1X1EA | 1 | 220 | Sigma-Aldrich | Z529273-1EA | https://www.sigmaaldrich.com/LT/en
Z529281-1EA | SHIGEMI ADVANCED NMR MICROTUBE ASSEMBLY& | 1X1EA | 1 | 220 | Sigma-Aldrich | Z529281-1EA | https://www.sigmaaldrich.com/LT/en
Z529346-1EA | SHIGEMI 5MM SYMMETRICAL NMR MICROTUBE A& | 1X1EA | 1 | 196 | Sigma-Aldrich | Z529346-1EA | https://www.sigmaaldrich.com/LT/en
Z529354-1EA | SHIGEMI 5MM SYMMETRICAL NMR MICROTUBE A& | 1X1EA | 1 | 196 | Sigma-Aldrich | Z529354-1EA | https://www.sigmaaldrich.com/LT/en
Z529362-1EA | SHIGEMI 5MM SYMMETRICAL NMR MICROTUBE A& | 1X1EA | 1 | 196 | Sigma-Aldrich | Z529362-1EA | https://www.sigmaaldrich.com/LT/en
Z529370-1EA | SHIGEMI 5MM SYMMETRICAL NMR MICROTUBE A& | 1X1EA | 1 | 21 | Sigma-Aldrich | Z529370-1EA | https://www.sigmaaldrich.com/LT/en
Z529389-1EA | SHIGEMI 5MM SYMMETRICAL NMR MICROTUBE A& | 1X1EA | 1 | 220 | Sigma-Aldrich | Z529389-1EA | https://www.sigmaaldrich.com/LT/en
Z529397-1EA | SHIGEMI 5MM SYMMETRICAL NMR MICROTUBE A& | 1X1EA | 1 | 220 | Sigma-Aldrich | Z529397-1EA | https://www.sigmaaldrich.com/LT/en
Z529400-1EA | SHIGEMI 5MM SYMMETRICAL NMR MICROTUBE A& | 1X1EA | 1 | 220 | Sigma-Aldrich | Z529400-1EA | https://www.sigmaaldrich.com/LT/en
Z529419-1EA | SHIGEMI 5MM SYMMETRICAL NMR MICROTUBE A& | 1X1EA | 1 | 21 | Sigma-Aldrich | Z529419-1EA | https://www.sigmaaldrich.com/LT/en
Z529427-1EA | SHIGEMI 5MM SYMMETRICAL NMR MICROTUBE A& | 1X1EA | 1 | 196 | Sigma-Aldrich | Z529427-1EA | https://www.sigmaaldrich.com/LT/en
Z529435-1EA | SHIGEMI 5MM SYMMETRICAL NMR MICROTUBE A& | 1X1EA | 1 | 196 | Sigma-Aldrich | Z529435-1EA | https://www.sigmaaldrich.com/LT/en
Z529443-1EA | SHIGEMI 5MM SYMMETRICAL NMR MICROTUBE A& | 1X1EA | 1 | 21 | Sigma-Aldrich | Z529443-1EA | https://www.sigmaaldrich.com/LT/en
Z529451-1EA | SHIGEMI ADVANCED NMR MICROTUBE ASSEMBLY& | 1X1EA | 1 | 220 | Sigma-Aldrich | Z529451-1EA | https://www.sigmaaldrich.com/LT/en
Z529508-1EA | COORS(R) PORCELAIN MORTAR CAPACITY 1900& | 1X1EA | 1 | 326 | Sigma-Aldrich | Z529508-1EA | https://www.sigmaaldrich.com/LT/en
Z529516-1EA | COORS(R) PORCELAIN MORTAR CAPACITY 4000& | 1X1EA | 1 | 419 | Sigma-Aldrich | Z529516-1EA | https://www.sigmaaldrich.com/LT/en
Z529532-1EA | COORS(R) PORCELAIN PESTLE FOR Z529508 | 1X1EA | 1 | 154 | Sigma-Aldrich | Z529532-1EA | https://www.sigmaaldrich.com/LT/en
Z529540-1EA | COORS(R) PORCELAIN PESTLE FOR Z529516 | 1X1EA | 1 | 149 | Sigma-Aldrich | Z529540-1EA | https://www.sigmaaldrich.com/LT/en
Z529559-1PAK | SILVER SHIELD(R) GLOVES SIZE S | 1X1PAK | 1 | 119 | Sigma-Aldrich | Z529559-1PAK | https://www.sigmaaldrich.com/LT/en
Z529567-1PAK | SILVER SHIELD(R) GLOVES SIZE M | 1X1PAK | 1 | 138 | Sigma-Aldrich | Z529567-1PAK | https://www.sigmaaldrich.com/LT/en
Z529575-1PAK | SILVER SHIELD(R) GLOVES SIZE L | 1X1PAK | 1 | 119 | Sigma-Aldrich | Z529575-1PAK | https://www.sigmaaldrich.com/LT/en
Z529982-1EA | STAINLESS STEEL SOLUTION PAIL CAPACITY & | 1X1EA | 1 | 132 | Sigma-Aldrich | Z529982-1EA | https://www.sigmaaldrich.com/LT/en
Z530018-1EA | STAINLESS STEEL SOLUTION PAIL CAPACITY & | 1X1EA | 1 | 274 | Sigma-Aldrich | Z530018-1EA | https://www.sigmaaldrich.com/LT/en
Z530042-1EA | SINGLE CYLINDER FLOOR STAND | 1X1EA | 1 | 310 | Sigma-Aldrich | Z530042-1EA | https://www.sigmaaldrich.com/LT/en
Z376418-1PAK | PCR MICROTUBES, STRATAGENE SIZE 0.2 ML & | 1X1PAK | 1 | 231 | Sigma-Aldrich | Z376418-1PAK | https://www.sigmaaldrich.com/LT/en
Z376426-1PAK | PCR MICROTUBES, STRATAGENE STRIP TUBES & | 1X1PAK | 1 | 254 | Sigma-Aldrich | Z376426-1PAK | https://www.sigmaaldrich.com/LT/en
Z530166-1EA | MANUAL GAS CONTROL VALVE STAINLESS STEE& | 1X1EA | 1 | 289 | Sigma-Aldrich | Z530166-1EA | https://www.sigmaaldrich.com/LT/en
Z530174-1EA | MANUAL GAS CONTROL VALVE STAINLESS STEE& | 1X1EA | 1 | 298 | Sigma-Aldrich | Z530174-1EA | https://www.sigmaaldrich.com/LT/en
Z530204-1EA | ALDRICH(R) ATMOSBAG TWO-HAND, SIZE S, & | 1X1EA | 1 | 71 | Sigma-Aldrich | Z530204-1EA | https://www.sigmaaldrich.com/LT/en
Z530212-1EA | ALDRICH(R) ATMOSBAG TWO-HAND, SIZE M, & | 1X1EA | 1 | 81 | Sigma-Aldrich | Z530212-1EA | https://www.sigmaaldrich.com/LT/en
Z530220-1EA | ALDRICH(R) ATMOSBAG TWO-HAND, SIZE L, | 1X1EA | 1 | 109 | Sigma-Aldrich | Z530220-1EA | https://www.sigmaaldrich.com/LT/en
Z530255-1EA | ALDRICH(R) VACUUM-TRANSFER ADAPTER JOIN& | 1X1EA | 1 | 163 | Sigma-Aldrich | Z530255-1EA | https://www.sigmaaldrich.com/LT/en
Z530263-1EA | ALDRICH(R) VACUUM-TRANSFER ADAPTER JOIN& | 1X1EA | 1 | 171 | Sigma-Aldrich | Z530263-1EA | https://www.sigmaaldrich.com/LT/en
Z530271-1EA | ALDRICH(R) STRAIGHT VACUUM-DISTILLING A& | 1X1EA | 1 | 55 | Sigma-Aldrich | Z530271-1EA | https://www.sigmaaldrich.com/LT/en
Z530298-1EA | ALDRICH(R) STRAIGHT VACUUM-DISTILLING A& | 1X1EA | 1 | 61 | Sigma-Aldrich | Z530298-1EA | https://www.sigmaaldrich.com/LT/en
Z530301-1EA | ALDRICH(R) STRAIGHT VACUUM-DISTILLING A& | 1X1EA | 1 | 95 | Sigma-Aldrich | Z530301-1EA | https://www.sigmaaldrich.com/LT/en
Z530328-1EA | ALDRICH(R) BENT VACUUM-DISTILLING ADAPT& | 1X1EA | 1 | 51 | Sigma-Aldrich | Z530328-1EA | https://www.sigmaaldrich.com/LT/en
Z530336-1EA | ALDRICH(R) REACTION VESSEL BUBBLER JOIN& | 1X1EA | 1 | 107 | Sigma-Aldrich | Z530336-1EA | https://www.sigmaaldrich.com/LT/en
Z530344-1EA | ALDRICH(R) REACTION VESSEL BUBBLER JOIN& | 1X1EA | 1 | 111 | Sigma-Aldrich | Z530344-1EA | https://www.sigmaaldrich.com/LT/en
Z530352-1EA | ALDRICH(R) REACTION VESSEL BUBBLER JOIN& | 1X1EA | 1 | 120 | Sigma-Aldrich | Z530352-1EA | https://www.sigmaaldrich.com/LT/en
Z530360-1EA | ALDRICH(R) IN-LINE OIL BUBBLER JOINT: S& | 1X1EA | 1 | 150 | Sigma-Aldrich | Z530360-1EA | https://www.sigmaaldrich.com/LT/en
Z530379-1EA | ALDRICH(R) IN-LINE OIL BUBBLER JOINT: S& | 1X1EA | 1 | 155 | Sigma-Aldrich | Z530379-1EA | https://www.sigmaaldrich.com/LT/en
Z530387-1EA | ALDRICH(R) SHORT-PATH DISTILLATION HEAD& | 1X1EA | 1 | 72 | Sigma-Aldrich | Z530387-1EA | https://www.sigmaaldrich.com/LT/en
Z530395-1EA | ALDRICH(R) SHORT-PATH DISTILLATION HEAD& | 1X1EA | 1 | 82 | Sigma-Aldrich | Z530395-1EA | https://www.sigmaaldrich.com/LT/en
Z530409-1EA | ALDRICH(R) SHORT-PATH DISTILLATION HEAD& | 1X1EA | 1 | 85 | Sigma-Aldrich | Z530409-1EA | https://www.sigmaaldrich.com/LT/en
Z530433-1EA | ALDRICH(R) CLAISEN DISTILLATION ADAPTER& | 1X1EA | 1 | 78 | Sigma-Aldrich | Z530433-1EA | https://www.sigmaaldrich.com/LT/en
Z530468-1EA | ALDRICH(R) CLAISEN DISTILLATION ADAPTER& | 1X1EA | 1 | 98 | Sigma-Aldrich | Z530468-1EA | https://www.sigmaaldrich.com/LT/en
Z530492-1EA | DRYING TUBES WITH JOINT JOINT: ST/NS 19& | 1X1EA | 1 | 42 | Sigma-Aldrich | Z530492-1EA | https://www.sigmaaldrich.com/LT/en
Z530506-1EA | DRYING TUBES WITH JOINT JOINT: ST/NS 24& | 1X1EA | 1 | 49 | Sigma-Aldrich | Z530506-1EA | https://www.sigmaaldrich.com/LT/en
Z530514-1EA | DRYING TUBES WITH JOINT JOINT: ST/NS 29& | 1X1EA | 1 | 46 | Sigma-Aldrich | Z530514-1EA | https://www.sigmaaldrich.com/LT/en
Z530557-1EA | ALDRICH(R) REAGENT BOTTLE CAPACITY 30 M& | 1X1EA | 1 | 27 | Sigma-Aldrich | Z530557-1EA | https://www.sigmaaldrich.com/LT/en
Z530565-1EA | ALDRICH(R) REAGENT BOTTLE CAPACITY 60 M& | 1X1EA | 1 | 30 | Sigma-Aldrich | Z530565-1EA | https://www.sigmaaldrich.com/LT/en
Z530573-1EA | ALDRICH(R) REAGENT BOTTLE CAPACITY 125 & | 1X1EA | 1 | 32 | Sigma-Aldrich | Z530573-1EA | https://www.sigmaaldrich.com/LT/en
Z530603-1EA | DROPPING BOTTLE WITH GRADUATED DROPPER & | 1X1EA | 1 | 26 | Sigma-Aldrich | Z530603-1EA | https://www.sigmaaldrich.com/LT/en
Z376779-1PAK | LAZY-L SPREADERS | 1X1PAK | 1 | 101 | Sigma-Aldrich | Z376779-1PAK | https://www.sigmaaldrich.com/LT/en
Z376787-1PAK | DISPOSABLE CULTURE TUBES POLYSTYRENE | 1X1PAK | 1 | 59 | Sigma-Aldrich | Z376787-1PAK | https://www.sigmaaldrich.com/LT/en
Z376795-1PAK | DISPOSABLE CULTURE TUBES POLYPROPYLENE | 1X1PAK | 1 | 70 | Sigma-Aldrich | Z376795-1PAK | https://www.sigmaaldrich.com/LT/en
Z376809-1PAK | CRYOTUBE(R) WORK STATION, AUTOCLAVABLE | 1X1PAK | 1 | 95 | Sigma-Aldrich | Z376809-1PAK | https://www.sigmaaldrich.com/LT/en
Z376817-1PAK | SCINTILLATION VIALS, GENERAL PURPOSE PO& | 1X1PAK | 1 | 261 | Sigma-Aldrich | Z376817-1PAK | https://www.sigmaaldrich.com/LT/en
Z376825-1PAK | SCINTILLATION VIALS, GENERAL PURPOSE PO& | 1X1PAK | 1 | 261 | Sigma-Aldrich | Z376825-1PAK | https://www.sigmaaldrich.com/LT/en
Z376892-1EA | NICHIRYO DIGITAL HAND-HELD DISPENSER 2.& | 1X1EA | 1 | 459 | Sigma-Aldrich | Z376892-1EA | https://www.sigmaaldrich.com/LT/en
Z376914-1ROL | CRYO-TAG LABELS | 1X1ROLL | 1 | 39 | Sigma-Aldrich | Z376914-1ROL | https://www.sigmaaldrich.com/LT/en
Z376922-1ROL | PETRI-SEAL ADHESIVE SEALING FILM | 1X1ROLL | 1 | 38 | Sigma-Aldrich | Z376922-1ROL | https://www.sigmaaldrich.com/LT/en
Z377023-1CS | BIOTAINER MEDIA BOTTLES SIZE 125 ML, P | 1X1CS | 1 | 481 | Sigma-Aldrich | Z377023-1CS | https://www.sigmaaldrich.com/LT/en
Z377031-1CS | BIOTAINER MEDIA BOTTLES SIZE 125 ML, P | 1X1CS | 1 | 522 | Sigma-Aldrich | Z377031-1CS | https://www.sigmaaldrich.com/LT/en
Z377058-1CS | BIOTAINER MEDIA BOTTLES SIZE 500 ML, P& | 1X1CS | 1 | 413 | Sigma-Aldrich | Z377058-1CS | https://www.sigmaaldrich.com/LT/en
Z377074-1CS | BIOTAINER MEDIA BOTTLES SIZE 1000 ML, & | 1X1CS | 1 | 645 | Sigma-Aldrich | Z377074-1CS | https://www.sigmaaldrich.com/LT/en
Z377082-1CS | BIOTAINER MEDIA BOTTLES SIZE 2000 ML, & | 1X1CS | 1 | 271 | Sigma-Aldrich | Z377082-1CS | https://www.sigmaaldrich.com/LT/en
Z530638-1EA | DROPPING BOTTLE WITH GRADUATED DROPPER & | 1X1EA | 1 | 37 | Sigma-Aldrich | Z530638-1EA | https://www.sigmaaldrich.com/LT/en
Z530662-1EA | ALDRICH(R) VACUUM MANIFOLD WITH JOINTS & | 1X1EA | 1 | 685 | Sigma-Aldrich | Z530662-1EA | https://www.sigmaaldrich.com/LT/en
Z530670-1EA | ALDRICH(R) VACUUM MANIFOLD WITH JOINTS & | 1X1EA | 1 | 828 | Sigma-Aldrich | Z530670-1EA | https://www.sigmaaldrich.com/LT/en
Z530689-1EA | ALDRICH(R) VACUUM MANIFOLD WITH JOINTS & | 1X1EA | 1 | 937 | Sigma-Aldrich | Z530689-1EA | https://www.sigmaaldrich.com/LT/en
Z530697-1EA | ALDRICH(R) VACUUM MANIFOLD WITH JOINTS & | 1X1EA | 1 | 701 | Sigma-Aldrich | Z530697-1EA | https://www.sigmaaldrich.com/LT/en
Z530700-1EA | ALDRICH(R) VACUUM MANIFOLD WITH JOINTS & | 1X1EA | 1 | 849 | Sigma-Aldrich | Z530700-1EA | https://www.sigmaaldrich.com/LT/en
Z530719-1EA | ALDRICH(R) VACUUM MANIFOLD WITH JOINTS & | 1X1EA | 1 | 937 | Sigma-Aldrich | Z530719-1EA | https://www.sigmaaldrich.com/LT/en
Z530727-1EA | SPACE SAVER VACUUM MANIFOLD POSITIONS, & | 1X1EA | 1 | 480 | Sigma-Aldrich | Z530727-1EA | https://www.sigmaaldrich.com/LT/en
Z530735-1EA | SPACE SAVER VACUUM MANIFOLD POSITIONS, & | 1X1EA | 1 | 751 | Sigma-Aldrich | Z530735-1EA | https://www.sigmaaldrich.com/LT/en
Z530743-1EA | SPACE SAVER VACUUM MANIFOLD POSITIONS, & | 1X1EA | 1 | 1196 | Sigma-Aldrich | Z530743-1EA | https://www.sigmaaldrich.com/LT/en
Z530808-1EA | FLEXIBLE PTFE ADAPTER TOP MALE JOINT: S& | 1X1EA | 1 | 139 | Sigma-Aldrich | Z530808-1EA | https://www.sigmaaldrich.com/LT/en
Z530891-1EA | FLEXIBLE PTFE ADAPTER TOP FEMALE JOINT:& | 1X1EA | 1 | 174 | Sigma-Aldrich | Z530891-1EA | https://www.sigmaaldrich.com/LT/en
Z530921-1EA | FLEXIBLE PTFE ADAPTER TOP FEMALE JOINT:& | 1X1EA | 1 | 172 | Sigma-Aldrich | Z530921-1EA | https://www.sigmaaldrich.com/LT/en
Z530948-1EA | ALDRICH(R) LIEBIG CONDENSER OVERALL H 6& | 1X1EA | 1 | 57 | Sigma-Aldrich | Z530948-1EA | https://www.sigmaaldrich.com/LT/en
Z530956-1EA | ALDRICH(R) LIEBIG CONDENSER OVERALL H 1& | 1X1EA | 1 | 60 | Sigma-Aldrich | Z530956-1EA | https://www.sigmaaldrich.com/LT/en
Z530964-1EA | ALDRICH(R) LIEBIG CONDENSER OVERALL H 2& | 1X1EA | 1 | 105 | Sigma-Aldrich | Z530964-1EA | https://www.sigmaaldrich.com/LT/en
Z530980-1EA | ALDRICH(R) LIEBIG CONDENSER OVERALL H 3& | 1X1EA | 1 | 91 | Sigma-Aldrich | Z530980-1EA | https://www.sigmaaldrich.com/LT/en
Z530999-1EA | ALDRICH(R) LIEBIG CONDENSER OVERALL H 3& | 1X1EA | 1 | 110 | Sigma-Aldrich | Z530999-1EA | https://www.sigmaaldrich.com/LT/en
Z531014-1EA | ALDRICH(R) LIEBIG CONDENSER OVERALL H 4& | 1X1EA | 1 | 116 | Sigma-Aldrich | Z531014-1EA | https://www.sigmaaldrich.com/LT/en
Z531056-1EA | ALDRICH(R) LIEBIG CONDENSER OVERALL H 6& | 1X1EA | 1 | 129 | Sigma-Aldrich | Z531056-1EA | https://www.sigmaaldrich.com/LT/en
Z531073-1EA | ALDRICH(R) COILED CONDENSER UNJACKETED,& | 1X1EA | 1 | 120 | Sigma-Aldrich | Z531073-1EA | https://www.sigmaaldrich.com/LT/en
Z531081-1EA | ALDRICH(R) COILED CONDENSER UNJACKETED,& | 1X1EA | 1 | 149 | Sigma-Aldrich | Z531081-1EA | https://www.sigmaaldrich.com/LT/en
Z531103-1EA | ALDRICH(R) COILED CONDENSER UNJACKETED,& | 1X1EA | 1 | 165 | Sigma-Aldrich | Z531103-1EA | https://www.sigmaaldrich.com/LT/en
Z531111-1EA | ALDRICH(R) COILED CONDENSER UNJACKETED,& | 1X1EA | 1 | 169 | Sigma-Aldrich | Z531111-1EA | https://www.sigmaaldrich.com/LT/en
Z531138-1EA | ALDRICH(R) COILED CONDENSER UNJACKETED,& | 1X1EA | 1 | 175 | Sigma-Aldrich | Z531138-1EA | https://www.sigmaaldrich.com/LT/en
Z531146-1EA | ALDRICH(R) COILED CONDENSER UNJACKETED,& | 1X1EA | 1 | 191 | Sigma-Aldrich | Z531146-1EA | https://www.sigmaaldrich.com/LT/en
Z531154-1EA | ALDRICH(R) COILED CONDENSER UNJACKETED,& | 1X1EA | 1 | 194 | Sigma-Aldrich | Z531154-1EA | https://www.sigmaaldrich.com/LT/en
Z531162-1EA | ALDRICH(R) COILED CONDENSER UNJACKETED,& | 1X1EA | 1 | 214 | Sigma-Aldrich | Z531162-1EA | https://www.sigmaaldrich.com/LT/en
Z531189-1EA | ALDRICH(R) COILED CONDENSER UNJACKETED,& | 1X1EA | 1 | 242 | Sigma-Aldrich | Z531189-1EA | https://www.sigmaaldrich.com/LT/en
Z377090-1CS | BIOTAINER MEDIA BOTTLES SIZE 2000 ML, & | 1X1CS | 1 | 531 | Sigma-Aldrich | Z377090-1CS | https://www.sigmaaldrich.com/LT/en
Z377104-1CS | BIOTAINER MEDIA BOTTLES SIZE 4000 ML, & | 1X1CS | 1 | 680 | Sigma-Aldrich | Z377104-1CS | https://www.sigmaaldrich.com/LT/en
Z377317-1PAK | NALGENE(R) CRYOWARE MARKER SET BLACK | 1X1PAK | 1 | 21 | Sigma-Aldrich | Z377317-1PAK | https://www.sigmaaldrich.com/LT/en
Z377325-1PAK | BOTTLES NALGENE(R) STYLE 2110 SIZE 60 M& | 1X1PAK | 1 | 21 | Sigma-Aldrich | Z377325-1PAK | https://www.sigmaaldrich.com/LT/en
Z377333-1PAK | BOTTLES NALGENE(R) STYLE 2110 SIZE 175 & | 1X1PAK | 1 | 33 | Sigma-Aldrich | Z377333-1PAK | https://www.sigmaaldrich.com/LT/en
Z377341-1PAK | BOTTLES NALGENE(R) STYLE 2110 SIZE 250 & | 1X1PAK | 1 | 46 | Sigma-Aldrich | Z377341-1PAK | https://www.sigmaaldrich.com/LT/en
Z377376-1PAK | BOTTLES NALGENE(R) STYLE 2110 SIZE 1000& | 1X1PAK | 1 | 48 | Sigma-Aldrich | Z377376-1PAK | https://www.sigmaaldrich.com/LT/en
Z377422-10EA | NALGENE(R) FASTCAP BOTTLE-TOP FILTER UN& | 1X10EA | 1 | 257 | Sigma-Aldrich | Z377422-10EA | https://www.sigmaaldrich.com/LT/en
Z377481-1CS | NALGENE(R) VACUUM FILTRATION SYSTEM CAP& | 1X1CS | 1 | 86 | Sigma-Aldrich | Z377481-1CS | https://www.sigmaaldrich.com/LT/en
Z377503-1CS | NALGENE(R) VACUUM FILTRATION SYSTEM CAP& | 1X1CS | 1 | 91 | Sigma-Aldrich | Z377503-1CS | https://www.sigmaaldrich.com/LT/en
Z531197-1EA | ALDRICH(R) COILED CONDENSER UNJACKETED,& | 1X1EA | 1 | 252 | Sigma-Aldrich | Z531197-1EA | https://www.sigmaaldrich.com/LT/en
Z531200-1EA | ALDRICH(R) COILED CONDENSER UNJACKETED,& | 1X1EA | 1 | 260 | Sigma-Aldrich | Z531200-1EA | https://www.sigmaaldrich.com/LT/en
Z531227-1EA | ALDRICH(R) COILED CONDENSER JACKETED, L& | 1X1EA | 1 | 233 | Sigma-Aldrich | Z531227-1EA | https://www.sigmaaldrich.com/LT/en
Z531235-1EA | ALDRICH(R) COILED CONDENSER JACKETED, L& | 1X1EA | 1 | 259 | Sigma-Aldrich | Z531235-1EA | https://www.sigmaaldrich.com/LT/en
Z531251-1EA | ALDRICH(R) COILED CONDENSER JACKETED, L& | 1X1EA | 1 | 288 | Sigma-Aldrich | Z531251-1EA | https://www.sigmaaldrich.com/LT/en
Z531286-1EA | ALDRICH(R) COILED CONDENSER JACKETED, L& | 1X1EA | 1 | 287 | Sigma-Aldrich | Z531286-1EA | https://www.sigmaaldrich.com/LT/en
Z531294-1EA | ALDRICH(R) COILED CONDENSER JACKETED, L& | 1X1EA | 1 | 302 | Sigma-Aldrich | Z531294-1EA | https://www.sigmaaldrich.com/LT/en
Z531308-1EA | ALDRICH(R) COILED CONDENSER JACKETED, L& | 1X1EA | 1 | 310 | Sigma-Aldrich | Z531308-1EA | https://www.sigmaaldrich.com/LT/en
Z531359-1EA | ALDRICH(R) COILED CONDENSER JACKETED, L& | 1X1EA | 1 | 398 | Sigma-Aldrich | Z531359-1EA | https://www.sigmaaldrich.com/LT/en
Z531367-1EA | ALDRICH(R) GRAHAM CONDENSER OVERALL H 1& | 1X1EA | 1 | 136 | Sigma-Aldrich | Z531367-1EA | https://www.sigmaaldrich.com/LT/en
Z531375-1EA | ALDRICH(R) GRAHAM CONDENSER OVERALL H 2& | 1X1EA | 1 | 142 | Sigma-Aldrich | Z531375-1EA | https://www.sigmaaldrich.com/LT/en
Z531383-1EA | ALDRICH(R) GRAHAM CONDENSER OVERALL H 2& | 1X1EA | 1 | 179 | Sigma-Aldrich | Z531383-1EA | https://www.sigmaaldrich.com/LT/en
Z531405-1EA | ALDRICH(R) GRAHAM CONDENSER OVERALL H 3& | 1X1EA | 1 | 220 | Sigma-Aldrich | Z531405-1EA | https://www.sigmaaldrich.com/LT/en
Z531413-1EA | ALDRICH(R) GRAHAM CONDENSER OVERALL H 3& | 1X1EA | 1 | 385 | Sigma-Aldrich | Z531413-1EA | https://www.sigmaaldrich.com/LT/en
Z531448-1EA | ALDRICH(R) GRAHAM CONDENSER OVERALL H 4& | 1X1EA | 1 | 164 | Sigma-Aldrich | Z531448-1EA | https://www.sigmaaldrich.com/LT/en
Z531456-1EA-A | ALDRICH(R) GRAHAM CONDENSER OVERALL H 4& | 1X1EA | 1 | 163 | Sigma-Aldrich | Z531456-1EA-A | https://www.sigmaaldrich.com/LT/en
Z531480-1EA | ALDRICH(R) GRAHAM CONDENSER OVERALL H 6& | 1X1EA | 1 | 212 | Sigma-Aldrich | Z531480-1EA | https://www.sigmaaldrich.com/LT/en
Z531626-1EA | TUBING ADAPTERS WITH TORION(TM) CONNECT& | 1X1EA | 1 | 67 | Sigma-Aldrich | Z531626-1EA | https://www.sigmaaldrich.com/LT/en
Z531634-1EA | TUBING ADAPTERS WITH TORION(TM) CONNECT& | 1X1EA | 1 | 67 | Sigma-Aldrich | Z531634-1EA | https://www.sigmaaldrich.com/LT/en
Z531642-1EA | TUBING ADAPTERS WITH TORION(TM) CONNECT& | 1X1EA | 1 | 100 | Sigma-Aldrich | Z531642-1EA | https://www.sigmaaldrich.com/LT/en
Z531650-1EA | TUBING ADAPTERS WITH TORION(TM) CONNECT& | 1X1EA | 1 | 69 | Sigma-Aldrich | Z531650-1EA | https://www.sigmaaldrich.com/LT/en
Z531669-1EA | TUBING ADAPTERS WITH TORION(TM) CONNECT& | 1X1EA | 1 | 97 | Sigma-Aldrich | Z531669-1EA | https://www.sigmaaldrich.com/LT/en
Z531677-1EA | TUBING ADAPTERS WITH TORION(TM) CONNECT& | 1X1EA | 1 | 83 | Sigma-Aldrich | Z531677-1EA | https://www.sigmaaldrich.com/LT/en
Z531685-1EA | TUBING ADAPTERS WITH TORION(TM) CONNECT& | 1X1EA | 1 | 98 | Sigma-Aldrich | Z531685-1EA | https://www.sigmaaldrich.com/LT/en
Z531693-1EA | TUBING ADAPTERS WITH TORION(TM) CONNECT& | 1X1EA | 1 | 105 | Sigma-Aldrich | Z531693-1EA | https://www.sigmaaldrich.com/LT/en
Z531723-1EA | TUBING ADAPTERS WITH TORION(TM) CONNECT& | 1X1EA | 1 | 98 | Sigma-Aldrich | Z531723-1EA | https://www.sigmaaldrich.com/LT/en
Z531758-1EA | TUBING ADAPTERS WITH TORION(TM) CONNECT& | 1X1EA | 1 | 104 | Sigma-Aldrich | Z531758-1EA | https://www.sigmaaldrich.com/LT/en
Z531774-1EA | TUBING ADAPTERS WITH TORION(TM) CONNECT& | 1X1EA | 1 | 108 | Sigma-Aldrich | Z531774-1EA | https://www.sigmaaldrich.com/LT/en
Z531782-1EA | TUBING ADAPTERS WITH TORION(TM) CONNECT& | 1X1EA | 1 | 124 | Sigma-Aldrich | Z531782-1EA | https://www.sigmaaldrich.com/LT/en
Z531839-1EA | TUBING ADAPTER WITH TORION(TM) CONNECTI& | 1X1EA | 1 | 150 | Sigma-Aldrich | Z531839-1EA | https://www.sigmaaldrich.com/LT/en
Z377910-1PAK | PCR MICROTUBES, STRATAGENE CAPS FOR 0.2& | 1X1PAK | 1 | 104 | Sigma-Aldrich | Z377910-1PAK | https://www.sigmaaldrich.com/LT/en
Z531847-1EA | TUBING ADAPTER WITH TORION(TM) CONNECTI& | 1X1EA | 1 | 146 | Sigma-Aldrich | Z531847-1EA | https://www.sigmaaldrich.com/LT/en
Z531855-1EA | TUBING ADAPTER WITH TORION(TM) CONNECTI& | 1X1EA | 1 | 156 | Sigma-Aldrich | Z531855-1EA | https://www.sigmaaldrich.com/LT/en
Z531863-1EA | TUBING ADAPTER WITH TORION(TM) CONNECTI& | 1X1EA | 1 | 158 | Sigma-Aldrich | Z531863-1EA | https://www.sigmaaldrich.com/LT/en
Z531871-1EA | TUBING ADAPTER WITH TORION(TM) CONNECTI& | 1X1EA | 1 | 159 | Sigma-Aldrich | Z531871-1EA | https://www.sigmaaldrich.com/LT/en
Z531898-1EA | TUBING ADAPTER WITH TORION(TM) CONNECTI& | 1X1EA | 1 | 159 | Sigma-Aldrich | Z531898-1EA | https://www.sigmaaldrich.com/LT/en
Z531901-1EA | TUBING ADAPTER WITH TORION(TM) CONNECTI& | 1X1EA | 1 | 192 | Sigma-Aldrich | Z531901-1EA | https://www.sigmaaldrich.com/LT/en
Z531928-1EA | TUBING ADAPTER WITH TORION(TM) CONNECTI& | 1X1EA | 1 | 182 | Sigma-Aldrich | Z531928-1EA | https://www.sigmaaldrich.com/LT/en
Z531995-1EA | TUBING ADAPTER WITH TORION(TM) CONNECTI& | 1X1EA | 1 | 162 | Sigma-Aldrich | Z531995-1EA | https://www.sigmaaldrich.com/LT/en
Z532061-1EA | SOLID GLASS PLUG O.D. 5/16 IN. | 1X1EA | 1 | 16 | Sigma-Aldrich | Z532061-1EA | https://www.sigmaaldrich.com/LT/en
Z532088-1EA | SOLID GLASS PLUG O.D. 1/2 IN. | 1X1EA | 1 | 17 | Sigma-Aldrich | Z532088-1EA | https://www.sigmaaldrich.com/LT/en
Z532096-1EA | PTFE-COATED SEALED RING FOR ALDRICH(R) & | 1X1EA | 1 | 14 | Sigma-Aldrich | Z532096-1EA | https://www.sigmaaldrich.com/LT/en
Z532118-1EA | PTFE-COATED SEALED RING FOR ALDRICH(R) & | 1X1EA | 1 | 27 | Sigma-Aldrich | Z532118-1EA | https://www.sigmaaldrich.com/LT/en
Z532126-1EA | PTFE-COATED SEALED RING FOR ALDRICH(R) & | 1X1EA | 1 | 16 | Sigma-Aldrich | Z532126-1EA | https://www.sigmaaldrich.com/LT/en
Z532134-1EA | ALDRICH(R) SINGLE BANK MANIFOLD WITH GL& | 1X1EA | 1 | 366 | Sigma-Aldrich | Z532134-1EA | https://www.sigmaaldrich.com/LT/en
Z532142-1EA | ALDRICH(R) SINGLE BANK MANIFOLD WITH GL& | 1X1EA | 1 | 435 | Sigma-Aldrich | Z532142-1EA | https://www.sigmaaldrich.com/LT/en
Z532150-1EA | ALDRICH(R) SINGLE BANK MANIFOLD WITH GL& | 1X1EA | 1 | 558 | Sigma-Aldrich | Z532150-1EA | https://www.sigmaaldrich.com/LT/en
Z532169-1EA | ALDRICH(R) SINGLE BANK MANIFOLD WITH GL& | 1X1EA | 1 | 493 | Sigma-Aldrich | Z532169-1EA | https://www.sigmaaldrich.com/LT/en
Z532177-1EA | ALDRICH(R) SINGLE BANK MANIFOLD WITH GL& | 1X1EA | 1 | 718 | Sigma-Aldrich | Z532177-1EA | https://www.sigmaaldrich.com/LT/en
Z532185-1EA | ALDRICH(R) SINGLE BANK MANIFOLD WITH GL& | 1X1EA | 1 | 670 | Sigma-Aldrich | Z532185-1EA | https://www.sigmaaldrich.com/LT/en
Z532193-1EA | ALDRICH(R) SINGLE BANK MANIFOLDS WITH H& | 1X1EA | 1 | 403 | Sigma-Aldrich | Z532193-1EA | https://www.sigmaaldrich.com/LT/en
Z532207-1EA | ALDRICH(R) SINGLE BANK MANIFOLDS WITH H& | 1X1EA | 1 | 526 | Sigma-Aldrich | Z532207-1EA | https://www.sigmaaldrich.com/LT/en
Z532215-1EA | ALDRICH(R) SINGLE BANK MANIFOLDS WITH H& | 1X1EA | 1 | 654 | Sigma-Aldrich | Z532215-1EA | https://www.sigmaaldrich.com/LT/en
Z532223-1EA | ALDRICH(R) SINGLE BANK MANIFOLDS WITH H& | 1X1EA | 1 | 518 | Sigma-Aldrich | Z532223-1EA | https://www.sigmaaldrich.com/LT/en
Z532231-1EA | ALDRICH(R) SINGLE BANK MANIFOLDS WITH H& | 1X1EA | 1 | 630 | Sigma-Aldrich | Z532231-1EA | https://www.sigmaaldrich.com/LT/en
Z532258-1EA | ALDRICH(R) SINGLE BANK MANIFOLDS WITH H& | 1X1EA | 1 | 741 | Sigma-Aldrich | Z532258-1EA | https://www.sigmaaldrich.com/LT/en
Z532266-1EA | ALDRICH(R) PEAR-SHAPED FLASK CAPACITY 5& | 1X1EA | 1 | 24 | Sigma-Aldrich | Z532266-1EA | https://www.sigmaaldrich.com/LT/en
Z532274-1EA | ALDRICH(R) PEAR-SHAPED FLASK CAPACITY 1& | 1X1EA | 1 | 24 | Sigma-Aldrich | Z532274-1EA | https://www.sigmaaldrich.com/LT/en
Z532282-1EA | ALDRICH(R) PEAR-SHAPED FLASK CAPACITY 2& | 1X1EA | 1 | 24 | Sigma-Aldrich | Z532282-1EA | https://www.sigmaaldrich.com/LT/en
Z532290-1EA | ALDRICH(R) PEAR-SHAPED FLASK CAPACITY 5& | 1X1EA | 1 | 24 | Sigma-Aldrich | Z532290-1EA | https://www.sigmaaldrich.com/LT/en
Z532304-1EA | ALDRICH(R) PEAR-SHAPED FLASK CAPACITY 5& | 1X1EA | 1 | 32 | Sigma-Aldrich | Z532304-1EA | https://www.sigmaaldrich.com/LT/en
Z532312-1EA | ALDRICH(R) PEAR-SHAPED FLASK CAPACITY 5& | 1X1EA | 1 | 30 | Sigma-Aldrich | Z532312-1EA | https://www.sigmaaldrich.com/LT/en
Z532320-1EA | ALDRICH(R) PEAR-SHAPED FLASK CAPACITY 1& | 1X1EA | 1 | 25 | Sigma-Aldrich | Z532320-1EA | https://www.sigmaaldrich.com/LT/en
Z532339-1EA | ALDRICH(R) PEAR-SHAPED FLASK CAPACITY 1& | 1X1EA | 1 | 34 | Sigma-Aldrich | Z532339-1EA | https://www.sigmaaldrich.com/LT/en
Z532347-1EA | ALDRICH(R) PEAR-SHAPED FLASK CAPACITY 1& | 1X1EA | 1 | 45 | Sigma-Aldrich | Z532347-1EA | https://www.sigmaaldrich.com/LT/en
Z532355-1EA | ALDRICH(R) GRADUATED CYLINDERS WITH JOI& | 1X1EA | 1 | 37 | Sigma-Aldrich | Z532355-1EA | https://www.sigmaaldrich.com/LT/en
Z532363-1EA | ALDRICH(R) GRADUATED CYLINDERS WITH JOI& | 1X1EA | 1 | 39 | Sigma-Aldrich | Z532363-1EA | https://www.sigmaaldrich.com/LT/en
Z532371-1EA | ALDRICH(R) GRADUATED CYLINDERS WITH JOI& | 1X1EA | 1 | 39 | Sigma-Aldrich | Z532371-1EA | https://www.sigmaaldrich.com/LT/en
Z532398-1EA | ALDRICH(R) GRADUATED CYLINDERS WITH JOI& | 1X1EA | 1 | 43 | Sigma-Aldrich | Z532398-1EA | https://www.sigmaaldrich.com/LT/en
Z378550-1EA | STERILIZER, DRY BEAD STERI 250, AC INPU& | 1X1EA | 1 | 478 | Sigma-Aldrich | Z378550-1EA | https://www.sigmaaldrich.com/LT/en
Z378674-100G | SIGMA-SOLOHILL MICROCARRIER BEADS COLLA& | 1X100G | 1 | 639 | Sigma-Aldrich | Z378674-100G | https://www.sigmaaldrich.com/LT/en
Z378674-20G | SIGMA-SOLOHILL MICROCARRIER BEADS COLLA& | 1X20G | 1 | 214 | Sigma-Aldrich | Z378674-20G | https://www.sigmaaldrich.com/LT/en
Z532401-1EA | ALDRICH(R) GRADUATED CYLINDERS WITH JOI& | 1X1EA | 1 | 54 | Sigma-Aldrich | Z532401-1EA | https://www.sigmaaldrich.com/LT/en
Z532428-1EA | ALDRICH(R) GRADUATED CYLINDERS WITH JOI& | 1X1EA | 1 | 65 | Sigma-Aldrich | Z532428-1EA | https://www.sigmaaldrich.com/LT/en
Z532436-1EA | ALDRICH(R) GRADUATED CYLINDERS WITH JOI& | 1X1EA | 1 | 100 | Sigma-Aldrich | Z532436-1EA | https://www.sigmaaldrich.com/LT/en
Z532444-1EA | ALDRICH(R) GRADUATED CYLINDERS WITH JOI& | 1X1EA | 1 | 134 | Sigma-Aldrich | Z532444-1EA | https://www.sigmaaldrich.com/LT/en
Z532940-1EA | ALDRICH(R) THREE-NECK FLASK WITH BOTTOM& | 1X1EA | 1 | 200 | Sigma-Aldrich | Z532940-1EA | https://www.sigmaaldrich.com/LT/en
Z532967-1EA | ALDRICH(R) THREE-NECK FLASK WITH BOTTOM& | 1X1EA | 1 | 209 | Sigma-Aldrich | Z532967-1EA | https://www.sigmaaldrich.com/LT/en
Z533017-1EA | ALDRICH(R) THREE-NECK FLASK WITH BOTTOM& | 1X1EA | 1 | 242 | Sigma-Aldrich | Z533017-1EA | https://www.sigmaaldrich.com/LT/en
Z533025-1EA | ALDRICH(R) THREE-NECK FLASK WITH BOTTOM& | 1X1EA | 1 | 255 | Sigma-Aldrich | Z533025-1EA | https://www.sigmaaldrich.com/LT/en
Z536318-10PAK | MICROFLEX(R) NEOPRO(R) POWDER-FREE CHLO& | 1X10PAK | 1 | 432 | Sigma-Aldrich | Z536318-10PAK | https://www.sigmaaldrich.com/LT/en
Z536318-1PAK | MICROFLEX(R) NEOPRO(R) POWDER-FREE CHLO& | 1X1PAK | 1 | 61 | Sigma-Aldrich | Z536318-1PAK | https://www.sigmaaldrich.com/LT/en
Z536415-10PAK | MICROFLEX(R) NEOPRO(R) POWDER-FREE CHLO& | 1X10PAK | 1 | 432 | Sigma-Aldrich | Z536415-10PAK | https://www.sigmaaldrich.com/LT/en
Z536415-1PAK | MICROFLEX(R) NEOPRO(R) POWDER-FREE CHLO& | 1X1PAK | 1 | 61 | Sigma-Aldrich | Z536415-1PAK | https://www.sigmaaldrich.com/LT/en
Z536644-10PAK | MICROFLEX(R) NEOPRO(R) POWDER-FREE CHLO& | 1X10PAK | 1 | 432 | Sigma-Aldrich | Z536644-10PAK | https://www.sigmaaldrich.com/LT/en
Z536644-1PAK | MICROFLEX(R) NEOPRO(R) POWDER-FREE CHLO& | 1X1PAK | 1 | 61 | Sigma-Aldrich | Z536644-1PAK | https://www.sigmaaldrich.com/LT/en
Z378992-1PAK | Laser Cryo-Babies(R) and Cryo-Tags(R), C | 1X1PAK | 1 | 78 | Sigma-Aldrich | Z378992-1PAK | https://www.sigmaaldrich.com/LT/en
Z379018-1EA | DURASEAL(R) LABORATORY STRETCH FILM ROL& | 1X1EA | 1 | 52 | Sigma-Aldrich | Z379018-1EA | https://www.sigmaaldrich.com/LT/en
Z379026-1EA | DURASEAL(R) LABORATORY STRETCH FILM ROL& | 1X1EA | 1 | 27 | Sigma-Aldrich | Z379026-1EA | https://www.sigmaaldrich.com/LT/en
Z537845-1EA | FRITTED DISC FOR PRESSURE FILTER/DRYING& | 1X1EA | 1 | 57 | Sigma-Aldrich | Z537845-1EA | https://www.sigmaaldrich.com/LT/en
Z537969-1EA | FRITTED DISC FOR PRESSURE FILTER/DRYING& | 1X1EA | 1 | 54 | Sigma-Aldrich | Z537969-1EA | https://www.sigmaaldrich.com/LT/en
Z538507-1EA-A | SOLVENT RESERVOIRS FOR GL-45 ASSEMBLIES& | 1X1EA | 1 | 98 | Sigma-Aldrich | Z538507-1EA-A | https://www.sigmaaldrich.com/LT/en
Z538612-1EA | SOLVENT RESERVOIRS FOR GL-45 ASSEMBLIES& | 1X1EA | 1 | 125 | Sigma-Aldrich | Z538612-1EA | https://www.sigmaaldrich.com/LT/en
Z538833-1EA | SOLVENT RESERVOIRS FOR GL-45 ASSEMBLIES& | 1X1EA | 1 | 241 | Sigma-Aldrich | Z538833-1EA | https://www.sigmaaldrich.com/LT/en
Z379271-24EA | DEEPWELL 96 WELL PLATE NON-STERILE | 1X24EA | 1 | 262 | Sigma-Aldrich | Z379271-24EA | https://www.sigmaaldrich.com/LT/en
Z379298-24EA | DEEPWELL 96 WELL PLATE COVER ONLY | 1X24EA | 1 | 89 | Sigma-Aldrich | Z379298-24EA | https://www.sigmaaldrich.com/LT/en
Z542458-1PAK | ACE O-RINGS, VITON(R) WALL 1.78 MM, I.D& | 1X1PAK | 1 | 14 | Sigma-Aldrich | Z542458-1PAK | https://www.sigmaaldrich.com/LT/en
Z542466-1PAK | ACE O-RINGS, VITON(R) I.D. 3.7 MM, WALL& | 1X1PAK | 1 | 15 | Sigma-Aldrich | Z542466-1PAK | https://www.sigmaaldrich.com/LT/en
Z542474-1PAK | ACE O-RINGS, VITON(R) WALL 1.78 MM, I.D& | 1X1PAK | 1 | 15 | Sigma-Aldrich | Z542474-1PAK | https://www.sigmaaldrich.com/LT/en
Z542482-1PAK | ACE O-RINGS, VITON(R) WALL 1.78 MM, I.D& | 1X1PAK | 1 | 16 | Sigma-Aldrich | Z542482-1PAK | https://www.sigmaaldrich.com/LT/en
Z542490-1PAK | ACE O-RINGS, VITON(R) WALL 1.78 MM, I.D& | 1X1PAK | 1 | 16 | Sigma-Aldrich | Z542490-1PAK | https://www.sigmaaldrich.com/LT/en
Z542504-1PAK | ACE O-RINGS, VITON(R) WALL 1.78 MM, I.D& | 1X1PAK | 1 | 16 | Sigma-Aldrich | Z542504-1PAK | https://www.sigmaaldrich.com/LT/en
Z542512-1PAK | ACE O-RINGS, VITON(R) WALL 1.78 MM, I.D& | 1X1PAK | 1 | 16 | Sigma-Aldrich | Z542512-1PAK | https://www.sigmaaldrich.com/LT/en
Z542520-1PAK | ACE O-RINGS, VITON(R) WALL 1.78 MM, I.D& | 1X1PAK | 1 | 17 | Sigma-Aldrich | Z542520-1PAK | https://www.sigmaaldrich.com/LT/en
Z542539-1PAK | ACE O-RINGS, VITON(R) WALL 1.78 MM, I.D& | 1X1PAK | 1 | 17 | Sigma-Aldrich | Z542539-1PAK | https://www.sigmaaldrich.com/LT/en
Z542547-1PAK | ACE O-RINGS, VITON(R) WALL 1.78 MM, I.D& | 1X1PAK | 1 | 20 | Sigma-Aldrich | Z542547-1PAK | https://www.sigmaaldrich.com/LT/en
Z542555-1PAK | ACE O-RINGS, VITON(R) WALL 1.78 MM, I.D& | 1X1PAK | 1 | 19 | Sigma-Aldrich | Z542555-1PAK | https://www.sigmaaldrich.com/LT/en
Z542563-1PAK | ACE O-RINGS, VITON(R) WALL 1.78 MM, I.D& | 1X1PAK | 1 | 21 | Sigma-Aldrich | Z542563-1PAK | https://www.sigmaaldrich.com/LT/en
Z542571-1PAK | ACE O-RINGS, VITON(R) WALL 1.78 MM, I.D& | 1X1PAK | 1 | 27 | Sigma-Aldrich | Z542571-1PAK | https://www.sigmaaldrich.com/LT/en
Z542598-1PAK | ACE O-RINGS, VITON(R) WALL 1.78 MM, I.D& | 1X1PAK | 1 | 27 | Sigma-Aldrich | Z542598-1PAK | https://www.sigmaaldrich.com/LT/en
Z542601-1PAK | ACE O-RINGS, VITON(R) WALL 2.6 MM, I.D.& | 1X1PAK | 1 | 21 | Sigma-Aldrich | Z542601-1PAK | https://www.sigmaaldrich.com/LT/en
Z542636-1PAK | ACE O-RINGS, VITON(R) WALL 2.6 MM, I.D.& | 1X1PAK | 1 | 21 | Sigma-Aldrich | Z542636-1PAK | https://www.sigmaaldrich.com/LT/en
Z542644-1PAK | ACE O-RINGS, VITON(R) WALL 2.6 MM, I.D.& | 1X1PAK | 1 | 21 | Sigma-Aldrich | Z542644-1PAK | https://www.sigmaaldrich.com/LT/en
Z542652-1PAK | ACE O-RINGS, VITON(R) WALL 2.6 MM, I.D.& | 1X1PAK | 1 | 21 | Sigma-Aldrich | Z542652-1PAK | https://www.sigmaaldrich.com/LT/en
Z542660-1PAK | ACE O-RINGS, VITON(R) WALL 2.6 MM, I.D.& | 1X1PAK | 1 | 23 | Sigma-Aldrich | Z542660-1PAK | https://www.sigmaaldrich.com/LT/en
Z542709-1PAK | ACE O-RINGS, VITON(R) WALL 2.6 MM, I.D.& | 1X1PAK | 1 | 27 | Sigma-Aldrich | Z542709-1PAK | https://www.sigmaaldrich.com/LT/en
Z542717-1PAK | ACE O-RINGS, VITON(R) WALL 2.6 MM, I.D.& | 1X1PAK | 1 | 30 | Sigma-Aldrich | Z542717-1PAK | https://www.sigmaaldrich.com/LT/en
Z542725-1PAK | ACE O-RINGS, VITON(R) WALL 2.6 MM, I.D.& | 1X1PAK | 1 | 37 | Sigma-Aldrich | Z542725-1PAK | https://www.sigmaaldrich.com/LT/en
Z542806-1PAK | ACE O-RINGS, VITON(R) WALL 3.5 MM, I.D.& | 1X1PAK | 1 | 18 | Sigma-Aldrich | Z542806-1PAK | https://www.sigmaaldrich.com/LT/en
Z542814-1PAK | ACE O-RINGS, VITON(R) WALL 3.5 MM, I.D.& | 1X1PAK | 1 | 20 | Sigma-Aldrich | Z542814-1PAK | https://www.sigmaaldrich.com/LT/en
Z542873-1PAK | ACE O-RINGS, VITON(R) WALL 3.5 MM, I.D.& | 1X1PAK | 1 | 34 | Sigma-Aldrich | Z542873-1PAK | https://www.sigmaaldrich.com/LT/en
Z542911-1PAK | ACE O-RINGS, VITON(R) WALL 3.5 MM, I.D.& | 1X1PAK | 1 | 23 | Sigma-Aldrich | Z542911-1PAK | https://www.sigmaaldrich.com/LT/en
Z542946-1PAK | ACE O-RINGS, VITON(R) WALL 3.5 MM, I.D.& | 1X1PAK | 1 | 26 | Sigma-Aldrich | Z542946-1PAK | https://www.sigmaaldrich.com/LT/en
Z542954-1PAK | ACE O-RINGS, VITON(R) WALL SIZE 3.5 MM,& | 1X1PAK | 1 | 27 | Sigma-Aldrich | Z542954-1PAK | https://www.sigmaaldrich.com/LT/en
Z542962-1PAK | ACE O-RINGS, VITON(R) WALL 3.5 MM, I.D.& | 1X1PAK | 1 | 28 | Sigma-Aldrich | Z542962-1PAK | https://www.sigmaaldrich.com/LT/en
Z380059-1PAK | BREATHE-EASY SEALING MEMBRANE | 1X1PAK | 1 | 105 | Sigma-Aldrich | Z380059-1PAK | https://www.sigmaaldrich.com/LT/en
Z380067-1EA | BRAYER FOR BREATHE-EASY SEALING MEMBRAN& | 1X1EA | 1 | 24 | Sigma-Aldrich | Z380067-1EA | https://www.sigmaaldrich.com/LT/en
Z380075-1PAK | STERI STERILIZER REPLACEMENT GLASS BEAD& | 1X1PAK | 1 | 35 | Sigma-Aldrich | Z380075-1PAK | https://www.sigmaaldrich.com/LT/en
Z380083-1PAK | REPLACEMENT GLASS BEADS FOR STERI-350 & | 1X1PAK | 1 | 35 | Sigma-Aldrich | Z380083-1PAK | https://www.sigmaaldrich.com/LT/en
Z380156-1EA | SECURITY BAG FOR X-RAY FILM FOR 8 X 10 & | 1X1EA | 1 | 86 | Sigma-Aldrich | Z380156-1EA | https://www.sigmaaldrich.com/LT/en
Z380199-1EA | TEST TUBE HALF RACKS FOR ORBITAL MIXER & | 1X1EA | 1 | 29 | Sigma-Aldrich | Z380199-1EA | https://www.sigmaaldrich.com/LT/en
Z380202-1EA | TEST TUBE HALF RACKS FOR ORBITAL MIXER & | 1X1EA | 1 | 28 | Sigma-Aldrich | Z380202-1EA | https://www.sigmaaldrich.com/LT/en
Z380210-1EA | TEST TUBE HALF RACKS FOR ORBITAL MIXER & | 1X1EA | 1 | 28 | Sigma-Aldrich | Z380210-1EA | https://www.sigmaaldrich.com/LT/en
Z380229-1PAK | JARS NALGENE(R) STYLE 2118 SIZE 60 ML | 1X1PAK | 1 | 23 | Sigma-Aldrich | Z380229-1PAK | https://www.sigmaaldrich.com/LT/en
Z380229-4PAK | JARS NALGENE(R) STYLE 2118 SIZE 60 ML | 1X4PAK | 1 | 91 | Sigma-Aldrich | Z380229-4PAK | https://www.sigmaaldrich.com/LT/en
Z380237-1PAK | JARS NALGENE(R) STYLE 2118 SIZE 125 ML | 1X1PAK | 1 | 37 | Sigma-Aldrich | Z380237-1PAK | https://www.sigmaaldrich.com/LT/en
Z380237-3PAK | JARS NALGENE(R) STYLE 2118 SIZE 125 ML | 1X3PAK | 1 | 106 | Sigma-Aldrich | Z380237-3PAK | https://www.sigmaaldrich.com/LT/en
Z380245-1PAK | JARS NALGENE(R) STYLE 2118 SIZE 250 ML | 1X1PAK | 1 | 23 | Sigma-Aldrich | Z380245-1PAK | https://www.sigmaaldrich.com/LT/en
Z380245-6PAK | JARS NALGENE(R) STYLE 2118 SIZE 250 ML | 1X6PAK | 1 | 136 | Sigma-Aldrich | Z380245-6PAK | https://www.sigmaaldrich.com/LT/en
Z380253-1PAK | JARS NALGENE(R) STYLE 2118 SIZE 500 ML | 1X1PAK | 1 | 34 | Sigma-Aldrich | Z380253-1PAK | https://www.sigmaaldrich.com/LT/en
Z380253-4PAK | JARS NALGENE(R) STYLE 2118 SIZE 500 ML | 1X4PAK | 1 | 129 | Sigma-Aldrich | Z380253-4PAK | https://www.sigmaaldrich.com/LT/en
Z380261-1PAK | JARS NALGENE(R) STYLE 2118 SIZE 1000 ML | 1X1PAK | 1 | 49 | Sigma-Aldrich | Z380261-1PAK | https://www.sigmaaldrich.com/LT/en
Z380261-4PAK | JARS NALGENE(R) STYLE 2118 SIZE 1000 ML | 1X4PAK | 1 | 193 | Sigma-Aldrich | Z380261-4PAK | https://www.sigmaaldrich.com/LT/en
Z380288-12PAK | JARS NALGENE(R) STYLE 2117 SIZE 60 ML | 1X12PAK | 1 | 178 | Sigma-Aldrich | Z380288-12PAK | https://www.sigmaaldrich.com/LT/en
Z380288-1PAK | JARS NALGENE(R) STYLE 2117 SIZE 60 ML | 1X1PAK | 1 | 15 | Sigma-Aldrich | Z380288-1PAK | https://www.sigmaaldrich.com/LT/en
Z380296-1PAK | JARS NALGENE(R) STYLE 2117 SIZE 125 ML | 1X1PAK | 1 | 26 | Sigma-Aldrich | Z380296-1PAK | https://www.sigmaaldrich.com/LT/en
Z380296-6PAK | JARS NALGENE(R) STYLE 2117 SIZE 125 ML | 1X6PAK | 1 | 152 | Sigma-Aldrich | Z380296-6PAK | https://www.sigmaaldrich.com/LT/en
Z380318-1PAK | JARS NALGENE(R) STYLE 2117 SIZE 250 ML | 1X1PAK | 1 | 31 | Sigma-Aldrich | Z380318-1PAK | https://www.sigmaaldrich.com/LT/en
Z380318-6PAK | JARS NALGENE(R) STYLE 2117 SIZE 250 ML | 1X6PAK | 1 | 178 | Sigma-Aldrich | Z380318-6PAK | https://www.sigmaaldrich.com/LT/en
Z380326-1PAK | JARS NALGENE(R) STYLE 2117 SIZE 500 ML | 1X1PAK | 1 | 49 | Sigma-Aldrich | Z380326-1PAK | https://www.sigmaaldrich.com/LT/en
Z380326-4PAK | JARS NALGENE(R) STYLE 2117 SIZE 500 ML | 1X4PAK | 1 | 188 | Sigma-Aldrich | Z380326-4PAK | https://www.sigmaaldrich.com/LT/en
Z380334-1PAK | JARS NALGENE(R) STYLE 2117 SIZE 1000 ML | 1X1PAK | 1 | 57 | Sigma-Aldrich | Z380334-1PAK | https://www.sigmaaldrich.com/LT/en
Z380334-4PAK | JARS NALGENE(R) STYLE 2117 SIZE 1000 ML | 1X4PAK | 1 | 224 | Sigma-Aldrich | Z380334-4PAK | https://www.sigmaaldrich.com/LT/en
Z543217-1EA | GL-45 CONNECTOR FOR GL-45 FLASH-CHROMAT& | 1X1EA | 1 | 109 | Sigma-Aldrich | Z543217-1EA | https://www.sigmaaldrich.com/LT/en
Z543241-1PAK | KIMBLE(R) MICROCAPILLARY PIPETTES CAPAC& | 1X1PAK | 1 | 106 | Sigma-Aldrich | Z543241-1PAK | https://www.sigmaaldrich.com/LT/en
Z543268-1PAK | KIMBLE(R) MICROCAPILLARY PIPETTES CAPAC& | 1X1PAK | 1 | 106 | Sigma-Aldrich | Z543268-1PAK | https://www.sigmaaldrich.com/LT/en
Z543276-1PAK | KIMBLE(R) MICROCAPILLARY PIPETTES CAPAC& | 1X1PAK | 1 | 107 | Sigma-Aldrich | Z543276-1PAK | https://www.sigmaaldrich.com/LT/en
Z543284-1PAK | KIMBLE(R) MICROCAPILLARY PIPETTES CAPAC& | 1X1PAK | 1 | 107 | Sigma-Aldrich | Z543284-1PAK | https://www.sigmaaldrich.com/LT/en
Z543292-1PAK | KIMBLE(R) MICROCAPILLARY PIPETTES CAPAC& | 1X1PAK | 1 | 107 | Sigma-Aldrich | Z543292-1PAK | https://www.sigmaaldrich.com/LT/en
Z543306-1PAK | KIMBLE(R) MICROCAPILLARY PIPETTES CAPAC& | 1X1PAK | 1 | 107 | Sigma-Aldrich | Z543306-1PAK | https://www.sigmaaldrich.com/LT/en
Z543330-1PAK | ALDRICH(R) "SEALED FOR QUALITY" BOTTLE & | 1X1PAK | 1 | 13 | Sigma-Aldrich | Z543330-1PAK | https://www.sigmaaldrich.com/LT/en
Z543349-1EA | SHIGEMI 5MM SYMMETRICAL NMR MICROTUBE A& | 1X1EA | 1 | 196 | Sigma-Aldrich | Z543349-1EA | https://www.sigmaaldrich.com/LT/en
Z543489-1PAK | BEST(R) N-DEX(R) FREE DISPOSABLE NITRIL& | 1X1PAK | 1 | 61 | Sigma-Aldrich | Z543489-1PAK | https://www.sigmaaldrich.com/LT/en
Z543497-1PAK | BEST(R) N-DEX(R) FREE DISPOSABLE NITRIL& | 1X1PAK | 1 | 58 | Sigma-Aldrich | Z543497-1PAK | https://www.sigmaaldrich.com/LT/en
Z543500-1PAK | BEST(R) N-DEX(R) FREE DISPOSABLE NITRIL& | 1X1PAK | 1 | 81 | Sigma-Aldrich | Z543500-1PAK | https://www.sigmaaldrich.com/LT/en
Z543500-20PAK | BEST(R) N-DEX(R) FREE DISPOSABLE NITRIL& | 1X20PAK | 1 | 1451 | Sigma-Aldrich | Z543500-20PAK | https://www.sigmaaldrich.com/LT/en
Z543519-1PAK | BEST(R) N-DEX(R) FREE DISPOSABLE NITRIL& | 1X1PAK | 1 | 77 | Sigma-Aldrich | Z543519-1PAK | https://www.sigmaaldrich.com/LT/en
Z543586-1EA | DELIVERY CAP FOR VERSA-FLOW(TM) DISPENS& | 1X1EA | 1 | 191 | Sigma-Aldrich | Z543586-1EA | https://www.sigmaaldrich.com/LT/en
Z543780-1EA | LIQUID-LEVEL INDICATOR FOR VERSA-FLOW(T& | 1X1EA | 1 | 553 | Sigma-Aldrich | Z543780-1EA | https://www.sigmaaldrich.com/LT/en
Z380342-1EA | SLANT RACK FOR CULTURE TUBES FOR 15-16 & | 1X1EA | 1 | 76 | Sigma-Aldrich | Z380342-1EA | https://www.sigmaaldrich.com/LT/en
Z380342-4EA | SLANT RACK FOR CULTURE TUBES FOR 15-16 & | 1X4EA | 1 | 223 | Sigma-Aldrich | Z380342-4EA | https://www.sigmaaldrich.com/LT/en
Z380350-1EA | SLANT RACK FOR CULTURE TUBES FOR 20 MM & | 1X1EA | 1 | 56 | Sigma-Aldrich | Z380350-1EA | https://www.sigmaaldrich.com/LT/en
Z380350-4EA | SLANT RACK FOR CULTURE TUBES FOR 20 MM & | 1X4EA | 1 | 219 | Sigma-Aldrich | Z380350-4EA | https://www.sigmaaldrich.com/LT/en
Z380377-1PAK | NALGENE(R) GRIFFIN BEAKERS CAPACITY 2,0& | 1X1PAK | 1 | 20 | Sigma-Aldrich | Z380377-1PAK | https://www.sigmaaldrich.com/LT/en
Z380377-6PAK | NALGENE(R) GRIFFIN BEAKERS CAPACITY 2,0& | 1X6PAK | 1 | 116 | Sigma-Aldrich | Z380377-6PAK | https://www.sigmaaldrich.com/LT/en
Z380407-6EA | BOTTLES NALGENE(R) STYLE 2122 SIZE 4000& | 1X6EA | 1 | 153 | Sigma-Aldrich | Z380407-6EA | https://www.sigmaaldrich.com/LT/en
Z380660-25EA | STERIFLIP(TM) CENTRIFUGE TUBE FILTER UNI | 1X25EA | 1 | 190 | Sigma-Aldrich | Z380660-25EA | https://www.sigmaaldrich.com/LT/en
Z381101-1EA | TECHNE IMMERSION CIRCULATOR TECHNE TE-1& | 1X1EA | 1 | 2009 | Sigma-Aldrich | Z381101-1EA | https://www.sigmaaldrich.com/LT/en
Z543810-1EA | VERSA-FLOW(TM) CAN AND DRUM DISPENSER L& | 1X1EA | 1 | 608 | Sigma-Aldrich | Z543810-1EA | https://www.sigmaaldrich.com/LT/en
Z543845-1EA | VERSA-FLOW(TM) DELIVERY CAP TWO-HOLE | 1X1EA | 1 | 163 | Sigma-Aldrich | Z543845-1EA | https://www.sigmaaldrich.com/LT/en
Z543853-1EA | COMPRESSION TUBING FITTING FOR VERSA-FL& | 1X1EA | 1 | 46 | Sigma-Aldrich | Z543853-1EA | https://www.sigmaaldrich.com/LT/en
Z543861-1EA | ALDRICH(R) SPARE THREAD FOR CAN/DRUM AD& | 1X1EA | 1 | 185 | Sigma-Aldrich | Z543861-1EA | https://www.sigmaaldrich.com/LT/en
Z381136-1EA | TECHNE IMMERSION CIRCULATOR TECHNE TU-2& | 1X1EA | 1 | 2793 | Sigma-Aldrich | Z381136-1EA | https://www.sigmaaldrich.com/LT/en
Z381322-1EA | TECHNE DRI-BLOCK HEATER MODEL DB-2A, AC& | 1X1EA | 1 | 1157 | Sigma-Aldrich | Z381322-1EA | https://www.sigmaaldrich.com/LT/en
Z381411-1EA | HEATING BLOCKS FOR TECHNE DRI-BLOCK(R) & | 1X1EA | 1 | 202 | Sigma-Aldrich | Z381411-1EA | https://www.sigmaaldrich.com/LT/en
Z381438-1EA | HEATING BLOCKS FOR TECHNE DRI-BLOCK(R) & | 1X1EA | 1 | 202 | Sigma-Aldrich | Z381438-1EA | https://www.sigmaaldrich.com/LT/en
Z381446-1EA | HEATING BLOCKS FOR TECHNE DRI-BLOCK(R) & | 1X1EA | 1 | 202 | Sigma-Aldrich | Z381446-1EA | https://www.sigmaaldrich.com/LT/en
Z381454-1EA | HEATING BLOCKS FOR TECHNE DRI-BLOCK(R) & | 1X1EA | 1 | 207 | Sigma-Aldrich | Z381454-1EA | https://www.sigmaaldrich.com/LT/en
Z381462-1EA | HEATING BLOCKS FOR TECHNE DRI-BLOCK(R) & | 1X1EA | 1 | 202 | Sigma-Aldrich | Z381462-1EA | https://www.sigmaaldrich.com/LT/en
Z381470-1EA | HEATING BLOCKS FOR TECHNE DRI-BLOCK(R) & | 1X1EA | 1 | 207 | Sigma-Aldrich | Z381470-1EA | https://www.sigmaaldrich.com/LT/en
Z381489-1EA | HEATING BLOCKS FOR TECHNE DRI-BLOCK(R) & | 1X1EA | 1 | 202 | Sigma-Aldrich | Z381489-1EA | https://www.sigmaaldrich.com/LT/en
Z381519-1EA | HEATING BLOCKS FOR TECHNE DRI-BLOCK(R) & | 1X1EA | 1 | 232 | Sigma-Aldrich | Z381519-1EA | https://www.sigmaaldrich.com/LT/en
Z381527-1EA | HEATING BLOCKS FOR TECHNE DRI-BLOCK(R) & | 1X1EA | 1 | 397 | Sigma-Aldrich | Z381527-1EA | https://www.sigmaaldrich.com/LT/en
Z381535-1EA | HEATING BLOCKS FOR TECHNE DRI-BLOCK(R) & | 1X1EA | 1 | 591 | Sigma-Aldrich | Z381535-1EA | https://www.sigmaaldrich.com/LT/en
Z381667-1EA | SMALL HYBRIDIZATION TUBE WITH END CAPS & | 1X1EA | 1 | 219 | Sigma-Aldrich | Z381667-1EA | https://www.sigmaaldrich.com/LT/en
Z381888-1EA | FINNPIPETTE(R) MULTISTEPPER 8-CHANNEL R& | 1X1EA | 1 | 910 | Sigma-Aldrich | Z381888-1EA | https://www.sigmaaldrich.com/LT/en
Z544825-1EA | ALDRICH(R) HIGH-EFFICIENCY VARIABLE TAK& | 1X1EA | 1 | 575 | Sigma-Aldrich | Z544825-1EA | https://www.sigmaaldrich.com/LT/en
Z382000-1EA | NALGENE(R) RECTANGULAR CARBOY NOMINAL C& | 1X1EA | 1 | 112 | Sigma-Aldrich | Z382000-1EA | https://www.sigmaaldrich.com/LT/en
Z382035-1EA | NALGENE(R) LOWBOY CARBOY WITH SPIGOT NO& | 1X1EA | 1 | 152 | Sigma-Aldrich | Z382035-1EA | https://www.sigmaaldrich.com/LT/en
Z382077-1EA | NALGENE(R) LOWBOY CARBOY WITH SPIGOT NO& | 1X1EA | 1 | 133 | Sigma-Aldrich | Z382077-1EA | https://www.sigmaaldrich.com/LT/en
Z545732-1EA | VERSA-FLOW(TM) CAN AND DRUM DISPENSER L& | 1X1EA | 1 | 608 | Sigma-Aldrich | Z545732-1EA | https://www.sigmaaldrich.com/LT/en
Z548553-1EA | ALDRICH(R) FRITTED ADAPTER FEMALE JOINT& | 1X1EA | 1 | 85 | Sigma-Aldrich | Z548553-1EA | https://www.sigmaaldrich.com/LT/en
Z548561-1EA | ALDRICH(R) FRITTED ADAPTER FEMALE JOINT& | 1X1EA | 1 | 133 | Sigma-Aldrich | Z548561-1EA | https://www.sigmaaldrich.com/LT/en
Z548588-1EA | ALDRICH(R) FRITTED ADAPTER FEMALE JOINT& | 1X1EA | 1 | 82 | Sigma-Aldrich | Z548588-1EA | https://www.sigmaaldrich.com/LT/en
Z548596-1EA | ALDRICH(R) ADDITION FUNNEL CAPACITY 10 & | 1X1EA | 1 | 133 | Sigma-Aldrich | Z548596-1EA | https://www.sigmaaldrich.com/LT/en
Z548618-1EA | ALDRICH(R) ADDITION FUNNEL CAPACITY 25 & | 1X1EA | 1 | 104 | Sigma-Aldrich | Z548618-1EA | https://www.sigmaaldrich.com/LT/en
Z548626-1EA | ALDRICH(R) ADDITION FUNNEL CAPACITY 100& | 1X1EA | 1 | 134 | Sigma-Aldrich | Z548626-1EA | https://www.sigmaaldrich.com/LT/en
Z548634-1EA | ALDRICH(R) ADDITION FUNNEL CAPACITY 100& | 1X1EA | 1 | 149 | Sigma-Aldrich | Z548634-1EA | https://www.sigmaaldrich.com/LT/en
Z548642-1EA | ALDRICH(R) ADDITION FUNNEL CAPACITY 100& | 1X1EA | 1 | 161 | Sigma-Aldrich | Z548642-1EA | https://www.sigmaaldrich.com/LT/en
Z548650-1EA | ALDRICH(R) ADDITION FUNNEL CAPACITY 250& | 1X1EA | 1 | 168 | Sigma-Aldrich | Z548650-1EA | https://www.sigmaaldrich.com/LT/en
Z548669-1EA | ALDRICH(R) ADDITION FUNNEL CAPACITY 250& | 1X1EA | 1 | 183 | Sigma-Aldrich | Z548669-1EA | https://www.sigmaaldrich.com/LT/en
Z548677-1EA | ALDRICH(R) ADDITION FUNNEL CAPACITY 500& | 1X1EA | 1 | 183 | Sigma-Aldrich | Z548677-1EA | https://www.sigmaaldrich.com/LT/en
Z548685-1EA | ALDRICH(R) ADDITION FUNNEL CAPACITY 500& | 1X1EA | 1 | 199 | Sigma-Aldrich | Z548685-1EA | https://www.sigmaaldrich.com/LT/en
Z548693-1EA | ALDRICH(R) ADDITION FUNNEL WITH PRESSUR& | 1X1EA | 1 | 138 | Sigma-Aldrich | Z548693-1EA | https://www.sigmaaldrich.com/LT/en
Z548707-1EA | ALDRICH(R) ADDITION FUNNEL WITH PRESSUR& | 1X1EA | 1 | 138 | Sigma-Aldrich | Z548707-1EA | https://www.sigmaaldrich.com/LT/en
Z548715-1EA | ALDRICH(R) ADDITION FUNNEL WITH PRESSUR& | 1X1EA | 1 | 146 | Sigma-Aldrich | Z548715-1EA | https://www.sigmaaldrich.com/LT/en
Z548723-1EA | ALDRICH(R) ADDITION FUNNEL WITH PRESSUR& | 1X1EA | 1 | 161 | Sigma-Aldrich | Z548723-1EA | https://www.sigmaaldrich.com/LT/en
Z548731-1EA | ALDRICH(R) ADDITION FUNNEL WITH PRESSUR& | 1X1EA | 1 | 174 | Sigma-Aldrich | Z548731-1EA | https://www.sigmaaldrich.com/LT/en
Z548758-1EA | ALDRICH(R) ADDITION FUNNEL WITH PRESSUR& | 1X1EA | 1 | 214 | Sigma-Aldrich | Z548758-1EA | https://www.sigmaaldrich.com/LT/en
Z548766-1EA | ALDRICH(R) ADDITION FUNNEL WITH PRESSUR& | 1X1EA | 1 | 198 | Sigma-Aldrich | Z548766-1EA | https://www.sigmaaldrich.com/LT/en
Z548774-1EA | ALDRICH(R) ADDITION FUNNEL WITH PRESSUR& | 1X1EA | 1 | 227 | Sigma-Aldrich | Z548774-1EA | https://www.sigmaaldrich.com/LT/en
Z548782-1EA | ALDRICH(R) ADDITION FUNNEL WITH PRESSUR& | 1X1EA | 1 | 214 | Sigma-Aldrich | Z548782-1EA | https://www.sigmaaldrich.com/LT/en
Z548790-1EA | ALDRICH(R) SOLVENT-POURING FUNNEL STEM & | 1X1EA | 1 | 98 | Sigma-Aldrich | Z548790-1EA | https://www.sigmaaldrich.com/LT/en
Z548804-1EA | ALDRICH(R) SOLVENT-POURING FUNNEL STEM & | 1X1EA | 1 | 108 | Sigma-Aldrich | Z548804-1EA | https://www.sigmaaldrich.com/LT/en
Z548812-1EA | ALDRICH(R) SOLVENT-POURING FUNNEL STEM & | 1X1EA | 1 | 95 | Sigma-Aldrich | Z548812-1EA | https://www.sigmaaldrich.com/LT/en
Z548820-1EA | ALDRICH(R) SOLVENT-POURING FUNNEL STEM & | 1X1EA | 1 | 85 | Sigma-Aldrich | Z548820-1EA | https://www.sigmaaldrich.com/LT/en
Z548839-1EA | ALDRICH(R) SOLVENT-POURING FUNNEL STEM & | 1X1EA | 1 | 83 | Sigma-Aldrich | Z548839-1EA | https://www.sigmaaldrich.com/LT/en
Z548863-1EA | ALDRICH(R) SINGLE-NECK ROUND-BOTTOM FLA& | 1X1EA | 1 | 27 | Sigma-Aldrich | Z548863-1EA | https://www.sigmaaldrich.com/LT/en
Z548871-1EA | ALDRICH(R) SINGLE-NECK ROUND-BOTTOM FLA& | 1X1EA | 1 | 30 | Sigma-Aldrich | Z548871-1EA | https://www.sigmaaldrich.com/LT/en
Z548898-1EA | ALDRICH(R) SINGLE-NECK ROUND-BOTTOM FLA& | 1X1EA | 1 | 39 | Sigma-Aldrich | Z548898-1EA | https://www.sigmaaldrich.com/LT/en
Z548901-1EA | ALDRICH(R) SINGLE-NECK ROUND-BOTTOM FLA& | 1X1EA | 1 | 47 | Sigma-Aldrich | Z548901-1EA | https://www.sigmaaldrich.com/LT/en
Z548928-1EA | ALDRICH(R) SINGLE-NECK ROUND-BOTTOM FLA& | 1X1EA | 1 | 60 | Sigma-Aldrich | Z548928-1EA | https://www.sigmaaldrich.com/LT/en
Z548936-1EA | ALDRICH(R) SINGLE-NECK ROUND-BOTTOM FLA& | 1X1EA | 1 | 88 | Sigma-Aldrich | Z548936-1EA | https://www.sigmaaldrich.com/LT/en
Z548944-1EA | ALDRICH(R) SINGLE-NECK ROUND-BOTTOM FLA& | 1X1EA | 1 | 136 | Sigma-Aldrich | Z548944-1EA | https://www.sigmaaldrich.com/LT/en
Z548952-1EA | ALDRICH(R) SINGLE-NECK ROUND-BOTTOM FLA& | 1X1EA | 1 | 143 | Sigma-Aldrich | Z548952-1EA | https://www.sigmaaldrich.com/LT/en
Z548960-1EA | ALDRICH(R) SPLASH PROTECTOR FEMALE JOIN& | 1X1EA | 1 | 83 | Sigma-Aldrich | Z548960-1EA | https://www.sigmaaldrich.com/LT/en
Z548979-1EA | ALDRICH(R) SPLASH PROTECTOR FEMALE JOIN& | 1X1EA | 1 | 137 | Sigma-Aldrich | Z548979-1EA | https://www.sigmaaldrich.com/LT/en
Z548987-1EA | ALDRICH(R) SPLASH PROTECTOR FEMALE JOIN& | 1X1EA | 1 | 137 | Sigma-Aldrich | Z548987-1EA | https://www.sigmaaldrich.com/LT/en
Z548995-1EA | ALDRICH(R) ANTICLIMB SPLASH-GUARD ADAPT& | 1X1EA | 1 | 110 | Sigma-Aldrich | Z548995-1EA | https://www.sigmaaldrich.com/LT/en
Z549010-1EA | ALDRICH(R) ANTICLIMB SPLASH-GUARD ADAPT& | 1X1EA | 1 | 114 | Sigma-Aldrich | Z549010-1EA | https://www.sigmaaldrich.com/LT/en
Z549029-1EA | ALDRICH(R) ANTICLIMB SPLASH-GUARD ADAPT& | 1X1EA | 1 | 99 | Sigma-Aldrich | Z549029-1EA | https://www.sigmaaldrich.com/LT/en
Z549037-1EA | ALDRICH(R) ANTICLIMB SPLASH-GUARD ADAPT& | 1X1EA | 1 | 101 | Sigma-Aldrich | Z549037-1EA | https://www.sigmaaldrich.com/LT/en
Z549045-1EA | ALDRICH(R) ANTICLIMB SPLASH-GUARD ADAPT& | 1X1EA | 1 | 125 | Sigma-Aldrich | Z549045-1EA | https://www.sigmaaldrich.com/LT/en
Z549053-1EA | ALDRICH(R) ANTICLIMB SPLASH-GUARD ADAPT& | 1X1EA | 1 | 100 | Sigma-Aldrich | Z549053-1EA | https://www.sigmaaldrich.com/LT/en
Z549061-1EA | ALDRICH(R) ANTICLIMB SPLASH-GUARD ADAPT& | 1X1EA | 1 | 103 | Sigma-Aldrich | Z549061-1EA | https://www.sigmaaldrich.com/LT/en
Z549096-1EA | ALDRICH(R) ANTICLIMB SPLASH-GUARD ADAPT& | 1X1EA | 1 | 107 | Sigma-Aldrich | Z549096-1EA | https://www.sigmaaldrich.com/LT/en
Z549118-1EA | ALDRICH(R) ANTISPLASH SPLASH-GUARD ADAP& | 1X1EA | 1 | 110 | Sigma-Aldrich | Z549118-1EA | https://www.sigmaaldrich.com/LT/en
Z549134-1EA | ALDRICH(R) ANTISPLASH SPLASH-GUARD ADAP& | 1X1EA | 1 | 100 | Sigma-Aldrich | Z549134-1EA | https://www.sigmaaldrich.com/LT/en
Z549142-1EA | ALDRICH(R) ANTISPLASH SPLASH-GUARD ADAP& | 1X1EA | 1 | 111 | Sigma-Aldrich | Z549142-1EA | https://www.sigmaaldrich.com/LT/en
Z549169-1EA | ALDRICH(R) ANTISPLASH SPLASH-GUARD ADAP& | 1X1EA | 1 | 101 | Sigma-Aldrich | Z549169-1EA | https://www.sigmaaldrich.com/LT/en
Z549177-1EA | ALDRICH(R) ANTISPLASH SPLASH-GUARD ADAP& | 1X1EA | 1 | 104 | Sigma-Aldrich | Z549177-1EA | https://www.sigmaaldrich.com/LT/en
Z549185-1EA | ALDRICH(R) ANTISPLASH SPLASH-GUARD ADAP& | 1X1EA | 1 | 110 | Sigma-Aldrich | Z549185-1EA | https://www.sigmaaldrich.com/LT/en
Z549193-1EA | ALDRICH(R) ANTISPLASH SPLASH-GUARD ADAP& | 1X1EA | 1 | 109 | Sigma-Aldrich | Z549193-1EA | https://www.sigmaaldrich.com/LT/en
Z549215-1EA | ALDRICH(R) ANTISPLASH SPLASH-GUARD ADAP& | 1X1EA | 1 | 110 | Sigma-Aldrich | Z549215-1EA | https://www.sigmaaldrich.com/LT/en
Z549223-1EA | ALDRICH(R) ANTISPLASH SPLASH-GUARD ADAP& | 1X1EA | 1 | 104 | Sigma-Aldrich | Z549223-1EA | https://www.sigmaaldrich.com/LT/en
Z549231-1EA | ALDRICH(R) ANTISPLASH SPLASH-GUARD ADAP& | 1X1EA | 1 | 105 | Sigma-Aldrich | Z549231-1EA | https://www.sigmaaldrich.com/LT/en
Z549266-1EA | ALDRICH(R) ANTISPLASH SPLASH-GUARD ADAP& | 1X1EA | 1 | 104 | Sigma-Aldrich | Z549266-1EA | https://www.sigmaaldrich.com/LT/en
Z400114-1EA | FINE TEST SIEVES SS FRAME, PORE SIZE 15& | 1X1EA | 1 | 104 | Sigma-Aldrich | Z400114-1EA | https://www.sigmaaldrich.com/LT/en
Z400149-1EA | FINE TEST SIEVES SS FRAME, PORE SIZE 90& | 1X1EA | 1 | 127 | Sigma-Aldrich | Z400149-1EA | https://www.sigmaaldrich.com/LT/en
Z400157-1EA | FINE TEST SIEVES SS FRAME, PORE SIZE 75& | 1X1EA | 1 | 137 | Sigma-Aldrich | Z400157-1EA | https://www.sigmaaldrich.com/LT/en
Z400165-1EA | FINE TEST SIEVES SS FRAME, PORE SIZE 63& | 1X1EA | 1 | 149 | Sigma-Aldrich | Z400165-1EA | https://www.sigmaaldrich.com/LT/en
Z400173-1EA | FINE TEST SIEVES SS FRAME, PORE SIZE 53& | 1X1EA | 1 | 172 | Sigma-Aldrich | Z400173-1EA | https://www.sigmaaldrich.com/LT/en
Z400238-1EA | PAN FOR FINE TEST SIEVE STAINLESS STEEL | 1X1EA | 1 | 71 | Sigma-Aldrich | Z400238-1EA | https://www.sigmaaldrich.com/LT/en
Z400246-1EA | COVER FOR FINE TEST SIEVE STAINLESS STE& | 1X1EA | 1 | 41 | Sigma-Aldrich | Z400246-1EA | https://www.sigmaaldrich.com/LT/en
Z400254-1EA | COVER FOR FINE TEST SIEVE | 1X1EA | 1 | 22 | Sigma-Aldrich | Z400254-1EA | https://www.sigmaaldrich.com/LT/en
Z400335-1EA | WASTE SOLVENT FUNNELS FOR CONTAINER CAP& | 1X1EA | 1 | 199 | Sigma-Aldrich | Z400335-1EA | https://www.sigmaaldrich.com/LT/en
Z400343-1EA | WASTE SOLVENT FUNNELS FOR CONTAINER CAP& | 1X1EA | 1 | 199 | Sigma-Aldrich | Z400343-1EA | https://www.sigmaaldrich.com/LT/en
Z400408-1EA | ACE PRESSURE TUBES WITH PLUNGER VALVES & | 1X1EA | 1 | 113 | Sigma-Aldrich | Z400408-1EA | https://www.sigmaaldrich.com/LT/en
Z400416-1EA | ACE PRESSURE TUBES WITH PLUNGER VALVES & | 1X1EA | 1 | 135 | Sigma-Aldrich | Z400416-1EA | https://www.sigmaaldrich.com/LT/en
Z400424-1EA | ACE PRESSURE TUBES WITH PLUNGER VALVES & | 1X1EA | 1 | 113 | Sigma-Aldrich | Z400424-1EA | https://www.sigmaaldrich.com/LT/en
Z400432-1EA | ACE PRESSURE TUBES WITH PLUNGER VALVES & | 1X1EA | 1 | 136 | Sigma-Aldrich | Z400432-1EA | https://www.sigmaaldrich.com/LT/en
Z400440-1EA | ACE PRESSURE TUBES WITH PLUNGER VALVES & | 1X1EA | 1 | 115 | Sigma-Aldrich | Z400440-1EA | https://www.sigmaaldrich.com/LT/en
Z400459-1EA | ACE PRESSURE TUBES WITH PLUNGER VALVES & | 1X1EA | 1 | 142 | Sigma-Aldrich | Z400459-1EA | https://www.sigmaaldrich.com/LT/en
Z400467-1EA | ACE PRESSURE TUBES WITH PLUNGER VALVES & | 1X1EA | 1 | 115 | Sigma-Aldrich | Z400467-1EA | https://www.sigmaaldrich.com/LT/en
Z400475-1EA | ACE PRESSURE TUBES WITH PLUNGER VALVES & | 1X1EA | 1 | 145 | Sigma-Aldrich | Z400475-1EA | https://www.sigmaaldrich.com/LT/en
Z400483-1EA | ACE TRUBORE(R) GLASS STIRRER ASSEMBLY F& | 1X1EA | 1 | 186 | Sigma-Aldrich | Z400483-1EA | https://www.sigmaaldrich.com/LT/en
Z400491-1EA | ACE TRUBORE(R) GLASS STIRRER ASSEMBLY F& | 1X1EA | 1 | 191 | Sigma-Aldrich | Z400491-1EA | https://www.sigmaaldrich.com/LT/en
Z400505-1EA | ACE TRUBORE(R) GLASS STIRRER ASSEMBLY F& | 1X1EA | 1 | 196 | Sigma-Aldrich | Z400505-1EA | https://www.sigmaaldrich.com/LT/en
Z400513-1EA | ACE TRUBORE(R) GLASS STIRRER ASSEMBLY F& | 1X1EA | 1 | 230 | Sigma-Aldrich | Z400513-1EA | https://www.sigmaaldrich.com/LT/en
Z400521-1EA | ACE TRUBORE(R) PTFE STIRRER ASSEMBLY FO& | 1X1EA | 1 | 243 | Sigma-Aldrich | Z400521-1EA | https://www.sigmaaldrich.com/LT/en
Z400548-1EA | ACE TRUBORE(R) PTFE STIRRER ASSEMBLY FO& | 1X1EA | 1 | 249 | Sigma-Aldrich | Z400548-1EA | https://www.sigmaaldrich.com/LT/en
Z400556-1EA | ACE TRUBORE(R) PTFE STIRRER ASSEMBLY FO& | 1X1EA | 1 | 254 | Sigma-Aldrich | Z400556-1EA | https://www.sigmaaldrich.com/LT/en
Z400564-1EA | ACE TRUBORE(R) PTFE STIRRER ASSEMBLY FO& | 1X1EA | 1 | 290 | Sigma-Aldrich | Z400564-1EA | https://www.sigmaaldrich.com/LT/en
Z549274-1EA | ALDRICH(R) ANTISPLASH SPLASH-GUARD ADAP& | 1X1EA | 1 | 106 | Sigma-Aldrich | Z549274-1EA | https://www.sigmaaldrich.com/LT/en
Z549282-1EA | ALDRICH(R) ANTISPLASH SPLASH-GUARD ADAP& | 1X1EA | 1 | 119 | Sigma-Aldrich | Z549282-1EA | https://www.sigmaaldrich.com/LT/en
Z549290-1EA | ALDRICH(R) ANTISPLASH SPLASH-GUARD ADAP& | 1X1EA | 1 | 119 | Sigma-Aldrich | Z549290-1EA | https://www.sigmaaldrich.com/LT/en
Z549304-1EA | ALDRICH(R) ANTICLIMB SPLASH-GUARD ADAPT& | 1X1EA | 1 | 127 | Sigma-Aldrich | Z549304-1EA | https://www.sigmaaldrich.com/LT/en
Z549339-1EA | ALDRICH(R) ANTICLIMB SPLASH-GUARD ADAPT& | 1X1EA | 1 | 133 | Sigma-Aldrich | Z549339-1EA | https://www.sigmaaldrich.com/LT/en
Z549347-1EA | ALDRICH(R) ANTICLIMB SPLASH-GUARD ADAPT& | 1X1EA | 1 | 217 | Sigma-Aldrich | Z549347-1EA | https://www.sigmaaldrich.com/LT/en
Z549363-1EA | ALDRICH(R) VACUUM TRAP INLET, 90 BEND, | 1X1EA | 1 | 54 | Sigma-Aldrich | Z549363-1EA | https://www.sigmaaldrich.com/LT/en
Z549398-1EA | ALDRICH(R) VACUUM TRAP INLET, STRAIGHT,& | 1X1EA | 1 | 57 | Sigma-Aldrich | Z549398-1EA | https://www.sigmaaldrich.com/LT/en
Z549401-1EA | ALDRICH(R) VACUUM TRAP INLET, STRAIGHT,& | 1X1EA | 1 | 85 | Sigma-Aldrich | Z549401-1EA | https://www.sigmaaldrich.com/LT/en
Z549428-1EA | ALDRICH(R) VACUUM TRAP INLET, STRAIGHT,& | 1X1EA | 1 | 83 | Sigma-Aldrich | Z549428-1EA | https://www.sigmaaldrich.com/LT/en
Z549436-1EA | ALDRICH(R) VACUUM TRAP INLET, 90 BEND, | 1X1EA | 1 | 57 | Sigma-Aldrich | Z549436-1EA | https://www.sigmaaldrich.com/LT/en
Z549444-1EA | ALDRICH(R) VACUUM TRAP INLET, 90 BEND, | 1X1EA | 1 | 60 | Sigma-Aldrich | Z549444-1EA | https://www.sigmaaldrich.com/LT/en
Z549452-1EA | ALDRICH(R) VACUUM TRAP INLET, 90 BEND, | 1X1EA | 1 | 65 | Sigma-Aldrich | Z549452-1EA | https://www.sigmaaldrich.com/LT/en
Z549460-1EA | ALDRICH(R) VACUUM TRAP INLET, 90 BEND, | 1X1EA | 1 | 88 | Sigma-Aldrich | Z549460-1EA | https://www.sigmaaldrich.com/LT/en
Z549479-1EA | STOPCOCK ADAPTER GLASS STOPCOCK STRAIGH& | 1X1EA | 1 | 61 | Sigma-Aldrich | Z549479-1EA | https://www.sigmaaldrich.com/LT/en
Z549487-1EA | STOPCOCK ADAPTER GLASS STOPCOCK STRAIGH& | 1X1EA | 1 | 90 | Sigma-Aldrich | Z549487-1EA | https://www.sigmaaldrich.com/LT/en
Z549495-1EA | STOPCOCK ADAPTER GLASS STOPCOCK STRAIGH& | 1X1EA | 1 | 62 | Sigma-Aldrich | Z549495-1EA | https://www.sigmaaldrich.com/LT/en
Z549509-1EA | STOPCOCK ADAPTER GLASS STOPCOCK STRAIGH& | 1X1EA | 1 | 65 | Sigma-Aldrich | Z549509-1EA | https://www.sigmaaldrich.com/LT/en
Z549517-1EA | STOPCOCK ADAPTER PTFE STOPCOCK STRAIGHT& | 1X1EA | 1 | 67 | Sigma-Aldrich | Z549517-1EA | https://www.sigmaaldrich.com/LT/en
Z549525-1EA | STOPCOCK ADAPTER PTFE STOPCOCK STRAIGHT& | 1X1EA | 1 | 70 | Sigma-Aldrich | Z549525-1EA | https://www.sigmaaldrich.com/LT/en
Z549533-1EA | STOPCOCK ADAPTER PTFE STOPCOCK STRAIGHT& | 1X1EA | 1 | 71 | Sigma-Aldrich | Z549533-1EA | https://www.sigmaaldrich.com/LT/en
Z549541-1EA | STOPCOCK ADAPTER PTFE STOPCOCK STRAIGHT& | 1X1EA | 1 | 77 | Sigma-Aldrich | Z549541-1EA | https://www.sigmaaldrich.com/LT/en
Z549568-1EA | STOPCOCK ADAPTER GLASS SIDE-PORT STOPCO& | 1X1EA | 1 | 63 | Sigma-Aldrich | Z549568-1EA | https://www.sigmaaldrich.com/LT/en
Z549576-1EA | STOPCOCK ADAPTER GLASS SIDE-PORT STOPCO& | 1X1EA | 1 | 67 | Sigma-Aldrich | Z549576-1EA | https://www.sigmaaldrich.com/LT/en
Z549584-1EA | STOPCOCK ADAPTER GLASS SIDE-PORT STOPCO& | 1X1EA | 1 | 67 | Sigma-Aldrich | Z549584-1EA | https://www.sigmaaldrich.com/LT/en
Z549592-1EA | STOPCOCK ADAPTER GLASS SIDE-PORT STOPCO& | 1X1EA | 1 | 98 | Sigma-Aldrich | Z549592-1EA | https://www.sigmaaldrich.com/LT/en
Z549606-1EA | STOPCOCK ADAPTER PTFE SIDE-PORT STOPCOC& | 1X1EA | 1 | 69 | Sigma-Aldrich | Z549606-1EA | https://www.sigmaaldrich.com/LT/en
Z549614-1EA | STOPCOCK ADAPTER PTFE SIDE-PORT STOPCOC& | 1X1EA | 1 | 75 | Sigma-Aldrich | Z549614-1EA | https://www.sigmaaldrich.com/LT/en
Z549622-1EA | STOPCOCK ADAPTER PTFE SIDE-PORT STOPCOC& | 1X1EA | 1 | 77 | Sigma-Aldrich | Z549622-1EA | https://www.sigmaaldrich.com/LT/en
Z549630-1EA | STOPCOCK ADAPTER PTFE SIDE-PORT STOPCOC& | 1X1EA | 1 | 82 | Sigma-Aldrich | Z549630-1EA | https://www.sigmaaldrich.com/LT/en
Z549649-12EA | ALDRICH(R) STIRRING RODS DIAM. X H 8 MM& | 1X12EA | 1 | 84 | Sigma-Aldrich | Z549649-12EA | https://www.sigmaaldrich.com/LT/en
Z549657-12EA | ALDRICH(R) STIRRING RODS DIAM. X H 10 M& | 1X12EA | 1 | 110 | Sigma-Aldrich | Z549657-12EA | https://www.sigmaaldrich.com/LT/en
Z549665-12EA | ALDRICH(R) STIRRING RODS DIAM. X H 10 M& | 1X12EA | 1 | 103 | Sigma-Aldrich | Z549665-12EA | https://www.sigmaaldrich.com/LT/en
Z549673-1EA | HIGH-VACUUM VALVE ADAPTER MALE JOINT: S& | 1X1EA | 1 | 125 | Sigma-Aldrich | Z549673-1EA | https://www.sigmaaldrich.com/LT/en
Z549681-1EA | HIGH-VACUUM VALVE ADAPTER MALE JOINT: S& | 1X1EA | 1 | 127 | Sigma-Aldrich | Z549681-1EA | https://www.sigmaaldrich.com/LT/en
Z549703-1EA | HIGH-VACUUM VALVE ADAPTER MALE JOINT: S& | 1X1EA | 1 | 125 | Sigma-Aldrich | Z549703-1EA | https://www.sigmaaldrich.com/LT/en
Z549711-1EA | HIGH-VACUUM VALVE ADAPTER MALE JOINT: S& | 1X1EA | 1 | 164 | Sigma-Aldrich | Z549711-1EA | https://www.sigmaaldrich.com/LT/en
Z549746-1EA | STOPCOCK ADAPTER GLASS STOPCOCK STRAIGH& | 1X1EA | 1 | 85 | Sigma-Aldrich | Z549746-1EA | https://www.sigmaaldrich.com/LT/en
Z549768-12EA | ALDRICH(R) STIRRING RODS DIAM. X H 4 MM& | 1X12EA | 1 | 44 | Sigma-Aldrich | Z549768-12EA | https://www.sigmaaldrich.com/LT/en
Z549789-1EA | ALDRICH(R) JACKETED THREE-NECK FLASK HA& | 1X1EA | 1 | 1010 | Sigma-Aldrich | Z549789-1EA | https://www.sigmaaldrich.com/LT/en
Z549797-1EA | ALDRICH(R) JACKETED THREE-NECK FLASK HA& | 1X1EA | 1 | 639 | Sigma-Aldrich | Z549797-1EA | https://www.sigmaaldrich.com/LT/en
Z549800-1EA | ALDRICH(R) JACKETED THREE-NECK FLASK HA& | 1X1EA | 1 | 760 | Sigma-Aldrich | Z549800-1EA | https://www.sigmaaldrich.com/LT/en
Z401099-1EA | BIOHAZARD SPILL KIT DISPOSABLE, L X W X& | 1X1EA | 1 | 69 | Sigma-Aldrich | Z401099-1EA | https://www.sigmaaldrich.com/LT/en
Z549819-1EA | ALDRICH(R) JACKETED THREE-NECK FLASK HA& | 1X1EA | 1 | 734 | Sigma-Aldrich | Z549819-1EA | https://www.sigmaaldrich.com/LT/en
Z549827-1EA | ALDRICH(R) JACKETED THREE-NECK FLASK HA& | 1X1EA | 1 | 1431 | Sigma-Aldrich | Z549827-1EA | https://www.sigmaaldrich.com/LT/en
Z549843-1EA | ALDRICH(R) JACKETED THREE-NECK FLASK HA& | 1X1EA | 1 | 2186 | Sigma-Aldrich | Z549843-1EA | https://www.sigmaaldrich.com/LT/en
Z549878-1EA | ALDRICH(R) JACKETED THREE-NECK FLASK FU& | 1X1EA | 1 | 3107 | Sigma-Aldrich | Z549878-1EA | https://www.sigmaaldrich.com/LT/en
Z549886-1EA | ALDRICH(R) JACKETED THREE-NECK FLASK FU& | 1X1EA | 1 | 828 | Sigma-Aldrich | Z549886-1EA | https://www.sigmaaldrich.com/LT/en
Z549894-1EA | ALDRICH(R) JACKETED THREE-NECK FLASK FU& | 1X1EA | 1 | 1500 | Sigma-Aldrich | Z549894-1EA | https://www.sigmaaldrich.com/LT/en
Z549908-1EA | ALDRICH(R) JACKETED THREE-NECK FLASK FU& | 1X1EA | 1 | 964 | Sigma-Aldrich | Z549908-1EA | https://www.sigmaaldrich.com/LT/en
Z549916-1EA | ALDRICH(R) JACKETED THREE-NECK FLASK FU& | 1X1EA | 1 | 1480 | Sigma-Aldrich | Z549916-1EA | https://www.sigmaaldrich.com/LT/en
Z549932-1EA | ALDRICH(R) JACKETED THREE-NECK FLASK FU& | 1X1EA | 1 | 1764 | Sigma-Aldrich | Z549932-1EA | https://www.sigmaaldrich.com/LT/en
Z549940-1EA | ALDRICH(R) JACKETED THREE-NECK FLASK FU& | 1X1EA | 1 | 3195 | Sigma-Aldrich | Z549940-1EA | https://www.sigmaaldrich.com/LT/en
Z401358-1EA | KDS SINGLE-SYRINGE PUMP, SERIES 100 AC & | 1X1EA | 1 | 1493 | Sigma-Aldrich | Z401358-1EA | https://www.sigmaaldrich.com/LT/en
Z401366-1EA | KDS SINGLE-SYRINGE PUMP, SERIES 100 AC & | 1X1EA | 1 | 1711 | Sigma-Aldrich | Z401366-1EA | https://www.sigmaaldrich.com/LT/en
Z401374-1EA | KDS DUAL-SYRINGE PUMP SERIES 200 AC INP& | 1X1EA | 1 | 2976 | Sigma-Aldrich | Z401374-1EA | https://www.sigmaaldrich.com/LT/en
Z401382-1EA | KDS DUAL-SYRINGE PUMP SERIES 200 AC INP& | 1X1EA | 1 | 3149 | Sigma-Aldrich | Z401382-1EA | https://www.sigmaaldrich.com/LT/en
Z401536-1EA | ADVANTAGE(R) SERIES 200 HALF-MASK RESPIR | 1X1EA | 1 | 22 | Sigma-Aldrich | Z401536-1EA | https://www.sigmaaldrich.com/LT/en
Z401560-1EA | ADVANTAGE(R) SERIES 1000 FULL-FACE RESPI | 1X1EA | 1 | 500 | Sigma-Aldrich | Z401560-1EA | https://www.sigmaaldrich.com/LT/en
Z401579-1EA | ADVANTAGE(R) SERIES 1000 FULL-FACE RESPI | 1X1EA | 1 | 500 | Sigma-Aldrich | Z401579-1EA | https://www.sigmaaldrich.com/LT/en
Z401609-1PAK | MSA AIR-PURIFYING SUPER CARTRIDGES GME/& | 1X1PAK | 1 | 40 | Sigma-Aldrich | Z401609-1PAK | https://www.sigmaaldrich.com/LT/en
Z401692-1EA | ULTRA-TWIN(R) FULL-FACE RESPIRATOR SIZE | 1X1EA | 1 | 537 | Sigma-Aldrich | Z401692-1EA | https://www.sigmaaldrich.com/LT/en
Z402036-1PAK | BEST(R) N-DEX(R) POWDER-FREE MEDICAL EX& | 1X1PAK | 1 | 57 | Sigma-Aldrich | Z402036-1PAK | https://www.sigmaaldrich.com/LT/en
Z402036-20PAK | BEST(R) N-DEX(R) POWDER-FREE MEDICAL EX& | 1X20PAK | 1 | 915 | Sigma-Aldrich | Z402036-20PAK | https://www.sigmaaldrich.com/LT/en
Z402044-1PAK | BEST(R) N-DEX(R) POWDER-FREE MEDICAL EX& | 1X1PAK | 1 | 44 | Sigma-Aldrich | Z402044-1PAK | https://www.sigmaaldrich.com/LT/en
Z402044-20PAK | BEST(R) N-DEX(R) POWDER-FREE MEDICAL EX& | 1X20PAK | 1 | 669 | Sigma-Aldrich | Z402044-20PAK | https://www.sigmaaldrich.com/LT/en
Z402052-1PAK | BEST(R) N-DEX(R) POWDER-FREE MEDICAL EX& | 1X1PAK | 1 | 64 | Sigma-Aldrich | Z402052-1PAK | https://www.sigmaaldrich.com/LT/en
Z402060-1PAK | BEST(R) N-DEX(R) POWDER-FREE MEDICAL EX& | 1X1PAK | 1 | 63 | Sigma-Aldrich | Z402060-1PAK | https://www.sigmaaldrich.com/LT/en
Z402362-1PAK | BEST(R) BUTYL GLOVES SIZE XL | 1X1PAK | 1 | 74 | Sigma-Aldrich | Z402362-1PAK | https://www.sigmaaldrich.com/LT/en
Z402370-1PAK | BEST(R) BUTYL GLOVES SIZE XXL | 1X1PAK | 1 | 74 | Sigma-Aldrich | Z402370-1PAK | https://www.sigmaaldrich.com/LT/en
Z402923-1EA | VACUUM SEALS FOR BUCHI(R) EVAPORATORS K& | 1X1EA | 1 | 49 | Sigma-Aldrich | Z402923-1EA | https://www.sigmaaldrich.com/LT/en
Z402931-1EA | VACUUM SEALS FOR BUCHI(R) EVAPORATORS K& | 1X1EA | 1 | 53 | Sigma-Aldrich | Z402931-1EA | https://www.sigmaaldrich.com/LT/en
Z402958-1EA | BUCHI(R) EVAPORATING FLASK, PEAR-SHAPED& | 1X1EA | 1 | 99 | Sigma-Aldrich | Z402958-1EA | https://www.sigmaaldrich.com/LT/en
Z402966-1EA | BUCHI(R) EVAPORATING FLASK, PEAR-SHAPED& | 1X1EA | 1 | 118 | Sigma-Aldrich | Z402966-1EA | https://www.sigmaaldrich.com/LT/en
Z402974-1EA | BUCHI(R) EVAPORATING FLASK, PEAR-SHAPED& | 1X1EA | 1 | 104 | Sigma-Aldrich | Z402974-1EA | https://www.sigmaaldrich.com/LT/en
Z402982-1EA | BUCHI(R) EVAPORATING FLASK, PEAR-SHAPED& | 1X1EA | 1 | 96 | Sigma-Aldrich | Z402982-1EA | https://www.sigmaaldrich.com/LT/en
Z402990-1EA | BUCHI(R) EVAPORATING FLASK, PEAR-SHAPED& | 1X1EA | 1 | 77 | Sigma-Aldrich | Z402990-1EA | https://www.sigmaaldrich.com/LT/en
Z403008-1EA | BUCHI(R) EVAPORATING FLASK, PEAR-SHAPED& | 1X1EA | 1 | 122 | Sigma-Aldrich | Z403008-1EA | https://www.sigmaaldrich.com/LT/en
Z403016-1EA | BUCHI(R) EVAPORATING FLASK, PEAR-SHAPED& | 1X1EA | 1 | 128 | Sigma-Aldrich | Z403016-1EA | https://www.sigmaaldrich.com/LT/en
Z403024-1EA | BUCHI(R) EVAPORATING FLASK, PEAR-SHAPED& | 1X1EA | 1 | 179 | Sigma-Aldrich | Z403024-1EA | https://www.sigmaaldrich.com/LT/en
Z403032-1EA | BUCHI(R) EVAPORATING FLASK, PEAR-SHAPED& | 1X1EA | 1 | 212 | Sigma-Aldrich | Z403032-1EA | https://www.sigmaaldrich.com/LT/en
Z403040-1EA | BUCHI(R) EVAPORATING FLASK, PEAR-SHAPED& | 1X1EA | 1 | 273 | Sigma-Aldrich | Z403040-1EA | https://www.sigmaaldrich.com/LT/en
Z403059-1EA | BUCHI(R) RECEIVING FLASK CAPACITY 1,000& | 1X1EA | 1 | 88 | Sigma-Aldrich | Z403059-1EA | https://www.sigmaaldrich.com/LT/en
Z403067-1EA | BUCHI(R) RECEIVING FLASK CAPACITY 1,000& | 1X1EA | 1 | 129 | Sigma-Aldrich | Z403067-1EA | https://www.sigmaaldrich.com/LT/en
Z403075-1EA | BUCHI(R) RECEIVING FLASK CAPACITY 2,000& | 1X1EA | 1 | 205 | Sigma-Aldrich | Z403075-1EA | https://www.sigmaaldrich.com/LT/en
Z403083-1EA | BUCHI(R) RECEIVING FLASK CAPACITY 2,000& | 1X1EA | 1 | 240 | Sigma-Aldrich | Z403083-1EA | https://www.sigmaaldrich.com/LT/en
Z403091-1EA | BUCHI(R) RECEIVING FLASK CAPACITY 3,000& | 1X1EA | 1 | 244 | Sigma-Aldrich | Z403091-1EA | https://www.sigmaaldrich.com/LT/en
Z403113-1EA | BUCHI(R) RECEIVING FLASK CAPACITY 500 M& | 1X1EA | 1 | 90 | Sigma-Aldrich | Z403113-1EA | https://www.sigmaaldrich.com/LT/en
Z403121-1EA | BUCHI(R) RECEIVING FLASK CAPACITY 500 M& | 1X1EA | 1 | 131 | Sigma-Aldrich | Z403121-1EA | https://www.sigmaaldrich.com/LT/en
Z403245-1EA | STEAM DUCT FOR BUCHI(R) R-114 AND R-124& | 1X1EA | 1 | 152 | Sigma-Aldrich | Z403245-1EA | https://www.sigmaaldrich.com/LT/en
Z403288-1EA | BALL JOINT CLAMP FOR BUCHI(R) EVAPORATO& | 1X1EA | 1 | 34 | Sigma-Aldrich | Z403288-1EA | https://www.sigmaaldrich.com/LT/en
Z403296-1EA | VACUUM CONNECTION FOR BUCHI(R) EVAPORAT& | 1X1EA | 1 | 36 | Sigma-Aldrich | Z403296-1EA | https://www.sigmaaldrich.com/LT/en
Z404624-1EA | ALDRICH(R) SPLASH PROTECTOR FEMALE JOIN& | 1X1EA | 1 | 100 | Sigma-Aldrich | Z404624-1EA | https://www.sigmaaldrich.com/LT/en
Z404977-1EA | ALDRICH(R) SURE/STOR(TM) FLASK CAPACITY& | 1X1EA | 1 | 222 | Sigma-Aldrich | Z404977-1EA | https://www.sigmaaldrich.com/LT/en
Z404985-1EA | ALDRICH(R) SURE/STOR(TM) FLASK CAPACITY& | 1X1EA | 1 | 222 | Sigma-Aldrich | Z404985-1EA | https://www.sigmaaldrich.com/LT/en
Z404993-1EA | ALDRICH(R) SURE/STOR(TM) FLASK CAPACITY& | 1X1EA | 1 | 227 | Sigma-Aldrich | Z404993-1EA | https://www.sigmaaldrich.com/LT/en
Z405000-1EA | ALDRICH(R) SURE/STOR(TM) FLASK CAPACITY& | 1X1EA | 1 | 227 | Sigma-Aldrich | Z405000-1EA | https://www.sigmaaldrich.com/LT/en
Z405019-1EA | ALDRICH(R) SURE/STOR(TM) FLASK CAPACITY& | 1X1EA | 1 | 227 | Sigma-Aldrich | Z405019-1EA | https://www.sigmaaldrich.com/LT/en
Z405027-1EA | ALDRICH(R) SURE/STOR(TM) FLASK CAPACITY& | 1X1EA | 1 | 282 | Sigma-Aldrich | Z405027-1EA | https://www.sigmaaldrich.com/LT/en
Z405043-1EA | ALDRICH(R) SURE/STOR(TM) FLASK CAPACITY& | 1X1EA | 1 | 306 | Sigma-Aldrich | Z405043-1EA | https://www.sigmaaldrich.com/LT/en
Z405051-1EA | ALDRICH(R) SURE/STOR(TM) FLASK CAPACITY& | 1X1EA | 1 | 306 | Sigma-Aldrich | Z405051-1EA | https://www.sigmaaldrich.com/LT/en
Z405078-1EA | ALDRICH(R) SURE/STOR(TM) FLASK CAPACITY& | 1X1EA | 1 | 271 | Sigma-Aldrich | Z405078-1EA | https://www.sigmaaldrich.com/LT/en
Z405094-1EA | ALDRICH(R) SURE/STOR(TM) FLASK CAPACITY& | 1X1EA | 1 | 280 | Sigma-Aldrich | Z405094-1EA | https://www.sigmaaldrich.com/LT/en
Z405108-1EA | ALDRICH(R) SURE/STOR(TM) FLASK CAPACITY& | 1X1EA | 1 | 327 | Sigma-Aldrich | Z405108-1EA | https://www.sigmaaldrich.com/LT/en
Z405116-1EA | ALDRICH(R) SURE/STOR(TM) FLASK CAPACITY& | 1X1EA | 1 | 766 | Sigma-Aldrich | Z405116-1EA | https://www.sigmaaldrich.com/LT/en
Z405299-1PAK | BEST(R) BUTYL GLOVES SIZE M | 1X1PAK | 1 | 74 | Sigma-Aldrich | Z405299-1PAK | https://www.sigmaaldrich.com/LT/en
Z405302-1PAK | BEST(R) BUTYL GLOVES SIZE L | 1X1PAK | 1 | 74 | Sigma-Aldrich | Z405302-1PAK | https://www.sigmaaldrich.com/LT/en
Z405558-1EA | J. YOUNG HIGH-VACUUM PTFE VALVE, STRAIG& | 1X1EA | 1 | 64 | Sigma-Aldrich | Z405558-1EA | https://www.sigmaaldrich.com/LT/en
Z405566-1EA | J. YOUNG HIGH-VACUUM PTFE VALVE, STRAIG& | 1X1EA | 1 | 70 | Sigma-Aldrich | Z405566-1EA | https://www.sigmaaldrich.com/LT/en
Z405574-1EA | J. YOUNG HIGH-VACUUM PTFE VALVE, STRAIG& | 1X1EA | 1 | 70 | Sigma-Aldrich | Z405574-1EA | https://www.sigmaaldrich.com/LT/en
Z405582-1EA | J. YOUNG HIGH-VACUUM PTFE VALVE, STRAIG& | 1X1EA | 1 | 70 | Sigma-Aldrich | Z405582-1EA | https://www.sigmaaldrich.com/LT/en
Z405590-1EA | J. YOUNG HIGH-VACUUM PTFE VALVE, RIGHT & | 1X1EA | 1 | 64 | Sigma-Aldrich | Z405590-1EA | https://www.sigmaaldrich.com/LT/en
Z405604-1EA | J. YOUNG HIGH-VACUUM PTFE VALVE, RIGHT & | 1X1EA | 1 | 70 | Sigma-Aldrich | Z405604-1EA | https://www.sigmaaldrich.com/LT/en
Z405612-1EA | J. YOUNG HIGH-VACUUM PTFE VALVE, RIGHT & | 1X1EA | 1 | 70 | Sigma-Aldrich | Z405612-1EA | https://www.sigmaaldrich.com/LT/en
Z405620-1EA | J. YOUNG HIGH-VACUUM PTFE VALVE, RIGHT & | 1X1EA | 1 | 70 | Sigma-Aldrich | Z405620-1EA | https://www.sigmaaldrich.com/LT/en
Z405663-1EA | J. YOUNG NEEDLE VALVE, PTFE, SIDE ARM O& | 1X1EA | 1 | 78 | Sigma-Aldrich | Z405663-1EA | https://www.sigmaaldrich.com/LT/en
Z405671-1EA | J. YOUNG GENERAL-PURPOSE STOPCOCK, PTFE& | 1X1EA | 1 | 59 | Sigma-Aldrich | Z405671-1EA | https://www.sigmaaldrich.com/LT/en
Z405698-1EA | J. YOUNG GENERAL-PURPOSE STOPCOCK, PTFE& | 1X1EA | 1 | 48 | Sigma-Aldrich | Z405698-1EA | https://www.sigmaaldrich.com/LT/en
Z405752-1PAK | COTTON BLEND GLOVE LINERS, M/L MENS, ME& | 1X1PAK | 1 | 31 | Sigma-Aldrich | Z405752-1PAK | https://www.sigmaaldrich.com/LT/en
Z405760-1PAK | COTTON BLEND GLOVE LINERS, S/M WOMENS | 1X1PAK | 1 | 31 | Sigma-Aldrich | Z405760-1PAK | https://www.sigmaaldrich.com/LT/en
Z604046-1EA | SEALING O-RING F.FHB12 HYBRIDISATIONTUBE | 1X1EA | 1 | 39 | Sigma-Aldrich | Z604046-1EA | https://www.sigmaaldrich.com/LT/en
Z406260-1EA | OXFORD SURE/SEAL STORAGE VALVE-CAP | 1X1EA | 1 | 84 | Sigma-Aldrich | Z406260-1EA | https://www.sigmaaldrich.com/LT/en
Z406287-1PAK | SURE/SEAL BOTTLES CAPACITY 1,000 ML, PK& | 1X1PAK | 1 | 104 | Sigma-Aldrich | Z406287-1PAK | https://www.sigmaaldrich.com/LT/en
Z406295-1PAK | SURE/SEAL BOTTLES CAPACITY 125 ML, AMBE& | 1X1PAK | 1 | 77 | Sigma-Aldrich | Z406295-1PAK | https://www.sigmaaldrich.com/LT/en
Z406309-1PAK | SURE/SEAL BOTTLES CAPACITY 1,000 ML, AM& | 1X1PAK | 1 | 145 | Sigma-Aldrich | Z406309-1PAK | https://www.sigmaaldrich.com/LT/en
Z406317-1PAK | ALDRICH(R) SURE/SEAL POLYPROPYLENE OVER& | 1X1PAK | 1 | 58 | Sigma-Aldrich | Z406317-1PAK | https://www.sigmaaldrich.com/LT/en
Z406430-1PAK | WOOD APPLICATORS | 1X1PAK | 1 | 41 | Sigma-Aldrich | Z406430-1PAK | https://www.sigmaaldrich.com/LT/en
Z406465-1EA | STANKOVIC TRANSFER ADAPTER JOINT: ST/NS& | 1X1EA | 1 | 54 | Sigma-Aldrich | Z406465-1EA | https://www.sigmaaldrich.com/LT/en
Z406473-1EA | STANKOVIC TRANSFER ADAPTER JOINT: ST/NS& | 1X1EA | 1 | 67 | Sigma-Aldrich | Z406473-1EA | https://www.sigmaaldrich.com/LT/en
Z406481-1EA | STANKOVIC TRANSFER ADAPTER JOINT: ST/NS& | 1X1EA | 1 | 67 | Sigma-Aldrich | Z406481-1EA | https://www.sigmaaldrich.com/LT/en
Z406503-1EA | STANKOVIC TRANSFER ADAPTER JOINT: ST/NS& | 1X1EA | 1 | 67 | Sigma-Aldrich | Z406503-1EA | https://www.sigmaaldrich.com/LT/en
Z406511-1EA | STANKOVIC TRANSFER ADAPTER JOINT: ST/NS& | 1X1EA | 1 | 64 | Sigma-Aldrich | Z406511-1EA | https://www.sigmaaldrich.com/LT/en
Z406546-1EA | STANKOVIC TRANSFER ADAPTER JOINT: ST/NS& | 1X1EA | 1 | 64 | Sigma-Aldrich | Z406546-1EA | https://www.sigmaaldrich.com/LT/en
Z406554-1EA | STANKOVIC TRANSFER ADAPTER JOINT: ST/NS& | 1X1EA | 1 | 65 | Sigma-Aldrich | Z406554-1EA | https://www.sigmaaldrich.com/LT/en
Z406562-1EA | STANKOVIC TRANSFER ADAPTER JOINT: ST/NS& | 1X1EA | 1 | 65 | Sigma-Aldrich | Z406562-1EA | https://www.sigmaaldrich.com/LT/en
Z406635-1EA | BOROSILICATE GLASS STIRRER BLADE W X L & | 1X1EA | 1 | 14 | Sigma-Aldrich | Z406635-1EA | https://www.sigmaaldrich.com/LT/en
Z406643-1EA | BOROSILICATE GLASS STIRRER BLADE W X L & | 1X1EA | 1 | 14 | Sigma-Aldrich | Z406643-1EA | https://www.sigmaaldrich.com/LT/en
Z406651-1EA | BOROSILICATE GLASS STIRRER BLADE W X L & | 1X1EA | 1 | 43 | Sigma-Aldrich | Z406651-1EA | https://www.sigmaaldrich.com/LT/en
Z406678-1EA | BOROSILICATE GLASS STIRRER BLADE W X L & | 1X1EA | 1 | 43 | Sigma-Aldrich | Z406678-1EA | https://www.sigmaaldrich.com/LT/en
Z406686-1EA | BOROSILICATE GLASS STIRRER BLADE W X L & | 1X1EA | 1 | 46 | Sigma-Aldrich | Z406686-1EA | https://www.sigmaaldrich.com/LT/en
Z406694-1EA | BOROSILICATE GLASS STIRRER BLADE W X L & | 1X1EA | 1 | 46 | Sigma-Aldrich | Z406694-1EA | https://www.sigmaaldrich.com/LT/en
Z406708-1EA | WILMAD(R) NMR TUBES 5 MM DIAM., PRECISI& | 1X1EA | 1 | 59 | Sigma-Aldrich | Z406708-1EA | https://www.sigmaaldrich.com/LT/en
Z407186-1EA | ALDRICH(R) SURE/SEAL SEPTUM-INLET TRANS& | 1X1EA | 1 | 24 | Sigma-Aldrich | Z407186-1EA | https://www.sigmaaldrich.com/LT/en
Z407496-1EA | ALDRICH(R) SWIVEL MCLEOD VACUUM GAUGE S& | 1X1EA | 1 | 437 | Sigma-Aldrich | Z407496-1EA | https://www.sigmaaldrich.com/LT/en
Z408212-12EA | SPATULAS WITH WOODEN HANDLE BLADE L X W& | 1X12EA | 1 | 304 | Sigma-Aldrich | Z408212-12EA | https://www.sigmaaldrich.com/LT/en
Z408212-1EA | SPATULAS WITH WOODEN HANDLE BLADE L X W& | 1X1EA | 1 | 27 | Sigma-Aldrich | Z408212-1EA | https://www.sigmaaldrich.com/LT/en
Z408220-12EA | SPATULAS WITH WOODEN HANDLE BLADE L X W& | 1X12EA | 1 | 328 | Sigma-Aldrich | Z408220-12EA | https://www.sigmaaldrich.com/LT/en
Z408220-1EA | SPATULAS WITH WOODEN HANDLE BLADE L X W& | 1X1EA | 1 | 29 | Sigma-Aldrich | Z408220-1EA | https://www.sigmaaldrich.com/LT/en
Z408239-1EA | SPATULAS WITH WOODEN HANDLE BLADE L X W& | 1X1EA | 1 | 37 | Sigma-Aldrich | Z408239-1EA | https://www.sigmaaldrich.com/LT/en
Z408239-6EA | SPATULAS WITH WOODEN HANDLE BLADE L X W& | 1X6EA | 1 | 211 | Sigma-Aldrich | Z408239-6EA | https://www.sigmaaldrich.com/LT/en
Z408352-1EA | GAS-CYLINDER BRACKET SINGLE, BENCH-MOUN& | 1X1EA | 1 | 91 | Sigma-Aldrich | Z408352-1EA | https://www.sigmaaldrich.com/LT/en
Z408387-1EA | GAS-CYLINDER BRACKET SINGLE, WALL-MOUNT | 1X1EA | 1 | 85 | Sigma-Aldrich | Z408387-1EA | https://www.sigmaaldrich.com/LT/en
Z408433-1EA | ROTO-FLO(TM) FLOW INDICATOR STRAIGHT TU& | 1X1EA | 1 | 30 | Sigma-Aldrich | Z408433-1EA | https://www.sigmaaldrich.com/LT/en
Z408441-1EA | ROTO-FLO(TM) FLOW INDICATOR BARBED ENDS& | 1X1EA | 1 | 30 | Sigma-Aldrich | Z408441-1EA | https://www.sigmaaldrich.com/LT/en
Z408468-1EA | ROTO-FLO(TM) FLOW INDICATOR BARBED ENDS& | 1X1EA | 1 | 30 | Sigma-Aldrich | Z408468-1EA | https://www.sigmaaldrich.com/LT/en
Z408476-1EA | VIBRASORB(R) VIBRATION DAMPING MOUNT SI& | 1X1EA | 1 | 1137 | Sigma-Aldrich | Z408476-1EA | https://www.sigmaaldrich.com/LT/en
Z408484-1EA | FLOATING CRYOTUBE(R) RACK | 1X1EA | 1 | 32 | Sigma-Aldrich | Z408484-1EA | https://www.sigmaaldrich.com/LT/en
Z408492-1PAK | CLAVIES(R) BIOHAZARD AUTOCLAVE GLOVES GA | 1X1PAK | 1 | 43 | Sigma-Aldrich | Z408492-1PAK | https://www.sigmaaldrich.com/LT/en
Z408506-1PAK | CLAVIES(R) BIOHAZARD AUTOCLAVE GLOVES GA | 1X1PAK | 1 | 58 | Sigma-Aldrich | Z408506-1PAK | https://www.sigmaaldrich.com/LT/en
Z408514-1EA | WASH BOTTLE CARRIER | 1X1EA | 1 | 59 | Sigma-Aldrich | Z408514-1EA | https://www.sigmaaldrich.com/LT/en
Z408522-1EA | CRYO-SAFE(TM) COLD BOX | 1X1EA | 1 | 72 | Sigma-Aldrich | Z408522-1EA | https://www.sigmaaldrich.com/LT/en
Z408530-1EA | VIKEM(R) VINYL-COATED LEAD WIRE WIRE DI& | 1X1EA | 1 | 58 | Sigma-Aldrich | Z408530-1EA | https://www.sigmaaldrich.com/LT/en
Z408700-1EA | ACE GAS DISPERSION TUBE WITH POROUS FRI& | 1X1EA | 1 | 28 | Sigma-Aldrich | Z408700-1EA | https://www.sigmaaldrich.com/LT/en
Z408719-1EA | ACE GAS DISPERSION TUBE WITH POROUS FRI& | 1X1EA | 1 | 28 | Sigma-Aldrich | Z408719-1EA | https://www.sigmaaldrich.com/LT/en
Z408727-1EA | ACE GAS DISPERSION TUBE WITH POROUS FRI& | 1X1EA | 1 | 28 | Sigma-Aldrich | Z408727-1EA | https://www.sigmaaldrich.com/LT/en
Z408735-1EA | ACE GAS DISPERSION TUBE WITH POROUS FRI& | 1X1EA | 1 | 43 | Sigma-Aldrich | Z408735-1EA | https://www.sigmaaldrich.com/LT/en
Z408743-1EA | ACE GAS DISPERSION TUBE WITH POROUS FRI& | 1X1EA | 1 | 43 | Sigma-Aldrich | Z408743-1EA | https://www.sigmaaldrich.com/LT/en
Z408778-1EA | ACE GAS DISPERSION TUBE WITH POROUS FRI& | 1X1EA | 1 | 45 | Sigma-Aldrich | Z408778-1EA | https://www.sigmaaldrich.com/LT/en
Z409049-1EA | AGATE MORTAR AND PESTLE DEEP FORM, O.D.& | 1X1EA | 1 | 206 | Sigma-Aldrich | Z409049-1EA | https://www.sigmaaldrich.com/LT/en
Z409057-1EA | AGATE MORTAR AND PESTLE DEEP FORM, O.D.& | 1X1EA | 1 | 264 | Sigma-Aldrich | Z409057-1EA | https://www.sigmaaldrich.com/LT/en
Z409065-1EA | AGATE MORTAR AND PESTLE DEEP FORM, O.D.& | 1X1EA | 1 | 375 | Sigma-Aldrich | Z409065-1EA | https://www.sigmaaldrich.com/LT/en
Z409073-1EA | AGATE MORTAR AND PESTLE DEEP FORM, O.D.& | 1X1EA | 1 | 646 | Sigma-Aldrich | Z409073-1EA | https://www.sigmaaldrich.com/LT/en
Z409081-1EA | AGATE MORTAR AND PESTLE DEEP FORM, O.D.& | 1X1EA | 1 | 711 | Sigma-Aldrich | Z409081-1EA | https://www.sigmaaldrich.com/LT/en
Z409103-1EA | AGATE MORTAR AND PESTLE DEEP FORM, O.D.& | 1X1EA | 1 | 1284 | Sigma-Aldrich | Z409103-1EA | https://www.sigmaaldrich.com/LT/en
Z409111-1EA | AGATE MORTAR AND PESTLE DEEP FORM, O.D.& | 1X1EA | 1 | 1490 | Sigma-Aldrich | Z409111-1EA | https://www.sigmaaldrich.com/LT/en
Z409235-1EA | ALDRICH(R) SCHLAKER REACTION TUBE CAPAC& | 1X1EA | 1 | 155 | Sigma-Aldrich | Z409235-1EA | https://www.sigmaaldrich.com/LT/en
Z409243-1EA | ALDRICH(R) SCHLAKER REACTION TUBE CAPAC& | 1X1EA | 1 | 177 | Sigma-Aldrich | Z409243-1EA | https://www.sigmaaldrich.com/LT/en
Z409251-1EA | ALDRICH(R) SCHLAKER REACTION TUBE CAPAC& | 1X1EA | 1 | 176 | Sigma-Aldrich | Z409251-1EA | https://www.sigmaaldrich.com/LT/en
Z409278-1EA | ALDRICH(R) SCHLAKER REACTION TUBE CAPAC& | 1X1EA | 1 | 136 | Sigma-Aldrich | Z409278-1EA | https://www.sigmaaldrich.com/LT/en
Z409294-1EA | ALDRICH(R) SCHLAKER REACTION TUBE CAPAC& | 1X1EA | 1 | 190 | Sigma-Aldrich | Z409294-1EA | https://www.sigmaaldrich.com/LT/en
Z409308-1EA | ALDRICH(R) SCHLAKER REACTION TUBE CAPAC& | 1X1EA | 1 | 133 | Sigma-Aldrich | Z409308-1EA | https://www.sigmaaldrich.com/LT/en
Z409324-1EA | ALDRICH(R) SCHLAKER REACTION TUBE CAPAC& | 1X1EA | 1 | 203 | Sigma-Aldrich | Z409324-1EA | https://www.sigmaaldrich.com/LT/en
Z409383-1EA | NALGENE(R) SAFETY WASTE SYSTEMS COMPLET& | 1X1EA | 1 | 91 | Sigma-Aldrich | Z409383-1EA | https://www.sigmaaldrich.com/LT/en
Z409391-1EA | NALGENE(R) SAFETY WASTE SYSTEMS COMPLET& | 1X1EA | 1 | 141 | Sigma-Aldrich | Z409391-1EA | https://www.sigmaaldrich.com/LT/en
Z409405-1EA | NALGENE(R) SAFETY WASTE SYSTEMS BOTTLE & | 1X1EA | 1 | 83 | Sigma-Aldrich | Z409405-1EA | https://www.sigmaaldrich.com/LT/en
Z409421-1PAK | WEIGHING FUNNEL SIZE S, BOROSILICATE GL& | 1X1PAK | 1 | 65 | Sigma-Aldrich | Z409421-1PAK | https://www.sigmaaldrich.com/LT/en
Z409448-1PAK | WEIGHING FUNNEL SIZE M, BOROSILICATE GL& | 1X1PAK | 1 | 80 | Sigma-Aldrich | Z409448-1PAK | https://www.sigmaaldrich.com/LT/en
Z409472-1PAK | WEIGHING FUNNEL SIZE S, POLYPROPYLENE, & | 1X1PAK | 1 | 48 | Sigma-Aldrich | Z409472-1PAK | https://www.sigmaaldrich.com/LT/en
Z409480-1PAK | WEIGHING FUNNEL SIZE M, POLYPROPYLENE, & | 1X1PAK | 1 | 69 | Sigma-Aldrich | Z409480-1PAK | https://www.sigmaaldrich.com/LT/en
Z409979-10EA | ALDRICH(R) LATTICE RODS ROD L 12 IN., F& | 1X10EA | 1 | 50 | Sigma-Aldrich | Z409979-10EA | https://www.sigmaaldrich.com/LT/en
Z409979-1EA | ALDRICH(R) LATTICE RODS ROD L 12 IN., F& | 1X1EA | 1 | 13 | Sigma-Aldrich | Z409979-1EA | https://www.sigmaaldrich.com/LT/en
Z409995-10EA | ALDRICH(R) LATTICE RODS ROD L 34 IN., F& | 1X10EA | 1 | 109 | Sigma-Aldrich | Z409995-10EA | https://www.sigmaaldrich.com/LT/en
Z606987-8EA | EPPENDORF(R) CENTRIFUGE ACCESSORIES ADA& | 1X8EA | 1 | 84 | Sigma-Aldrich | Z606987-8EA | https://www.sigmaaldrich.com/LT/en
Z606995-8EA | EPPENDORF(R) CENTRIFUGE ACCESSORIES RUB& | 1X8EA | 1 | 19 | Sigma-Aldrich | Z606995-8EA | https://www.sigmaaldrich.com/LT/en
Z607002-1EA | BOLA Teflonbeaker,25ml.w spout | 1X1EA | 1 | 19 | Sigma-Aldrich | Z607002-1EA | https://www.sigmaaldrich.com/LT/en
Z607010-1EA | BOLA Teflonbeaker,50ml,w spout | 1X1EA | 1 | 25 | Sigma-Aldrich | Z607010-1EA | https://www.sigmaaldrich.com/LT/en
Z607029-1EA | BOLA Teflonbeaker,100mlw spout | 1X1EA | 1 | 35 | Sigma-Aldrich | Z607029-1EA | https://www.sigmaaldrich.com/LT/en
Z607037-1EA | BOHLENDER(R) PTFE BEAKER CAPACITY 250 M& | 1X1EA | 1 | 64 | Sigma-Aldrich | Z607037-1EA | https://www.sigmaaldrich.com/LT/en
Z607045-1EA | BOHLENDER(R) PTFE BEAKER CAPACITY 500 M& | 1X1EA | 1 | 69 | Sigma-Aldrich | Z607045-1EA | https://www.sigmaaldrich.com/LT/en
Z607053-1EA | BOLA Teflonbeaker,1000ml,w spout | 1X1EA | 1 | 104 | Sigma-Aldrich | Z607053-1EA | https://www.sigmaaldrich.com/LT/en
Z607207-1EA | BOLA 2-neck flask,100ml,NS29/32,NS14/23 | 1X1EA | 1 | 399 | Sigma-Aldrich | Z607207-1EA | https://www.sigmaaldrich.com/LT/en
Z607215-1EA | BOLA 2-neck flask,250ml,NS29/32,NS14/23 | 1X1EA | 1 | 654 | Sigma-Aldrich | Z607215-1EA | https://www.sigmaaldrich.com/LT/en
Z607223-1EA | BOLA 2-neck flask,500ml,NS29/32,NS14/23 | 1X1EA | 1 | 733 | Sigma-Aldrich | Z607223-1EA | https://www.sigmaaldrich.com/LT/en
Z607231-1EA | BOLA 3-neck flask,100ml,NS29/32,NS14/23 | 1X1EA | 1 | 561 | Sigma-Aldrich | Z607231-1EA | https://www.sigmaaldrich.com/LT/en
Z607258-1EA | BOLA 3-neck flask,250ml,NS29/32,NS14/23 | 1X1EA | 1 | 1000 | Sigma-Aldrich | Z607258-1EA | https://www.sigmaaldrich.com/LT/en
Z607266-1EA | BOLA 3-neck flask,500ml,NS29/32,NS14/23 | 1X1EA | 1 | 1078 | Sigma-Aldrich | Z607266-1EA | https://www.sigmaaldrich.com/LT/en
Z410101-1PAK | NALGENE(R) VENTED UNITARY(TM) SAFETY WA& | 1X1PAK | 1 | 43 | Sigma-Aldrich | Z410101-1PAK | https://www.sigmaaldrich.com/LT/en
Z410357-1PAK | WILMAD(R) NMR TUBES 5MM DIAM., PRECISION | 1X1PAK | 1 | 57 | Sigma-Aldrich | Z410357-1PAK | https://www.sigmaaldrich.com/LT/en
Z607614-1EA | BOLA HT tube connector,8 mm to GL14 | 1X1EA | 1 | 32 | Sigma-Aldrich | Z607614-1EA | https://www.sigmaaldrich.com/LT/en
Z410446-1EA | 2-WAY BALL VALVE, SS, RED HANDLE, 3/8IN& | 1X1EA | 1 | 255 | Sigma-Aldrich | Z410446-1EA | https://www.sigmaaldrich.com/LT/en
Z410454-1EA | 2-WAY BALL VALVE, SS, YELLOW HANDLE, & | 1X1EA | 1 | 255 | Sigma-Aldrich | Z410454-1EA | https://www.sigmaaldrich.com/LT/en
Z410551-1EA | VALVE MOUNTING PLATE FOR PURE-PAC & | 1X1EA | 1 | 108 | Sigma-Aldrich | Z410551-1EA | https://www.sigmaaldrich.com/LT/en
Z410578-1EA | 90-DEG SWEEP ELBOW, 3/8IN. TUBE, FOR & | 1X1EA | 1 | 14 | Sigma-Aldrich | Z410578-1EA | https://www.sigmaaldrich.com/LT/en
Z410616-1EA | CHECK VALVE, 1/4IN. NPTF, FOR PURE-PAC & | 1X1EA | 1 | 130 | Sigma-Aldrich | Z410616-1EA | https://www.sigmaaldrich.com/LT/en
Z410632-1EA | MALE CONNECTOR, 3/8IN. FERRULE LOCK TO & | 1X1EA | 1 | 28 | Sigma-Aldrich | Z410632-1EA | https://www.sigmaaldrich.com/LT/en
Z410640-1EA | TUBE END MALE ADAPTER, 3/8IN. TUBE TO | 1X1EA | 1 | 48 | Sigma-Aldrich | Z410640-1EA | https://www.sigmaaldrich.com/LT/en
Z410705-1EA | PURE-PAC APPARATUS 200 & 400L ADAPTER, & | 1X1EA | 1 | 38 | Sigma-Aldrich | Z410705-1EA | https://www.sigmaaldrich.com/LT/en
Z411736-1EA | ALDRICH(R) DIAZOMETHANE-GENERATOR WITH & | 1X1EA | 1 | 135 | Sigma-Aldrich | Z411736-1EA | https://www.sigmaaldrich.com/LT/en
Z411744-1PAK | O-RING SEAL FOR THE ALDRICH(R) DIAZOMET& | 1X1PAK | 1 | 21 | Sigma-Aldrich | Z411744-1PAK | https://www.sigmaaldrich.com/LT/en
Z411752-1PAK | PTFE-FACED SILICONE SEPTUM, 32MM | 1X1PAK | 1 | 34 | Sigma-Aldrich | Z411752-1PAK | https://www.sigmaaldrich.com/LT/en
Z411760-1PAK | PTFE-FACED SILICONE SEPTUM, 8MM | 1X1PAK | 1 | 44 | Sigma-Aldrich | Z411760-1PAK | https://www.sigmaaldrich.com/LT/en
Z411779-1PAK | SCREW CAP WITH HOLE, 8MM | 1X1PAK | 1 | 31 | Sigma-Aldrich | Z411779-1PAK | https://www.sigmaaldrich.com/LT/en
Z411795-1EA | WELCH(R) CHEMSTAR(R) VACUUM PUMPS MODEL | 1X1EA | 1 | 2931 | Sigma-Aldrich | Z411795-1EA | https://www.sigmaaldrich.com/LT/en
Z411833-1EA | ACID NEUTRALIZATION TRAPS FOR WELCH(R) P | 1X1EA | 1 | 588 | Sigma-Aldrich | Z411833-1EA | https://www.sigmaaldrich.com/LT/en
Z411841-1EA | MIST ELIMINATOR TO WELCH(R) PUMP CONNECT | 1X1EA | 1 | 295 | Sigma-Aldrich | Z411841-1EA | https://www.sigmaaldrich.com/LT/en
Z411868-1EA | MIST ELIMINATOR TO WELCH(R) PUMP CONNECT | 1X1EA | 1 | 116 | Sigma-Aldrich | Z411868-1EA | https://www.sigmaaldrich.com/LT/en
Z411876-1EA | WELCH(R) GEM(R) VACUUM SYSTEM MODEL 8890 | 1X1EA | 1 | 2960 | Sigma-Aldrich | Z411876-1EA | https://www.sigmaaldrich.com/LT/en
Z411965-1KG | ALDRICH(R) GLASS HELICES COIL I.D. 4-5 & | 1X1KG | 1 | 901 | Sigma-Aldrich | Z411965-1KG | https://www.sigmaaldrich.com/LT/en
Z411973-1KG | ALDRICH(R) GLASS HELICES COIL I.D. APPR& | 1X1KG | 1 | 560 | Sigma-Aldrich | Z411973-1KG | https://www.sigmaaldrich.com/LT/en
Z411973-500G | ALDRICH(R) GLASS HELICES COIL I.D. APPR& | 1X500G | 1 | 313 | Sigma-Aldrich | Z411973-500G | https://www.sigmaaldrich.com/LT/en
Z412007-1PAK | WILMAD(R) NMR TUBES 5MM DIAM., PRECISION | 1X1PAK | 1 | 203 | Sigma-Aldrich | Z412007-1PAK | https://www.sigmaaldrich.com/LT/en
Z412015-1PAK | WILMAD(R) NMR TUBES 5MM DIAM., PRECISION | 1X1PAK | 1 | 221 | Sigma-Aldrich | Z412015-1PAK | https://www.sigmaaldrich.com/LT/en
Z412023-1PAK | WILMAD(R) NMR TUBES 5MM DIAM., PRECISION | 1X1PAK | 1 | 262 | Sigma-Aldrich | Z412023-1PAK | https://www.sigmaaldrich.com/LT/en
Z412031-1PAK | WILMAD(R) NMR TUBES 5MM DIAM., PRECISION | 1X1PAK | 1 | 270 | Sigma-Aldrich | Z412031-1PAK | https://www.sigmaaldrich.com/LT/en
Z608564-1EA | BOLA HT connector seal,0.8mm to GL25 | 1X1EA | 1 | 10 | Sigma-Aldrich | Z608564-1EA | https://www.sigmaaldrich.com/LT/en
Z412163-1EA | HERMETICALLY SEALED OIL MIST ELIMINATOR& | 1X1EA | 1 | 1078 | Sigma-Aldrich | Z412163-1EA | https://www.sigmaaldrich.com/LT/en
Z412384-10PAK | MICROFLEX(R) SUPRENO(TM) POWDER-FREE NI& | 1X10PAK | 1 | 391 | Sigma-Aldrich | Z412384-10PAK | https://www.sigmaaldrich.com/LT/en
Z412384-1PAK | MICROFLEX(R) SUPRENO(TM) POWDER-FREE NI& | 1X1PAK | 1 | 55 | Sigma-Aldrich | Z412384-1PAK | https://www.sigmaaldrich.com/LT/en
Z412392-10PAK | MICROFLEX(R) SUPRENO(TM) POWDER-FREE NI& | 1X10PAK | 1 | 402 | Sigma-Aldrich | Z412392-10PAK | https://www.sigmaaldrich.com/LT/en
Z412392-1PAK | MICROFLEX(R) SUPRENO(TM) POWDER-FREE NI& | 1X1PAK | 1 | 55 | Sigma-Aldrich | Z412392-1PAK | https://www.sigmaaldrich.com/LT/en
Z412414-10PAK | MICROFLEX(R) SUPRENO(TM) POWDER-FREE NI& | 1X10PAK | 1 | 402 | Sigma-Aldrich | Z412414-10PAK | https://www.sigmaaldrich.com/LT/en
Z412414-1PAK | MICROFLEX(R) SUPRENO(TM) POWDER-FREE NI& | 1X1PAK | 1 | 57 | Sigma-Aldrich | Z412414-1PAK | https://www.sigmaaldrich.com/LT/en
Z609420-1EA | BOLA PTFE funnel,50 mm diam. | 1X1EA | 1 | 28 | Sigma-Aldrich | Z609420-1EA | https://www.sigmaaldrich.com/LT/en
Z609447-1EA | BOHLENDER(R) PTFE FUNNELS DIAM. 100 MM | 1X1EA | 1 | 97 | Sigma-Aldrich | Z609447-1EA | https://www.sigmaaldrich.com/LT/en
Z609498-10EA | BOLA PTFE joint sleeve,NS 14/23 | 1X10EA | 1 | 69 | Sigma-Aldrich | Z609498-10EA | https://www.sigmaaldrich.com/LT/en
Z609501-10EA | BOLA PTFE joint sleeve,NS 19/26 | 1X10EA | 1 | 53 | Sigma-Aldrich | Z609501-10EA | https://www.sigmaaldrich.com/LT/en
Z609528-10EA | BOHLENDER(R) PTFE JOINT SLEEVE WITH GRI& | 1X10EA | 1 | 85 | Sigma-Aldrich | Z609528-10EA | https://www.sigmaaldrich.com/LT/en
Z609536-10EA | BOHLENDER(R) PTFE JOINT SLEEVE WITH GRI& | 1X10EA | 1 | 86 | Sigma-Aldrich | Z609536-10EA | https://www.sigmaaldrich.com/LT/en
Z609544-10EA | BOLA PTFE joint sleeve,NS 34/35 | 1X10EA | 1 | 255 | Sigma-Aldrich | Z609544-10EA | https://www.sigmaaldrich.com/LT/en
Z609633-10EA | BOLA PPS screw caps GL14 | 1X10EA | 1 | 29 | Sigma-Aldrich | Z609633-10EA | https://www.sigmaaldrich.com/LT/en
Z609641-10EA | BOLA PPS screw caps GL18 | 1X10EA | 1 | 26 | Sigma-Aldrich | Z609641-10EA | https://www.sigmaaldrich.com/LT/en
Z609668-10EA | BOLA PPS screw caps GL5 | 1X10EA | 1 | 37 | Sigma-Aldrich | Z609668-10EA | https://www.sigmaaldrich.com/LT/en
Z609676-10EA | BOLA PPS screw caps GL32 | 1X10EA | 1 | 44 | Sigma-Aldrich | Z609676-10EA | https://www.sigmaaldrich.com/LT/en
Z609684-10EA | BOLA PPS screw caps GL45 | 1X10EA | 1 | 70 | Sigma-Aldrich | Z609684-10EA | https://www.sigmaaldrich.com/LT/en
Z609692-1PAK | BOHLENDER(R) PTFE TUBING I.D. X O.D. 0.& | 1X1PAK | 1 | 20 | Sigma-Aldrich | Z609692-1PAK | https://www.sigmaaldrich.com/LT/en
Z609706-1PAK | BOHLENDER(R) PTFE TUBING I.D. X O.D. 0.& | 1X1PAK | 1 | 25 | Sigma-Aldrich | Z609706-1PAK | https://www.sigmaaldrich.com/LT/en
Z609714-1PAK | BOHLENDER(R) PTFE TUBING I.D. X O.D. 0.& | 1X1PAK | 1 | 28 | Sigma-Aldrich | Z609714-1PAK | https://www.sigmaaldrich.com/LT/en
Z609722-1PAK | BOHLENDER(R) PTFE TUBING I.D. X O.D. 1.& | 1X1PAK | 1 | 36 | Sigma-Aldrich | Z609722-1PAK | https://www.sigmaaldrich.com/LT/en
Z609730-1PAK | BOHLENDER(R) PTFE TUBING I.D. X O.D. 1.& | 1X1PAK | 1 | 51 | Sigma-Aldrich | Z609730-1PAK | https://www.sigmaaldrich.com/LT/en
Z609749-1PAK | BOLA PTFE tubing,10m,ID 1.5mmOD 3mm | 1X1PAK | 1 | 69 | Sigma-Aldrich | Z609749-1PAK | https://www.sigmaaldrich.com/LT/en
Z609757-1PAK | BOLA PTFE tubing,10m,ID 1.58 mm,OD 3.2mm | 1X1PAK | 1 | 69 | Sigma-Aldrich | Z609757-1PAK | https://www.sigmaaldrich.com/LT/en
Z609765-1PAK | BOHLENDER(R) PTFE TUBING I.D. X O.D. 2.& | 1X1PAK | 1 | 97 | Sigma-Aldrich | Z609765-1PAK | https://www.sigmaaldrich.com/LT/en
Z609773-1PAK | BOLA PTFE tubing,10m,ID 3mm,OD 6mm | 1X1PAK | 1 | 143 | Sigma-Aldrich | Z609773-1PAK | https://www.sigmaaldrich.com/LT/en
Z609781-1PAK | BOHLENDER(R) PTFE TUBING I.D. X O.D. 4.& | 1X1PAK | 1 | 100 | Sigma-Aldrich | Z609781-1PAK | https://www.sigmaaldrich.com/LT/en
Z609803-1PAK | BOLA PTFE tubing,10m,ID 6mm,OD 8mm | 1X1PAK | 1 | 114 | Sigma-Aldrich | Z609803-1PAK | https://www.sigmaaldrich.com/LT/en
Z609811-1PAK | BOLA PTFE tubing,10m,ID 8mm,OD 9.5mm | 1X1PAK | 1 | 145 | Sigma-Aldrich | Z609811-1PAK | https://www.sigmaaldrich.com/LT/en
Z609838-1PAK | BOLA PTFE tubing,10m,ID 8mm,OD 10mm | 1X1PAK | 1 | 154 | Sigma-Aldrich | Z609838-1PAK | https://www.sigmaaldrich.com/LT/en
Z609846-1PAK | BOHLENDER(R) PTFE TUBING I.D. X O.D. 8.& | 1X1PAK | 1 | 407 | Sigma-Aldrich | Z609846-1PAK | https://www.sigmaaldrich.com/LT/en
Z609854-1PAK | BOLA PTFE tubing,10m,ID 12mm,OD 14mm | 1X1PAK | 1 | 251 | Sigma-Aldrich | Z609854-1PAK | https://www.sigmaaldrich.com/LT/en
Z609862-1PAK | BOLA PTFE tubing,10m,ID 13mm,OD 16mm | 1X1PAK | 1 | 491 | Sigma-Aldrich | Z609862-1PAK | https://www.sigmaaldrich.com/LT/en
Z609870-1PAK | BOLA PTFE tubing,10m,ID 16mm,OD 18mm | 1X1PAK | 1 | 383 | Sigma-Aldrich | Z609870-1PAK | https://www.sigmaaldrich.com/LT/en
Z609889-1PAK | BOLA PTFE tubing,10m,ID 18mm,OD 20mm | 1X1PAK | 1 | 424 | Sigma-Aldrich | Z609889-1PAK | https://www.sigmaaldrich.com/LT/en
Z610127-12EA | HIRSCHMANN GRAD. PIPETTE, KB CERT., CLAS | 1X12EA | 1 | 66 | Sigma-Aldrich | Z610127-12EA | https://www.sigmaaldrich.com/LT/en
Z610135-12EA | HIRSCHMANN GRAD. PIPETTE, KB CERT., CLAS | 1X12EA | 1 | 66 | Sigma-Aldrich | Z610135-12EA | https://www.sigmaaldrich.com/LT/en
Z610143-12EA | HIRSCHMANN GRAD. PIPETTE, KB CERT., CLAS | 1X12EA | 1 | 77 | Sigma-Aldrich | Z610143-12EA | https://www.sigmaaldrich.com/LT/en
Z610151-12EA | HIRSCHMANN GRAD. PIPETTE, KB CERT., CLAS | 1X12EA | 1 | 72 | Sigma-Aldrich | Z610151-12EA | https://www.sigmaaldrich.com/LT/en
Z610178-12EA | HIRSCHMANN GRAD. PIPETTE, KB CERT., CLAS | 1X12EA | 1 | 76 | Sigma-Aldrich | Z610178-12EA | https://www.sigmaaldrich.com/LT/en
Z413089-1PAK | REPLACEMENT RUBBER WASHERS FOR CROWN-CA& | 1X1PAK | 1 | 14 | Sigma-Aldrich | Z413089-1PAK | https://www.sigmaaldrich.com/LT/en
Z413097-1EA | ALDRICH(R) MICRO DISTILLING HEAD JACKET& | 1X1EA | 1 | 1049 | Sigma-Aldrich | Z413097-1EA | https://www.sigmaaldrich.com/LT/en
Z413100-1EA | ALDRICH(R) MICRO DISTILLING HEAD UNJACK& | 1X1EA | 1 | 759 | Sigma-Aldrich | Z413100-1EA | https://www.sigmaaldrich.com/LT/en
Z413119-1EA | ALDRICH(R) VIGREUX COLUMN VACUUM-JACKET& | 1X1EA | 1 | 176 | Sigma-Aldrich | Z413119-1EA | https://www.sigmaaldrich.com/LT/en
Z413127-1EA | ALDRICH(R) VIGREUX COLUMN VACUUM-JACKET& | 1X1EA | 1 | 221 | Sigma-Aldrich | Z413127-1EA | https://www.sigmaaldrich.com/LT/en
Z413135-1EA | ALDRICH(R) VIGREUX COLUMN VACUUM-JACKET& | 1X1EA | 1 | 263 | Sigma-Aldrich | Z413135-1EA | https://www.sigmaaldrich.com/LT/en
Z413143-1EA | ALDRICH(R) VIGREUX COLUMN UNJACKETED, E& | 1X1EA | 1 | 101 | Sigma-Aldrich | Z413143-1EA | https://www.sigmaaldrich.com/LT/en
Z413151-1EA | ALDRICH(R) VIGREUX COLUMN UNJACKETED, E& | 1X1EA | 1 | 117 | Sigma-Aldrich | Z413151-1EA | https://www.sigmaaldrich.com/LT/en
Z413178-1EA | ALDRICH(R) VIGREUX COLUMN UNJACKETED, E& | 1X1EA | 1 | 204 | Sigma-Aldrich | Z413178-1EA | https://www.sigmaaldrich.com/LT/en
Z413186-1EA | ALDRICH(R) VIGREUX COLUMN VACUUM-JACKET& | 1X1EA | 1 | 126 | Sigma-Aldrich | Z413186-1EA | https://www.sigmaaldrich.com/LT/en
Z413194-1EA | ALDRICH(R) VIGREUX COLUMN VACUUM-JACKET& | 1X1EA | 1 | 143 | Sigma-Aldrich | Z413194-1EA | https://www.sigmaaldrich.com/LT/en
Z413208-1EA | ALDRICH(R) VIGREUX COLUMN VACUUM-JACKET& | 1X1EA | 1 | 172 | Sigma-Aldrich | Z413208-1EA | https://www.sigmaaldrich.com/LT/en
Z413216-1EA | ALDRICH(R) VIGREUX COLUMN VACUUM-JACKET& | 1X1EA | 1 | 228 | Sigma-Aldrich | Z413216-1EA | https://www.sigmaaldrich.com/LT/en
Z413240-1EA | ALDRICH(R) VIGREUX COLUMN UNJACKETED, E& | 1X1EA | 1 | 105 | Sigma-Aldrich | Z413240-1EA | https://www.sigmaaldrich.com/LT/en
Z413259-1EA | ALDRICH(R) VIGREUX COLUMN UNJACKETED, E& | 1X1EA | 1 | 117 | Sigma-Aldrich | Z413259-1EA | https://www.sigmaaldrich.com/LT/en
Z413356-1EA | ALDRICH(R) HEMPEL COLUMN VACUUM-JACKETE& | 1X1EA | 1 | 216 | Sigma-Aldrich | Z413356-1EA | https://www.sigmaaldrich.com/LT/en
Z413380-1EA | ALDRICH(R) HEMPEL COLUMN UNJACKETED, EF& | 1X1EA | 1 | 77 | Sigma-Aldrich | Z413380-1EA | https://www.sigmaaldrich.com/LT/en
Z413399-1EA | ALDRICH(R) STANDARD DISTILLING HEAD JAC& | 1X1EA | 1 | 1402 | Sigma-Aldrich | Z413399-1EA | https://www.sigmaaldrich.com/LT/en
Z413410-1EA | ALDRICH(R) CLAISEN ADAPTER WITH DRIP-TI& | 1X1EA | 1 | 90 | Sigma-Aldrich | Z413410-1EA | https://www.sigmaaldrich.com/LT/en
Z413429-1EA | ALDRICH(R) CLAISEN ADAPTER WITHOUT DRIP& | 1X1EA | 1 | 66 | Sigma-Aldrich | Z413429-1EA | https://www.sigmaaldrich.com/LT/en
Z413437-1EA | ALDRICH(R) CLAISEN ADAPTER WITHOUT DRIP& | 1X1EA | 1 | 68 | Sigma-Aldrich | Z413437-1EA | https://www.sigmaaldrich.com/LT/en
Z413445-1EA | ALDRICH(R) CLAISEN ADAPTER WITHOUT DRIP& | 1X1EA | 1 | 71 | Sigma-Aldrich | Z413445-1EA | https://www.sigmaaldrich.com/LT/en
Z413453-1EA | ALDRICH(R) CLAISEN ADAPTER WITHOUT DRIP& | 1X1EA | 1 | 78 | Sigma-Aldrich | Z413453-1EA | https://www.sigmaaldrich.com/LT/en
Z413526-1EA | ALDRICH(R) THREE-WAY ADAPTER JOINT: ST/& | 1X1EA | 1 | 68 | Sigma-Aldrich | Z413526-1EA | https://www.sigmaaldrich.com/LT/en
Z610186-6EA | HIRSCHMANN GRAD. PIPETTE, KB CERT., CLAS | 1X6EA | 1 | 76 | Sigma-Aldrich | Z610186-6EA | https://www.sigmaaldrich.com/LT/en
Z610194-6EA | HIRSCHMANN GRAD. PIPETTE, KB CERT., CLAS | 1X6EA | 1 | 76 | Sigma-Aldrich | Z610194-6EA | https://www.sigmaaldrich.com/LT/en
Z610208-6EA | HIRSCHMANN GRAD. PIPETTE, KB CERT., CLAS | 1X6EA | 1 | 129 | Sigma-Aldrich | Z610208-6EA | https://www.sigmaaldrich.com/LT/en
Z610216-12EA | HIRSCHMANN VOL. PIPETTES, KB CERT., CLAS | 1X12EA | 1 | 68 | Sigma-Aldrich | Z610216-12EA | https://www.sigmaaldrich.com/LT/en
Z610224-12EA | HIRSCHMANN VOL. PIPETTES, KB CERT., CLAS | 1X12EA | 1 | 66 | Sigma-Aldrich | Z610224-12EA | https://www.sigmaaldrich.com/LT/en
Z610232-12EA | HIRSCHMANN VOL. PIPETTES, KB CERT., CLAS | 1X12EA | 1 | 66 | Sigma-Aldrich | Z610232-12EA | https://www.sigmaaldrich.com/LT/en
Z610240-6EA | HIRSCHMANN VOL. PIPETTES, KB CERT., CLAS | 1X6EA | 1 | 36 | Sigma-Aldrich | Z610240-6EA | https://www.sigmaaldrich.com/LT/en
Z610259-6EA | HIRSCHMANN VOL. PIPETTES, KB CERT., CLAS | 1X6EA | 1 | 42 | Sigma-Aldrich | Z610259-6EA | https://www.sigmaaldrich.com/LT/en
Z610267-6EA | HIRSCHMANN VOL. PIPETTES, KB CERT., CLAS | 1X6EA | 1 | 39 | Sigma-Aldrich | Z610267-6EA | https://www.sigmaaldrich.com/LT/en
Z610275-6EA | HIRSCHMANN VOL. PIPETTES, KB CERT., CLAS | 1X6EA | 1 | 43 | Sigma-Aldrich | Z610275-6EA | https://www.sigmaaldrich.com/LT/en
Z610283-6EA | HIRSCHMANN VOL. PIPETTES, KB CERT., CLAS | 1X6EA | 1 | 53 | Sigma-Aldrich | Z610283-6EA | https://www.sigmaaldrich.com/LT/en
Z610291-6EA | HIRSCHMANN VOL. PIPETTES, KB CERT., CLAS | 1X6EA | 1 | 53 | Sigma-Aldrich | Z610291-6EA | https://www.sigmaaldrich.com/LT/en
Z610305-6EA | HIRSCHMANN VOL. PIPETTES, KB CERT., CLAS | 1X6EA | 1 | 54 | Sigma-Aldrich | Z610305-6EA | https://www.sigmaaldrich.com/LT/en
Z610313-6EA | HIRSCHMANN VOL. PIPETTES, KB CERT., CLAS | 1X6EA | 1 | 65 | Sigma-Aldrich | Z610313-6EA | https://www.sigmaaldrich.com/LT/en
Z610321-6EA | HIRSCHMANN VOL. PIPETTES, KB CERT., CLAS | 1X6EA | 1 | 70 | Sigma-Aldrich | Z610321-6EA | https://www.sigmaaldrich.com/LT/en
Z610348-6EA | HIRSCHMANN VOL. PIPETTES, KB CERT., CLAS | 1X6EA | 1 | 70 | Sigma-Aldrich | Z610348-6EA | https://www.sigmaaldrich.com/LT/en
Z610356-6EA | HIRSCHMANN VOL. PIPETTES, KB CERT., CLAS | 1X6EA | 1 | 98 | Sigma-Aldrich | Z610356-6EA | https://www.sigmaaldrich.com/LT/en
Z610461-2EA | HIRSCHMANN MEAS. CYLINDER, KB CERT., TAL | 1X2EA | 1 | 24 | Sigma-Aldrich | Z610461-2EA | https://www.sigmaaldrich.com/LT/en
Z610488-2EA | HIRSCHMANN MEAS. CYLINDER, KB CERT., TAL | 1X2EA | 1 | 23 | Sigma-Aldrich | Z610488-2EA | https://www.sigmaaldrich.com/LT/en
Z610496-2EA | HIRSCHMANN MEAS. CYLINDER, KB CERT., TAL | 1X2EA | 1 | 25 | Sigma-Aldrich | Z610496-2EA | https://www.sigmaaldrich.com/LT/en
Z610518-2EA | HIRSCHMANN MEAS. CYLINDER, KB CERT., TAL | 1X2EA | 1 | 26 | Sigma-Aldrich | Z610518-2EA | https://www.sigmaaldrich.com/LT/en
Z610526-2EA | HIRSCHMANN MEAS. CYLINDER, KB CERT., TAL | 1X2EA | 1 | 28 | Sigma-Aldrich | Z610526-2EA | https://www.sigmaaldrich.com/LT/en
Z610534-2EA | HIRSCHMANN MEAS. CYLINDER, KB CERT., TAL | 1X2EA | 1 | 53 | Sigma-Aldrich | Z610534-2EA | https://www.sigmaaldrich.com/LT/en
Z610542-2EA | HIRSCHMANN MEAS. CYLINDER, KB CERT., TAL | 1X2EA | 1 | 87 | Sigma-Aldrich | Z610542-2EA | https://www.sigmaaldrich.com/LT/en
Z610569-1EA | HIRSCHMANN MEAS. CYLINDER, KB CERT., TAL | 1X1EA | 1 | 118 | Sigma-Aldrich | Z610569-1EA | https://www.sigmaaldrich.com/LT/en
Z413534-1EA | ALDRICH(R) THREE-WAY ADAPTER JOINT: ST/& | 1X1EA | 1 | 70 | Sigma-Aldrich | Z413534-1EA | https://www.sigmaaldrich.com/LT/en
Z413542-1EA | ALDRICH(R) THREE-WAY ADAPTER WITH CLEAR& | 1X1EA | 1 | 98 | Sigma-Aldrich | Z413542-1EA | https://www.sigmaaldrich.com/LT/en
Z413550-1EA | ALDRICH(R) THREE-WAY ADAPTER WITH THERM& | 1X1EA | 1 | 65 | Sigma-Aldrich | Z413550-1EA | https://www.sigmaaldrich.com/LT/en
Z413569-1EA | ALDRICH(R) THREE-WAY ADAPTER WITH THERM& | 1X1EA | 1 | 68 | Sigma-Aldrich | Z413569-1EA | https://www.sigmaaldrich.com/LT/en
Z413577-1EA | ALDRICH(R) THREE-WAY ADAPTER WITH THERM& | 1X1EA | 1 | 72 | Sigma-Aldrich | Z413577-1EA | https://www.sigmaaldrich.com/LT/en
Z413585-1EA | ALDRICH(R) OFFSET ADAPTER WITHOUT DRIP-& | 1X1EA | 1 | 45 | Sigma-Aldrich | Z413585-1EA | https://www.sigmaaldrich.com/LT/en
Z413593-1EA | ALDRICH(R) OFFSET ADAPTER WITH CLEAR-SE& | 1X1EA | 1 | 64 | Sigma-Aldrich | Z413593-1EA | https://www.sigmaaldrich.com/LT/en
Z413607-1EA | ALDRICH(R) OFFSET ADAPTER WITH CLEAR-SE& | 1X1EA | 1 | 254 | Sigma-Aldrich | Z413607-1EA | https://www.sigmaaldrich.com/LT/en
Z413666-1EA | ALDRICH(R) STRAIGHT ADAPTER WITHOUT DRI& | 1X1EA | 1 | 34 | Sigma-Aldrich | Z413666-1EA | https://www.sigmaaldrich.com/LT/en
Z413674-1EA | ALDRICH(R) STRAIGHT ADAPTER WITHOUT DRI& | 1X1EA | 1 | 35 | Sigma-Aldrich | Z413674-1EA | https://www.sigmaaldrich.com/LT/en
Z413682-1EA | ALDRICH(R) STRAIGHT ADAPTER WITHOUT DRI& | 1X1EA | 1 | 35 | Sigma-Aldrich | Z413682-1EA | https://www.sigmaaldrich.com/LT/en
Z413690-1EA | ALDRICH(R) STRAIGHT ADAPTER WITHOUT DRI& | 1X1EA | 1 | 37 | Sigma-Aldrich | Z413690-1EA | https://www.sigmaaldrich.com/LT/en
Z413704-1EA | ALDRICH(R) STRAIGHT ADAPTER WITH CLEAR-& | 1X1EA | 1 | 53 | Sigma-Aldrich | Z413704-1EA | https://www.sigmaaldrich.com/LT/en
Z413712-1EA | ALDRICH(R) STRAIGHT ADAPTER WITH CLEAR-& | 1X1EA | 1 | 54 | Sigma-Aldrich | Z413712-1EA | https://www.sigmaaldrich.com/LT/en
Z413720-1EA | ALDRICH(R) STRAIGHT ADAPTER WITH DRIP-T& | 1X1EA | 1 | 45 | Sigma-Aldrich | Z413720-1EA | https://www.sigmaaldrich.com/LT/en
Z413739-1EA | ALDRICH(R) STRAIGHT ADAPTER WITH DRIP-T& | 1X1EA | 1 | 54 | Sigma-Aldrich | Z413739-1EA | https://www.sigmaaldrich.com/LT/en
Z413763-1EA | ALDRICH(R) BENT DISTILLING ADAPTERS WIT& | 1X1EA | 1 | 53 | Sigma-Aldrich | Z413763-1EA | https://www.sigmaaldrich.com/LT/en
Z413771-1EA | ALDRICH(R) BENT DISTILLING ADAPTERS WIT& | 1X1EA | 1 | 45 | Sigma-Aldrich | Z413771-1EA | https://www.sigmaaldrich.com/LT/en
Z413798-1EA | ALDRICH(R) BENT DISTILLING ADAPTERS WIT& | 1X1EA | 1 | 61 | Sigma-Aldrich | Z413798-1EA | https://www.sigmaaldrich.com/LT/en
Z413852-1EA | ALDRICH(R) REDUCING ADAPTER FEMALE JOIN& | 1X1EA | 1 | 34 | Sigma-Aldrich | Z413852-1EA | https://www.sigmaaldrich.com/LT/en
Z413860-1EA | ALDRICH(R) REDUCING ADAPTER FEMALE JOIN& | 1X1EA | 1 | 34 | Sigma-Aldrich | Z413860-1EA | https://www.sigmaaldrich.com/LT/en
Z413879-1EA | ALDRICH(R) REDUCING ADAPTER FEMALE JOIN& | 1X1EA | 1 | 43 | Sigma-Aldrich | Z413879-1EA | https://www.sigmaaldrich.com/LT/en
Z413887-1EA | ALDRICH(R) ADAPTER FEMALE JOINT: ST/NS & | 1X1EA | 1 | 62 | Sigma-Aldrich | Z413887-1EA | https://www.sigmaaldrich.com/LT/en
Z413895-1EA | ALDRICH(R) REDUCING ADAPTER FEMALE JOIN& | 1X1EA | 1 | 71 | Sigma-Aldrich | Z413895-1EA | https://www.sigmaaldrich.com/LT/en
Z413917-1EA | ALDRICH(R) REDUCING ADAPTER FEMALE JOIN& | 1X1EA | 1 | 118 | Sigma-Aldrich | Z413917-1EA | https://www.sigmaaldrich.com/LT/en
Z413984-1EA | ALDRICH(R) ENLARGING ADAPTER FEMALE JOI& | 1X1EA | 1 | 34 | Sigma-Aldrich | Z413984-1EA | https://www.sigmaaldrich.com/LT/en
Z413992-1EA | ALDRICH(R) ENLARGING ADAPTER FEMALE JOI& | 1X1EA | 1 | 35 | Sigma-Aldrich | Z413992-1EA | https://www.sigmaaldrich.com/LT/en
Z414018-1EA | ALDRICH(R) ENLARGING ADAPTER FEMALE JOI& | 1X1EA | 1 | 45 | Sigma-Aldrich | Z414018-1EA | https://www.sigmaaldrich.com/LT/en
Z414026-1EA | ALDRICH(R) ENLARGING ADAPTER FEMALE JOI& | 1X1EA | 1 | 49 | Sigma-Aldrich | Z414026-1EA | https://www.sigmaaldrich.com/LT/en
Z414034-1EA | ALDRICH(R) ENLARGING ADAPTER FEMALE JOI& | 1X1EA | 1 | 73 | Sigma-Aldrich | Z414034-1EA | https://www.sigmaaldrich.com/LT/en
Z414042-1EA | ALDRICH(R) ENLARGING ADAPTER FEMALE JOI& | 1X1EA | 1 | 97 | Sigma-Aldrich | Z414042-1EA | https://www.sigmaaldrich.com/LT/en
Z414050-1EA | ALDRICH(R) OFFSET REDUCING ADAPTER FEMA& | 1X1EA | 1 | 49 | Sigma-Aldrich | Z414050-1EA | https://www.sigmaaldrich.com/LT/en
Z414069-1EA | ALDRICH(R) OFFSET REDUCING ADAPTER FEMA& | 1X1EA | 1 | 49 | Sigma-Aldrich | Z414069-1EA | https://www.sigmaaldrich.com/LT/en
Z414077-1EA | ALDRICH(R) OFFSET REDUCING ADAPTER FEMA& | 1X1EA | 1 | 52 | Sigma-Aldrich | Z414077-1EA | https://www.sigmaaldrich.com/LT/en
Z414085-1EA | ALDRICH(R) OFFSET REDUCING ADAPTER FEMA& | 1X1EA | 1 | 65 | Sigma-Aldrich | Z414085-1EA | https://www.sigmaaldrich.com/LT/en
Z414093-1EA | ALDRICH(R) OFFSET ENLARGING ADAPTER FEM& | 1X1EA | 1 | 50 | Sigma-Aldrich | Z414093-1EA | https://www.sigmaaldrich.com/LT/en
Z414107-1EA | ALDRICH(R) OFFSET ENLARGING ADAPTER FEM& | 1X1EA | 1 | 49 | Sigma-Aldrich | Z414107-1EA | https://www.sigmaaldrich.com/LT/en
Z414115-1EA | ALDRICH(R) OFFSET ENLARGING ADAPTER FEM& | 1X1EA | 1 | 53 | Sigma-Aldrich | Z414115-1EA | https://www.sigmaaldrich.com/LT/en
Z611174-1000EA | HIRSCHMANN(R) MELTING POINT DETERMINATI& | 1X1000EA | 1 | 112 | Sigma-Aldrich | Z611174-1000EA | https://www.sigmaaldrich.com/LT/en
Z611182-1000EA | HIRSCHMANN(R) MELTING POINT DETERMINATI& | 1X1000EA | 1 | 82 | Sigma-Aldrich | Z611182-1000EA | https://www.sigmaaldrich.com/LT/en
Z611190-1000EA | HIRSCHMANN(R) MELTING POINT DETERMINATI& | 1X1000EA | 1 | 84 | Sigma-Aldrich | Z611190-1000EA | https://www.sigmaaldrich.com/LT/en
Z611204-1000EA | HIRSCHMANN MELTING POINT CAPILLARIES, ON | 1X1000EA | 1 | 71 | Sigma-Aldrich | Z611204-1000EA | https://www.sigmaaldrich.com/LT/en
Z611212-1000EA | HIRSCHMANN MELTING POINT CAPILLARIES, ON | 1X1000EA | 1 | 63 | Sigma-Aldrich | Z611212-1000EA | https://www.sigmaaldrich.com/LT/en
Z611220-1000EA | HIRSCHMANN(R) MELTING POINT DETERMINATI& | 1X1000EA | 1 | 65 | Sigma-Aldrich | Z611220-1000EA | https://www.sigmaaldrich.com/LT/en
Z611239-250EA | HIRSCHMANN MICROPIPETTE, GRAD., SINGLE U | 1X250EA | 1 | 27 | Sigma-Aldrich | Z611239-250EA | https://www.sigmaaldrich.com/LT/en
Z611247-250EA | HIRSCHMANN MICROPIPETTES, SINGLE USE 20 | 1X250EA | 1 | 24 | Sigma-Aldrich | Z611247-250EA | https://www.sigmaaldrich.com/LT/en
Z611255-250EA | HIRSCHMANN MICROPIPETTES, SINGLE USE 50 | 1X250EA | 1 | 24 | Sigma-Aldrich | Z611255-250EA | https://www.sigmaaldrich.com/LT/en
Z611263-250EA | HIRSCHMANN MICROPIPETTES, SINGLE USE 100 | 1X250EA | 1 | 24 | Sigma-Aldrich | Z611263-250EA | https://www.sigmaaldrich.com/LT/en
Z414123-1EA | ALDRICH(R) OFFSET ENLARGING ADAPTER MAL& | 1X1EA | 1 | 65 | Sigma-Aldrich | Z414123-1EA | https://www.sigmaaldrich.com/LT/en
Z414131-1EA | ALDRICH(R) DUAL BANK MANIFOLD WITH HIGH& | 1X1EA | 1 | 870 | Sigma-Aldrich | Z414131-1EA | https://www.sigmaaldrich.com/LT/en
Z414158-1EA | ALDRICH(R) DUAL BANK MANIFOLD WITH HIGH& | 1X1EA | 1 | 1049 | Sigma-Aldrich | Z414158-1EA | https://www.sigmaaldrich.com/LT/en
Z414166-1EA | ALDRICH(R) DUAL BANK MANIFOLD WITH HIGH& | 1X1EA | 1 | 1245 | Sigma-Aldrich | Z414166-1EA | https://www.sigmaaldrich.com/LT/en
Z414174-1EA | ALDRICH(R) DUAL-ACTION NMR TUBE CLEANER& | 1X1EA | 1 | 1745 | Sigma-Aldrich | Z414174-1EA | https://www.sigmaaldrich.com/LT/en
Z414182-1EA | ALDRICH(R) PEAR-SHAPED FILTER FLASK JOI& | 1X1EA | 1 | 120 | Sigma-Aldrich | Z414182-1EA | https://www.sigmaaldrich.com/LT/en
Z414190-1EA | ALDRICH(R) POUR-OUT ADAPTER MALE JOINT:& | 1X1EA | 1 | 35 | Sigma-Aldrich | Z414190-1EA | https://www.sigmaaldrich.com/LT/en
Z414204-1EA | ALDRICH(R) SEPTUM-INLET ADAPTER, STANDA& | 1X1EA | 1 | 57 | Sigma-Aldrich | Z414204-1EA | https://www.sigmaaldrich.com/LT/en
Z414220-1EA | ALDRICH(R) SEPTUM-INLET ADAPTER, STANDA& | 1X1EA | 1 | 34 | Sigma-Aldrich | Z414220-1EA | https://www.sigmaaldrich.com/LT/en
Z414239-1EA | ALDRICH(R) SEPTUM-INLET ADAPTER, STANDA& | 1X1EA | 1 | 47 | Sigma-Aldrich | Z414239-1EA | https://www.sigmaaldrich.com/LT/en
Z414247-1EA | ALDRICH(R) SEPTUM-INLET ADAPTER, IN-LIN& | 1X1EA | 1 | 49 | Sigma-Aldrich | Z414247-1EA | https://www.sigmaaldrich.com/LT/en
Z414255-1EA | ALDRICH(R) SEPTUM-INLET ADAPTER, IN-LIN& | 1X1EA | 1 | 53 | Sigma-Aldrich | Z414255-1EA | https://www.sigmaaldrich.com/LT/en
Z414263-1EA | ALDRICH(R) SEPTUM-INLET ADAPTER WITH ST& | 1X1EA | 1 | 123 | Sigma-Aldrich | Z414263-1EA | https://www.sigmaaldrich.com/LT/en
Z414298-1EA | ALDRICH(R) SEPTUM-INLET ADAPTER WITH ST& | 1X1EA | 1 | 109 | Sigma-Aldrich | Z414298-1EA | https://www.sigmaaldrich.com/LT/en
Z414328-1EA | ALDRICH(R) SEPTUM-INLET ADAPTER WITH ST& | 1X1EA | 1 | 171 | Sigma-Aldrich | Z414328-1EA | https://www.sigmaaldrich.com/LT/en
Z414336-1EA | ALDRICH(R) SEPTUM-INLET ADAPTER WITH ST& | 1X1EA | 1 | 123 | Sigma-Aldrich | Z414336-1EA | https://www.sigmaaldrich.com/LT/en
Z414344-1EA | ALDRICH(R) SEPTUM-INLET ADAPTER WITH ST& | 1X1EA | 1 | 121 | Sigma-Aldrich | Z414344-1EA | https://www.sigmaaldrich.com/LT/en
Z414360-1EA | ALDRICH(R) SEPTUM-INLET ADAPTER WITH ST& | 1X1EA | 1 | 138 | Sigma-Aldrich | Z414360-1EA | https://www.sigmaaldrich.com/LT/en
Z414379-1EA | ALDRICH(R) SEPTUM-INLET ADAPTER WITH ST& | 1X1EA | 1 | 138 | Sigma-Aldrich | Z414379-1EA | https://www.sigmaaldrich.com/LT/en
Z414387-1EA | ALDRICH(R) SEPTUM-INLET ADAPTER WITH ST& | 1X1EA | 1 | 138 | Sigma-Aldrich | Z414387-1EA | https://www.sigmaaldrich.com/LT/en
Z414395-1EA | ALDRICH(R) SEPTUM-INLET ADAPTER WITH ST& | 1X1EA | 1 | 126 | Sigma-Aldrich | Z414395-1EA | https://www.sigmaaldrich.com/LT/en
Z414484-1EA | ALDRICH(R) SINGLE-NECK ROUND-BOTTOM FLA& | 1X1EA | 1 | 30 | Sigma-Aldrich | Z414484-1EA | https://www.sigmaaldrich.com/LT/en
Z414492-1EA | ALDRICH(R) SINGLE-NECK ROUND-BOTTOM FLA& | 1X1EA | 1 | 30 | Sigma-Aldrich | Z414492-1EA | https://www.sigmaaldrich.com/LT/en
Z414506-1EA | ALDRICH(R) SINGLE-NECK ROUND-BOTTOM FLA& | 1X1EA | 1 | 34 | Sigma-Aldrich | Z414506-1EA | https://www.sigmaaldrich.com/LT/en
Z414514-1EA | ALDRICH(R) SINGLE-NECK ROUND-BOTTOM FLA& | 1X1EA | 1 | 39 | Sigma-Aldrich | Z414514-1EA | https://www.sigmaaldrich.com/LT/en
Z414522-1EA | ALDRICH(R) SINGLE-NECK ROUND-BOTTOM FLA& | 1X1EA | 1 | 46 | Sigma-Aldrich | Z414522-1EA | https://www.sigmaaldrich.com/LT/en
Z414530-1EA | ALDRICH(R) SINGLE-NECK ROUND-BOTTOM FLA& | 1X1EA | 1 | 83 | Sigma-Aldrich | Z414530-1EA | https://www.sigmaaldrich.com/LT/en
Z415499-1EA | WATER-COOLED DISTILLING HEAD JOINT: ST/& | 1X1EA | 1 | 666 | Sigma-Aldrich | Z415499-1EA | https://www.sigmaaldrich.com/LT/en
Z415502-1EA | ALDRICH(R) CLAISEN DISTILLATION HEAD JO& | 1X1EA | 1 | 197 | Sigma-Aldrich | Z415502-1EA | https://www.sigmaaldrich.com/LT/en
Z415510-1EA | ALDRICH(R) CLAISEN DISTILLATION HEAD JO& | 1X1EA | 1 | 332 | Sigma-Aldrich | Z415510-1EA | https://www.sigmaaldrich.com/LT/en
Z415529-1EA | ALDRICH(R) SHORT-PATH DISTILLATION APPA& | 1X1EA | 1 | 440 | Sigma-Aldrich | Z415529-1EA | https://www.sigmaaldrich.com/LT/en
Z415537-1EA | ALDRICH(R) SHORT-PATH DISTILLATION APPA& | 1X1EA | 1 | 437 | Sigma-Aldrich | Z415537-1EA | https://www.sigmaaldrich.com/LT/en
Z415545-1EA | ALDRICH(R) SHORT-PATH DISTILLATION APPA& | 1X1EA | 1 | 483 | Sigma-Aldrich | Z415545-1EA | https://www.sigmaaldrich.com/LT/en
Z415588-1EA | ALDRICH(R) SIDE-ARM DISTILLING ADAPTER & | 1X1EA | 1 | 123 | Sigma-Aldrich | Z415588-1EA | https://www.sigmaaldrich.com/LT/en
Z415596-1EA | ALDRICH(R) SIDE-ARM DISTILLING ADAPTER & | 1X1EA | 1 | 139 | Sigma-Aldrich | Z415596-1EA | https://www.sigmaaldrich.com/LT/en
Z415618-1EA | ALDRICH(R) SIDE-ARM DISTILLING ADAPTER & | 1X1EA | 1 | 123 | Sigma-Aldrich | Z415618-1EA | https://www.sigmaaldrich.com/LT/en
Z415626-1EA | ALDRICH(R) DUAL BANK MANIFOLD WITH HIGH& | 1X1EA | 1 | 980 | Sigma-Aldrich | Z415626-1EA | https://www.sigmaaldrich.com/LT/en
Z415634-1EA | ALDRICH(R) DUAL BANK MANIFOLD WITH HIGH& | 1X1EA | 1 | 1167 | Sigma-Aldrich | Z415634-1EA | https://www.sigmaaldrich.com/LT/en
Z415642-1EA | ALDRICH(R) DUAL BANK MANIFOLD WITH HIGH& | 1X1EA | 1 | 1353 | Sigma-Aldrich | Z415642-1EA | https://www.sigmaaldrich.com/LT/en
Z415650-1EA | ALDRICH(R) VACUUM ADAPTER MALE JOINT: S& | 1X1EA | 1 | 24 | Sigma-Aldrich | Z415650-1EA | https://www.sigmaaldrich.com/LT/en
Z415669-1EA | ALDRICH(R) VACUUM ADAPTER MALE JOINT: S& | 1X1EA | 1 | 29 | Sigma-Aldrich | Z415669-1EA | https://www.sigmaaldrich.com/LT/en
Z415677-1EA | ALDRICH(R) VACUUM ADAPTER MALE JOINT: S& | 1X1EA | 1 | 49 | Sigma-Aldrich | Z415677-1EA | https://www.sigmaaldrich.com/LT/en
Z415685-1EA | ALDRICH(R) VACUUM ADAPTER MALE JOINT: S& | 1X1EA | 1 | 22 | Sigma-Aldrich | Z415685-1EA | https://www.sigmaaldrich.com/LT/en
Z415693-1EA | ALDRICH(R) VACUUM ADAPTER MALE JOINT: S& | 1X1EA | 1 | 24 | Sigma-Aldrich | Z415693-1EA | https://www.sigmaaldrich.com/LT/en
Z415707-1EA | ALDRICH(R) VACUUM ADAPTER MALE JOINT: S& | 1X1EA | 1 | 26 | Sigma-Aldrich | Z415707-1EA | https://www.sigmaaldrich.com/LT/en
Z415715-1EA | ALDRICH(R) VACUUM ADAPTER MALE JOINT: S& | 1X1EA | 1 | 45 | Sigma-Aldrich | Z415715-1EA | https://www.sigmaaldrich.com/LT/en
Z415723-1EA | ALDRICH(R) VACUUM ADAPTER MALE JOINT: S& | 1X1EA | 1 | 33 | Sigma-Aldrich | Z415723-1EA | https://www.sigmaaldrich.com/LT/en
Z415731-1EA | ALDRICH(R) VACUUM ADAPTER FEMALE JOINT:& | 1X1EA | 1 | 29 | Sigma-Aldrich | Z415731-1EA | https://www.sigmaaldrich.com/LT/en
Z415758-1EA | ALDRICH(R) VACUUM ADAPTER FEMALE JOINT:& | 1X1EA | 1 | 30 | Sigma-Aldrich | Z415758-1EA | https://www.sigmaaldrich.com/LT/en
Z415766-1EA | ALDRICH(R) VACUUM ADAPTER FEMALE JOINT:& | 1X1EA | 1 | 38 | Sigma-Aldrich | Z415766-1EA | https://www.sigmaaldrich.com/LT/en
Z415774-1EA | ALDRICH(R) GAS-INLET ADAPTER JOINTS: ST& | 1X1EA | 1 | 48 | Sigma-Aldrich | Z415774-1EA | https://www.sigmaaldrich.com/LT/en
Z415782-1EA | ALDRICH(R) GAS-INLET ADAPTER JOINTS: ST& | 1X1EA | 1 | 61 | Sigma-Aldrich | Z415782-1EA | https://www.sigmaaldrich.com/LT/en
Z415790-1EA | ALDRICH(R) GAS-INLET ADAPTER JOINTS: ST& | 1X1EA | 1 | 49 | Sigma-Aldrich | Z415790-1EA | https://www.sigmaaldrich.com/LT/en
Z415804-1EA | ALDRICH(R) GAS-INLET ADAPTER JOINTS: ST& | 1X1EA | 1 | 64 | Sigma-Aldrich | Z415804-1EA | https://www.sigmaaldrich.com/LT/en
Z417041-1PAK | ALDRICH(R) SYSTEM 45(R) OPEN-TOP CAPS D& | 1X1PAK | 1 | 78 | Sigma-Aldrich | Z417041-1PAK | https://www.sigmaaldrich.com/LT/en
Z417394-1EA | ALDRICH(R) SYSTEM 45(R) THREE-HOLE DELI& | 1X1EA | 1 | 164 | Sigma-Aldrich | Z417394-1EA | https://www.sigmaaldrich.com/LT/en
Z417416-1EA | THREADED VESSEL ADAPTER 1/4-28 MALE TO & | 1X1EA | 1 | 21 | Sigma-Aldrich | Z417416-1EA | https://www.sigmaaldrich.com/LT/en
Z417424-1EA | THREADED VESSEL ADAPTER 1/4-28 MALE TO & | 1X1EA | 1 | 21 | Sigma-Aldrich | Z417424-1EA | https://www.sigmaaldrich.com/LT/en
Z417432-1PAK | SYSTEM 45(R) QUICK-DISCONNECT FITTINGS | 1X1PAK | 1 | 58 | Sigma-Aldrich | Z417432-1PAK | https://www.sigmaaldrich.com/LT/en
Z418161-1EA | AUGER FOR ALDRICH(R) SYSTEM 45(R) POWDE& | 1X1EA | 1 | 86 | Sigma-Aldrich | Z418161-1EA | https://www.sigmaaldrich.com/LT/en
Z418188-1EA | AUGER FOR ALDRICH(R) SYSTEM 45(R) POWDE& | 1X1EA | 1 | 113 | Sigma-Aldrich | Z418188-1EA | https://www.sigmaaldrich.com/LT/en
Z418226-1EA | ALDRICH(R) SYSTEM 45(R) SQUIBB SEPARATO& | 1X1EA | 1 | 139 | Sigma-Aldrich | Z418226-1EA | https://www.sigmaaldrich.com/LT/en
Z418250-1EA | ALDRICH(R) SYSTEM 45(R) SQUIBB SEPARATO& | 1X1EA | 1 | 287 | Sigma-Aldrich | Z418250-1EA | https://www.sigmaaldrich.com/LT/en
Z418439-1PAK | O-RINGS, VITON(R), SIZE 2-011, FOR USE & | 1X1PAK | 1 | 26 | Sigma-Aldrich | Z418439-1PAK | https://www.sigmaaldrich.com/LT/en
Z418501-1EA | ALDRICH(R) SYSTEM 45(R) VESSEL WITH CAP& | 1X1EA | 1 | 291 | Sigma-Aldrich | Z418501-1EA | https://www.sigmaaldrich.com/LT/en
Z418528-1EA | ALDRICH(R) SYSTEM 45(R) VESSEL WITH CAP& | 1X1EA | 1 | 288 | Sigma-Aldrich | Z418528-1EA | https://www.sigmaaldrich.com/LT/en
Z418536-1EA | ALDRICH(R) SYSTEM 45(R) VESSEL WITH CAP& | 1X1EA | 1 | 290 | Sigma-Aldrich | Z418536-1EA | https://www.sigmaaldrich.com/LT/en
Z418544-1EA | ALDRICH(R) SYSTEM 45(R) VESSEL WITH CAP& | 1X1EA | 1 | 317 | Sigma-Aldrich | Z418544-1EA | https://www.sigmaaldrich.com/LT/en
Z418560-1EA | SYSTEM 45(R) VESSEL WITH THREADED SIDE & | 1X1EA | 1 | 325 | Sigma-Aldrich | Z418560-1EA | https://www.sigmaaldrich.com/LT/en
Z418595-1EA | ALDRICH(R) SINGLE-NECK ROUND-BOTTOM FLA& | 1X1EA | 1 | 158 | Sigma-Aldrich | Z418595-1EA | https://www.sigmaaldrich.com/LT/en
Z418609-1EA | ALDRICH(R) SINGLE-NECK ROUND-BOTTOM FLA& | 1X1EA | 1 | 298 | Sigma-Aldrich | Z418609-1EA | https://www.sigmaaldrich.com/LT/en
Z418617-1EA | ALDRICH(R) SINGLE-NECK ROUND-BOTTOM FLA& | 1X1EA | 1 | 308 | Sigma-Aldrich | Z418617-1EA | https://www.sigmaaldrich.com/LT/en
Z418625-1EA | ALDRICH(R) SINGLE-NECK ROUND-BOTTOM FLA& | 1X1EA | 1 | 428 | Sigma-Aldrich | Z418625-1EA | https://www.sigmaaldrich.com/LT/en
Z418633-1EA | ALDRICH(R) SINGLE-NECK ROUND-BOTTOM FLA& | 1X1EA | 1 | 436 | Sigma-Aldrich | Z418633-1EA | https://www.sigmaaldrich.com/LT/en
Z418641-1EA | ALDRICH(R) THREE-NECK ROUND-BOTTOM FLAS& | 1X1EA | 1 | 104 | Sigma-Aldrich | Z418641-1EA | https://www.sigmaaldrich.com/LT/en
Z418668-1EA | ALDRICH(R) THREE-NECK ROUND-BOTTOM FLAS& | 1X1EA | 1 | 114 | Sigma-Aldrich | Z418668-1EA | https://www.sigmaaldrich.com/LT/en
Z418676-1EA | ALDRICH(R) THREE-NECK ROUND-BOTTOM FLAS& | 1X1EA | 1 | 123 | Sigma-Aldrich | Z418676-1EA | https://www.sigmaaldrich.com/LT/en
Z418684-1EA | ALDRICH(R) THREE-NECK ROUND-BOTTOM FLAS& | 1X1EA | 1 | 110 | Sigma-Aldrich | Z418684-1EA | https://www.sigmaaldrich.com/LT/en
Z418692-1EA | ALDRICH(R) THREE-NECK ROUND-BOTTOM FLAS& | 1X1EA | 1 | 110 | Sigma-Aldrich | Z418692-1EA | https://www.sigmaaldrich.com/LT/en
Z418706-1EA | ALDRICH(R) THREE-NECK ROUND-BOTTOM FLAS& | 1X1EA | 1 | 116 | Sigma-Aldrich | Z418706-1EA | https://www.sigmaaldrich.com/LT/en
Z418714-1EA | ALDRICH(R) THREE-NECK ROUND-BOTTOM FLAS& | 1X1EA | 1 | 127 | Sigma-Aldrich | Z418714-1EA | https://www.sigmaaldrich.com/LT/en
Z418722-1EA | ALDRICH(R) FLAT-BOTTOM FLASK CAPACITY 2& | 1X1EA | 1 | 42 | Sigma-Aldrich | Z418722-1EA | https://www.sigmaaldrich.com/LT/en
Z418749-1EA | ALDRICH(R) FLAT-BOTTOM FLASK CAPACITY 1& | 1X1EA | 1 | 45 | Sigma-Aldrich | Z418749-1EA | https://www.sigmaaldrich.com/LT/en
Z418773-1EA | ALDRICH(R) FLAT-BOTTOM FLASK CAPACITY 5& | 1X1EA | 1 | 46 | Sigma-Aldrich | Z418773-1EA | https://www.sigmaaldrich.com/LT/en
Z418781-1EA | ALDRICH(R) FLAT-BOTTOM FLASK CAPACITY 1& | 1X1EA | 1 | 49 | Sigma-Aldrich | Z418781-1EA | https://www.sigmaaldrich.com/LT/en
Z418803-1EA | ALDRICH(R) FLAT-BOTTOM FLASK CAPACITY 2& | 1X1EA | 1 | 49 | Sigma-Aldrich | Z418803-1EA | https://www.sigmaaldrich.com/LT/en
Z418811-1EA | ALDRICH(R) FLAT-BOTTOM FLASK CAPACITY 5& | 1X1EA | 1 | 50 | Sigma-Aldrich | Z418811-1EA | https://www.sigmaaldrich.com/LT/en
Z418838-1EA | ALDRICH(R) FLAT-BOTTOM FLASK CAPACITY 1& | 1X1EA | 1 | 130 | Sigma-Aldrich | Z418838-1EA | https://www.sigmaaldrich.com/LT/en
Z418846-1EA | ALDRICH(R) FLAT-BOTTOM FLASK CAPACITY 2& | 1X1EA | 1 | 135 | Sigma-Aldrich | Z418846-1EA | https://www.sigmaaldrich.com/LT/en
Z418854-1EA | SYSTEM 45(R) VESSEL WITH THREADED SIDE & | 1X1EA | 1 | 315 | Sigma-Aldrich | Z418854-1EA | https://www.sigmaaldrich.com/LT/en
Z418862-1EA | SYSTEM 45(R) VESSEL WITH THREADED SIDE & | 1X1EA | 1 | 343 | Sigma-Aldrich | Z418862-1EA | https://www.sigmaaldrich.com/LT/en
Z614009-25EA | VIVASPIN 500 CENTRIFUGAL CONCENTRATORS | 1X25EA | 1 | 124 | Sigma-Aldrich | Z614009-25EA | https://www.sigmaaldrich.com/LT/en
Z614017-100EA | VIVASPIN 500 CENTRIFUGAL CONCENTRATORS | 1X100EA | 1 | 436 | Sigma-Aldrich | Z614017-100EA | https://www.sigmaaldrich.com/LT/en
Z614025-25EA | VIVASPIN 500 CENTRIFUGAL CONCENTRATORS | 1X25EA | 1 | 124 | Sigma-Aldrich | Z614025-25EA | https://www.sigmaaldrich.com/LT/en
Z614033-100EA | VIVASPIN 500 CENTRIFUGAL CONCENTRATORS | 1X100EA | 1 | 436 | Sigma-Aldrich | Z614033-100EA | https://www.sigmaaldrich.com/LT/en
Z614041-25EA | VIVASPIN 500 CENTRIFUGAL CONCENTRATORS | 1X25EA | 1 | 124 | Sigma-Aldrich | Z614041-25EA | https://www.sigmaaldrich.com/LT/en
Z614068-100EA | VIVASPIN 500 CENTRIFUGAL CONCENTRATORS | 1X100EA | 1 | 436 | Sigma-Aldrich | Z614068-100EA | https://www.sigmaaldrich.com/LT/en
Z614076-25EA | VIVASPIN 500 CENTRIFUGAL CONCENTRATORS | 1X25EA | 1 | 124 | Sigma-Aldrich | Z614076-25EA | https://www.sigmaaldrich.com/LT/en
Z614084-100EA | VIVASPIN 500 CENTRIFUGAL CONCENTRATORS | 1X100EA | 1 | 436 | Sigma-Aldrich | Z614084-100EA | https://www.sigmaaldrich.com/LT/en
Z614092-25EA | VIVASPIN 500 CENTRIFUGAL CONCENTRATORS | 1X25EA | 1 | 124 | Sigma-Aldrich | Z614092-25EA | https://www.sigmaaldrich.com/LT/en
Z614181-25EA | VIVASPIN 2 CENTRIFUGAL CONCENTRATORS PO& | 1X25EA | 1 | 180 | Sigma-Aldrich | Z614181-25EA | https://www.sigmaaldrich.com/LT/en
Z614203-100EA | VIVASPIN 2 CENTRIFUGAL CONCENTRATORS PO& | 1X100EA | 1 | 545 | Sigma-Aldrich | Z614203-100EA | https://www.sigmaaldrich.com/LT/en
Z614211-25EA | VIVASPIN 2 CENTRIFUGAL CONCENTRATORS PO& | 1X25EA | 1 | 180 | Sigma-Aldrich | Z614211-25EA | https://www.sigmaaldrich.com/LT/en
Z614238-100EA | VIVASPIN 2 CENTRIFUGAL CONCENTRATORS PO& | 1X100EA | 1 | 545 | Sigma-Aldrich | Z614238-100EA | https://www.sigmaaldrich.com/LT/en
Z614246-25EA | VIVASPIN 2 CENTRIFUGAL CONCENTRATORS PO& | 1X25EA | 1 | 180 | Sigma-Aldrich | Z614246-25EA | https://www.sigmaaldrich.com/LT/en
Z614254-100EA | VIVASPIN 2 CENTRIFUGAL CONCENTRATORS PO& | 1X100EA | 1 | 545 | Sigma-Aldrich | Z614254-100EA | https://www.sigmaaldrich.com/LT/en
Z614262-25EA | VIVASPIN 2 CENTRIFUGAL CONCENTRATORS PO& | 1X25EA | 1 | 180 | Sigma-Aldrich | Z614262-25EA | https://www.sigmaaldrich.com/LT/en
Z614270-100EA | VIVASPIN 2 CENTRIFUGAL CONCENTRATORS PO& | 1X100EA | 1 | 545 | Sigma-Aldrich | Z614270-100EA | https://www.sigmaaldrich.com/LT/en
Z614289-25EA | VIVASPIN 2 CENTRIFUGAL CONCENTRATORS PO& | 1X25EA | 1 | 180 | Sigma-Aldrich | Z614289-25EA | https://www.sigmaaldrich.com/LT/en
Z614297-100EA | VIVASPIN 2 CENTRIFUGAL CONCENTRATORS PO& | 1X100EA | 1 | 545 | Sigma-Aldrich | Z614297-100EA | https://www.sigmaaldrich.com/LT/en
Z419761-1SET | DIAZALD(R) SET WITH SYSTEM 45(R) COMPAT& | 1X1SET | 1 | 875 | Sigma-Aldrich | Z419761-1SET | https://www.sigmaaldrich.com/LT/en
Z419842-1EA | CAP WITH PTFE LINER, 32MM, FOR ALDRICH & | 1X1EA | 1 | 12 | Sigma-Aldrich | Z419842-1EA | https://www.sigmaaldrich.com/LT/en
Z419885-1EA | HDPE BUCHNER FUNNEL CAPACITY 50 ML | 1X1EA | 1 | 21 | Sigma-Aldrich | Z419885-1EA | https://www.sigmaaldrich.com/LT/en
Z614440-25EA | VIVASPIN 6 CENTRIFUGAL CONCENTRATOR POR | 1X25EA | 1 | 247 | Sigma-Aldrich | Z614440-25EA | https://www.sigmaaldrich.com/LT/en
Z614459-100EA | VIVASPIN 6 CENTRIFUGAL CONCENTRATOR POR& | 1X100EA | 1 | 747 | Sigma-Aldrich | Z614459-100EA | https://www.sigmaaldrich.com/LT/en
Z614467-25EA | VIVASPIN 6 CENTRIFUGAL CONCENTRATOR POR | 1X25EA | 1 | 241 | Sigma-Aldrich | Z614467-25EA | https://www.sigmaaldrich.com/LT/en
Z614475-100EA | VIVASPIN 6 CENTRIFUGAL CONCENTRATOR POR | 1X100EA | 1 | 747 | Sigma-Aldrich | Z614475-100EA | https://www.sigmaaldrich.com/LT/en
Z614483-25EA | VIVASPIN 6 CENTRIFUGAL CONCENTRATOR POR | 1X25EA | 1 | 247 | Sigma-Aldrich | Z614483-25EA | https://www.sigmaaldrich.com/LT/en
Z614491-100EA | VIVASPIN 6 CENTRIFUGAL CONCENTRATOR POR | 1X100EA | 1 | 747 | Sigma-Aldrich | Z614491-100EA | https://www.sigmaaldrich.com/LT/en
Z614505-25EA | VIVASPIN 6 CENTRIFUGAL CONCENTRATOR POR | 1X25EA | 1 | 247 | Sigma-Aldrich | Z614505-25EA | https://www.sigmaaldrich.com/LT/en
Z614513-100EA | VIVASPIN 6 CENTRIFUGAL CONCENTRATOR POR | 1X100EA | 1 | 747 | Sigma-Aldrich | Z614513-100EA | https://www.sigmaaldrich.com/LT/en
Z614521-25EA | VIVASPIN 6 CENTRIFUGAL CONCENTRATOR POR | 1X25EA | 1 | 247 | Sigma-Aldrich | Z614521-25EA | https://www.sigmaaldrich.com/LT/en
Z614548-100EA | VIVASPIN 6 CENTRIFUGAL CONCENTRATOR POR& | 1X100EA | 1 | 747 | Sigma-Aldrich | Z614548-100EA | https://www.sigmaaldrich.com/LT/en
Z614556-25EA | VIVASPIN 6 CENTRIFUGAL CONCENTRATOR POR& | 1X25EA | 1 | 247 | Sigma-Aldrich | Z614556-25EA | https://www.sigmaaldrich.com/LT/en
Z614580-12EA | VIVASPIN 20 CENTRIFUGAL CONCENTRATOR PO | 1X12EA | 1 | 178 | Sigma-Aldrich | Z614580-12EA | https://www.sigmaaldrich.com/LT/en
Z614599-48EA | VIVASPIN 20 CENTRIFUGAL CONCENTRATOR PO | 1X48EA | 1 | 565 | Sigma-Aldrich | Z614599-48EA | https://www.sigmaaldrich.com/LT/en
Z614602-12EA | VIVASPIN 20 CENTRIFUGAL CONCENTRATOR PO | 1X12EA | 1 | 178 | Sigma-Aldrich | Z614602-12EA | https://www.sigmaaldrich.com/LT/en
Z614610-48EA | VIVASPIN 20 CENTRIFUGAL CONCENTRATOR PO | 1X48EA | 1 | 565 | Sigma-Aldrich | Z614610-48EA | https://www.sigmaaldrich.com/LT/en
Z614629-12EA | VIVASPIN 20 CENTRIFUGAL CONCENTRATOR PO | 1X12EA | 1 | 178 | Sigma-Aldrich | Z614629-12EA | https://www.sigmaaldrich.com/LT/en
Z614637-48EA | VIVASPIN 20 CENTRIFUGAL CONCENTRATOR PO | 1X48EA | 1 | 565 | Sigma-Aldrich | Z614637-48EA | https://www.sigmaaldrich.com/LT/en
Z614645-12EA | VIVASPIN 20 CENTRIFUGAL CONCENTRATOR PO | 1X12EA | 1 | 178 | Sigma-Aldrich | Z614645-12EA | https://www.sigmaaldrich.com/LT/en
Z614653-48EA | VIVASPIN 20 CENTRIFUGAL CONCENTRATOR PO | 1X48EA | 1 | 565 | Sigma-Aldrich | Z614653-48EA | https://www.sigmaaldrich.com/LT/en
Z614661-12EA | VIVASPIN 20 CENTRIFUGAL CONCENTRATOR PO | 1X12EA | 1 | 178 | Sigma-Aldrich | Z614661-12EA | https://www.sigmaaldrich.com/LT/en
Z614688-48EA | VIVASPIN 20 CENTRIFUGAL CONCENTRATOR PO | 1X48EA | 1 | 565 | Sigma-Aldrich | Z614688-48EA | https://www.sigmaaldrich.com/LT/en
Z614734-12EA | IVSS VIVASPIN 20, DIA-FILTRATION CUPS | 1X12EA | 1 | 32 | Sigma-Aldrich | Z614734-12EA | https://www.sigmaaldrich.com/LT/en
Z419893-1EA | HDPE BUCHNER FUNNEL CAPACITY 150 ML | 1X1EA | 1 | 25 | Sigma-Aldrich | Z419893-1EA | https://www.sigmaaldrich.com/LT/en
Z419907-1EA | HDPE BUCHNER FUNNEL CAPACITY 250 ML | 1X1EA | 1 | 36 | Sigma-Aldrich | Z419907-1EA | https://www.sigmaaldrich.com/LT/en
Z419915-1EA | HDPE BUCHNER FUNNEL CAPACITY 1,000 ML | 1X1EA | 1 | 46 | Sigma-Aldrich | Z419915-1EA | https://www.sigmaaldrich.com/LT/en
Z419923-1EA | FRITWARE IMMERSION FILTERS DIAM. X L 12& | 1X1EA | 1 | 88 | Sigma-Aldrich | Z419923-1EA | https://www.sigmaaldrich.com/LT/en
Z419931-1EA | ALDRICH(R) ADDITION FUNNELS WITH PTFE N& | 1X1EA | 1 | 1196 | Sigma-Aldrich | Z419931-1EA | https://www.sigmaaldrich.com/LT/en
Z419958-1EA | ALDRICH(R) ADDITION FUNNELS WITH PTFE N& | 1X1EA | 1 | 588 | Sigma-Aldrich | Z419958-1EA | https://www.sigmaaldrich.com/LT/en
Z419966-1EA | ALDRICH(R) ADDITION FUNNELS WITH PTFE N& | 1X1EA | 1 | 766 | Sigma-Aldrich | Z419966-1EA | https://www.sigmaaldrich.com/LT/en
Z419974-1EA | ALDRICH(R) ADDITION FUNNELS WITH PTFE N& | 1X1EA | 1 | 357 | Sigma-Aldrich | Z419974-1EA | https://www.sigmaaldrich.com/LT/en
Z419982-1EA | ALDRICH(R) ADDITION FUNNELS WITH PTFE N& | 1X1EA | 1 | 487 | Sigma-Aldrich | Z419982-1EA | https://www.sigmaaldrich.com/LT/en
Z420018-1PAK | POLYPROPYLENE POWDER FUNNEL TOP I.D. 65& | 1X1PAK | 1 | 53 | Sigma-Aldrich | Z420018-1PAK | https://www.sigmaaldrich.com/LT/en
Z420026-1PAK | POLYPROPYLENE POWDER FUNNEL TOP I.D. 80& | 1X1PAK | 1 | 73 | Sigma-Aldrich | Z420026-1PAK | https://www.sigmaaldrich.com/LT/en
Z420034-1PAK | POLYPROPYLENE POWDER FUNNEL TOP I.D. 10& | 1X1PAK | 1 | 40 | Sigma-Aldrich | Z420034-1PAK | https://www.sigmaaldrich.com/LT/en
Z420042-1PAK | POLYPROPYLENE POWDER FUNNEL TOP I.D. 15& | 1X1PAK | 1 | 36 | Sigma-Aldrich | Z420042-1PAK | https://www.sigmaaldrich.com/LT/en
Z420077-1EA | STAT-O-LOK(R) QUICK-DISCONNECT FOR TUBIN | 1X1EA | 1 | 84 | Sigma-Aldrich | Z420077-1EA | https://www.sigmaaldrich.com/LT/en
Z420085-1EA | STAT-O-LOK(R) QUICK-DISCONNECT MALE, FOR | 1X1EA | 1 | 57 | Sigma-Aldrich | Z420085-1EA | https://www.sigmaaldrich.com/LT/en
Z420093-1EA | SCIENCEWARE(R) VIKEM(R)-COATED C-SHAPED& | 1X1EA | 1 | 43 | Sigma-Aldrich | Z420093-1EA | https://www.sigmaaldrich.com/LT/en
Z420107-1EA | SCIENCEWARE(R) VIKEM(R)-COATED C-SHAPED& | 1X1EA | 1 | 49 | Sigma-Aldrich | Z420107-1EA | https://www.sigmaaldrich.com/LT/en
Z420115-1EA | SCIENCEWARE(R) VIKEM(R)-COATED C-SHAPED& | 1X1EA | 1 | 56 | Sigma-Aldrich | Z420115-1EA | https://www.sigmaaldrich.com/LT/en
Z420123-1EA | SCIENCEWARE(R) VIKEM(R)-COATED C-SHAPED& | 1X1EA | 1 | 59 | Sigma-Aldrich | Z420123-1EA | https://www.sigmaaldrich.com/LT/en
Z420131-1PAK | FLASKUP(R) HOLDERS FOR ROUND-BOTTOM FLA& | 1X1PAK | 1 | 29 | Sigma-Aldrich | Z420131-1PAK | https://www.sigmaaldrich.com/LT/en
Z420158-1PAK | FLASKUP(R) HOLDERS FOR ROUND-BOTTOM FLA& | 1X1PAK | 1 | 29 | Sigma-Aldrich | Z420158-1PAK | https://www.sigmaaldrich.com/LT/en
Z420166-1PAK | FLASKUP(R) HOLDERS FOR ROUND-BOTTOM FLA& | 1X1PAK | 1 | 29 | Sigma-Aldrich | Z420166-1PAK | https://www.sigmaaldrich.com/LT/en
Z420174-1PAK | FLASKUP(R) HOLDERS FOR ROUND-BOTTOM FLA& | 1X1PAK | 1 | 35 | Sigma-Aldrich | Z420174-1PAK | https://www.sigmaaldrich.com/LT/en
Z420182-1PAK | FLASKUP(R) HOLDERS FOR ROUND-BOTTOM FLA& | 1X1PAK | 1 | 39 | Sigma-Aldrich | Z420182-1PAK | https://www.sigmaaldrich.com/LT/en
Z420190-1PAK | FLASKUP(R) HOLDERS FOR ROUND-BOTTOM FLA& | 1X1PAK | 1 | 41 | Sigma-Aldrich | Z420190-1PAK | https://www.sigmaaldrich.com/LT/en
Z420204-1SET | FLASKUP(R) HOLDERS ASSORTMENT PACK | 1X1SET | 1 | 112 | Sigma-Aldrich | Z420204-1SET | https://www.sigmaaldrich.com/LT/en
Z420212-1PAK | SPINBAR(R) DISPOSABLE MAGNETIC STIRRING | 1X1PAK | 1 | 133 | Sigma-Aldrich | Z420212-1PAK | https://www.sigmaaldrich.com/LT/en
Z420220-1PAK | SPINBAR(R) DISPOSABLE MAGNETIC STIRRING | 1X1PAK | 1 | 188 | Sigma-Aldrich | Z420220-1PAK | https://www.sigmaaldrich.com/LT/en
Z420239-1PAK | SPINBAR(R) DISPOSABLE MAGNETIC STIRRING | 1X1PAK | 1 | 224 | Sigma-Aldrich | Z420239-1PAK | https://www.sigmaaldrich.com/LT/en
Z420247-1PAK | SPINBAR(R) DISPOSABLE MAGNETIC STIRRING | 1X1PAK | 1 | 310 | Sigma-Aldrich | Z420247-1PAK | https://www.sigmaaldrich.com/LT/en
Z420255-1EA | KOMET(TM) MAGNETIC STIRRING BAR OCTAGONA | 1X1EA | 1 | 115 | Sigma-Aldrich | Z420255-1EA | https://www.sigmaaldrich.com/LT/en
Z420263-1EA | TABLE-TOP BUCHNER FUNNEL I.D. 10 1/4 IN& | 1X1EA | 1 | 465 | Sigma-Aldrich | Z420263-1EA | https://www.sigmaaldrich.com/LT/en
Z420271-1EA | TABLE-TOP BUCHNER FUNNEL I.D. 10 1/4 IN& | 1X1EA | 1 | 465 | Sigma-Aldrich | Z420271-1EA | https://www.sigmaaldrich.com/LT/en
Z420298-1EA | TABLE-TOP BUCHNER FUNNEL I.D. 10 1/4 IN& | 1X1EA | 1 | 465 | Sigma-Aldrich | Z420298-1EA | https://www.sigmaaldrich.com/LT/en
Z420301-1EA | TABLE-TOP BUCHNER FUNNEL I.D. 10 1/4 IN& | 1X1EA | 1 | 465 | Sigma-Aldrich | Z420301-1EA | https://www.sigmaaldrich.com/LT/en
Z420328-1EA | COARSE POROUS PLATE FOR Z420271 | 1X1EA | 1 | 309 | Sigma-Aldrich | Z420328-1EA | https://www.sigmaaldrich.com/LT/en
Z420336-1EA | MEDIUM POROUS PLATE FOR Z420298 | 1X1EA | 1 | 330 | Sigma-Aldrich | Z420336-1EA | https://www.sigmaaldrich.com/LT/en
Z420344-1EA | PERFORATED PLATE FOR Z420301 | 1X1EA | 1 | 272 | Sigma-Aldrich | Z420344-1EA | https://www.sigmaaldrich.com/LT/en
Z420352-1EA | TABLE-TOP BUCHNER FUNNEL I.D. 18 IN., P& | 1X1EA | 1 | 1137 | Sigma-Aldrich | Z420352-1EA | https://www.sigmaaldrich.com/LT/en
Z420360-1EA | TABLE-TOP BUCHNER FUNNEL I.D. 18 IN., P& | 1X1EA | 1 | 1137 | Sigma-Aldrich | Z420360-1EA | https://www.sigmaaldrich.com/LT/en
Z420379-1EA | TABLE-TOP BUCHNER FUNNEL I.D. 18 IN., P& | 1X1EA | 1 | 1137 | Sigma-Aldrich | Z420379-1EA | https://www.sigmaaldrich.com/LT/en
Z420387-1EA | TABLE-TOP BUCHNER FUNNEL I.D. 18 IN., P& | 1X1EA | 1 | 980 | Sigma-Aldrich | Z420387-1EA | https://www.sigmaaldrich.com/LT/en
Z420395-1EA | COARSE POROUS PLATE FOR Z420360 | 1X1EA | 1 | 701 | Sigma-Aldrich | Z420395-1EA | https://www.sigmaaldrich.com/LT/en
Z420409-1EA | MEDIUM POROUS PLATE FOR Z420379 | 1X1EA | 1 | 580 | Sigma-Aldrich | Z420409-1EA | https://www.sigmaaldrich.com/LT/en
Z420417-1EA | PERFORATED PLATE FOR Z420387 | 1X1EA | 1 | 326 | Sigma-Aldrich | Z420417-1EA | https://www.sigmaaldrich.com/LT/en
Z420425-1EA | TABLE-TOP BUCHNER FUNNEL I.D. 24 IN., P& | 1X1EA | 1 | 2264 | Sigma-Aldrich | Z420425-1EA | https://www.sigmaaldrich.com/LT/en
Z420433-1EA | TABLE-TOP BUCHNER FUNNEL I.D. 24 IN., P& | 1X1EA | 1 | 2264 | Sigma-Aldrich | Z420433-1EA | https://www.sigmaaldrich.com/LT/en
Z614815-2EA | IVSS VIVACELL 70 CONCENTRATOR, PES MEMBR | 1X2EA | 1 | 73 | Sigma-Aldrich | Z614815-2EA | https://www.sigmaaldrich.com/LT/en
Z614823-2EA | IVSS VIVACELL 70 CONCENTRATOR, PES MEMBR | 1X2EA | 1 | 73 | Sigma-Aldrich | Z614823-2EA | https://www.sigmaaldrich.com/LT/en
Z614866-2EA | IVSS VIVACELL 70 CONCENTRATOR, PES MEMBR | 1X2EA | 1 | 73 | Sigma-Aldrich | Z614866-2EA | https://www.sigmaaldrich.com/LT/en
Z614874-10EA | IVSS VIVACELL 70 CONCENTRATOR, PES MEMBR | 1X10EA | 1 | 296 | Sigma-Aldrich | Z614874-10EA | https://www.sigmaaldrich.com/LT/en
Z614890-10EA | IVSS VIVACELL 70 CONCENTRATOR, PES MEMBR | 1X10EA | 1 | 296 | Sigma-Aldrich | Z614890-10EA | https://www.sigmaaldrich.com/LT/en
Z614904-10EA | IVSS VIVACELL 70 CONCENTRATOR, PES MEMBR | 1X10EA | 1 | 296 | Sigma-Aldrich | Z614904-10EA | https://www.sigmaaldrich.com/LT/en
Z614920-10EA | IVSS VIVACELL 70 CONCENTRATOR, PES MEMBR | 1X10EA | 1 | 296 | Sigma-Aldrich | Z614920-10EA | https://www.sigmaaldrich.com/LT/en
Z614939-4EA | IVSS VIVACELL 70, 250 ML CENTRIFUGE BOTT | 1X4EA | 1 | 125 | Sigma-Aldrich | Z614939-4EA | https://www.sigmaaldrich.com/LT/en
Z614947-2EA | IVSS VIVACELL 70, 250 ML CENTRIFUGE BOTT | 1X2EA | 1 | 84 | Sigma-Aldrich | Z614947-2EA | https://www.sigmaaldrich.com/LT/en
Z614955-2EA | IVSS VIVACELL 70, PRESSURE-FUGE HEAD | 1X2EA | 1 | 319 | Sigma-Aldrich | Z614955-2EA | https://www.sigmaaldrich.com/LT/en
Z614963-10EA | IVSS VIVACELL 70, SPARE SEALS FOR PRESSU | 1X10EA | 1 | 31 | Sigma-Aldrich | Z614963-10EA | https://www.sigmaaldrich.com/LT/en
Z614971-1SET | IVSS VIVACELL 70, PRESSURE HEAD BENCH TO | 1X1SET | 1 | 258 | Sigma-Aldrich | Z614971-1SET | https://www.sigmaaldrich.com/LT/en
Z615048-4EA | IVSS VIVAPORE 5 CONCENTRATOR, PES MEMBRA | 1X4EA | 1 | 47 | Sigma-Aldrich | Z615048-4EA | https://www.sigmaaldrich.com/LT/en
Z615056-30EA | IVSS VIVAPORE 5 CONCENTRATOR, PES MEMBRA | 1X30EA | 1 | 278 | Sigma-Aldrich | Z615056-30EA | https://www.sigmaaldrich.com/LT/en
Z615080-100EA | IVSS VIVAPORE 5 CONCENTRATOR, PES MEMBRA | 1X100EA | 1 | 749 | Sigma-Aldrich | Z615080-100EA | https://www.sigmaaldrich.com/LT/en
Z615110-30EA | IVSS VIVAPORE 10/20 CONCENTRATOR, PES ME | 1X30EA | 1 | 283 | Sigma-Aldrich | Z615110-30EA | https://www.sigmaaldrich.com/LT/en
Z615145-100EA | IVSS VIVAPORE 10/20 CONCENTRATOR, PES ME | 1X100EA | 1 | 916 | Sigma-Aldrich | Z615145-100EA | https://www.sigmaaldrich.com/LT/en
Z615161-6EA | IVSS VIVAPORE DISPOSABLE STAND FOR 4 UNI | 1X6EA | 1 | 46 | Sigma-Aldrich | Z615161-6EA | https://www.sigmaaldrich.com/LT/en
Z615218-100EA | IVSS VIVAPORE PLASTIC RECOVERY PIPETTES, | 1X100EA | 1 | 23 | Sigma-Aldrich | Z615218-100EA | https://www.sigmaaldrich.com/LT/en
Z615226-100EA | IVSS VIVAPORE PLASTIC RECOVERY PIPETTES, | 1X100EA | 1 | 19 | Sigma-Aldrich | Z615226-100EA | https://www.sigmaaldrich.com/LT/en
Z615242-10EA | IVSS VIVAPORE 10 ML EXPANSION RESERVOIR, | 1X10EA | 1 | 46 | Sigma-Aldrich | Z615242-10EA | https://www.sigmaaldrich.com/LT/en
Z615358-1EA | IVSS VIVAFLOW 200 FLIP-FLOP FILTERPES, C | 1X1EA | 1 | 636 | Sigma-Aldrich | Z615358-1EA | https://www.sigmaaldrich.com/LT/en
Z615366-1EA | IVSS VIVAFLOW 200 FLIP-FLOP FILTER PES, | 1X1EA | 1 | 636 | Sigma-Aldrich | Z615366-1EA | https://www.sigmaaldrich.com/LT/en
Z420441-1EA | TABLE-TOP BUCHNER FUNNEL I.D. 24 IN., P& | 1X1EA | 1 | 2264 | Sigma-Aldrich | Z420441-1EA | https://www.sigmaaldrich.com/LT/en
Z420468-1EA | TABLE-TOP BUCHNER FUNNEL I.D. 24 IN., P& | 1X1EA | 1 | 1490 | Sigma-Aldrich | Z420468-1EA | https://www.sigmaaldrich.com/LT/en
Z420476-1EA | COARSE POROUS PLATE FOR Z420433 | 1X1EA | 1 | 1255 | Sigma-Aldrich | Z420476-1EA | https://www.sigmaaldrich.com/LT/en
Z420484-1EA | MEDIUM POROUS PLATE FOR Z420441 | 1X1EA | 1 | 1284 | Sigma-Aldrich | Z420484-1EA | https://www.sigmaaldrich.com/LT/en
Z420492-1EA | PERFORATED PLATE FOR Z420468 | 1X1EA | 1 | 593 | Sigma-Aldrich | Z420492-1EA | https://www.sigmaaldrich.com/LT/en
Z420506-1EA | TABLE-TOP BUCHNER FUNNEL I.D. 36 IN., P& | 1X1EA | 1 | 3548 | Sigma-Aldrich | Z420506-1EA | https://www.sigmaaldrich.com/LT/en
Z420514-1EA | TABLE-TOP BUCHNER FUNNEL I.D. 36 IN., P& | 1X1EA | 1 | 3548 | Sigma-Aldrich | Z420514-1EA | https://www.sigmaaldrich.com/LT/en
Z420522-1EA | TABLE-TOP BUCHNER FUNNEL I.D. 36 IN., P& | 1X1EA | 1 | 3548 | Sigma-Aldrich | Z420522-1EA | https://www.sigmaaldrich.com/LT/en
Z420530-1EA | TABLE-TOP BUCHNER FUNNEL I.D. 36 IN., P& | 1X1EA | 1 | 3548 | Sigma-Aldrich | Z420530-1EA | https://www.sigmaaldrich.com/LT/en
Z420549-1EA | TABLE-TOP BUCHNER FUNNEL I.D. 36 IN., P& | 1X1EA | 1 | 2646 | Sigma-Aldrich | Z420549-1EA | https://www.sigmaaldrich.com/LT/en
Z420557-1EA | TABLE-TOP BUCHNER FUNNEL I.D. 36 IN., P& | 1X1EA | 1 | 2656 | Sigma-Aldrich | Z420557-1EA | https://www.sigmaaldrich.com/LT/en
Z420565-1EA | COARSE POROUS PLATE FOR Z420522 | 1X1EA | 1 | 2499 | Sigma-Aldrich | Z420565-1EA | https://www.sigmaaldrich.com/LT/en
Z420573-1EA | MEDIUM POROUS PLATE FOR Z420530 | 1X1EA | 1 | 1931 | Sigma-Aldrich | Z420573-1EA | https://www.sigmaaldrich.com/LT/en
Z420581-1EA | PERFORATED PLATE FOR Z420557 | 1X1EA | 1 | 873 | Sigma-Aldrich | Z420581-1EA | https://www.sigmaaldrich.com/LT/en
Z420603-1PAK | FILTER PAPER DISCS FOR 36IN. I.D. BUCHN& | 1X1PAK | 1 | 1137 | Sigma-Aldrich | Z420603-1PAK | https://www.sigmaaldrich.com/LT/en
Z420646-1EA | SURE/PAC STEEL SAMPLE CYLINDER CAPACITY& | 1X1EA | 1 | 34 | Sigma-Aldrich | Z420646-1EA | https://www.sigmaaldrich.com/LT/en
Z615382-1EA | IVSS VIVAFLOW 200 FLIP-FLOP FILTER PES, | 1X1EA | 1 | 636 | Sigma-Aldrich | Z615382-1EA | https://www.sigmaaldrich.com/LT/en
Z615390-1EA | IVSS VIVAFLOW 200 FLIP-FLOP FILTER PES, | 1X1EA | 1 | 636 | Sigma-Aldrich | Z615390-1EA | https://www.sigmaaldrich.com/LT/en
Z615404-1EA | IVSS VIVAFLOW 200 FLIP-FLOP FILTER PES, | 1X1EA | 1 | 636 | Sigma-Aldrich | Z615404-1EA | https://www.sigmaaldrich.com/LT/en
Z615447-1EA | FEMALE COUPLING FOR VIVASPIN 20 AND VIVA | 1X1EA | 1 | 60 | Sigma-Aldrich | Z615447-1EA | https://www.sigmaaldrich.com/LT/en
Z615455-1EA | IVSS VIVACELL 70, COUPLING, MALE | 1X1EA | 1 | 56 | Sigma-Aldrich | Z615455-1EA | https://www.sigmaaldrich.com/LT/en
Z420999-1EA | ACE PHOTOCHEMICAL REACTOR UV LAMP OUTPU& | 1X1EA | 1 | 1098 | Sigma-Aldrich | Z420999-1EA | https://www.sigmaaldrich.com/LT/en
Z421022-1EA | ALDRICH(R) SWIVEL MCLEOD VACUUM GAUGE S& | 1X1EA | 1 | 535 | Sigma-Aldrich | Z421022-1EA | https://www.sigmaaldrich.com/LT/en
Z421448-1EA | TRANSFER LINE, CGA 510 TO 1/4IN. NPTF, & | 1X1EA | 1 | 405 | Sigma-Aldrich | Z421448-1EA | https://www.sigmaaldrich.com/LT/en
Z421480-1EA | PLUG, FOR OPEN END OF 1/8IN, FERRULE LO& | 1X1EA | 1 | 16 | Sigma-Aldrich | Z421480-1EA | https://www.sigmaaldrich.com/LT/en
Z421537-1PAK | REPLACEMENT BOTTLE NECK O-RINGS FOR Z40& | 1X1PAK | 1 | 13 | Sigma-Aldrich | Z421537-1PAK | https://www.sigmaaldrich.com/LT/en
Z421553-1EA | ALDRICH(R) NMR-TUBE CLEANER MODEL C, JO& | 1X1EA | 1 | 151 | Sigma-Aldrich | Z421553-1EA | https://www.sigmaaldrich.com/LT/en
Z421561-1EA | ALDRICH(R) DUAL-ACTION NMR TUBE CLEANER& | 1X1EA | 1 | 635 | Sigma-Aldrich | Z421561-1EA | https://www.sigmaaldrich.com/LT/en
Z421588-1EA | ALDRICH(R) DUAL-ACTION NMR TUBE CLEANER& | 1X1EA | 1 | 635 | Sigma-Aldrich | Z421588-1EA | https://www.sigmaaldrich.com/LT/en
Z421596-1EA | ALDRICH(R) DUAL-ACTION NMR TUBE CLEANER& | 1X1EA | 1 | 1745 | Sigma-Aldrich | Z421596-1EA | https://www.sigmaaldrich.com/LT/en
Z421618-1EA | ALDRICH(R) PEAR-SHAPED FILTER FLASK JOI& | 1X1EA | 1 | 169 | Sigma-Aldrich | Z421618-1EA | https://www.sigmaaldrich.com/LT/en
Z421936-1EA | ALDRICH(R) TRIPLE-COIL CONDENSER SINGLE& | 1X1EA | 1 | 1823 | Sigma-Aldrich | Z421936-1EA | https://www.sigmaaldrich.com/LT/en
Z421960-1EA | ALDRICH(R) THREE-NECK ROUND-BOTTOM FLAS& | 1X1EA | 1 | 414 | Sigma-Aldrich | Z421960-1EA | https://www.sigmaaldrich.com/LT/en
Z421979-1EA | ALDRICH(R) THREE-NECK ROUND-BOTTOM FLAS& | 1X1EA | 1 | 451 | Sigma-Aldrich | Z421979-1EA | https://www.sigmaaldrich.com/LT/en
Z421987-1EA | ALDRICH(R) THREE-NECK ROUND-BOTTOM FLAS& | 1X1EA | 1 | 658 | Sigma-Aldrich | Z421987-1EA | https://www.sigmaaldrich.com/LT/en
Z615927-100EA | BRAND(R) PIPETTE BULB | 1X100EA | 1 | 71 | Sigma-Aldrich | Z615927-100EA | https://www.sigmaaldrich.com/LT/en
Z616710-1EA | BUCHI(R) ROTARY EVAPORATOR CONDENSER CO& | 1X1EA | 1 | 938 | Sigma-Aldrich | Z616710-1EA | https://www.sigmaaldrich.com/LT/en
Z422274-1EA | ALDRICH(R) TRIPLE-JACKET COIL CONDENSER& | 1X1EA | 1 | 1872 | Sigma-Aldrich | Z422274-1EA | https://www.sigmaaldrich.com/LT/en
Z422282-1EA | ALDRICH(R) DRY ICE CONDENSER FOR BUCHI(& | 1X1EA | 1 | 598 | Sigma-Aldrich | Z422282-1EA | https://www.sigmaaldrich.com/LT/en
Z422304-1EA | ALDRICH(R) CONCENTRATOR CONDENSER OVERA& | 1X1EA | 1 | 367 | Sigma-Aldrich | Z422304-1EA | https://www.sigmaaldrich.com/LT/en
Z422312-1EA | ALDRICH(R) KOH TRAP STANDARD, L 450 MM,& | 1X1EA | 1 | 386 | Sigma-Aldrich | Z422312-1EA | https://www.sigmaaldrich.com/LT/en
Z422320-1EA | ALDRICH(R) KOH TRAP LARGE, L 610 MM, I.& | 1X1EA | 1 | 485 | Sigma-Aldrich | Z422320-1EA | https://www.sigmaaldrich.com/LT/en
Z422347-1EA | ALDRICH(R) DRY ICE CONDENSER TRAP RESER& | 1X1EA | 1 | 573 | Sigma-Aldrich | Z422347-1EA | https://www.sigmaaldrich.com/LT/en
Z422355-1EA | ALDRICH(R) DRY ICE CONDENSER TRAP RESER& | 1X1EA | 1 | 579 | Sigma-Aldrich | Z422355-1EA | https://www.sigmaaldrich.com/LT/en
Z422797-1PAK | DISPOSABLE PTFE IR CARDS | 1X1PAK | 1 | 152 | Sigma-Aldrich | Z422797-1PAK | https://www.sigmaaldrich.com/LT/en
Z422851-1EA | ALDRICH PRESSURE FILTER/DRYING FUNNEL C& | 1X1EA | 1 | 90 | Sigma-Aldrich | Z422851-1EA | https://www.sigmaaldrich.com/LT/en
Z422878-1EA | ALDRICH PRESSURE FILTER/DRYING FUNNEL C& | 1X1EA | 1 | 146 | Sigma-Aldrich | Z422878-1EA | https://www.sigmaaldrich.com/LT/en
Z422886-1EA | ALDRICH PRESSURE FILTER/DRYING FUNNEL C& | 1X1EA | 1 | 225 | Sigma-Aldrich | Z422886-1EA | https://www.sigmaaldrich.com/LT/en
Z422908-1EA | ALDRICH PRESSURE FILTER/DRYING FUNNEL C& | 1X1EA | 1 | 316 | Sigma-Aldrich | Z422908-1EA | https://www.sigmaaldrich.com/LT/en
Z422916-1EA | ALDRICH(R) PRESSURE FILTER/DRYING FUNNE& | 1X1EA | 1 | 527 | Sigma-Aldrich | Z422916-1EA | https://www.sigmaaldrich.com/LT/en
Z422924-1EA | ALDRICH(R) PRESSURE FILTER/DRYING FUNNE& | 1X1EA | 1 | 548 | Sigma-Aldrich | Z422924-1EA | https://www.sigmaaldrich.com/LT/en
Z422932-1EA | ALDRICH(R) PRESSURE FILTER/DRYING FUNNE& | 1X1EA | 1 | 588 | Sigma-Aldrich | Z422932-1EA | https://www.sigmaaldrich.com/LT/en
Z423025-1EA | ALDRICH(R) DEAN-STARK TRAP CAPACITY 25 & | 1X1EA | 1 | 216 | Sigma-Aldrich | Z423025-1EA | https://www.sigmaaldrich.com/LT/en
Z423033-1EA | ALDRICH(R) DEAN-STARK TRAP CAPACITY 100& | 1X1EA | 1 | 346 | Sigma-Aldrich | Z423033-1EA | https://www.sigmaaldrich.com/LT/en
Z423041-1EA | ALDRICH(R) DEAN-STARK TRAP CAPACITY 300& | 1X1EA | 1 | 404 | Sigma-Aldrich | Z423041-1EA | https://www.sigmaaldrich.com/LT/en
Z423068-1EA | ALDRICH(R) DEAN-STARK TRAP CAPACITY 500& | 1X1EA | 1 | 466 | Sigma-Aldrich | Z423068-1EA | https://www.sigmaaldrich.com/LT/en
Z423076-1EA | ALDRICH(R) DEAN-STARK TRAP CAPACITY 25 & | 1X1EA | 1 | 317 | Sigma-Aldrich | Z423076-1EA | https://www.sigmaaldrich.com/LT/en
Z423092-1PAK | SAFETY LABELED WASH BOTTLES ACETONE | 1X1PAK | 1 | 53 | Sigma-Aldrich | Z423092-1PAK | https://www.sigmaaldrich.com/LT/en
Z423106-1PAK | SAFETY LABELED WASH BOTTLES DEIONIZED W& | 1X1PAK | 1 | 53 | Sigma-Aldrich | Z423106-1PAK | https://www.sigmaaldrich.com/LT/en
Z423114-1PAK | SAFETY LABELED WASH BOTTLES ETHANOL | 1X1PAK | 1 | 53 | Sigma-Aldrich | Z423114-1PAK | https://www.sigmaaldrich.com/LT/en
Z423122-1PAK | SAFETY LABELED WASH BOTTLES ISOPROPANOL | 1X1PAK | 1 | 53 | Sigma-Aldrich | Z423122-1PAK | https://www.sigmaaldrich.com/LT/en
Z423130-1PAK | SAFETY LABELED WASH BOTTLES METHANOL | 1X1PAK | 1 | 53 | Sigma-Aldrich | Z423130-1PAK | https://www.sigmaaldrich.com/LT/en
Z423149-1PAK | SAFETY LABELED WASH BOTTLES LABEL YOUR & | 1X1PAK | 1 | 53 | Sigma-Aldrich | Z423149-1PAK | https://www.sigmaaldrich.com/LT/en
Z423254-1PAK | BEST(R) N-DEX(R) LABORATORY GLOVES POWD& | 1X1PAK | 1 | 50 | Sigma-Aldrich | Z423254-1PAK | https://www.sigmaaldrich.com/LT/en
Z423262-1PAK | BEST(R) N-DEX(R) LABORATORY GLOVES POWD& | 1X1PAK | 1 | 50 | Sigma-Aldrich | Z423262-1PAK | https://www.sigmaaldrich.com/LT/en
Z423262-20PAK | BEST(R) N-DEX(R) LABORATORY GLOVES POWD& | 1X20PAK | 1 | 870 | Sigma-Aldrich | Z423262-20PAK | https://www.sigmaaldrich.com/LT/en
Z423270-1PAK | BEST(R) N-DEX(R) LABORATORY GLOVES POWD& | 1X1PAK | 1 | 51 | Sigma-Aldrich | Z423270-1PAK | https://www.sigmaaldrich.com/LT/en
Z423289-1PAK | BEST(R) N-DEX(R) LABORATORY GLOVES POWD& | 1X1PAK | 1 | 50 | Sigma-Aldrich | Z423289-1PAK | https://www.sigmaaldrich.com/LT/en
Z423378-1EA | EASY-READ(TM) THERMOMETER -20-110 C TEM | 1X1EA | 1 | 27 | Sigma-Aldrich | Z423378-1EA | https://www.sigmaaldrich.com/LT/en
Z423378-25EA | EASY-READ(TM) THERMOMETER -20-110 C TEM | 1X25EA | 1 | 469 | Sigma-Aldrich | Z423378-25EA | https://www.sigmaaldrich.com/LT/en
Z423386-1EA | EASY-READ(TM) THERMOMETER -10-150 C TEM | 1X1EA | 1 | 29 | Sigma-Aldrich | Z423386-1EA | https://www.sigmaaldrich.com/LT/en
Z423386-25EA | EASY-READ(TM) THERMOMETER -10-150 C TEM | 1X25EA | 1 | 502 | Sigma-Aldrich | Z423386-25EA | https://www.sigmaaldrich.com/LT/en
Z423394-1EA | EASY-READ(TM) THERMOMETER -10-150 C TEM | 1X1EA | 1 | 29 | Sigma-Aldrich | Z423394-1EA | https://www.sigmaaldrich.com/LT/en
Z423394-25EA | EASY-READ(TM) THERMOMETER -10-150 C TEM | 1X25EA | 1 | 502 | Sigma-Aldrich | Z423394-25EA | https://www.sigmaaldrich.com/LT/en
Z423416-1EA | EASY-READ(TM) THERMOMETER -20-110 C TEM | 1X1EA | 1 | 35 | Sigma-Aldrich | Z423416-1EA | https://www.sigmaaldrich.com/LT/en
Z423416-25EA | EASY-READ(TM) THERMOMETER -20-110 C TEM | 1X25EA | 1 | 618 | Sigma-Aldrich | Z423416-25EA | https://www.sigmaaldrich.com/LT/en
Z423424-1EA | EASY-READ(TM) THERMOMETER -20-150 C TEM | 1X1EA | 1 | 34 | Sigma-Aldrich | Z423424-1EA | https://www.sigmaaldrich.com/LT/en
Z423424-25EA | EASY-READ(TM) THERMOMETER -20-150 C TEM | 1X25EA | 1 | 598 | Sigma-Aldrich | Z423424-25EA | https://www.sigmaaldrich.com/LT/en
Z423432-1EA | EASY-READ(TM) THERMOMETER -20-150 C TEM | 1X1EA | 1 | 37 | Sigma-Aldrich | Z423432-1EA | https://www.sigmaaldrich.com/LT/en
Z423432-25EA | EASY-READ(TM) THERMOMETER -20-150 C TEM | 1X25EA | 1 | 648 | Sigma-Aldrich | Z423432-25EA | https://www.sigmaaldrich.com/LT/en
Z423459-1EA | EASY-READ(TM) THERMOMETER 0-230 F TEMPE | 1X1EA | 1 | 35 | Sigma-Aldrich | Z423459-1EA | https://www.sigmaaldrich.com/LT/en
Z423459-25EA | EASY-READ(TM) THERMOMETER 0-230 F TEMPE | 1X25EA | 1 | 614 | Sigma-Aldrich | Z423459-25EA | https://www.sigmaaldrich.com/LT/en
Z423467-1EA | EASY-READ(TM) THERMOMETER 0-300 F TEMPE | 1X1EA | 1 | 37 | Sigma-Aldrich | Z423467-1EA | https://www.sigmaaldrich.com/LT/en
Z423467-25EA | EASY-READ(TM) THERMOMETER 0-300 F TEMPE | 1X25EA | 1 | 643 | Sigma-Aldrich | Z423467-25EA | https://www.sigmaaldrich.com/LT/en
Z423475-1EA | EASY-READ(TM) THERMOMETER 0-300 F TEMPE | 1X1EA | 1 | 36 | Sigma-Aldrich | Z423475-1EA | https://www.sigmaaldrich.com/LT/en
Z423475-25EA | EASY-READ(TM) THERMOMETER 0-300 F TEMPE | 1X25EA | 1 | 637 | Sigma-Aldrich | Z423475-25EA | https://www.sigmaaldrich.com/LT/en
Z423483-1EA | EASY-READ(R) THERMOMETER 20-440 F TEMP | 1X1EA | 1 | 45 | Sigma-Aldrich | Z423483-1EA | https://www.sigmaaldrich.com/LT/en
Z423483-25EA | EASY-READ(R) THERMOMETER 20-440 F TEMP | 1X25EA | 1 | 797 | Sigma-Aldrich | Z423483-25EA | https://www.sigmaaldrich.com/LT/en
Z423491-1EA | EASY-READ(R) THERMOMETER 20-500 F TEMP | 1X1EA | 1 | 45 | Sigma-Aldrich | Z423491-1EA | https://www.sigmaaldrich.com/LT/en
Z423491-25EA | EASY-READ(R) THERMOMETER 20-500 F TEMP | 1X25EA | 1 | 788 | Sigma-Aldrich | Z423491-25EA | https://www.sigmaaldrich.com/LT/en
Z423505-1EA | EASY-READ(TM) THERMOMETER -10-225 C TEM | 1X1EA | 1 | 48 | Sigma-Aldrich | Z423505-1EA | https://www.sigmaaldrich.com/LT/en
Z423505-25EA | EASY-READ(TM) THERMOMETER -10-225 C TEM | 1X25EA | 1 | 843 | Sigma-Aldrich | Z423505-25EA | https://www.sigmaaldrich.com/LT/en
Z423513-1EA | EASY-READ(TM) THERMOMETER -10-260 C TEM | 1X1EA | 1 | 46 | Sigma-Aldrich | Z423513-1EA | https://www.sigmaaldrich.com/LT/en
Z423513-25EA | EASY-READ(TM) THERMOMETER -10-260 C TEM | 1X25EA | 1 | 805 | Sigma-Aldrich | Z423513-25EA | https://www.sigmaaldrich.com/LT/en
Z617571-100EA | PLATE SEALERS FOR GREINER MULTIWELL PLA& | 1X100EA | 1 | 293 | Sigma-Aldrich | Z617571-100EA | https://www.sigmaaldrich.com/LT/en
Z617601-100EA | PLATE SEALERS FOR GREINER MULTIWELL PLA& | 1X100EA | 1 | 108 | Sigma-Aldrich | Z617601-100EA | https://www.sigmaaldrich.com/LT/en
Z617636-480EA | GREINER PETRI DISHES DIAM. X H 94 MM X & | 1X480EA | 1 | 73 | Sigma-Aldrich | Z617636-480EA | https://www.sigmaaldrich.com/LT/en
Z617644-40EA | GREINER CRYSTALQUICK(R) PROTEIN CRYSTAL& | 1X40EA | 1 | 553 | Sigma-Aldrich | Z617644-40EA | https://www.sigmaaldrich.com/LT/en
Z617679-240EA | GREINER PETRI DISHES W X L X D 120 MM X& | 1X240EA | 1 | 176 | Sigma-Aldrich | Z617679-240EA | https://www.sigmaaldrich.com/LT/en
Z617741-200EA | Greiner Shorty Pipettes 5 ml, sterile | 1X200EA | 1 | 184 | Sigma-Aldrich | Z617741-200EA | https://www.sigmaaldrich.com/LT/en
Z617768-200EA | Greiner Shorty Pipettes 10 ml, sterile | 1X200EA | 1 | 224 | Sigma-Aldrich | Z617768-200EA | https://www.sigmaaldrich.com/LT/en
Z617776-1500EA | GREINER PS ROUND BOTTOM TUBES VOLUME 20& | 1X1500EA | 1 | 202 | Sigma-Aldrich | Z617776-1500EA | https://www.sigmaaldrich.com/LT/en
Z617806-1500EA | GREINER PS ROUND BOTTOM TUBES VOLUME 14& | 1X1500EA | 1 | 92 | Sigma-Aldrich | Z617806-1500EA | https://www.sigmaaldrich.com/LT/en
Z617849-750EA | GREINER PS TUBE VOLUME X DIAM. X L 14 M& | 1X750EA | 1 | 224 | Sigma-Aldrich | Z617849-750EA | https://www.sigmaaldrich.com/LT/en
Z617857-1000EA | GREINER PP ROUND BOTTOM TUBES VOLUME 1.& | 1X1000EA | 1 | 174 | Sigma-Aldrich | Z617857-1000EA | https://www.sigmaaldrich.com/LT/en
Z617865-1600EA | GREINER PS ROUND BOTTOM TUBES VOLUME 12& | 1X1600EA | 1 | 90 | Sigma-Aldrich | Z617865-1600EA | https://www.sigmaaldrich.com/LT/en
Z617911-1300EA | GREINER CENTRIFUGE TUBES WITH SCREW CAP& | 1X1300EA | 1 | 277 | Sigma-Aldrich | Z617911-1300EA | https://www.sigmaaldrich.com/LT/en
Z617970-900EA | GREINER CENTRIFUGE TUBES WITH SCREW CAP& | 1X900EA | 1 | 190 | Sigma-Aldrich | Z617970-900EA | https://www.sigmaaldrich.com/LT/en
Z617989-500EA | Greiner SCREW CAP,BLUE,12MM,FOR 717/722 | 1X500EA | 1 | 52 | Sigma-Aldrich | Z617989-500EA | https://www.sigmaaldrich.com/LT/en
Z618004-1EA | Binder Safety device (TWW) class 3.1 | 1X1EA | 1 | 516 | Sigma-Aldrich | Z618004-1EA | https://www.sigmaaldrich.com/LT/en
Z618020-1EA | Calibration Certificate | 1X1EA | 1 | 405 | Sigma-Aldrich | Z618020-1EA | https://www.sigmaaldrich.com/LT/en
Z618063-1EA | Extention f. Calibration Certificate | 1X1EA | 1 | 107 | Sigma-Aldrich | Z618063-1EA | https://www.sigmaaldrich.com/LT/en
Z618128-1EA | BINDER HEPA FILTER MODIFICATION FOR FED | 1X1EA | 1 | 1519 | Sigma-Aldrich | Z618128-1EA | https://www.sigmaaldrich.com/LT/en
Z424595-1EA | PRESSURE RELIEF VALVE, FOR GLOVE BOXES,& | 1X1EA | 1 | 279 | Sigma-Aldrich | Z424595-1EA | https://www.sigmaaldrich.com/LT/en
Z500011-1EA | NALGENE(R) QUICK FILLING/VENTING CLOSUR& | 1X1EA | 1 | 286 | Sigma-Aldrich | Z500011-1EA | https://www.sigmaaldrich.com/LT/en
Z500038-1EA | SCIENCEWARE(R) SCRAPER HANDLE L 10 IN.,& | 1X1EA | 1 | 94 | Sigma-Aldrich | Z500038-1EA | https://www.sigmaaldrich.com/LT/en
Z500046-1EA | SCIENCEWARE(R) SCRAPER HANDLE L 36 IN.,& | 1X1EA | 1 | 134 | Sigma-Aldrich | Z500046-1EA | https://www.sigmaaldrich.com/LT/en
Z500054-1EA | SCIENCEWARE(R) SCRAPER HANDLE L 72 IN.,& | 1X1EA | 1 | 166 | Sigma-Aldrich | Z500054-1EA | https://www.sigmaaldrich.com/LT/en
Z500062-1EA | SCIENCEWARE(R) SCRAPER HANDLE L 10 IN.,& | 1X1EA | 1 | 93 | Sigma-Aldrich | Z500062-1EA | https://www.sigmaaldrich.com/LT/en
Z500070-1EA | SCIENCEWARE(R) SCRAPER HANDLE L 36 IN.,& | 1X1EA | 1 | 136 | Sigma-Aldrich | Z500070-1EA | https://www.sigmaaldrich.com/LT/en
Z500089-1EA | SCIENCEWARE(R) SCRAPER HANDLE L 72 IN., | 1X1EA | 1 | 168 | Sigma-Aldrich | Z500089-1EA | https://www.sigmaaldrich.com/LT/en
Z500127-1PAK | HOSE BARB ADAPTERS POLYPROPYLENE INSERT& | 1X1PAK | 1 | 46 | Sigma-Aldrich | Z500127-1PAK | https://www.sigmaaldrich.com/LT/en
Z500232-1PAK | HOSE BARB ADAPTERS POLYPROPYLENE INSERT& | 1X1PAK | 1 | 45 | Sigma-Aldrich | Z500232-1PAK | https://www.sigmaaldrich.com/LT/en
Z500348-1PAK | HOSE BARB ADAPTERS POLYPROPYLENE ELBOW & | 1X1PAK | 1 | 136 | Sigma-Aldrich | Z500348-1PAK | https://www.sigmaaldrich.com/LT/en
Z500445-1PAK | HOSE BARB ADAPTERS POLYPROPYLENE ELBOW & | 1X1PAK | 1 | 136 | Sigma-Aldrich | Z500445-1PAK | https://www.sigmaaldrich.com/LT/en
Z501662-1EA | KIMAX(R) HEAVY-DUTY WIDE-MOUTH, LARGE N& | 1X1EA | 1 | 60 | Sigma-Aldrich | Z501662-1EA | https://www.sigmaaldrich.com/LT/en
Z501662-6EA | KIMAX(R) HEAVY-DUTY WIDE-MOUTH, LARGE N& | 1X6EA | 1 | 253 | Sigma-Aldrich | Z501662-6EA | https://www.sigmaaldrich.com/LT/en
Z620157-500EA | SCHOTT DISPOSABLE CULTURE TUBE, 75X12.25 | 1X500EA | 1 | 26 | Sigma-Aldrich | Z620157-500EA | https://www.sigmaaldrich.com/LT/en
Z620246-50EA | SCHOTT DURAN CULTURE TUBES W SCREW CAP, | 1X50EA | 1 | 194 | Sigma-Aldrich | Z620246-50EA | https://www.sigmaaldrich.com/LT/en
Z620254-50EA | SCHOTT DURAN CULTURE TUBES W SCREW CAP, | 1X50EA | 1 | 253 | Sigma-Aldrich | Z620254-50EA | https://www.sigmaaldrich.com/LT/en
Z620262-50EA | SCHOTT DURAN CULTURE TUBES W SCREW CAP, | 1X50EA | 1 | 273 | Sigma-Aldrich | Z620262-50EA | https://www.sigmaaldrich.com/LT/en
Z501980-1PAK | GLINDEMANN PTFE SEALING RINGS FOR <ST/>& | 1X1PAK | 1 | 58 | Sigma-Aldrich | Z501980-1PAK | https://www.sigmaaldrich.com/LT/en
Z502081-1PAK | GLINDEMANN PTFE SEALING RINGS FOR <ST/>& | 1X1PAK | 1 | 64 | Sigma-Aldrich | Z502081-1PAK | https://www.sigmaaldrich.com/LT/en
Z502200-1PAK | GLINDEMANN PTFE SEALING RINGS FOR <ST/>& | 1X1PAK | 1 | 67 | Sigma-Aldrich | Z502200-1PAK | https://www.sigmaaldrich.com/LT/en
Z502316-1PAK | GLINDEMANN PTFE SEALING RINGS FOR <ST/>& | 1X1PAK | 1 | 68 | Sigma-Aldrich | Z502316-1PAK | https://www.sigmaaldrich.com/LT/en
Z502413-1PAK | GLINDEMANN PTFE SEALING RINGS, FOR 29/2& | 1X1PAK | 1 | 69 | Sigma-Aldrich | Z502413-1PAK | https://www.sigmaaldrich.com/LT/en
Z502529-1PAK | GLINDEMANN PTFE SEALING RINGS FOR <ST/>& | 1X1PAK | 1 | 99 | Sigma-Aldrich | Z502529-1PAK | https://www.sigmaaldrich.com/LT/en
Z502642-1EA | THREADED VIAL CONNECTOR THREAD SIZE 8-4& | 1X1EA | 1 | 22 | Sigma-Aldrich | Z502642-1EA | https://www.sigmaaldrich.com/LT/en
Z502758-1EA | THREADED VIAL CONNECTOR THREAD SIZE 8-4& | 1X1EA | 1 | 23 | Sigma-Aldrich | Z502758-1EA | https://www.sigmaaldrich.com/LT/en
Z502855-1EA | THREADED VIAL CONNECTOR THREAD SIZE 13-& | 1X1EA | 1 | 25 | Sigma-Aldrich | Z502855-1EA | https://www.sigmaaldrich.com/LT/en
Z502979-1EA | THREADED VIAL CONNECTOR THREAD SIZE 20-& | 1X1EA | 1 | 23 | Sigma-Aldrich | Z502979-1EA | https://www.sigmaaldrich.com/LT/en
Z503088-1EA | THREADED VIAL CONNECTOR THREAD SIZE 20-& | 1X1EA | 1 | 26 | Sigma-Aldrich | Z503088-1EA | https://www.sigmaaldrich.com/LT/en
Z503193-1EA | THREADED VIAL CONNECTOR THREAD SIZE 20-& | 1X1EA | 1 | 26 | Sigma-Aldrich | Z503193-1EA | https://www.sigmaaldrich.com/LT/en
Z503231-1EA | FUNNEL HOLDER DOUBLE | 1X1EA | 1 | 34 | Sigma-Aldrich | Z503231-1EA | https://www.sigmaaldrich.com/LT/en
Z503282-1PAK | DELRIN(R) SCREW CLAMP | 1X1PAK | 1 | 33 | Sigma-Aldrich | Z503282-1PAK | https://www.sigmaaldrich.com/LT/en
Z503371-1PAK | CLIP CLAMP MIDI | 1X1PAK | 1 | 17 | Sigma-Aldrich | Z503371-1PAK | https://www.sigmaaldrich.com/LT/en
Z503460-1EA | POXYGRID(R) BASKETS BASKET L X W X H 63& | 1X1EA | 1 | 120 | Sigma-Aldrich | Z503460-1EA | https://www.sigmaaldrich.com/LT/en
Z623008-100EA | STERLITECH SILVER METAL MEMBRANES PORE & | 1X100EA | 1 | 759 | Sigma-Aldrich | Z623008-100EA | https://www.sigmaaldrich.com/LT/en
Z623016-100EA | STERLITECH SILVER METAL MEMBRANES PORE & | 1X100EA | 1 | 759 | Sigma-Aldrich | Z623016-100EA | https://www.sigmaaldrich.com/LT/en
Z623024-100EA | STERLITECH SILVER METAL MEMBRANES PORE & | 1X100EA | 1 | 759 | Sigma-Aldrich | Z623024-100EA | https://www.sigmaaldrich.com/LT/en
Z623032-100EA | STERLITECH SILVER METAL MEMBRANES PORE & | 1X100EA | 1 | 759 | Sigma-Aldrich | Z623032-100EA | https://www.sigmaaldrich.com/LT/en
Z623040-100EA | STERLITECH SILVER METAL MEMBRANES PORE & | 1X100EA | 1 | 759 | Sigma-Aldrich | Z623040-100EA | https://www.sigmaaldrich.com/LT/en
Z623059-100EA | STERLITECH SILVER METAL MEMBRANES PORE & | 1X100EA | 1 | 759 | Sigma-Aldrich | Z623059-100EA | https://www.sigmaaldrich.com/LT/en
Z503495-1EA | POXYGRID(R) BASKETS BASKET L X W X H 36& | 1X1EA | 1 | 86 | Sigma-Aldrich | Z503495-1EA | https://www.sigmaaldrich.com/LT/en
Z503576-1EA | DIGI-MAX(TM) SLIDE CALIPER | 1X1EA | 1 | 329 | Sigma-Aldrich | Z503576-1EA | https://www.sigmaaldrich.com/LT/en
Z503665-1EA | ELECTRODE RACK | 1X1EA | 1 | 89 | Sigma-Aldrich | Z503665-1EA | https://www.sigmaaldrich.com/LT/en
Z503673-1EA | SCIENCEWARE(R) ROTARY PIPETTE STAND | 1X1EA | 1 | 77 | Sigma-Aldrich | Z503673-1EA | https://www.sigmaaldrich.com/LT/en
Z503681-1EA | THERMOMETER RACK | 1X1EA | 1 | 73 | Sigma-Aldrich | Z503681-1EA | https://www.sigmaaldrich.com/LT/en
Z503797-1EA | TRAYS W/O FAUCET, INSIDE DIMENSIONS L X& | 1X1EA | 1 | 108 | Sigma-Aldrich | Z503797-1EA | https://www.sigmaaldrich.com/LT/en
Z503800-1EA | TRAYS W/ FAUCET, INSIDE DIMENSIONS L X & | 1X1EA | 1 | 163 | Sigma-Aldrich | Z503800-1EA | https://www.sigmaaldrich.com/LT/en
Z503819-1EA | TRAYS W/O FAUCET, INSIDE DIMENSIONS L X& | 1X1EA | 1 | 119 | Sigma-Aldrich | Z503819-1EA | https://www.sigmaaldrich.com/LT/en
Z503835-1EA | TRAYS W/O FAUCET, INSIDE DIMENSIONS L X& | 1X1EA | 1 | 129 | Sigma-Aldrich | Z503835-1EA | https://www.sigmaaldrich.com/LT/en
Z503878-1EA | TRAYS W/O FAUCET, INSIDE DIMENSIONS L X& | 1X1EA | 1 | 147 | Sigma-Aldrich | Z503878-1EA | https://www.sigmaaldrich.com/LT/en
Z503959-1PAK | ACE O-RINGS, SILICONE WALL SIZE 1.78 MM& | 1X1PAK | 1 | 18 | Sigma-Aldrich | Z503959-1PAK | https://www.sigmaaldrich.com/LT/en
Z503967-1EA | LABORATORY BRUSHES WITH PP HANDLES BEAK& | 1X1EA | 1 | 24 | Sigma-Aldrich | Z503967-1EA | https://www.sigmaaldrich.com/LT/en
Z503975-1PAK | ACE O-RINGS, SILICONE WALL 1.78 MM, I.D& | 1X1PAK | 1 | 18 | Sigma-Aldrich | Z503975-1PAK | https://www.sigmaaldrich.com/LT/en
Z503983-1PAK | ACE O-RINGS, SILICONE WALL 1.78 MM, I.D& | 1X1PAK | 1 | 20 | Sigma-Aldrich | Z503983-1PAK | https://www.sigmaaldrich.com/LT/en
Z503991-1PAK | ACE O-RINGS, SILICONE WALL 1.78 MM, I.D& | 1X1PAK | 1 | 21 | Sigma-Aldrich | Z503991-1PAK | https://www.sigmaaldrich.com/LT/en
Z504009-1PAK | ACE O-RINGS, SILICONE WALL 1.78 MM, I.D& | 1X1PAK | 1 | 20 | Sigma-Aldrich | Z504009-1PAK | https://www.sigmaaldrich.com/LT/en
Z504017-1PAK | ACE O-RINGS, SILICONE WALL 1.78 MM, I.D& | 1X1PAK | 1 | 21 | Sigma-Aldrich | Z504017-1PAK | https://www.sigmaaldrich.com/LT/en
Z504033-1PAK | ACE O-RINGS, SILICONE WALL 1.78 MM, I.D& | 1X1PAK | 1 | 23 | Sigma-Aldrich | Z504033-1PAK | https://www.sigmaaldrich.com/LT/en
Z504041-1PAK | ACE O-RINGS, SILICONE WALL 1.78 MM, I.D& | 1X1PAK | 1 | 21 | Sigma-Aldrich | Z504041-1PAK | https://www.sigmaaldrich.com/LT/en
Z504157-1PAK | ACE O-RINGS, SILICONE WALL 2.6 MM, I.D.& | 1X1PAK | 1 | 22 | Sigma-Aldrich | Z504157-1PAK | https://www.sigmaaldrich.com/LT/en
Z504165-1PAK | ACE O-RINGS, SILICONE WALL 2.6 MM, I.D.& | 1X1PAK | 1 | 22 | Sigma-Aldrich | Z504165-1PAK | https://www.sigmaaldrich.com/LT/en
Z504343-1PAK | ACE O-RINGS, SILICONE WALL 3.5 MM, I.D.& | 1X1PAK | 1 | 21 | Sigma-Aldrich | Z504343-1PAK | https://www.sigmaaldrich.com/LT/en
Z627410-2EA | Volumetric flask,class A,BLAUBRAND,clear | 1X2EA | 1 | 37 | Sigma-Aldrich | Z627410-2EA | https://www.sigmaaldrich.com/LT/en
Z627429-2EA | Volumetric flask,class A,BLAUBRAND,clear | 1X2EA | 1 | 40 | Sigma-Aldrich | Z627429-2EA | https://www.sigmaaldrich.com/LT/en
Z627569-1EA | BRAND(R) SERIPETTOR(R) BOTTLE-TOP DISPE& | 1X1EA | 1 | 142 | Sigma-Aldrich | Z627569-1EA | https://www.sigmaaldrich.com/LT/en
Z627577-1EA | BRAND(R) SERIPETTOR(R) BOTTLE-TOP DISPE& | 1X1EA | 1 | 168 | Sigma-Aldrich | Z627577-1EA | https://www.sigmaaldrich.com/LT/en
Z627585-1EA | BRAND QUIKSIP(TM) ASPIRATOR | 1X1EA | 1 | 235 | Sigma-Aldrich | Z627585-1EA | https://www.sigmaaldrich.com/LT/en
Z504653-1PAK | ACE O-RINGS, FETFE(R) WALL SIZE 1.78 MM& | 1X1PAK | 1 | 20 | Sigma-Aldrich | Z504653-1PAK | https://www.sigmaaldrich.com/LT/en
Z504661-1PAK | ACE O-RINGS, FETFE(R) WALL SIZE 1.78 MM& | 1X1PAK | 1 | 20 | Sigma-Aldrich | Z504661-1PAK | https://www.sigmaaldrich.com/LT/en
Z504688-1PAK | ACE O-RINGS, FETFE(R) WALL SIZE 1.78 MM& | 1X1PAK | 1 | 21 | Sigma-Aldrich | Z504688-1PAK | https://www.sigmaaldrich.com/LT/en
Z504696-1PAK | ACE O-RINGS, FETFE(R) WALL SIZE 1.78 MM& | 1X1PAK | 1 | 22 | Sigma-Aldrich | Z504696-1PAK | https://www.sigmaaldrich.com/LT/en
Z504718-1PAK | ACE O-RINGS, FETFE(R) WALL SIZE 1.78 MM& | 1X1PAK | 1 | 22 | Sigma-Aldrich | Z504718-1PAK | https://www.sigmaaldrich.com/LT/en
Z504726-1PAK | ACE O-RINGS, FETFE(R) WALL SIZE 1.78 MM& | 1X1PAK | 1 | 21 | Sigma-Aldrich | Z504726-1PAK | https://www.sigmaaldrich.com/LT/en
Z504742-1PAK | ACE O-RINGS, FETFE(R) WALL SIZE 1.78 MM& | 1X1PAK | 1 | 23 | Sigma-Aldrich | Z504742-1PAK | https://www.sigmaaldrich.com/LT/en
Z504777-1PAK | ACE O-RINGS, FETFE(R) WALL SIZE 1.78 MM& | 1X1PAK | 1 | 27 | Sigma-Aldrich | Z504777-1PAK | https://www.sigmaaldrich.com/LT/en
Z504823-1PAK | ACE O-RINGS, FETFE(R) WALL SIZE 2.6 MM,& | 1X1PAK | 1 | 27 | Sigma-Aldrich | Z504823-1PAK | https://www.sigmaaldrich.com/LT/en
Z504858-1PAK | ACE O-RINGS, FETFE(R) WALL SIZE 2.6 MM,& | 1X1PAK | 1 | 27 | Sigma-Aldrich | Z504858-1PAK | https://www.sigmaaldrich.com/LT/en
Z504866-1PAK | ACE O-RINGS, FETFE(R) WALL SIZE 2.6 MM,& | 1X1PAK | 1 | 29 | Sigma-Aldrich | Z504866-1PAK | https://www.sigmaaldrich.com/LT/en
Z504874-1PAK | ACE O-RINGS, FETFE(R) WALL SIZE 2.6 MM,& | 1X1PAK | 1 | 30 | Sigma-Aldrich | Z504874-1PAK | https://www.sigmaaldrich.com/LT/en
Z504882-1PAK | ACE O-RINGS, FETFE(R) WALL SIZE 2.6 MM,& | 1X1PAK | 1 | 32 | Sigma-Aldrich | Z504882-1PAK | https://www.sigmaaldrich.com/LT/en
Z504912-1PAK | ACE O-RINGS, FETFE(R) WALL SIZE 2.6 MM,& | 1X1PAK | 1 | 35 | Sigma-Aldrich | Z504912-1PAK | https://www.sigmaaldrich.com/LT/en
Z504920-1PAK | ACE O-RINGS, FETFE(R) WALL SIZE 2.6 MM,& | 1X1PAK | 1 | 59 | Sigma-Aldrich | Z504920-1PAK | https://www.sigmaaldrich.com/LT/en
Z505021-1PAK | ACE O-RINGS, FETFE(R) WALL SIZE 3.5 MM,& | 1X1PAK | 1 | 23 | Sigma-Aldrich | Z505021-1PAK | https://www.sigmaaldrich.com/LT/en
Z505048-1PAK | ACE O-RINGS, FETFE(R) WALL SIZE 3.5 MM,& | 1X1PAK | 1 | 25 | Sigma-Aldrich | Z505048-1PAK | https://www.sigmaaldrich.com/LT/en
Z505056-1PAK | ACE O-RINGS, FETFE(R) WALL SIZE 3.5 MM,& | 1X1PAK | 1 | 27 | Sigma-Aldrich | Z505056-1PAK | https://www.sigmaaldrich.com/LT/en
Z505080-1PAK | ACE O-RINGS, FETFE(R) WALL SIZE 3.5 MM,& | 1X1PAK | 1 | 33 | Sigma-Aldrich | Z505080-1PAK | https://www.sigmaaldrich.com/LT/en
Z505110-1PAK | ACE O-RINGS, FETFE(R) WALL SIZE 3.5 MM,& | 1X1PAK | 1 | 47 | Sigma-Aldrich | Z505110-1PAK | https://www.sigmaaldrich.com/LT/en
Z505137-1PAK | ACE O-RINGS, FETFE(R) WALL SIZE 3.5 MM,& | 1X1PAK | 1 | 29 | Sigma-Aldrich | Z505137-1PAK | https://www.sigmaaldrich.com/LT/en
Z627828-1EA | BRAND(R) HANDYSTEP(R) ELECTRONIC CHARGI& | 1X1EA | 1 | 121 | Sigma-Aldrich | Z627828-1EA | https://www.sigmaaldrich.com/LT/en
Z627836-1EA | BRAND(R) HANDYSTEP(R) ELECTRONIC CHARGI& | 1X1EA | 1 | 53 | Sigma-Aldrich | Z627836-1EA | https://www.sigmaaldrich.com/LT/en
Z627844-1EA | BRAND(R) HANDYSTEP(R) ELECTRONIC CHARGI& | 1X1EA | 1 | 53 | Sigma-Aldrich | Z627844-1EA | https://www.sigmaaldrich.com/LT/en
Z627992-1000EA | PASTEUR PIPETTES SHORT | 1X1000EA | 1 | 55 | Sigma-Aldrich | Z627992-1000EA | https://www.sigmaaldrich.com/LT/en
Z628018-1000EA | PASTEUR PIPETTES LONG | 1X1000EA | 1 | 60 | Sigma-Aldrich | Z628018-1000EA | https://www.sigmaaldrich.com/LT/en
Z628026-100EA | BRAND(R) UV CUVETTES | 1X100EA | 1 | 37 | Sigma-Aldrich | Z628026-100EA | https://www.sigmaaldrich.com/LT/en
Z629243-5EA | IVSS VIVACELL 250 ULTRAFILTRATION CONCEN | 1X5EA | 1 | 168 | Sigma-Aldrich | Z629243-5EA | https://www.sigmaaldrich.com/LT/en
Z629251-5EA | IVSS VIVACELL 250 ULTRAFILTRATION CONCEN | 1X5EA | 1 | 168 | Sigma-Aldrich | Z629251-5EA | https://www.sigmaaldrich.com/LT/en
Z629286-5EA | IVSS VIVACELL 250 ULTRAFILTRATION CONCEN | 1X5EA | 1 | 168 | Sigma-Aldrich | Z629286-5EA | https://www.sigmaaldrich.com/LT/en
Z505196-1PAK | ACE O-RINGS, FETFE(R) WALL SIZE 3.5 MM,& | 1X1PAK | 1 | 36 | Sigma-Aldrich | Z505196-1PAK | https://www.sigmaaldrich.com/LT/en
Z505366-1EA | ACE O-RING, CAPFE WALL 1.78 MM, I.D. 10& | 1X1EA | 1 | 26 | Sigma-Aldrich | Z505366-1EA | https://www.sigmaaldrich.com/LT/en
Z505455-1EA | ACE O-RING, CAPFE WALL 2.6 MM, I.D. 12.& | 1X1EA | 1 | 22 | Sigma-Aldrich | Z505455-1EA | https://www.sigmaaldrich.com/LT/en
Z505463-1EA | ACE O-RING, CAPFE WALL 2.6 MM, I.D. 13.& | 1X1EA | 1 | 23 | Sigma-Aldrich | Z505463-1EA | https://www.sigmaaldrich.com/LT/en
Z505625-1EA | ACE O-RING, CAPFE WALL 3.5 MM, I.D. 18.& | 1X1EA | 1 | 28 | Sigma-Aldrich | Z505625-1EA | https://www.sigmaaldrich.com/LT/en
Z505641-1EA | ACE O-RING, CAPFE WALL 3.5 MM, I.D. 21.& | 1X1EA | 1 | 29 | Sigma-Aldrich | Z505641-1EA | https://www.sigmaaldrich.com/LT/en
Z505668-1EA | ACE O-RING, CAPFE WALL 3.5 MM, I.D. 25.& | 1X1EA | 1 | 31 | Sigma-Aldrich | Z505668-1EA | https://www.sigmaaldrich.com/LT/en
Z629316-1EA | AIR PRESSURE CONTROLLER SET FOR VIVACELL | 1X1EA | 1 | 388 | Sigma-Aldrich | Z629316-1EA | https://www.sigmaaldrich.com/LT/en
Z629332-1EA | REPLACEMENT MALE COUPLING FOR VIVASPIN 2 | 1X1EA | 1 | 52 | Sigma-Aldrich | Z629332-1EA | https://www.sigmaaldrich.com/LT/en
Z629340-1EA | IVSS VIVACELL 250 PRESSURE INDICATOR/OVE | 1X1EA | 1 | 76 | Sigma-Aldrich | Z629340-1EA | https://www.sigmaaldrich.com/LT/en
Z629359-1EA | PRESSURE TUBING FOR VIVASPIN 20 AND VIVA | 1X1EA | 1 | 12 | Sigma-Aldrich | Z629359-1EA | https://www.sigmaaldrich.com/LT/en
Z629367-25EA | VIVASPIN 500 CENTRIFUGAL CONCENTRATORS | 1X25EA | 1 | 124 | Sigma-Aldrich | Z629367-25EA | https://www.sigmaaldrich.com/LT/en
Z629375-100EA | VIVASPIN 500 CENTRIFUGAL CONCENTRATORS | 1X100EA | 1 | 436 | Sigma-Aldrich | Z629375-100EA | https://www.sigmaaldrich.com/LT/en
Z629391-100EA | VIVASPIN 500 CENTRIFUGAL CONCENTRATORS & | 1X100EA | 1 | 436 | Sigma-Aldrich | Z629391-100EA | https://www.sigmaaldrich.com/LT/en
Z629405-25EA | VIVASPIN 2 CENTRIFUGAL CONCENTRATORS PO& | 1X25EA | 1 | 180 | Sigma-Aldrich | Z629405-25EA | https://www.sigmaaldrich.com/LT/en
Z629413-100EA | VIVASPIN 2 CENTRIFUGAL CONCENTRATORS PO& | 1X100EA | 1 | 545 | Sigma-Aldrich | Z629413-100EA | https://www.sigmaaldrich.com/LT/en
Z629456-12EA | VIVASPIN 20 CENTRIFUGAL CONCENTRATOR PO | 1X12EA | 1 | 178 | Sigma-Aldrich | Z629456-12EA | https://www.sigmaaldrich.com/LT/en
Z629464-48EA | VIVASPIN 20 CENTRIFUGAL CONCENTRATOR PO | 1X48EA | 1 | 565 | Sigma-Aldrich | Z629464-48EA | https://www.sigmaaldrich.com/LT/en
Z629472-12EA | VIVASPIN 20 CENTRIFUGAL CONCENTRATOR PO | 1X12EA | 1 | 178 | Sigma-Aldrich | Z629472-12EA | https://www.sigmaaldrich.com/LT/en
Z629480-48EA | VIVASPIN 20 CENTRIFUGAL CONCENTRATOR PO | 1X48EA | 1 | 565 | Sigma-Aldrich | Z629480-48EA | https://www.sigmaaldrich.com/LT/en
Z629499-12EA | VIVASPIN 20 CENTRIFUGAL CONCENTRATOR PO | 1X12EA | 1 | 178 | Sigma-Aldrich | Z629499-12EA | https://www.sigmaaldrich.com/LT/en
Z629502-48EA | VIVASPIN 20 CENTRIFUGAL CONCENTRATOR PO | 1X48EA | 1 | 565 | Sigma-Aldrich | Z629502-48EA | https://www.sigmaaldrich.com/LT/en
Z505722-1EA | NALGENE(R) QUICK FILLING/VENTING CLOSUR& | 1X1EA | 1 | 196 | Sigma-Aldrich | Z505722-1EA | https://www.sigmaaldrich.com/LT/en
Z505846-1EA | NALGENE(R) QUICK FILLING/VENTING CLOSUR& | 1X1EA | 1 | 196 | Sigma-Aldrich | Z505846-1EA | https://www.sigmaaldrich.com/LT/en
Z505943-1EA | NALGENE(R) QUICK FILLING/VENTING CLOSUR& | 1X1EA | 1 | 283 | Sigma-Aldrich | Z505943-1EA | https://www.sigmaaldrich.com/LT/en
Z635316-1EA | SWISS BOY LAB JACKS MODEL 100, LIMIT & | 1X1EA | 1 | 127 | Sigma-Aldrich | Z635316-1EA | https://www.sigmaaldrich.com/LT/en
Z635324-1EA | SWISS BOY LAB JACKS MODEL 105, LIMIT & | 1X1EA | 1 | 145 | Sigma-Aldrich | Z635324-1EA | https://www.sigmaaldrich.com/LT/en
Z635332-1EA | SWISS BOY LAB JACKS MODEL 110, LIMIT & | 1X1EA | 1 | 183 | Sigma-Aldrich | Z635332-1EA | https://www.sigmaaldrich.com/LT/en
Z635340-1EA | SWISS BOY LAB JACKS, LIMIT <=80 KG LOAD& | 1X1EA | 1 | 217 | Sigma-Aldrich | Z635340-1EA | https://www.sigmaaldrich.com/LT/en
Z635359-1EA | SWISS BOY LAB JACKS MODEL 116, LIMIT & | 1X1EA | 1 | 339 | Sigma-Aldrich | Z635359-1EA | https://www.sigmaaldrich.com/LT/en
Z635383-1EA | SWISS BOY LAB JACKS MODEL 118, LIMIT & | 1X1EA | 1 | 1049 | Sigma-Aldrich | Z635383-1EA | https://www.sigmaaldrich.com/LT/en
Z635391-1EA | SWISS BOY LAB JACKS MODEL 122, LIMIT & | 1X1EA | 1 | 2754 | Sigma-Aldrich | Z635391-1EA | https://www.sigmaaldrich.com/LT/en
Z635448-1EA | SWISS BOY LAB JACK FRAME MOUNTING HOLDE& | 1X1EA | 1 | 159 | Sigma-Aldrich | Z635448-1EA | https://www.sigmaaldrich.com/LT/en
Z635456-1EA | SWISS BOY LAB JACK PLATE STAND | 1X1EA | 1 | 181 | Sigma-Aldrich | Z635456-1EA | https://www.sigmaaldrich.com/LT/en
Z635464-1EA | SWISS BOY LAB JACK SUPPORT ROD | 1X1EA | 1 | 43 | Sigma-Aldrich | Z635464-1EA | https://www.sigmaaldrich.com/LT/en
Z635537-1EA | SWISS BOY LAB JACKS MODEL 110, LIMIT & | 1X1EA | 1 | 288 | Sigma-Aldrich | Z635537-1EA | https://www.sigmaaldrich.com/LT/en
Z635545-1EA | SWISS BOY LAB JACKS MODEL 115, LIMIT & | 1X1EA | 1 | 322 | Sigma-Aldrich | Z635545-1EA | https://www.sigmaaldrich.com/LT/en
Z635553-1EA | SWISS BOY LAB JACKS MODEL 118, LIMIT & | 1X1EA | 1 | 1568 | Sigma-Aldrich | Z635553-1EA | https://www.sigmaaldrich.com/LT/en
Z639036-1EA | BOLLE TARGA SAFETY EYESHIELDS YELLOW FR | 1X1EA | 1 | 16 | Sigma-Aldrich | Z639036-1EA | https://www.sigmaaldrich.com/LT/en
Z639095-1EA | Bolle neck cord for safety glasses | 1X1EA | 1 | 9 | Sigma-Aldrich | Z639095-1EA | https://www.sigmaaldrich.com/LT/en
Z639133-1EA | B500 Glasses cleaning station, w wipes | 1X1EA | 1 | 54 | Sigma-Aldrich | Z639133-1EA | https://www.sigmaaldrich.com/LT/en
Z507660-1EA | ACE GAS DISPERSION TUBE WITH POROUS FRI& | 1X1EA | 1 | 28 | Sigma-Aldrich | Z507660-1EA | https://www.sigmaaldrich.com/LT/en
Z507679-1EA | ACE GAS DISPERSION TUBE WITH POROUS FRI& | 1X1EA | 1 | 28 | Sigma-Aldrich | Z507679-1EA | https://www.sigmaaldrich.com/LT/en
Z507695-1EA | ACE GAS DISPERSION TUBE WITH POROUS FRI& | 1X1EA | 1 | 43 | Sigma-Aldrich | Z507695-1EA | https://www.sigmaaldrich.com/LT/en
Z507768-1EA | ACE GAS DISPERSION TUBE WITH POROUS FRI& | 1X1EA | 1 | 44 | Sigma-Aldrich | Z507768-1EA | https://www.sigmaaldrich.com/LT/en
Z507776-1EA | ACE GAS DISPERSION TUBE WITH POROUS FRI& | 1X1EA | 1 | 44 | Sigma-Aldrich | Z507776-1EA | https://www.sigmaaldrich.com/LT/en
Z639265-1EA | Bolle Super Nylsun Glasses, antisun 87% | 1X1EA | 1 | 10 | Sigma-Aldrich | Z639265-1EA | https://www.sigmaaldrich.com/LT/en
Z507857-1EA | ROUND-BOTTOM FLASK WITH SIDE PORT CAPAC& | 1X1EA | 1 | 59 | Sigma-Aldrich | Z507857-1EA | https://www.sigmaaldrich.com/LT/en
Z507865-1EA | ROUND-BOTTOM FLASK WITH SIDE PORT CAPAC& | 1X1EA | 1 | 59 | Sigma-Aldrich | Z507865-1EA | https://www.sigmaaldrich.com/LT/en
Z507873-1EA | THREE-NECK ROUND-BOTTOM FLASKS CAPACITY& | 1X1EA | 1 | 94 | Sigma-Aldrich | Z507873-1EA | https://www.sigmaaldrich.com/LT/en
Z507881-1EA | THREE-NECK ROUND-BOTTOM FLASKS CAPACITY& | 1X1EA | 1 | 95 | Sigma-Aldrich | Z507881-1EA | https://www.sigmaaldrich.com/LT/en
Z507946-1EA | ACE MICRO/MINI-LAB(R) PEAR-SHAPED FLASK& | 1X1EA | 1 | 65 | Sigma-Aldrich | Z507946-1EA | https://www.sigmaaldrich.com/LT/en
Z507954-1EA | RECOVERY FLASK CAPACITY 10 ML | 1X1EA | 1 | 38 | Sigma-Aldrich | Z507954-1EA | https://www.sigmaaldrich.com/LT/en
Z508233-1EA | QUICK-RELEASE CLAMPS WITHOUT EXTENSION,& | 1X1EA | 1 | 147 | Sigma-Aldrich | Z508233-1EA | https://www.sigmaaldrich.com/LT/en
Z508446-1EA | ACE FLAT-BOTTOM REACTION FLASKS W/O O-R& | 1X1EA | 1 | 214 | Sigma-Aldrich | Z508446-1EA | https://www.sigmaaldrich.com/LT/en
Z508454-1EA | ACE FLAT-BOTTOM REACTION FLASKS W/O O-R& | 1X1EA | 1 | 254 | Sigma-Aldrich | Z508454-1EA | https://www.sigmaaldrich.com/LT/en
Z508470-1EA | ACE FLAT-BOTTOM REACTION FLASKS W/O O-R& | 1X1EA | 1 | 316 | Sigma-Aldrich | Z508470-1EA | https://www.sigmaaldrich.com/LT/en
Z508497-1EA | ACE FLAT-BOTTOM REACTION FLASKS W/ O-RI& | 1X1EA | 1 | 253 | Sigma-Aldrich | Z508497-1EA | https://www.sigmaaldrich.com/LT/en
Z508500-1EA | ACE FLAT-BOTTOM REACTION FLASKS W/ O-RI& | 1X1EA | 1 | 302 | Sigma-Aldrich | Z508500-1EA | https://www.sigmaaldrich.com/LT/en
Z508527-1EA | ACE FLAT-BOTTOM REACTION FLASKS W/ O-RI& | 1X1EA | 1 | 369 | Sigma-Aldrich | Z508527-1EA | https://www.sigmaaldrich.com/LT/en
Z508543-1EA | ACE POLISHED SHAFT DIAM. X L 10 MM X 69& | 1X1EA | 1 | 86 | Sigma-Aldrich | Z508543-1EA | https://www.sigmaaldrich.com/LT/en
Z508551-1EA | ACE POLISHED SHAFT DIAM. X L 10 MM X 69& | 1X1EA | 1 | 73 | Sigma-Aldrich | Z508551-1EA | https://www.sigmaaldrich.com/LT/en
Z508578-1EA | ACE POLISHED SHAFT DIAM. X L 19 MM X 70& | 1X1EA | 1 | 258 | Sigma-Aldrich | Z508578-1EA | https://www.sigmaaldrich.com/LT/en
Z508608-1EA | ACE PRECISION-GROUND SHAFT DIAM. X L 10& | 1X1EA | 1 | 64 | Sigma-Aldrich | Z508608-1EA | https://www.sigmaaldrich.com/LT/en
Z508616-1EA | PTFE STIRRER BLADE FITS SHAFT O.D., 10 & | 1X1EA | 1 | 30 | Sigma-Aldrich | Z508616-1EA | https://www.sigmaaldrich.com/LT/en
Z508624-1EA | PTFE STIRRER BLADE FITS SHAFT O.D., 10 & | 1X1EA | 1 | 38 | Sigma-Aldrich | Z508624-1EA | https://www.sigmaaldrich.com/LT/en
Z508640-1EA | PTFE STIRRER BLADE FITS SHAFT O.D., 19 & | 1X1EA | 1 | 115 | Sigma-Aldrich | Z508640-1EA | https://www.sigmaaldrich.com/LT/en
Z508659-1EA | PTFE STIRRER BLADE FITS SHAFT O.D., 19 & | 1X1EA | 1 | 128 | Sigma-Aldrich | Z508659-1EA | https://www.sigmaaldrich.com/LT/en
Z509000-25EA | ALDRASORB(TM) WATER TRAPPING PACKETS SM& | 1X25EA | 1 | 239 | Sigma-Aldrich | Z509000-25EA | https://www.sigmaaldrich.com/LT/en
Z509000-5EA | ALDRASORB(TM) WATER TRAPPING PACKETS SM& | 1X5EA | 1 | 66 | Sigma-Aldrich | Z509000-5EA | https://www.sigmaaldrich.com/LT/en
Z509019-25EA | ALDRASORB(TM) WATER TRAPPING PACKETS ME& | 1X25EA | 1 | 301 | Sigma-Aldrich | Z509019-25EA | https://www.sigmaaldrich.com/LT/en
Z509019-5EA | ALDRASORB(TM) WATER TRAPPING PACKETS ME& | 1X5EA | 1 | 77 | Sigma-Aldrich | Z509019-5EA | https://www.sigmaaldrich.com/LT/en
Z509027-25EA | ALDRASORB(TM) WATER TRAPPING PACKETS LA& | 1X25EA | 1 | 324 | Sigma-Aldrich | Z509027-25EA | https://www.sigmaaldrich.com/LT/en
Z509027-5EA | ALDRASORB(TM) WATER TRAPPING PACKETS LA& | 1X5EA | 1 | 88 | Sigma-Aldrich | Z509027-5EA | https://www.sigmaaldrich.com/LT/en
Z509035-1PAK | PIPETTE BULB CAPACITY 1 ML | 1X1PAK | 1 | 27 | Sigma-Aldrich | Z509035-1PAK | https://www.sigmaaldrich.com/LT/en
Z509043-1PAK | PIPETTE BULB CAPACITY 3 ML | 1X1PAK | 1 | 61 | Sigma-Aldrich | Z509043-1PAK | https://www.sigmaaldrich.com/LT/en
Z509094-1EA | HEAVY DUTY SHEARS L 9 3/4 IN. | 1X1EA | 1 | 109 | Sigma-Aldrich | Z509094-1EA | https://www.sigmaaldrich.com/LT/en
Z509108-1EA | LEFT HANDED OPERATING SHEARS | 1X1EA | 1 | 35 | Sigma-Aldrich | Z509108-1EA | https://www.sigmaaldrich.com/LT/en
Z509116-1EA | LEFT HANDED SHEARS L 8 IN. | 1X1EA | 1 | 47 | Sigma-Aldrich | Z509116-1EA | https://www.sigmaaldrich.com/LT/en
Z509132-1EA | SCISSOR-HANDLE FORCEPS OCCULATING, STRA& | 1X1EA | 1 | 40 | Sigma-Aldrich | Z509132-1EA | https://www.sigmaaldrich.com/LT/en
Z509140-1EA | SCISSOR-HANDLE FORCEPS OCCULATING, STRA& | 1X1EA | 1 | 44 | Sigma-Aldrich | Z509140-1EA | https://www.sigmaaldrich.com/LT/en
Z509191-1PAK | WATCH GLASSES O.D. 25 MM | 1X1PAK | 1 | 91 | Sigma-Aldrich | Z509191-1PAK | https://www.sigmaaldrich.com/LT/en
Z509205-1PAK | WATCH GLASSES O.D. 40 MM | 1X1PAK | 1 | 95 | Sigma-Aldrich | Z509205-1PAK | https://www.sigmaaldrich.com/LT/en
Z509213-1PAK | WATCH GLASSES O.D. 50 MM | 1X1PAK | 1 | 90 | Sigma-Aldrich | Z509213-1PAK | https://www.sigmaaldrich.com/LT/en
Z509221-1PAK | WATCH GLASSES, O.D. 65 MM | 1X1PAK | 1 | 91 | Sigma-Aldrich | Z509221-1PAK | https://www.sigmaaldrich.com/LT/en
Z509248-1PAK | WATCH GLASSES, O.D 75 MM | 1X1PAK | 1 | 103 | Sigma-Aldrich | Z509248-1PAK | https://www.sigmaaldrich.com/LT/en
Z509256-1PAK | WATCH GLASSES O.D. 110 MM | 1X1PAK | 1 | 118 | Sigma-Aldrich | Z509256-1PAK | https://www.sigmaaldrich.com/LT/en
Z509264-1PAK | WATCH GLASSES O.D. 180 MM | 1X1PAK | 1 | 191 | Sigma-Aldrich | Z509264-1PAK | https://www.sigmaaldrich.com/LT/en
Z509272-1PAK | WATCH GLASSES O.D. 200 MM | 1X1PAK | 1 | 236 | Sigma-Aldrich | Z509272-1PAK | https://www.sigmaaldrich.com/LT/en
Z509329-1PAK | WEIGHING FUNNEL SIZE XS, ANTI-STATIC PP& | 1X1PAK | 1 | 102 | Sigma-Aldrich | Z509329-1PAK | https://www.sigmaaldrich.com/LT/en
Z509337-1PAK | WEIGHING FUNNEL SIZE S, ANTI-STATIC PP,& | 1X1PAK | 1 | 66 | Sigma-Aldrich | Z509337-1PAK | https://www.sigmaaldrich.com/LT/en
Z509345-1PAK | WEIGHING FUNNEL SIZE M, ANTI-STATIC PP,& | 1X1PAK | 1 | 89 | Sigma-Aldrich | Z509345-1PAK | https://www.sigmaaldrich.com/LT/en
Z509353-1PAK | WEIGHING FUNNEL SIZE L, ANTI-STATIC PP,& | 1X1PAK | 1 | 77 | Sigma-Aldrich | Z509353-1PAK | https://www.sigmaaldrich.com/LT/en
Z509361-1PAK | WEIGHING FUNNEL SIZE XL, ANTI-STATIC PP& | 1X1PAK | 1 | 86 | Sigma-Aldrich | Z509361-1PAK | https://www.sigmaaldrich.com/LT/en
Z509442-1EA | SUPPORT STAND WITH ROD BASE SIZE 4 IN. & | 1X1EA | 1 | 31 | Sigma-Aldrich | Z509442-1EA | https://www.sigmaaldrich.com/LT/en
Z509450-1EA | SUPPORT STAND WITH ROD STANDARD, BASE S& | 1X1EA | 1 | 37 | Sigma-Aldrich | Z509450-1EA | https://www.sigmaaldrich.com/LT/en
Z509469-1EA | SUPPORT STAND WITH ROD STANDARD, BASE S& | 1X1EA | 1 | 44 | Sigma-Aldrich | Z509469-1EA | https://www.sigmaaldrich.com/LT/en
Z509477-1EA | SUPPORT STAND WITH ROD STANDARD, BASE S& | 1X1EA | 1 | 56 | Sigma-Aldrich | Z509477-1EA | https://www.sigmaaldrich.com/LT/en
Z509485-1EA | SUPPORT STAND WITH ROD HEAVY DUTY, BASE& | 1X1EA | 1 | 37 | Sigma-Aldrich | Z509485-1EA | https://www.sigmaaldrich.com/LT/en
Z509493-1EA | SUPPORT STAND WITH ROD HEAVY DUTY, BASE& | 1X1EA | 1 | 41 | Sigma-Aldrich | Z509493-1EA | https://www.sigmaaldrich.com/LT/en
Z509507-1EA | SUPPORT STAND WITH ROD HEAVY DUTY, BASE& | 1X1EA | 1 | 48 | Sigma-Aldrich | Z509507-1EA | https://www.sigmaaldrich.com/LT/en
Z509515-1EA | SUPPORT STAND WITH ROD HEAVY DUTY, BASE& | 1X1EA | 1 | 61 | Sigma-Aldrich | Z509515-1EA | https://www.sigmaaldrich.com/LT/en
Z509620-1EA | FLINT SPARKING IGNITOR | 1X1EA | 1 | 14 | Sigma-Aldrich | Z509620-1EA | https://www.sigmaaldrich.com/LT/en
Z509663-10PAK | TEST PAPERS NEUTRAL LITMUS | 1X10PAK | 1 | 23 | Sigma-Aldrich | Z509663-10PAK | https://www.sigmaaldrich.com/LT/en
Z509795-1EA | THERMOLYNE(TM) SMALL BENCHTOP MUFFLE, A& | 1X1EA | 1 | 1500 | Sigma-Aldrich | Z509795-1EA | https://www.sigmaaldrich.com/LT/en
Z510297-1SET | ALDRICH(R) HIGH-PERFORMANCE SYSTEM 45(R) | 1X1SET | 1 | 964 | Sigma-Aldrich | Z510297-1SET | https://www.sigmaaldrich.com/LT/en
Z510300-1EA | DRYING TUBE JOINT: ST/NS 14/20 | 1X1EA | 1 | 35 | Sigma-Aldrich | Z510300-1EA | https://www.sigmaaldrich.com/LT/en
Z510319-1EA | VACUUM ADAPTER JOINT: ST/NS 14/20, WITH& | 1X1EA | 1 | 47 | Sigma-Aldrich | Z510319-1EA | https://www.sigmaaldrich.com/LT/en
Z510335-1EA | CONNECTING ADAPTER BOTTOM JOINT: ST/NS & | 1X1EA | 1 | 62 | Sigma-Aldrich | Z510335-1EA | https://www.sigmaaldrich.com/LT/en
Z510343-1EA | CLAISEN ADAPTER BOTTOM JOINT: ST/NS 14/& | 1X1EA | 1 | 83 | Sigma-Aldrich | Z510343-1EA | https://www.sigmaaldrich.com/LT/en
Z510351-1EA | VIGREUX DISTILLING COLUMN BOTTOM JOINT:& | 1X1EA | 1 | 87 | Sigma-Aldrich | Z510351-1EA | https://www.sigmaaldrich.com/LT/en
Z510378-1EA | LIEBIG CONDENSER WITH TWO QUICK-DISCONN& | 1X1EA | 1 | 72 | Sigma-Aldrich | Z510378-1EA | https://www.sigmaaldrich.com/LT/en
Z510386-1EA | DROPPING FUNNEL WITH PTFE VALVE, CAPACI& | 1X1EA | 1 | 104 | Sigma-Aldrich | Z510386-1EA | https://www.sigmaaldrich.com/LT/en
Z510416-1EA | ROUND-BOTTOM FLASK CAPACITY 50 ML | 1X1EA | 1 | 25 | Sigma-Aldrich | Z510416-1EA | https://www.sigmaaldrich.com/LT/en
Z510424-1EA | ROUND-BOTTOM FLASK CAPACITY 100 ML | 1X1EA | 1 | 29 | Sigma-Aldrich | Z510424-1EA | https://www.sigmaaldrich.com/LT/en
Z510432-1EA | ROUND-BOTTOM FLASK 3-NECK, ANGLED, CAPA& | 1X1EA | 1 | 123 | Sigma-Aldrich | Z510432-1EA | https://www.sigmaaldrich.com/LT/en
Z510440-1EA | GAS-INLET TUBE/THERMOMETER ADAPTER | 1X1EA | 1 | 70 | Sigma-Aldrich | Z510440-1EA | https://www.sigmaaldrich.com/LT/en
Z510661-1EA | JOINT ADAPTERS PTFE (PBT), JOINT: ST/NS& | 1X1EA | 1 | 58 | Sigma-Aldrich | Z510661-1EA | https://www.sigmaaldrich.com/LT/en
Z510785-1EA | CONNECTING ADAPTER FEMALE JOINT: ST/NS & | 1X1EA | 1 | 40 | Sigma-Aldrich | Z510785-1EA | https://www.sigmaaldrich.com/LT/en
Z510793-1EA | CONNECTING ADAPTER FEMALE JOINT: ST/NS & | 1X1EA | 1 | 38 | Sigma-Aldrich | Z510793-1EA | https://www.sigmaaldrich.com/LT/en
Z510807-1EA | CONNECTING ADAPTER FEMALE JOINT: ST/NS & | 1X1EA | 1 | 43 | Sigma-Aldrich | Z510807-1EA | https://www.sigmaaldrich.com/LT/en
Z510815-1EA | CONNECTING ADAPTER FEMALE JOINT: ST/NS & | 1X1EA | 1 | 40 | Sigma-Aldrich | Z510815-1EA | https://www.sigmaaldrich.com/LT/en
Z510823-1EA | CONNECTING ADAPTER FEMALE JOINT: ST/NS & | 1X1EA | 1 | 38 | Sigma-Aldrich | Z510823-1EA | https://www.sigmaaldrich.com/LT/en
Z510831-1EA | CONNECTING ADAPTER FEMALE JOINT: ST/NS & | 1X1EA | 1 | 43 | Sigma-Aldrich | Z510831-1EA | https://www.sigmaaldrich.com/LT/en
Z623962-1EA | HIRSCHMANN MICROPIPETTER | 1X1EA | 1 | 26 | Sigma-Aldrich | Z623962-1EA | https://www.sigmaaldrich.com/LT/en
Z659096-1EA | SH 70 G standard horn for HD 2070 | 1X1EA | 1 | 333 | Sigma-Aldrich | Z659096-1EA | https://www.sigmaaldrich.com/LT/en
Z659118-1EA | SH 213 G booster horn for HD 2200 | 1X1EA | 1 | 627 | Sigma-Aldrich | Z659118-1EA | https://www.sigmaaldrich.com/LT/en
Z659142-1EA | BANDELIN SONOPULS ULTRASONIC HOMOGENIZE& | 1X1EA | 1 | 238 | Sigma-Aldrich | Z659142-1EA | https://www.sigmaaldrich.com/LT/en
Z659207-1EA | VS70 probe extension, Ti alloy, dia.13mm | 1X1EA | 1 | 232 | Sigma-Aldrich | Z659207-1EA | https://www.sigmaaldrich.com/LT/en
Z659215-1EA | VS70T extended probe, Ti alloy,dia. 13mm | 1X1EA | 1 | 188 | Sigma-Aldrich | Z659215-1EA | https://www.sigmaaldrich.com/LT/en
Z659231-1EA | LS 4 sound proof box, wood, damping 10dB | 1X1EA | 1 | 978 | Sigma-Aldrich | Z659231-1EA | https://www.sigmaaldrich.com/LT/en
Z659266-1EA | UG 6 support for LS 6 | 1X1EA | 1 | 205 | Sigma-Aldrich | Z659266-1EA | https://www.sigmaaldrich.com/LT/en
Z659274-1EA | TS8 foot switch remote control, 3m cable | 1X1EA | 1 | 202 | Sigma-Aldrich | Z659274-1EA | https://www.sigmaaldrich.com/LT/en
Z659282-1EA | RZ 1 rosett cell, glass, 25 ml, for inte | 1X1EA | 1 | 299 | Sigma-Aldrich | Z659282-1EA | https://www.sigmaaldrich.com/LT/en
Z659290-1EA | RZ 2 rosett cell, glass, 50 ml, for inte | 1X1EA | 1 | 326 | Sigma-Aldrich | Z659290-1EA | https://www.sigmaaldrich.com/LT/en
Z659304-1EA | RZ 3 rosett cell, glass, 120 ml, for int | 1X1EA | 1 | 311 | Sigma-Aldrich | Z659304-1EA | https://www.sigmaaldrich.com/LT/en
Z659312-1EA | NA 29 G sleeve adapter, PTFE, for mounti | 1X1EA | 1 | 142 | Sigma-Aldrich | Z659312-1EA | https://www.sigmaaldrich.com/LT/en
Z659320-1EA | DG 3 flow through vessel, glass, 15 ml | 1X1EA | 1 | 354 | Sigma-Aldrich | Z659320-1EA | https://www.sigmaaldrich.com/LT/en
Z659339-1EA | DG 5 flow through vessel, glass, 80 ml | 1X1EA | 1 | 362 | Sigma-Aldrich | Z659339-1EA | https://www.sigmaaldrich.com/LT/en
Z659347-1EA | DG4 G flow through vessel, S,up to 30L/h | 1X1EA | 1 | 1637 | Sigma-Aldrich | Z659347-1EA | https://www.sigmaaldrich.com/LT/en
Z659355-1EA | KG 3 cooling vessel, glass, 15 ml, for t | 1X1EA | 1 | 197 | Sigma-Aldrich | Z659355-1EA | https://www.sigmaaldrich.com/LT/en
Z659363-1EA | KG 5 cooling vessel, glass, 80 ml, for t | 1X1EA | 1 | 229 | Sigma-Aldrich | Z659363-1EA | https://www.sigmaaldrich.com/LT/en
Z659401-1EA | BB 6 cup horn for HD 2200, for indirect | 1X1EA | 1 | 1627 | Sigma-Aldrich | Z659401-1EA | https://www.sigmaaldrich.com/LT/en
Z659436-1EA | BR30 cup booster for HD 2070 and HD 2200 | 1X1EA | 1 | 1421 | Sigma-Aldrich | Z659436-1EA | https://www.sigmaaldrich.com/LT/en
Z659444-1EA | EH 3 microtube holder for use in BR 30, | 1X1EA | 1 | 111 | Sigma-Aldrich | Z659444-1EA | https://www.sigmaaldrich.com/LT/en
Z709069-1PAK | HLT 300,1 TO 300 UL, RACKED, NON-STERILE | 1X1PAK | 1 | 61 | Sigma-Aldrich | Z709069-1PAK | https://www.sigmaaldrich.com/LT/en
Z709077-1PAK | HLT 300U SOFTFIT, 1 TO 300 UL, PURE PACK | 1X1PAK | 1 | 78 | Sigma-Aldrich | Z709077-1PAK | https://www.sigmaaldrich.com/LT/en
Z726060-12EA | FLOAT-A-LYZER G2 1ML, BLACK, 3.5-5KD | 1X12EA | 1 | 152 | Sigma-Aldrich | Z726060-12EA | https://www.sigmaaldrich.com/LT/en
Z726176-12EA | FLOAT-A-LYZER G2 5ML, BLACK, 3.5-5KD | 1X12EA | 1 | 161 | Sigma-Aldrich | Z726176-12EA | https://www.sigmaaldrich.com/LT/en
Z726273-12EA | FLOAT-A-LYZER G2 10ML, BLACK, 3.5-5KD | 1X12EA | 1 | 180 | Sigma-Aldrich | Z726273-12EA | https://www.sigmaaldrich.com/LT/en
Z726508-12EA | FLOAT-A-LYZER G2 5ML, YELLOW, 8-10KD | 1X12EA | 1 | 161 | Sigma-Aldrich | Z726508-12EA | https://www.sigmaaldrich.com/LT/en
Z726605-12EA | FLOAT-A-LYZER G2 10ML, YELLOW, 8-10KD | 1X12EA | 1 | 180 | Sigma-Aldrich | Z726605-12EA | https://www.sigmaaldrich.com/LT/en
Z726710-12EA | FLOAT-A-LYZER G2 1ML, RED, 20K | 1X12EA | 1 | 152 | Sigma-Aldrich | Z726710-12EA | https://www.sigmaaldrich.com/LT/en
Z726834-12EA | FLOAT-A-LYZER G2 5ML, RED, 20KD | 1X12EA | 1 | 161 | Sigma-Aldrich | Z726834-12EA | https://www.sigmaaldrich.com/LT/en
Z726931-12EA | FLOAT-A-LYZER G2 10ML, RED, 20KD | 1X12EA | 1 | 180 | Sigma-Aldrich | Z726931-12EA | https://www.sigmaaldrich.com/LT/en
Z727040-12EA | FLOAT-A-LYZER G2 1ML, BLUE, 100KD | 1X12EA | 1 | 152 | Sigma-Aldrich | Z727040-12EA | https://www.sigmaaldrich.com/LT/en
Z727156-12EA | FLOAT-A-LYZER G2 5ML, BLUE, 100KD | 1X12EA | 1 | 161 | Sigma-Aldrich | Z727156-12EA | https://www.sigmaaldrich.com/LT/en
Z727253-12EA | FLOAT-A-LYZER G2 10ML, BLUE, 100KD | 1X12EA | 1 | 180 | Sigma-Aldrich | Z727253-12EA | https://www.sigmaaldrich.com/LT/en
Z675148-1EA | STUART ROCKERS, ROLLERS, AND MIXERS, SRT | 1X1EA | 1 | 1764 | Sigma-Aldrich | Z675148-1EA | https://www.sigmaaldrich.com/LT/en
Z675164-1EA | STUART FIXED SPEED ROTATOR, 230V | 1X1EA | 1 | 547 | Sigma-Aldrich | Z675164-1EA | https://www.sigmaaldrich.com/LT/en
Z675172-1EA | STUART ROTATOR TUBE HOLDER, HOLDS 40 MIC | 1X1EA | 1 | 283 | Sigma-Aldrich | Z675172-1EA | https://www.sigmaaldrich.com/LT/en
Z675180-1EA | STUART ROTATOR TUBE HOLDER, HOLDS 20 TES | 1X1EA | 1 | 283 | Sigma-Aldrich | Z675180-1EA | https://www.sigmaaldrich.com/LT/en
Z675199-1EA | STUART ROTATOR TUBE HOLDER, HOLDS 12X50M | 1X1EA | 1 | 275 | Sigma-Aldrich | Z675199-1EA | https://www.sigmaaldrich.com/LT/en
Z675202-1EA | STUART ROTATOR TUBE HOLDER, HOLDS 63X12M | 1X1EA | 1 | 366 | Sigma-Aldrich | Z675202-1EA | https://www.sigmaaldrich.com/LT/en
Z675210-1EA | STUART ROTATOR TUBE HOLDER, HOLDS 63X16M | 1X1EA | 1 | 298 | Sigma-Aldrich | Z675210-1EA | https://www.sigmaaldrich.com/LT/en
Z675229-1EA | STUART ROTATOR TUBE HOLDER, HOLDS 30X26M | 1X1EA | 1 | 298 | Sigma-Aldrich | Z675229-1EA | https://www.sigmaaldrich.com/LT/en
Z675253-1EA | STUART FLASK SHAKER ACCESSORIES, SPARE C | 1X1EA | 1 | 58 | Sigma-Aldrich | Z675253-1EA | https://www.sigmaaldrich.com/LT/en
Z675261-1EA | STUART FLASK SHAKER ACCESSORIES, 2 SIDE | 1X1EA | 1 | 646 | Sigma-Aldrich | Z675261-1EA | https://www.sigmaaldrich.com/LT/en
Z675288-1EA | TALBOYS INCUBATING SHAKER ACCESSORIES, S | 1X1EA | 1 | 246 | Sigma-Aldrich | Z675288-1EA | https://www.sigmaaldrich.com/LT/en
Z675296-1EA | TALBOYS INCUBATING SHAKER ACCESSORIES, 1 | 1X1EA | 1 | 190 | Sigma-Aldrich | Z675296-1EA | https://www.sigmaaldrich.com/LT/en
Z675334-1EA | TALBOYS INCUBATING SHAKER ACCESSORIES, 2 | 1X1EA | 1 | 45 | Sigma-Aldrich | Z675334-1EA | https://www.sigmaaldrich.com/LT/en
Z675342-1EA | TALBOYS INCUBATING SHAKER ACCESSORIES, 5 | 1X1EA | 1 | 47 | Sigma-Aldrich | Z675342-1EA | https://www.sigmaaldrich.com/LT/en
Z675350-1EA | TALBOYS INCUBATING SHAKER ACCESSORIES, 1 | 1X1EA | 1 | 47 | Sigma-Aldrich | Z675350-1EA | https://www.sigmaaldrich.com/LT/en
Z675369-1EA | TALBOYS INCUBATING SHAKER ACCESSORIES, 2 | 1X1EA | 1 | 47 | Sigma-Aldrich | Z675369-1EA | https://www.sigmaaldrich.com/LT/en
Z675385-1EA | TALBOYS INCUBATING SHAKER ACCESSORIES, 5 | 1X1EA | 1 | 131 | Sigma-Aldrich | Z675385-1EA | https://www.sigmaaldrich.com/LT/en
CLS7007-24EA | CORNING 96W, PLT, RB,ULA,W/LID | 1X24EA | 1 | 689 | Sigma-Aldrich | CLS7007-24EA | https://www.sigmaaldrich.com/LT/en
Z567140-12EA | SURE/SEAL BOTTLES, AMBER GLASS, 500ML | 1X12EA | 1 | 104 | Sigma-Aldrich | Z567140-12EA | https://www.sigmaaldrich.com/LT/en
Z567248-1EA | ACE ROUND BOTTOM PRESSURE FLASK, 500ML, | 1X1EA | 1 | 174 | Sigma-Aldrich | Z567248-1EA | https://www.sigmaaldrich.com/LT/en
Z567388-5EA | WILMAD QUARTZ (CFQ) EPR TUBES, DIAM. 5MM | 1X5EA | 1 | 67 | Sigma-Aldrich | Z567388-5EA | https://www.sigmaaldrich.com/LT/en
Z567396-5EA | WILMAD QUARTZ (CFQ) EPR TUBES, DIAM. 5MM | 1X5EA | 1 | 71 | Sigma-Aldrich | Z567396-5EA | https://www.sigmaaldrich.com/LT/en
Z567418-1EA | WILMAD QUARTZ (CFQ) EPR TUBES, DIAM. 4MM | 1X1EA | 1 | 75 | Sigma-Aldrich | Z567418-1EA | https://www.sigmaaldrich.com/LT/en
Z567167-1EA | VERSA-FLOW CAN/DRUM ADAPTER, 57MM BUTTRE | 1X1EA | 1 | 23 | Sigma-Aldrich | Z567167-1EA | https://www.sigmaaldrich.com/LT/en
Z567213-1EA | ACE ROUND BOTTOM PRESSURE FLASK, 100ML, | 1X1EA | 1 | 140 | Sigma-Aldrich | Z567213-1EA | https://www.sigmaaldrich.com/LT/en
Z567264-1EA | ACE ROUND BOTTOM PRESSURE FLASK WITH THE | 1X1EA | 1 | 175 | Sigma-Aldrich | Z567264-1EA | https://www.sigmaaldrich.com/LT/en
Z567337-5EA | WILMAD QUARTZ (CFQ) EPR TUBES, DIAM. 2MM | 1X5EA | 1 | 47 | Sigma-Aldrich | Z567337-5EA | https://www.sigmaaldrich.com/LT/en
Z567280-1EA | ACE ROUND BOTTOM PRESSURE FLASK WITH THE | 1X1EA | 1 | 213 | Sigma-Aldrich | Z567280-1EA | https://www.sigmaaldrich.com/LT/en
Z567310-1EA | ACE ROUND BOTTOM PRESSURE FLASK WITH THE | 1X1EA | 1 | 231 | Sigma-Aldrich | Z567310-1EA | https://www.sigmaaldrich.com/LT/en
Z567345-1EA | WILMAD QUARTZ (CFQ) EPR TUBES, DIAM. 3MM | 1X1EA | 1 | 44 | Sigma-Aldrich | Z567345-1EA | https://www.sigmaaldrich.com/LT/en
Z567426-1EA | WILMAD QUARTZ (CFQ) EPR TUBES, DIAM. 5MM | 1X1EA | 1 | 56 | Sigma-Aldrich | Z567426-1EA | https://www.sigmaaldrich.com/LT/en
Z567442-1EA | WILMAD SUPRASIL EPR TUBES, DIAM. 4MM, L | 1X1EA | 1 | 53 | Sigma-Aldrich | Z567442-1EA | https://www.sigmaaldrich.com/LT/en
Z567450-1EA | WILMAD SUPRASIL EPR TUBES, DIAM. 4MM, L | 1X1EA | 1 | 164 | Sigma-Aldrich | Z567450-1EA | https://www.sigmaaldrich.com/LT/en
Z567299-1EA | ACE ROUND BOTTOM PRESSURE FLASK WITH THE | 1X1EA | 1 | 186 | Sigma-Aldrich | Z567299-1EA | https://www.sigmaaldrich.com/LT/en
Z567353-1EA | WILMAD QUARTZ (CFQ) EPR TUBES, DIAM. 3.8 | 1X1EA | 1 | 57 | Sigma-Aldrich | Z567353-1EA | https://www.sigmaaldrich.com/LT/en
Z567469-1EA | WILMAD SUPRASIL EPR TUBES, DIAM. 5MM, L | 1X1EA | 1 | 131 | Sigma-Aldrich | Z567469-1EA | https://www.sigmaaldrich.com/LT/en
Z567485-100EA | POLYPROPYLENE NMR TUBE CAPS, NMR | 1X100EA | 1 | 12 | Sigma-Aldrich | Z567485-100EA | https://www.sigmaaldrich.com/LT/en
Z567221-1EA | ACE ROUND BOTTOM PRESSURE FLASK, 250ML, | 1X1EA | 1 | 158 | Sigma-Aldrich | Z567221-1EA | https://www.sigmaaldrich.com/LT/en
Z567302-1EA | ACE ROUND BOTTOM PRESSURE FLASK WITH THE | 1X1EA | 1 | 211 | Sigma-Aldrich | Z567302-1EA | https://www.sigmaaldrich.com/LT/en
Z567434-1EA | WILMAD SUPRASIL EPR TUBES, DIAM. 3MM, L | 1X1EA | 1 | 67 | Sigma-Aldrich | Z567434-1EA | https://www.sigmaaldrich.com/LT/en
Z567175-1EA | ACE ROUND BOTTOM PRESSURE FLASK, 50ML, 5 | 1X1EA | 1 | 136 | Sigma-Aldrich | Z567175-1EA | https://www.sigmaaldrich.com/LT/en
Z567183-1EA | ACE ROUND BOTTOM PRESSURE FLASK, 100ML, | 1X1EA | 1 | 137 | Sigma-Aldrich | Z567183-1EA | https://www.sigmaaldrich.com/LT/en
Z567191-1EA | ACE ROUND BOTTOM PRESSURE FLASK, 250ML, | 1X1EA | 1 | 156 | Sigma-Aldrich | Z567191-1EA | https://www.sigmaaldrich.com/LT/en
Z567205-1EA | ACE ROUND BOTTOM PRESSURE FLASK, 500ML, | 1X1EA | 1 | 170 | Sigma-Aldrich | Z567205-1EA | https://www.sigmaaldrich.com/LT/en
Z567256-1EA | ACE ROUND BOTTOM PRESSURE FLASK WITH THE | 1X1EA | 1 | 167 | Sigma-Aldrich | Z567256-1EA | https://www.sigmaaldrich.com/LT/en
Z567272-1EA | ACE ROUND BOTTOM PRESSURE FLASK WITH THE | 1X1EA | 1 | 196 | Sigma-Aldrich | Z567272-1EA | https://www.sigmaaldrich.com/LT/en
Z567329-5EA | WILMAD QUARTZ (CFQ) EPR TUBES, DIAM. 2MM | 1X5EA | 1 | 37 | Sigma-Aldrich | Z567329-5EA | https://www.sigmaaldrich.com/LT/en
Z567477-25EA | POLYPROPYLENE NMR TUBE CAPS, NMR TUBE SI | 1X25EA | 1 | 12 | Sigma-Aldrich | Z567477-25EA | https://www.sigmaaldrich.com/LT/en
Z567361-5EA | WILMAD QUARTZ (CFQ) EPR TUBES, DIAM. 4MM | 1X5EA | 1 | 53 | Sigma-Aldrich | Z567361-5EA | https://www.sigmaaldrich.com/LT/en
Z675628-1EA | STUART HEATING MANTLE, 50ML FLASK | 1X1EA | 1 | 392 | Sigma-Aldrich | Z675628-1EA | https://www.sigmaaldrich.com/LT/en
Z675636-1EA | STUART HEATING MANTLE, 100ML FLASK | 1X1EA | 1 | 391 | Sigma-Aldrich | Z675636-1EA | https://www.sigmaaldrich.com/LT/en
Z675644-1EA | STUART HEATING MANTLE, 250ML FLASK | 1X1EA | 1 | 402 | Sigma-Aldrich | Z675644-1EA | https://www.sigmaaldrich.com/LT/en
Z675652-1EA | STUART HEATING MANTLE, 500ML FLASK | 1X1EA | 1 | 455 | Sigma-Aldrich | Z675652-1EA | https://www.sigmaaldrich.com/LT/en
Z675660-1EA | STUART HEATING MANTLE, 1000ML FLASK | 1X1EA | 1 | 579 | Sigma-Aldrich | Z675660-1EA | https://www.sigmaaldrich.com/LT/en
Z675113-1EA | STUART ROCKERS, ROLLERS, AND MIXERS, SRT | 1X1EA | 1 | 1412 | Sigma-Aldrich | Z675113-1EA | https://www.sigmaaldrich.com/LT/en
Z675415-1SET | MINI-SIEVE MICRO SIEVE SET | 1X1SET | 1 | 205 | Sigma-Aldrich | Z675415-1SET | https://www.sigmaaldrich.com/LT/en
Z675423-1SET | REPLACEMENT MESH INSERTS FOR MINI-SIEVE | 1X1SET | 1 | 149 | Sigma-Aldrich | Z675423-1SET | https://www.sigmaaldrich.com/LT/en
Z567566-1EA | ALDRICH(R) BENCHCLAMP(TM), 3-PRONG, DUA& | 1X1EA | 1 | 53 | Sigma-Aldrich | Z567566-1EA | https://www.sigmaaldrich.com/LT/en
Z567574-1EA | ALDRICH(R) BENCHCLAMP(TM), 3-PRONG, DUA& | 1X1EA | 1 | 49 | Sigma-Aldrich | Z567574-1EA | https://www.sigmaaldrich.com/LT/en
Z567582-1EA | ALDRICH(R) BENCHCLAMP(TM), 2-PRONG, DUA& | 1X1EA | 1 | 43 | Sigma-Aldrich | Z567582-1EA | https://www.sigmaaldrich.com/LT/en
Z567590-1EA | ALDRICH(R) BENCHCLAMP(TM), 2-PRONG, DUA& | 1X1EA | 1 | 40 | Sigma-Aldrich | Z567590-1EA | https://www.sigmaaldrich.com/LT/en
Z567604-1EA | ALDRICH(R) SWIVEL BENCHCLAMP(TM), 3-PRO& | 1X1EA | 1 | 57 | Sigma-Aldrich | Z567604-1EA | https://www.sigmaaldrich.com/LT/en
Z567612-1EA | ALDRICH(R) SWIVEL BENCHCLAMP(TM), 3-PRO& | 1X1EA | 1 | 52 | Sigma-Aldrich | Z567612-1EA | https://www.sigmaaldrich.com/LT/en
CLS3201-1EA | CORNING CELLCUBE PC MODULE, STERILE, 25- | 1X1EA | 1 | 849 | Sigma-Aldrich | CLS3201-1EA | https://www.sigmaaldrich.com/LT/en
Z728039-1EA | SWING-OUT ROTOR, 4-PLACE | 1X1EA | 1 | 915 | Sigma-Aldrich | Z728039-1EA | https://www.sigmaaldrich.com/LT/en
Z740171-24EA | AMICON(R) ULTRA-0.5, ULTRACEL-10 MEMBRA& | 1X24EA | 1 | 132 | Sigma-Aldrich | Z740171-24EA | https://www.sigmaaldrich.com/LT/en
WPB01195WA-500EA | WHIRL-PAK(R) WRITE-ON BAG, 55 OZ. (1,62& | 1X500EA | 1 | 204 | Sigma-Aldrich | WPB01195WA-500EA | https://www.sigmaaldrich.com/LT/en
WPB01385WA-250EA | WHIRL-PAK(R) HOMOGENIZER BLENDER FILTER& | 1X250EA | 1 | 153 | Sigma-Aldrich | WPB01385WA-250EA | https://www.sigmaaldrich.com/LT/en
WPB01542WA-100EA | WHIRL-PAK(R) STAND-UP BAG, 138 OZ. (4,0& | 1X100EA | 1 | 213 | Sigma-Aldrich | WPB01542WA-100EA | https://www.sigmaaldrich.com/LT/en
WPB01027WA-500EA | WHIRL-PAK(R) SAMPLE BAG, 42 OZ. (1,242 & | 1X500EA | 1 | 155 | Sigma-Aldrich | WPB01027WA-500EA | https://www.sigmaaldrich.com/LT/en
WPB01239WA-500EA | WHIRL-PAK(R) HOMOGENIZER BLENDER ROUND & | 1X500EA | 1 | 235 | Sigma-Aldrich | WPB01239WA-500EA | https://www.sigmaaldrich.com/LT/en
WPB01450WA-250EA | WHIRL-PAK(R) STAND-UP BAG, 42 OZ. (1,24& | 1X250EA | 1 | 145 | Sigma-Aldrich | WPB01450WA-250EA | https://www.sigmaaldrich.com/LT/en
WPB00990WA-500EA | WHIRL-PAK(R) SAMPLE BAG, 27 OZ. (798 ML& | 1X500EA | 1 | 118 | Sigma-Aldrich | WPB00990WA-500EA | https://www.sigmaaldrich.com/LT/en
WPB00992WA-500EA | WHIRL-PAK(R) SAMPLE BAG, 7 OZ. (207 ML) | 1X500EA | 1 | 79 | Sigma-Aldrich | WPB00992WA-500EA | https://www.sigmaaldrich.com/LT/en
WPB01009WA-500EA | WHIRL-PAK(R) SAMPLE BAG, 2 OZ. (58 ML) | 1X500EA | 1 | 60 | Sigma-Aldrich | WPB01009WA-500EA | https://www.sigmaaldrich.com/LT/en
WPB01065RT-500EA | WHIRL-PAK(R) WRITE-ON BAG, 18 OZ., RED & | 1X500EA | 1 | 101 | Sigma-Aldrich | WPB01065RT-500EA | https://www.sigmaaldrich.com/LT/en
WPB01067WA-500EA | WHIRL-PAK(R) WRITE-ON BAG, 1 OZ. (29 ML& | 1X500EA | 1 | 63 | Sigma-Aldrich | WPB01067WA-500EA | https://www.sigmaaldrich.com/LT/en
WPB01299WA-100EA | WHIRL-PAK(R) SPECI-SPONGE(R) ENVIRONMEN& | 1X100EA | 1 | 183 | Sigma-Aldrich | WPB01299WA-100EA | https://www.sigmaaldrich.com/LT/en
WPB01339WA-500EA | WHIRL-PAK(R) FLAT WIRE, WRITE-ON BAG, 4& | 1X500EA | 1 | 71 | Sigma-Aldrich | WPB01339WA-500EA | https://www.sigmaaldrich.com/LT/en
WPB01350WA-50EA | WHIRL-PAK(R) BAG WITH SCOOPBAG, 18 OZ. & | 1X50EA | 1 | 121 | Sigma-Aldrich | WPB01350WA-50EA | https://www.sigmaaldrich.com/LT/en
WPB01422WA-100EA | WHIRL-PAK(R) PRE-MOISTENED SPECI-SPONGE& | 1X100EA | 1 | 246 | Sigma-Aldrich | WPB01422WA-100EA | https://www.sigmaaldrich.com/LT/en
WPB01447WA-100EA | WHIRL-PAK(R) WRITE-ON BAG, 184 OZ. (5,4& | 1X100EA | 1 | 131 | Sigma-Aldrich | WPB01447WA-100EA | https://www.sigmaaldrich.com/LT/en
WPB01488WA-100EA | WHIRL-PAK(R) HOMOGENIZER BLENDER FILTER& | 1X100EA | 1 | 187 | Sigma-Aldrich | WPB01488WA-100EA | https://www.sigmaaldrich.com/LT/en
WPB01491WA-500EA | WHIRL-PAK(R) WRITE-ON BAG, 27 OZ. (798 & | 1X500EA | 1 | 135 | Sigma-Aldrich | WPB01491WA-500EA | https://www.sigmaaldrich.com/LT/en
WPB01521WA-500EA | WHIRL-PAK(R) DOSIMETER BAG, 6" X 10" (1& | 1X500EA | 1 | 173 | Sigma-Aldrich | WPB01521WA-500EA | https://www.sigmaaldrich.com/LT/en
WPB01040WA-100EA | WHIRL-PAK(R) THIO-BAG(R), WATER SAMPLIN& | 1X100EA | 1 | 36 | Sigma-Aldrich | WPB01040WA-100EA | https://www.sigmaaldrich.com/LT/en
WPB01062WT-500EA | WHIRL-PAK(R) WRITE-ON BAG, 4 OZ. , WHIT& | 1X500EA | 1 | 68 | Sigma-Aldrich | WPB01062WT-500EA | https://www.sigmaaldrich.com/LT/en
WPB01245WA-100EA | WHIRL-PAK(R) SPECI-SPONGE(R) ENVIRONMEN& | 1X100EA | 1 | 129 | Sigma-Aldrich | WPB01245WA-100EA | https://www.sigmaaldrich.com/LT/en
WPB01297BT-500EA | WHIRL-PAK(R) WRITE-ON BAG, 24 OZ. BLUE & | 1X500EA | 1 | 130 | Sigma-Aldrich | WPB01297BT-500EA | https://www.sigmaaldrich.com/LT/en
WPB01392WA-100EA | WHIRL-PAK(R) SPECI-SPONGE(R) WITH STERI& | 1X100EA | 1 | 231 | Sigma-Aldrich | WPB01392WA-100EA | https://www.sigmaaldrich.com/LT/en
WPB00679WA-500EA | WHIRL-PAK(R) SAMPLE BAG, 4 OZ. (118 ML) | 1X500EA | 1 | 61 | Sigma-Aldrich | WPB00679WA-500EA | https://www.sigmaaldrich.com/LT/en
WPB01065WA-500EA | WHIRL-PAK(R) WRITE-ON BAG, 18 OZ. (532 & | 1X500EA | 1 | 93 | Sigma-Aldrich | WPB01065WA-500EA | https://www.sigmaaldrich.com/LT/en
WPB01318WA-250EA | WHIRL-PAK(R) HOMOGENIZER BLENDER FILTER& | 1X250EA | 1 | 238 | Sigma-Aldrich | WPB01318WA-250EA | https://www.sigmaaldrich.com/LT/en
WPB01423WA-100EA | WHIRL-PAK(R) PRE-MOISTENED SPECI-SPONGE& | 1X100EA | 1 | 283 | Sigma-Aldrich | WPB01423WA-100EA | https://www.sigmaaldrich.com/LT/en
WPB01489WA-500EA | WHIRL-PAK(R) WRITE-ON BAG, 7 OZ. (207 M& | 1X500EA | 1 | 82 | Sigma-Aldrich | WPB01489WA-500EA | https://www.sigmaaldrich.com/LT/en
WPB01062RT-500EA | WHIRL-PAK(R) WRITE-ON BAG, 4 OZ. , RED & | 1X500EA | 1 | 68 | Sigma-Aldrich | WPB01062RT-500EA | https://www.sigmaaldrich.com/LT/en
WPB01254WA-100EA | WHIRL-PAK(R) THIO-BAG(R), WASTE WATER S& | 1X100EA | 1 | 68 | Sigma-Aldrich | WPB01254WA-100EA | https://www.sigmaaldrich.com/LT/en
WPB01402WA-100EA | WHIRL-PAK(R) STAND-UP THIO-BAG(R), WAST& | 1X100EA | 1 | 38 | Sigma-Aldrich | WPB01402WA-100EA | https://www.sigmaaldrich.com/LT/en
WPB01545WA-500EA | WHIRL-PAK(R) DETECTABLE BAG, 18 OZ. (53& | 1X500EA | 1 | 143 | Sigma-Aldrich | WPB01545WA-500EA | https://www.sigmaaldrich.com/LT/en
WPB01475WA-50EA | WHIRL-PAK(R) SPONGE PROBE BAG | 1X50EA | 1 | 128 | Sigma-Aldrich | WPB01475WA-50EA | https://www.sigmaaldrich.com/LT/en
WPB01020WA-500EA | WHIRL-PAK(R) SAMPLE BAG, 24 OZ. (710 ML& | 1X500EA | 1 | 113 | Sigma-Aldrich | WPB01020WA-500EA | https://www.sigmaaldrich.com/LT/en
WPB01196WA-500EA | WHIRL-PAK(R) WRITE-ON BAG, 24 OZ. (710 & | 1X500EA | 1 | 147 | Sigma-Aldrich | WPB01196WA-500EA | https://www.sigmaaldrich.com/LT/en
WPB01365WA-500EA | WHIRL-PAK(R) STAND-UP BAG, 18 OZ. (532 & | 1X500EA | 1 | 123 | Sigma-Aldrich | WPB01365WA-500EA | https://www.sigmaaldrich.com/LT/en
WPB01449WA-250EA | WHIRL-PAK(R) STAND-UP BAG, 36 OZ. (1,06& | 1X250EA | 1 | 128 | Sigma-Aldrich | WPB01449WA-250EA | https://www.sigmaaldrich.com/LT/en
WPB01532WA-500EA | WHIRL-PAK(R) SAMPLE BAG, 55 OZ. (1,627 & | 1X500EA | 1 | 176 | Sigma-Aldrich | WPB01532WA-500EA | https://www.sigmaaldrich.com/LT/en
WPB01062WA-500EA | WHIRL-PAK(R) WRITE-ON BAG, 4 OZ. (118 M& | 1X500EA | 1 | 66 | Sigma-Aldrich | WPB01062WA-500EA | https://www.sigmaaldrich.com/LT/en
WPB01255WA-500EA | WHIRL-PAK(R) POCKET BAG, 24 OZ. (710 ML& | 1X500EA | 1 | 133 | Sigma-Aldrich | WPB01255WA-500EA | https://www.sigmaaldrich.com/LT/en
WPB01403WA-100EA | WHIRL-PAK(R) STAND-UP THIO-BAG(R), WAST& | 1X100EA | 1 | 71 | Sigma-Aldrich | WPB01403WA-100EA | https://www.sigmaaldrich.com/LT/en
WPB01478WA-100EA | WHIRL-PAK(R) BAG WITH SPOONBAG, 18 OZ. & | 1X100EA | 1 | 70 | Sigma-Aldrich | WPB01478WA-100EA | https://www.sigmaaldrich.com/LT/en
WPB01546WA-500EA | WHIRL-PAK(R) DETECTABLE BAG, 42 OZ. (1,& | 1X500EA | 1 | 242 | Sigma-Aldrich | WPB01546WA-500EA | https://www.sigmaaldrich.com/LT/en
WPB01341WA-500EA | WHIRL-PAK(R) FLAT WIRE, WRITE-ON BAG, 1& | 1X500EA | 1 | 93 | Sigma-Aldrich | WPB01341WA-500EA | https://www.sigmaaldrich.com/LT/en
WPB01445WA-250EA | WHIRL-PAK(R) WRITE-ON BAG, 92 OZ. (2,72& | 1X250EA | 1 | 173 | Sigma-Aldrich | WPB01445WA-250EA | https://www.sigmaaldrich.com/LT/en
WPB01515WA-500EA | WHIRL-PAK(R) WRITE-ON BAG, 69 OZ. (2,04& | 1X500EA | 1 | 211 | Sigma-Aldrich | WPB01515WA-500EA | https://www.sigmaaldrich.com/LT/en
WPB00994WA-500EA | WHIRL-PAK(R) SAMPLE BAG, 36 OZ. (1,065 & | 1X500EA | 1 | 131 | Sigma-Aldrich | WPB00994WA-500EA | https://www.sigmaaldrich.com/LT/en
WPB01195RT-500EA | WHIRL-PAK(R) WRITE-ON BAG, 55 OZ. RED T& | 1X500EA | 1 | 213 | Sigma-Aldrich | WPB01195RT-500EA | https://www.sigmaaldrich.com/LT/en
WPB01348WA-250EA | WHIRL-PAK(R) HOMOGENIZER BLENDER FILTER& | 1X250EA | 1 | 198 | Sigma-Aldrich | WPB01348WA-250EA | https://www.sigmaaldrich.com/LT/en
WPB01446WA-250EA | WHIRL-PAK(R) WRITE-ON BAG, 123 OZ. (3,6& | 1X250EA | 1 | 206 | Sigma-Aldrich | WPB01446WA-250EA | https://www.sigmaaldrich.com/LT/en
WPB00736WA-500EA | WHIRL-PAK(R) SAMPLE BAG, 18 OZ. (532 ML& | 1X500EA | 1 | 86 | Sigma-Aldrich | WPB00736WA-500EA | https://www.sigmaaldrich.com/LT/en
WPB01018WA-500EA | WHIRL-PAK(R) SAMPLE BAG, 13 OZ. (384 ML& | 1X500EA | 1 | 97 | Sigma-Aldrich | WPB01018WA-500EA | https://www.sigmaaldrich.com/LT/en
WPB01064WA-500EA | WHIRL-PAK(R) WRITE-ON BAG, 2 OZ. (58 ML& | 1X500EA | 1 | 64 | Sigma-Aldrich | WPB01064WA-500EA | https://www.sigmaaldrich.com/LT/en
WPB01065WT-500EA | WHIRL-PAK(R) WRITE-ON BAG, 18 OZ., WHIT& | 1X500EA | 1 | 101 | Sigma-Aldrich | WPB01065WT-500EA | https://www.sigmaaldrich.com/LT/en
WPB01195BT-500EA | WHIRL-PAK(R) WRITE-ON BAG, 55 OZ. BLUE & | 1X500EA | 1 | 213 | Sigma-Aldrich | WPB01195BT-500EA | https://www.sigmaaldrich.com/LT/en
WPB01195WT-500EA | WHIRL-PAK(R) WRITE-ON BAG, 55 OZ. WHITE& | 1X500EA | 1 | 213 | Sigma-Aldrich | WPB01195WT-500EA | https://www.sigmaaldrich.com/LT/en
WPB01297WA-500EA | WHIRL-PAK(R) WRITE-ON BAG, 24 OZ. (710 & | 1X500EA | 1 | 116 | Sigma-Aldrich | WPB01297WA-500EA | https://www.sigmaaldrich.com/LT/en
WPB01323WA-500EA | WHIRL-PAK(R) SAMPLE BAG, 69 OZ. (2,041 & | 1X500EA | 1 | 176 | Sigma-Aldrich | WPB01323WA-500EA | https://www.sigmaaldrich.com/LT/en
WPB01364WA-500EA | WHIRL-PAK(R) STAND-UP BAG, 4 OZ. (118 M& | 1X500EA | 1 | 86 | Sigma-Aldrich | WPB01364WA-500EA | https://www.sigmaaldrich.com/LT/en
WPB01490WA-500EA | WHIRL-PAK(R) WRITE-ON BAG, 13 OZ. (384 & | 1X500EA | 1 | 108 | Sigma-Aldrich | WPB01490WA-500EA | https://www.sigmaaldrich.com/LT/en
WPB01525WA-100EA | WHIRL-PAK(R) HOMOGENIZER BLENDER FILTER& | 1X100EA | 1 | 201 | Sigma-Aldrich | WPB01525WA-100EA | https://www.sigmaaldrich.com/LT/en
WPB01065BT-500EA | WHIRL-PAK(R) WRITE-ON BAG, 18 OZ., BLUE& | 1X500EA | 1 | 101 | Sigma-Aldrich | WPB01065BT-500EA | https://www.sigmaaldrich.com/LT/en
WPB01297WT-500EA | WHIRL-PAK(R) WRITE-ON BAG, 24 OZ. WHITE& | 1X500EA | 1 | 130 | Sigma-Aldrich | WPB01297WT-500EA | https://www.sigmaaldrich.com/LT/en
WPB01418WA-500EA | WHIRL-PAK(R) BLACK BAG, 18 OZ. (532 ML) | 1X500EA | 1 | 130 | Sigma-Aldrich | WPB01418WA-500EA | https://www.sigmaaldrich.com/LT/en
WPB01485WA-500EA | WHIRL-PAK(R) DOSIMETER BAG, 5"X10" (12.& | 1X500EA | 1 | 141 | Sigma-Aldrich | WPB01485WA-500EA | https://www.sigmaaldrich.com/LT/en
WPB01451WA-250EA | WHIRL-PAK(R) STAND-UP BAG, 69 OZ. (2,04& | 1X250EA | 1 | 165 | Sigma-Aldrich | WPB01451WA-250EA | https://www.sigmaaldrich.com/LT/en
WPB01063WA-500EA | WHIRL-PAK(R) SAMPLE BAG, 24 OZ. (710 ML& | 1X500EA | 1 | 141 | Sigma-Aldrich | WPB01063WA-500EA | https://www.sigmaaldrich.com/LT/en
WPB01297RT-500EA | WHIRL-PAK(R) WRITE-ON BAG, 24 OZ. RED T& | 1X500EA | 1 | 130 | Sigma-Aldrich | WPB01297RT-500EA | https://www.sigmaaldrich.com/LT/en
WPB01416WA-250EA | WHIRL-PAK(R) HOMOGENIZER BLENDER FILTER& | 1X250EA | 1 | 250 | Sigma-Aldrich | WPB01416WA-250EA | https://www.sigmaaldrich.com/LT/en
WPB01547WA-250EA | WHIRL-PAK(R) FILTER BAG WITHOUT TAPE/WI& | 1X250EA | 1 | 196 | Sigma-Aldrich | WPB01547WA-250EA | https://www.sigmaaldrich.com/LT/en
WPB01062BT-500EA | WHIRL-PAK(R) WRITE-ON BAG, 4 OZ., BLUE& | 1X500EA | 1 | 68 | Sigma-Aldrich | WPB01062BT-500EA | https://www.sigmaaldrich.com/LT/en
WPB01253WA-500EA | WHIRL-PAK(R) TRANS-PAK SPECIMEN BAG | 1X500EA | 1 | 135 | Sigma-Aldrich | WPB01253WA-500EA | https://www.sigmaaldrich.com/LT/en
WPB01401WA-500EA | WHIRL-PAK(R) STAND-UP BAG, 24 OZ. (710 & | 1X500EA | 1 | 153 | Sigma-Aldrich | WPB01401WA-500EA | https://www.sigmaaldrich.com/LT/en
WPB01472WA-500EA | WHIRL-PAK(R) BLACK BAG, 4 OZ. (118 ML) | 1X500EA | 1 | 90 | Sigma-Aldrich | WPB01472WA-500EA | https://www.sigmaaldrich.com/LT/en
CLS3765-100EA | PLATE,ASSAY,384WL,WCB,LOW FLANGE,TCT,PS, | 1X100EA | 1 | 1913 | Sigma-Aldrich | CLS3765-100EA | https://www.sigmaaldrich.com/LT/en
Z743993-1EA | WORTHINGTON LD SERIES LIQUID NITROGEN D& | 1X1EA | 1 | 1216 | Sigma-Aldrich | Z743993-1EA | https://www.sigmaaldrich.com/LT/en
Z744005-1EA | WORTHINGTON ACCESSORIES NECKTUBE CORE | 1X1EA | 1 | 70 | Sigma-Aldrich | Z744005-1EA | https://www.sigmaaldrich.com/LT/en
Z742303-1EA | TUBE HOLDER FOR ROTOBOT(TM) ROTATING MI& | 1X1EA | 1 | 23 | Sigma-Aldrich | Z742303-1EA | https://www.sigmaaldrich.com/LT/en
WHA99101304 | WHATMAN(R) UNIFLO(R) 13 SYRIN& | 1X1EA | 1 | 774 | Sigma-Aldrich | WHA99101304 | https://www.sigmaaldrich.com/LT/en
WHA99111302 | WHATMAN(R) UNIFLO(R) 13 SYRIN& | 1X1EA | 1 | 774 | Sigma-Aldrich | WHA99111302 | https://www.sigmaaldrich.com/LT/en
WHA99092502 | WHATMAN(R) UNIFLO(R) 25 SYRIN& | 1X1EA | 1 | 725 | Sigma-Aldrich | WHA99092502 | https://www.sigmaaldrich.com/LT/en
WHA99112504 | WHATMAN(R) UNIFLO(R) 25 SYRIN& | 1X1EA | 1 | 729 | Sigma-Aldrich | WHA99112504 | https://www.sigmaaldrich.com/LT/en
Z742294-1EA | MINIMAG(TM) MINI MAGNETIC STIRRER, 230& | 1X1EA | 1 | 128 | Sigma-Aldrich | Z742294-1EA | https://www.sigmaaldrich.com/LT/en
Z742298-1EA | ROTOBOT(TM) MINI PROGRAMMABLE ROTATOR, & | 1X1EA | 1 | 657 | Sigma-Aldrich | Z742298-1EA | https://www.sigmaaldrich.com/LT/en
WHA99092504 | WHATMAN(R) UNIFLO(R) 25 SYRIN& | 1X1EA | 1 | 725 | Sigma-Aldrich | WHA99092504 | https://www.sigmaaldrich.com/LT/en
Z742296-1EA | MINIMAG(TM) MINI MAGNETIC STIRRER, 230& | 1X1EA | 1 | 152 | Sigma-Aldrich | Z742296-1EA | https://www.sigmaaldrich.com/LT/en
Z742293-1EA | MINIMAG(TM) MINI MAGNETIC STIRRER, 115& | 1X1EA | 1 | 128 | Sigma-Aldrich | Z742293-1EA | https://www.sigmaaldrich.com/LT/en
WHA99091304 | WHATMAN(R) UNIFLO(R) 13 SYRIN& | 1X1EA | 1 | 770 | Sigma-Aldrich | WHA99091304 | https://www.sigmaaldrich.com/LT/en
Z742299-1EA | ROTOBOT(TM) MINI PROGRAMMABLE ROTATOR, & | 1X1EA | 1 | 670 | Sigma-Aldrich | Z742299-1EA | https://www.sigmaaldrich.com/LT/en
Z742307-1EA | HORIZONTAL ROTISSERIE FOR ROTOBOT(TM) R& | 1X1EA | 1 | 68 | Sigma-Aldrich | Z742307-1EA | https://www.sigmaaldrich.com/LT/en
WHA99111304 | WHATMAN(R) UNIFLO(R) 13 SYRIN& | 1X1EA | 1 | 774 | Sigma-Aldrich | WHA99111304 | https://www.sigmaaldrich.com/LT/en
WHA99122502 | WHATMAN(R) UNIFLO(R) 25 SYRIN& | 1X1EA | 1 | 725 | Sigma-Aldrich | WHA99122502 | https://www.sigmaaldrich.com/LT/en
Z742288-1EA | MYGEL(TM) MINI ELECTROPHORESIS SYSTEM, & | 1X1EA | 1 | 671 | Sigma-Aldrich | Z742288-1EA | https://www.sigmaaldrich.com/LT/en
Z742289-1EA | MYGEL(TM) MINI GEL CASTING STAND FOR 10& | 1X1EA | 1 | 49 | Sigma-Aldrich | Z742289-1EA | https://www.sigmaaldrich.com/LT/en
Z742301-1EA | ROTOBOT(TM) PROGRAMMABLE ROTATOR, 230V & | 1X1EA | 1 | 1010 | Sigma-Aldrich | Z742301-1EA | https://www.sigmaaldrich.com/LT/en
Z742302-1EA | ROTOBOT(TM) PROGRAMMABLE ROTATOR, 230V & | 1X1EA | 1 | 1020 | Sigma-Aldrich | Z742302-1EA | https://www.sigmaaldrich.com/LT/en
Z742306-1EA | HORIZONTAL ROTISSERIE FOR ROTOBOT(TM) R& | 1X1EA | 1 | 68 | Sigma-Aldrich | Z742306-1EA | https://www.sigmaaldrich.com/LT/en
Z742308-1EA | ROCKING PLATFORM FOR ROTOBOT(TM) MINI, & | 1X1EA | 1 | 156 | Sigma-Aldrich | Z742308-1EA | https://www.sigmaaldrich.com/LT/en
WHA13549204 | WHATMAN(R) FF170HP DIN A, NIT& | 1X1EA | 1 | 121 | Sigma-Aldrich | WHA13549204 | https://www.sigmaaldrich.com/LT/en
WHA68882502 | WHATMAN(R)GD/X SYRINGE FILTE | 1X1EA | 1 | 2960 | Sigma-Aldrich | WHA68882502 | https://www.sigmaaldrich.com/LT/en
WHA99121304 | WHATMAN(R) UNIFLO(R) 13 SYRIN& | 1X1EA | 1 | 774 | Sigma-Aldrich | WHA99121304 | https://www.sigmaaldrich.com/LT/en
WHA99122504 | WHATMAN(R) UNIFLO(R) 25 SYRIN& | 1X1EA | 1 | 729 | Sigma-Aldrich | WHA99122504 | https://www.sigmaaldrich.com/LT/en
WHA99112502 | WHATMAN(R) UNIFLO(R) 25 SYRIN& | 1X1EA | 1 | 729 | Sigma-Aldrich | WHA99112502 | https://www.sigmaaldrich.com/LT/en
Z742286-1EA | MYGEL(TM) MINI ELECTROPHORESIS SYSTEM, & | 1X1EA | 1 | 659 | Sigma-Aldrich | Z742286-1EA | https://www.sigmaaldrich.com/LT/en
Z742305-1EA | TUBE HOLDER FOR ROTOBOT(TM) ROTATING MI& | 1X1EA | 1 | 20 | Sigma-Aldrich | Z742305-1EA | https://www.sigmaaldrich.com/LT/en
WHA99102504 | WHATMAN(R) UNIFLO(R) 25 SYRIN& | 1X1EA | 1 | 729 | Sigma-Aldrich | WHA99102504 | https://www.sigmaaldrich.com/LT/en
Z742300-1EA | ROTOBOT(TM) PROGRAMMABLE ROTATOR, 115V& | 1X1EA | 1 | 1010 | Sigma-Aldrich | Z742300-1EA | https://www.sigmaaldrich.com/LT/en
Z742297-1EA | ROTOBOT(TM) MINI PROGRAMMABLE ROTATOR, & | 1X1EA | 1 | 657 | Sigma-Aldrich | Z742297-1EA | https://www.sigmaaldrich.com/LT/en
WHA69922504 | WHATMAN(R)GD/XP SYRINGE FILT& | 1X1EA | 1 | 504 | Sigma-Aldrich | WHA69922504 | https://www.sigmaaldrich.com/LT/en
Z742291-1EA | MYGEL(TM) MINI GEL CASTING STAND FOR 5 & | 1X1EA | 1 | 78 | Sigma-Aldrich | Z742291-1EA | https://www.sigmaaldrich.com/LT/en
Z742311-1EA | ACCURIS(TM) E2 GRADE CALIBRATION WEIGHT& | 1X1EA | 1 | 577 | Sigma-Aldrich | Z742311-1EA | https://www.sigmaaldrich.com/LT/en
WHA99101302 | WHATMAN(R) UNIFLO(R) 13 SYRIN& | 1X1EA | 1 | 774 | Sigma-Aldrich | WHA99101302 | https://www.sigmaaldrich.com/LT/en
Z742290-1PK | MYGEL(TM) MINI REVERSIBLE COMBS, 22/12 & | 1X1EA | 1 | 12 | Sigma-Aldrich | Z742290-1PK | https://www.sigmaaldrich.com/LT/en
Z742310-1EA | ROCKING PLATFORM FOR ROTOBOT(TM), 6 X 1& | 1X1EA | 1 | 195 | Sigma-Aldrich | Z742310-1EA | https://www.sigmaaldrich.com/LT/en
WHA99091302 | WHATMAN(R) UNIFLO(R) 13 SYRIN& | 1X1EA | 1 | 770 | Sigma-Aldrich | WHA99091302 | https://www.sigmaaldrich.com/LT/en
WHA99102502 | WHATMAN(R) UNIFLO(R) 25 SYRIN& | 1X1EA | 1 | 729 | Sigma-Aldrich | WHA99102502 | https://www.sigmaaldrich.com/LT/en
Z742292-1PK | MYGEL(TM) MINI REVERSIBLE COMBS, 18/10 & | 1X1EA | 1 | 12 | Sigma-Aldrich | Z742292-1PK | https://www.sigmaaldrich.com/LT/en
Z742304-1EA | TUBE HOLDER FOR ROTOBOT(TM) ROTATING MI& | 1X1EA | 1 | 20 | Sigma-Aldrich | Z742304-1EA | https://www.sigmaaldrich.com/LT/en
WHA99121302 | WHATMAN(R) UNIFLO(R) 13 SYRIN& | 1X1EA | 1 | 774 | Sigma-Aldrich | WHA99121302 | https://www.sigmaaldrich.com/LT/en
CLS431444-5EA | CORNING CAP, 1L ERLENMEYER ACCESS, LUER& | 1X5EA | 1 | 581 | Sigma-Aldrich | CLS431444-5EA | https://www.sigmaaldrich.com/LT/en
Z675520-3EA | CAPTOR PEN HOLDER | 1X3EA | 1 | 29 | Sigma-Aldrich | Z675520-3EA | https://www.sigmaaldrich.com/LT/en
CLS431445-5EA | CORNING CAP, 1L ERLENMEYER ACCESS, MPCQ& | 1X5EA | 1 | 642 | Sigma-Aldrich | CLS431445-5EA | https://www.sigmaaldrich.com/LT/en
Z675490-1EA | SCIENCEWARE VACUUM ASPIRATOR BOTTLE & TR | 1X1EA | 1 | 254 | Sigma-Aldrich | Z675490-1EA | https://www.sigmaaldrich.com/LT/en
Z567671-1EA | Q-TUBE PRESSURE TUBE REACTOR STARTER KIT | 1X1EA | 1 | 734 | Sigma-Aldrich | Z567671-1EA | https://www.sigmaaldrich.com/LT/en
Z675458-100EA | STERILE ECONOMY SAMPLE SPOON, PS 2.5ML | 1X100EA | 1 | 110 | Sigma-Aldrich | Z675458-100EA | https://www.sigmaaldrich.com/LT/en
Z675466-100EA | STERILE ECONOMY SAMPLE SPOON, PS 5ML | 1X100EA | 1 | 110 | Sigma-Aldrich | Z675466-100EA | https://www.sigmaaldrich.com/LT/en
Z675474-100EA | STERILE ECONOMY SAMPLE SPOON, PS 8ML | 1X100EA | 1 | 110 | Sigma-Aldrich | Z675474-100EA | https://www.sigmaaldrich.com/LT/en
Z675482-100EA | STERILE ECONOMY SAMPLE SPOON, PS 20ML | 1X100EA | 1 | 110 | Sigma-Aldrich | Z675482-100EA | https://www.sigmaaldrich.com/LT/en
Z675539-1EA | POLYPROPYLENE CARBOY W/SPIGOT, 10L | 1X1EA | 1 | 170 | Sigma-Aldrich | Z675539-1EA | https://www.sigmaaldrich.com/LT/en
Z675555-1EA | POLYPROPYLENE CARBOY, 10L | 1X1EA | 1 | 101 | Sigma-Aldrich | Z675555-1EA | https://www.sigmaaldrich.com/LT/en
Z675563-1EA | POLYPROPYLENE CARBOY, 20L | 1X1EA | 1 | 136 | Sigma-Aldrich | Z675563-1EA | https://www.sigmaaldrich.com/LT/en
Z675571-1EA | POLYETHYLENE CARBOY, 20L | 1X1EA | 1 | 156 | Sigma-Aldrich | Z675571-1EA | https://www.sigmaaldrich.com/LT/en
Z675598-1EA | POLYETHYLENE CARBOY W/ SPIGOT, 10L | 1X1EA | 1 | 201 | Sigma-Aldrich | Z675598-1EA | https://www.sigmaaldrich.com/LT/en
Z675601-1EA | POLYETHYLENE CARBOY W/ SPIGOT, 20L, W/ & | 1X1EA | 1 | 244 | Sigma-Aldrich | Z675601-1EA | https://www.sigmaaldrich.com/LT/en
Z675776-1EA | DISSECTABLE REVERSABLE DISSECTING BOARD | 1X1EA | 1 | 350 | Sigma-Aldrich | Z675776-1EA | https://www.sigmaaldrich.com/LT/en
Z675784-500EA | LOCKMAILER MICROSCOPE SLIDE JAR | 1X500EA | 1 | 427 | Sigma-Aldrich | Z675784-500EA | https://www.sigmaaldrich.com/LT/en
Z675814-500EA | MICROFLEX DURA FLOCK NITRILE GLOVES SML | 1X500EA | 1 | 528 | Sigma-Aldrich | Z675814-500EA | https://www.sigmaaldrich.com/LT/en
Z675814-50EA | MICROFLEX DURA FLOCK NITRILE GLOVES SML | 1X50EA | 1 | 75 | Sigma-Aldrich | Z675814-50EA | https://www.sigmaaldrich.com/LT/en
Z675431-100EA | STERILE ECONOMY SAMPLE SPOON, PS 1.25ML | 1X100EA | 1 | 110 | Sigma-Aldrich | Z675431-100EA | https://www.sigmaaldrich.com/LT/en
Z567698-100EA | PTFE-FACED SILICONE SEPTA FOR 12ML Q-TUB | 1X100EA | 1 | 145 | Sigma-Aldrich | Z567698-100EA | https://www.sigmaaldrich.com/LT/en
Z567736-1EA | Q-TUBE PRESSURE TUBE REACTOR STARTER KIT | 1X1EA | 1 | 768 | Sigma-Aldrich | Z567736-1EA | https://www.sigmaaldrich.com/LT/en
Z567744-100EA | PTFE-FACED SILICONE SEPTA FOR 35ML AND & | 1X100EA | 1 | 171 | Sigma-Aldrich | Z567744-100EA | https://www.sigmaaldrich.com/LT/en
Z567752-1EA | Q-TUBE HEAVY-WALL GLASS PRESSURE TUBE, & | 1X1EA | 1 | 51 | Sigma-Aldrich | Z567752-1EA | https://www.sigmaaldrich.com/LT/en
Z567779-2EA | Q-TUBE NEEDLE, 1IN. L, 20 GAUGE, NON-CO& | 1X2EA | 1 | 20 | Sigma-Aldrich | Z567779-2EA | https://www.sigmaaldrich.com/LT/en
THS01010-2EA | THALESNANO CATCART CATALYST CARTRIDGE S& | 1X2EA | 1 | 99 | Sigma-Aldrich | THS01010-2EA | https://www.sigmaaldrich.com/LT/en
THS01110-2EA | THALESNANO CATCART CATALYST CARTRIDGE S& | 1X2EA | 1 | 137 | Sigma-Aldrich | THS01110-2EA | https://www.sigmaaldrich.com/LT/en
THS01111-12EA | THALESNANO CATCART CATALYST CARTRIDGE S& | 1X12EA | 1 | 657 | Sigma-Aldrich | THS01111-12EA | https://www.sigmaaldrich.com/LT/en
THS01112-12EA | THALESNANO CATCART CATALYST CARTRIDGE S& | 1X12EA | 1 | 690 | Sigma-Aldrich | THS01112-12EA | https://www.sigmaaldrich.com/LT/en
THS01113-6EA | THALESNANO CATCART CATALYST CARTRIDGE SY | 1X6EA | 1 | 513 | Sigma-Aldrich | THS01113-6EA | https://www.sigmaaldrich.com/LT/en
THS01114-2EA | THALESNANO CATCART CATALYST CARTRIDGE S& | 1X2EA | 1 | 367 | Sigma-Aldrich | THS01114-2EA | https://www.sigmaaldrich.com/LT/en
THS01115-6EA | THALESNANO CATCART CATALYST CARTRIDGE S& | 1X6EA | 1 | 610 | Sigma-Aldrich | THS01115-6EA | https://www.sigmaaldrich.com/LT/en
THS01131-6EA | THALESNANO CATCART CATALYST CARTRIDGE S& | 1X6EA | 1 | 746 | Sigma-Aldrich | THS01131-6EA | https://www.sigmaaldrich.com/LT/en
THS01132-6EA | THALESNANO CATCART CATALYST CARTRIDGE S& | 1X6EA | 1 | 786 | Sigma-Aldrich | THS01132-6EA | https://www.sigmaaldrich.com/LT/en
THS01135-2EA | THALESNANO CATCART CATALYST CARTRIDGE S& | 1X2EA | 1 | 517 | Sigma-Aldrich | THS01135-2EA | https://www.sigmaaldrich.com/LT/en
THS01239-1EA | THALESNANO CATCART HOLDER WITH SS CONNE& | 1X1EA | 1 | 267 | Sigma-Aldrich | THS01239-1EA | https://www.sigmaaldrich.com/LT/en
THS02111-6EA | THALESNANO CATCART CATALYST CARTRIDGE S& | 1X6EA | 1 | 338 | Sigma-Aldrich | THS02111-6EA | https://www.sigmaaldrich.com/LT/en
THS02114-6EA | THALESNANO CATCART CATALYST CARTRIDGE S& | 1X6EA | 1 | 338 | Sigma-Aldrich | THS02114-6EA | https://www.sigmaaldrich.com/LT/en
THS02115-6EA | THALESNANO CATCART CATALYST CARTRIDGE S& | 1X6EA | 1 | 353 | Sigma-Aldrich | THS02115-6EA | https://www.sigmaaldrich.com/LT/en
THS02117-6EA | THALESNANO CATCART CATALYST CARTRIDGE S& | 1X6EA | 1 | 634 | Sigma-Aldrich | THS02117-6EA | https://www.sigmaaldrich.com/LT/en
THS02131-6EA | THALESNANO CATCART CATALYST CARTRIDGE S& | 1X6EA | 1 | 786 | Sigma-Aldrich | THS02131-6EA | https://www.sigmaaldrich.com/LT/en
THS03112-6EA | THALESNANO CATCART CATALYST CARTRIDGE S& | 1X6EA | 1 | 353 | Sigma-Aldrich | THS03112-6EA | https://www.sigmaaldrich.com/LT/en
THS04111-6EA | THALESNANO CATCART CATALYST CARTRIDGE S& | 1X6EA | 1 | 449 | Sigma-Aldrich | THS04111-6EA | https://www.sigmaaldrich.com/LT/en
THS08112-6EA | THALESNANO CATCART CATALYST CARTRIDGE S& | 1X6EA | 1 | 458 | Sigma-Aldrich | THS08112-6EA | https://www.sigmaaldrich.com/LT/en
THSD1142-3EA | THALESNANO MIDICART CATALYST CARTRIDGE & | 1X3EA | 1 | 1176 | Sigma-Aldrich | THSD1142-3EA | https://www.sigmaaldrich.com/LT/en
THSD1145-3EA | THALESNANO MIDICART CATALYST CARTRIDGE & | 1X3EA | 1 | 1500 | Sigma-Aldrich | THSD1145-3EA | https://www.sigmaaldrich.com/LT/en
THSX1111-3EA | THALESNANO X-CUBE CATCART CATALYST CART& | 1X3EA | 1 | 265 | Sigma-Aldrich | THSX1111-3EA | https://www.sigmaaldrich.com/LT/en
THSX1141-3EA | THALESNANO X-CUBE CATCART CATALYST CART& | 1X3EA | 1 | 618 | Sigma-Aldrich | THSX1141-3EA | https://www.sigmaaldrich.com/LT/en
THSX1175-3EA | THALESNANO X-CUBE CATCART CATALYST CART& | 1X3EA | 1 | 353 | Sigma-Aldrich | THSX1175-3EA | https://www.sigmaaldrich.com/LT/en
THSX1178-1EA | THALESNANO X-CUBE CATCART CATALYST CART& | 1X1EA | 1 | 435 | Sigma-Aldrich | THSX1178-1EA | https://www.sigmaaldrich.com/LT/en
Z675822-500EA | MICROFLEX DURA FLOCK NITRILE GLOVES M | 1X500EA | 1 | 528 | Sigma-Aldrich | Z675822-500EA | https://www.sigmaaldrich.com/LT/en
Z675822-50EA | MICROFLEX DURA FLOCK NITRILE GLOVES M | 1X50EA | 1 | 75 | Sigma-Aldrich | Z675822-50EA | https://www.sigmaaldrich.com/LT/en
Z675830-50EA | MICROFLEX DURA FLOCK NITRILE | 1X50EA | 1 | 75 | Sigma-Aldrich | Z675830-50EA | https://www.sigmaaldrich.com/LT/en
Z675849-500EA | MICROFLEX DURA FLOCK NITRILE GLOVES XL | 1X500EA | 1 | 528 | Sigma-Aldrich | Z675849-500EA | https://www.sigmaaldrich.com/LT/en
Z675849-50EA | MICROFLEX DURA FLOCK NITRILE GLOVES XL | 1X50EA | 1 | 75 | Sigma-Aldrich | Z675849-50EA | https://www.sigmaaldrich.com/LT/en
Z675865-1EA | TALBOYS DUAL BLOCK HEATER, 110V | 1X1EA | 1 | 659 | Sigma-Aldrich | Z675865-1EA | https://www.sigmaaldrich.com/LT/en
Z675873-1EA | TALBOYS DUAL BLOCK HEATER, 230V EU PLUG | 1X1EA | 1 | 659 | Sigma-Aldrich | Z675873-1EA | https://www.sigmaaldrich.com/LT/en
Z675881-1EA | TALBOYS DUAL BLOCK HEATER, 230V UK PLUG | 1X1EA | 1 | 659 | Sigma-Aldrich | Z675881-1EA | https://www.sigmaaldrich.com/LT/en
Z729906-1EA | ROTOR, ANGLE, 48 PLACE W/ BIO-CONTAINME& | 1X1EA | 1 | 897 | Sigma-Aldrich | Z729906-1EA | https://www.sigmaaldrich.com/LT/en
Z731560-1EA | ROTOR, DRUM, 6 PLACE | 1X1EA | 1 | 980 | Sigma-Aldrich | Z731560-1EA | https://www.sigmaaldrich.com/LT/en
CLS3841-100EA | CORNING(R) 96 WELL POLY-D-LYSINE TREATED | 1X100EA | 1 | 1378 | Sigma-Aldrich | CLS3841-100EA | https://www.sigmaaldrich.com/LT/en
KN8972050000-5EA | KONTES(TM) NMR TUBES 5 MM DIAM., PRECIS& | 1X5EA | 1 | 41 | Sigma-Aldrich | KN8972050000-5EA | https://www.sigmaaldrich.com/LT/en
KN8972410009-5EA | KONTES(TM) NMR TUBES 5 MM DIAM., PRECIS& | 1X5EA | 1 | 164 | Sigma-Aldrich | KN8972410009-5EA | https://www.sigmaaldrich.com/LT/en
CLS431751-50EA | CORNING(R) CELL STRAINER, 70 UM, WHITE,& | 1X50EA | 1 | 117 | Sigma-Aldrich | CLS431751-50EA | https://www.sigmaaldrich.com/LT/en
CLS431750-50EA | CORNING(R) CELL STRAINER, 40 UM, BLUE, & | 1X50EA | 1 | 117 | Sigma-Aldrich | CLS431750-50EA | https://www.sigmaaldrich.com/LT/en
KN8971200007-5EA | KONTES(TM) NMR TUBES 5 MM DIAM., THRIFT& | 1X5EA | 1 | 23 | Sigma-Aldrich | KN8971200007-5EA | https://www.sigmaaldrich.com/LT/en
KN8972503008-5EA | KONTES(TM) NMR TUBES 5 MM DIAM., PRECIS& | 1X5EA | 1 | 291 | Sigma-Aldrich | KN8972503008-5EA | https://www.sigmaaldrich.com/LT/en
KN8972250009-5EA | KONTES(TM) NMR TUBES 5 MM DIAM., PRECIS& | 1X5EA | 1 | 84 | Sigma-Aldrich | KN8972250009-5EA | https://www.sigmaaldrich.com/LT/en
KN8971500008-5EA | KONTES(TM) NMR TUBES 5 MM DIAM., THRIFT& | 1X5EA | 1 | 59 | Sigma-Aldrich | KN8971500008-5EA | https://www.sigmaaldrich.com/LT/en
KN8971100007-5EA | KONTES(TM) NMR TUBES 5 MM DIAM., THRIFT& | 1X5EA | 1 | 21 | Sigma-Aldrich | KN8971100007-5EA | https://www.sigmaaldrich.com/LT/en
KN8973350000-1EA | KONTES(TM) NMR TUBES 10 MM DIAM., PRECI& | 1X1EA | 1 | 52 | Sigma-Aldrich | KN8973350000-1EA | https://www.sigmaaldrich.com/LT/en
KN8972453008-5EA | KONTES(TM) NMR TUBES 5 MM DIAM., PRECIS& | 1X5EA | 1 | 190 | Sigma-Aldrich | KN8972453008-5EA | https://www.sigmaaldrich.com/LT/en
KN8972400000-5EA | KONTES(TM) NMR TUBES 5 MM DIAM., PRECIS& | 1X5EA | 1 | 105 | Sigma-Aldrich | KN8972400000-5EA | https://www.sigmaaldrich.com/LT/en
KN8971300007-5EA | KONTES(TM) NMR TUBES 5 MM DIAM., THRIFT& | 1X5EA | 1 | 30 | Sigma-Aldrich | KN8971300007-5EA | https://www.sigmaaldrich.com/LT/en
KN8973350008-1EA | KONTES(TM) NMR TUBES 10 MM DIAM., PRECI& | 1X1EA | 1 | 56 | Sigma-Aldrich | KN8973350008-1EA | https://www.sigmaaldrich.com/LT/en
KN8971930050-50EA | KONTES(TM) NMR TUBES 5 MM DIAM., DISPOS& | 1X50EA | 1 | 105 | Sigma-Aldrich | KN8971930050-50EA | https://www.sigmaaldrich.com/LT/en
KN8973300008-1EA | KONTES(TM) NMR TUBES 10 MM DIAM., PRECI& | 1X1EA | 1 | 49 | Sigma-Aldrich | KN8973300008-1EA | https://www.sigmaaldrich.com/LT/en
KN8972250008-5EA | KONTES(TM) NMR TUBES 5 MM DIAM., PRECIS& | 1X5EA | 1 | 74 | Sigma-Aldrich | KN8972250008-5EA | https://www.sigmaaldrich.com/LT/en
KN8971400008-5EA | KONTES(TM) NMR TUBES 5 MM DIAM., THRIFT& | 1X5EA | 1 | 44 | Sigma-Aldrich | KN8971400008-5EA | https://www.sigmaaldrich.com/LT/en
KN8978200008-5EA | KONTES(TM) NMR TUBES 3 MM DIAM., PRECIS& | 1X5EA | 1 | 102 | Sigma-Aldrich | KN8978200008-5EA | https://www.sigmaaldrich.com/LT/en
KN8972050008-5EA | KONTES(TM) NMR TUBES 5 MM DIAM., PRECIS& | 1X5EA | 1 | 47 | Sigma-Aldrich | KN8972050008-5EA | https://www.sigmaaldrich.com/LT/en
KN8978250000-5EA | KONTES(TM) NMR TUBES 3 MM DIAM., PRECIS& | 1X5EA | 1 | 102 | Sigma-Aldrich | KN8978250000-5EA | https://www.sigmaaldrich.com/LT/en
KN8972350009-5EA | KONTES(TM) NMR TUBES 5 MM DIAM., PRECIS& | 1X5EA | 1 | 95 | Sigma-Aldrich | KN8972350009-5EA | https://www.sigmaaldrich.com/LT/en
KN8978400000-5EA | KONTES(TM) NMR TUBES 3 MM DIAM., PRECIS& | 1X5EA | 1 | 126 | Sigma-Aldrich | KN8978400000-5EA | https://www.sigmaaldrich.com/LT/en
KN8978350008-5EA | KONTES(TM) NMR TUBES 3 MM DIAM., PRECIS& | 1X5EA | 1 | 120 | Sigma-Aldrich | KN8978350008-5EA | https://www.sigmaaldrich.com/LT/en
KN8971938050-50EA | KONTES(TM) NMR TUBES 5 MM DIAM., DISPOS& | 1X50EA | 1 | 111 | Sigma-Aldrich | KN8971938050-50EA | https://www.sigmaaldrich.com/LT/en
KN8973250000-1EA | KONTES(TM) NMR TUBES 10 MM DIAM., PRECI& | 1X1EA | 1 | 38 | Sigma-Aldrich | KN8973250000-1EA | https://www.sigmaaldrich.com/LT/en
KN8971937100-100EA | KONTES(TM) NMR TUBES 5 MM DIAM., DISPOS& | 1X100EA | 1 | 187 | Sigma-Aldrich | KN8971937100-100EA | https://www.sigmaaldrich.com/LT/en
KN8971938100-100EA | KONTES(TM) NMR TUBES 5 MM DIAM., DISPOS& | 1X100EA | 1 | 196 | Sigma-Aldrich | KN8971938100-100EA | https://www.sigmaaldrich.com/LT/en
KN8972000008-5EA | KONTES(TM) NMR TUBES 5 MM DIAM., PRECIS& | 1X5EA | 1 | 37 | Sigma-Aldrich | KN8972000008-5EA | https://www.sigmaaldrich.com/LT/en
KN8971400007-5EA | KONTES(TM) NMR TUBES 5 MM DIAM., THRIFT& | 1X5EA | 1 | 35 | Sigma-Aldrich | KN8971400007-5EA | https://www.sigmaaldrich.com/LT/en
KN8978000000-5EA | KONTES(TM) NMR TUBES 3 MM DIAM., PRECIS& | 1X5EA | 1 | 92 | Sigma-Aldrich | KN8978000000-5EA | https://www.sigmaaldrich.com/LT/en
KN8973000008-50EA | KONTES(TM) NMR TUBES 10 MM DIAM., DISPO& | 1X50EA | 1 | 94 | Sigma-Aldrich | KN8973000008-50EA | https://www.sigmaaldrich.com/LT/en
KN8972000000-5EA | KONTES(TM) NMR TUBES 5 MM DIAM., PRECIS& | 1X5EA | 1 | 36 | Sigma-Aldrich | KN8972000000-5EA | https://www.sigmaaldrich.com/LT/en
KN8972050009-5EA | KONTES(TM) NMR TUBES 5 MM DIAM., PRECIS& | 1X5EA | 1 | 53 | Sigma-Aldrich | KN8972050009-5EA | https://www.sigmaaldrich.com/LT/en
KN8972000009-5EA | KONTES(TM) NMR TUBES 5 MM DIAM., PRECIS& | 1X5EA | 1 | 40 | Sigma-Aldrich | KN8972000009-5EA | https://www.sigmaaldrich.com/LT/en
KN8972453000-5EA | KONTES(TM) NMR TUBES 5 MM DIAM., PRECIS& | 1X5EA | 1 | 181 | Sigma-Aldrich | KN8972453000-5EA | https://www.sigmaaldrich.com/LT/en
KN8971930008-25EA | KONTES(TM) NMR TUBES 5 MM DIAM., DISPOS& | 1X25EA | 1 | 119 | Sigma-Aldrich | KN8971930008-25EA | https://www.sigmaaldrich.com/LT/en
KN8973200000-1EA | KONTES(TM) NMR TUBES 10 MM DIAM., PRECI& | 1X1EA | 1 | 27 | Sigma-Aldrich | KN8973200000-1EA | https://www.sigmaaldrich.com/LT/en
KN8972503000-5EA | KONTES(TM) NMR TUBES 5 MM DIAM., PRECIS& | 1X5EA | 1 | 260 | Sigma-Aldrich | KN8972503000-5EA | https://www.sigmaaldrich.com/LT/en
KN8973000000-50EA | KONTES(TM) NMR TUBES 10 MM DIAM., DISPO& | 1X50EA | 1 | 75 | Sigma-Aldrich | KN8973000000-50EA | https://www.sigmaaldrich.com/LT/en
KN8972350000-5EA | KONTES(TM) NMR TUBES 5 MM DIAM., PRECIS& | 1X5EA | 1 | 79 | Sigma-Aldrich | KN8972350000-5EA | https://www.sigmaaldrich.com/LT/en
KN8971200008-5EA | KONTES(TM) NMR TUBES 5 MM DIAM., THRIFT& | 1X5EA | 1 | 28 | Sigma-Aldrich | KN8971200008-5EA | https://www.sigmaaldrich.com/LT/en
KN8971100008-5EA | KONTES(TM) NMR TUBES 5 MM DIAM., THRIFT& | 1X5EA | 1 | 25 | Sigma-Aldrich | KN8971100008-5EA | https://www.sigmaaldrich.com/LT/en
KN8978300000-5EA | KONTES(TM) NMR TUBES 3 MM DIAM., PRECIS& | 1X5EA | 1 | 102 | Sigma-Aldrich | KN8978300000-5EA | https://www.sigmaaldrich.com/LT/en
CLS431752-50EA | CORNING(R) CELL STRAINER, 100 UM, YELLO& | 1X50EA | 1 | 117 | Sigma-Aldrich | CLS431752-50EA | https://www.sigmaaldrich.com/LT/en
KN8972300000-5EA | KONTES(TM) NMR TUBES 5 MM DIAM., PRECIS& | 1X5EA | 1 | 67 | Sigma-Aldrich | KN8972300000-5EA | https://www.sigmaaldrich.com/LT/en
KN8972300008-5EA | KONTES(TM) NMR TUBES 5 MM DIAM., PRECIS& | 1X5EA | 1 | 74 | Sigma-Aldrich | KN8972300008-5EA | https://www.sigmaaldrich.com/LT/en
KN8973200008-1EA | KONTES(TM) NMR TUBES 10 MM DIAM., PRECI& | 1X1EA | 1 | 34 | Sigma-Aldrich | KN8973200008-1EA | https://www.sigmaaldrich.com/LT/en
KN8971930000-25EA | KONTES(TM) NMR TUBES 5 MM DIAM., DISPOS& | 1X25EA | 1 | 109 | Sigma-Aldrich | KN8971930000-25EA | https://www.sigmaaldrich.com/LT/en
KN8978050000-5EA | KONTES(TM) NMR TUBES 3 MM DIAM., PRECIS& | 1X5EA | 1 | 95 | Sigma-Aldrich | KN8978050000-5EA | https://www.sigmaaldrich.com/LT/en
KN8972410000-5EA | KONTES(TM) NMR TUBES 5 MM DIAM., PRECIS& | 1X5EA | 1 | 143 | Sigma-Aldrich | KN8972410000-5EA | https://www.sigmaaldrich.com/LT/en
KN8978400008-5EA | KONTES(TM) NMR TUBES 3 MM DIAM., PRECIS& | 1X5EA | 1 | 141 | Sigma-Aldrich | KN8978400008-5EA | https://www.sigmaaldrich.com/LT/en
KN8973300000-1EA | KONTES(TM) NMR TUBES 10 MM DIAM., PRECI& | 1X1EA | 1 | 44 | Sigma-Aldrich | KN8973300000-1EA | https://www.sigmaaldrich.com/LT/en
KN8971500007-5EA | KONTES(TM) NMR TUBES 5 MM DIAM., THRIFT& | 1X5EA | 1 | 49 | Sigma-Aldrich | KN8971500007-5EA | https://www.sigmaaldrich.com/LT/en
KN8972410008-5EA | KONTES(TM) NMR TUBES 5 MM DIAM., PRECIS& | 1X5EA | 1 | 155 | Sigma-Aldrich | KN8972410008-5EA | https://www.sigmaaldrich.com/LT/en
KN8972400009-5EA | KONTES(TM) NMR TUBES 5 MM DIAM., PRECIS& | 1X5EA | 1 | 122 | Sigma-Aldrich | KN8972400009-5EA | https://www.sigmaaldrich.com/LT/en
KN8972400008-5EA | KONTES(TM) NMR TUBES 5 MM DIAM., PRECIS& | 1X5EA | 1 | 116 | Sigma-Aldrich | KN8972400008-5EA | https://www.sigmaaldrich.com/LT/en
BR452010-1620EA | BRAND(TM) PETRI DISH, DISPOSABLE, 55 X & | 1X1620EA | 1 | 248 | Sigma-Aldrich | BR452010-1620EA | https://www.sigmaaldrich.com/LT/en
KN8972350008-5EA | KONTES(TM) NMR TUBES 5 MM DIAM., PRECIS& | 1X5EA | 1 | 86 | Sigma-Aldrich | KN8972350008-5EA | https://www.sigmaaldrich.com/LT/en
KN8978000008-5EA | KONTES(TM) NMR TUBES 3 MM DIAM., PRECIS& | 1X5EA | 1 | 94 | Sigma-Aldrich | KN8978000008-5EA | https://www.sigmaaldrich.com/LT/en
KN8978350000-5EA | KONTES(TM) NMR TUBES 3 MM DIAM., PRECIS& | 1X5EA | 1 | 113 | Sigma-Aldrich | KN8978350000-5EA | https://www.sigmaaldrich.com/LT/en
Z740297-1EA | ROTOFLEX(TM) PLUS MAGNETIC PLATFORM, FO& | 1X1EA | 1 | 288 | Sigma-Aldrich | Z740297-1EA | https://www.sigmaaldrich.com/LT/en
KN8971300008-5EA | KONTES(TM) NMR TUBES 5 MM DIAM., THRIFT& | 1X5EA | 1 | 38 | Sigma-Aldrich | KN8971300008-5EA | https://www.sigmaaldrich.com/LT/en
Z742110-4EA | ALDRICH(R) KITALYSIS(TM) 24-WELL REACTO | 1X4EA | 1 | 34 | Sigma-Aldrich | Z742110-4EA | https://www.sigmaaldrich.com/LT/en
Z742107-1KT | 24 WELL REACTION BLOCK AND SCREWDRIVER | 1X1KT | 1 | 941 | Sigma-Aldrich | Z742107-1KT | https://www.sigmaaldrich.com/LT/en
Z742108-1KT | 24 WELL REACTION BLOCK AND INERTION BOX& | 1X1KT | 1 | 1706 | Sigma-Aldrich | Z742108-1KT | https://www.sigmaaldrich.com/LT/en
MT30239142-1EA | METTLER TOLEDO FIVEGO(TM) CARRYING CASE& | 1X1EA | 1 | 104 | Sigma-Aldrich | MT30239142-1EA | https://www.sigmaaldrich.com/LT/en
MT30266940-1EA | METTLER TOLEDO FIVEEASY(TM) PLUS PH / M& | 1X1EA | 1 | 925 | Sigma-Aldrich | MT30266940-1EA | https://www.sigmaaldrich.com/LT/en
MT30247153-1EA | METTLER TOLEDO LIGHTEDITION(TM) LE438-I& | 1X1EA | 1 | 299 | Sigma-Aldrich | MT30247153-1EA | https://www.sigmaaldrich.com/LT/en
MT30266944-1EA | METTLER TOLEDO FIVEEASY(TM) PLUS CONDUC& | 1X1EA | 1 | 1049 | Sigma-Aldrich | MT30266944-1EA | https://www.sigmaaldrich.com/LT/en
MT30266885-1EA | METTLER TOLEDO FIVEGO(TM) DISSOLVED OXY& | 1X1EA | 1 | 878 | Sigma-Aldrich | MT30266885-1EA | https://www.sigmaaldrich.com/LT/en
MT30266628-1EA | METTLER TOLEDO FIVEEASY(TM) PLUS PH / M& | 1X1EA | 1 | 907 | Sigma-Aldrich | MT30266628-1EA | https://www.sigmaaldrich.com/LT/en
MT30266975-1EA | METTLER TOLEDO LIGHTEDITION(TM) LE621-I& | 1X1EA | 1 | 591 | Sigma-Aldrich | MT30266975-1EA | https://www.sigmaaldrich.com/LT/en
WHA77073500 | WHATMAN(R) 850-DS 8-CHANNEL FILTER PLAT& | 1X1EA | 1 | 466 | Sigma-Aldrich | WHA77073500 | https://www.sigmaaldrich.com/LT/en
Z742248-24EA | LENA BIOSCIENCES SEEDEZ(TM) 3D CELL CUL& | 1X24EA | 1 | 226 | Sigma-Aldrich | Z742248-24EA | https://www.sigmaaldrich.com/LT/en
MT30239139-1EA | METTLER TOLEDO FIVEEASY(TM) PLUS ELECTR& | 1X1EA | 1 | 73 | Sigma-Aldrich | MT30239139-1EA | https://www.sigmaaldrich.com/LT/en
MT30266888-1EA | METTLER TOLEDO FIVEGO(TM) CONDUCTIVITY & | 1X1EA | 1 | 651 | Sigma-Aldrich | MT30266888-1EA | https://www.sigmaaldrich.com/LT/en
BR701456-10EA | BRAND(R) REAGENT RESERVOIRS FOR MULTICH& | 1X10EA | 1 | 140 | Sigma-Aldrich | BR701456-10EA | https://www.sigmaaldrich.com/LT/en
MT30239144-1EA | METTLER TOLEDO FIVEGO(TM) ELECTRODE CLI& | 1X1EA | 1 | 20 | Sigma-Aldrich | MT30239144-1EA | https://www.sigmaaldrich.com/LT/en
MT30266942-1EA | METTLER TOLEDO FIVEEASY(TM) CONDUCTIVIT& | 1X1EA | 1 | 907 | Sigma-Aldrich | MT30266942-1EA | https://www.sigmaaldrich.com/LT/en
BR701450-10EA | BRAND(R) REAGENT RESERVOIRS FOR MULTICH& | 1X10EA | 1 | 140 | Sigma-Aldrich | BR701450-10EA | https://www.sigmaaldrich.com/LT/en
Z742251-12EA | LENA BIOSCIENCES GRADIENTEZ(TM) 3D CELL& | 1X12EA | 1 | 170 | Sigma-Aldrich | Z742251-12EA | https://www.sigmaaldrich.com/LT/en
MT30239143-1EA | METTLER TOLEDO FIVEGO(TM) SAMPLE BOTTLE& | 1X1EA | 1 | 20 | Sigma-Aldrich | MT30239143-1EA | https://www.sigmaaldrich.com/LT/en
MT30266941-1EA | METTLER TOLEDO FIVEEASY(TM) PLUS PH / M& | 1X1EA | 1 | 907 | Sigma-Aldrich | MT30266941-1EA | https://www.sigmaaldrich.com/LT/en
CLS3764BC-100EA | CORNING(R) 384 WELL MICROPLATE, LOW FLAN | 1X100EA | 1 | 2380 | Sigma-Aldrich | CLS3764BC-100EA | https://www.sigmaaldrich.com/LT/en
MT30266882-1EA | METTLER TOLEDO FIVEGO(TM) PH / MV PORTA& | 1X1EA | 1 | 680 | Sigma-Aldrich | MT30266882-1EA | https://www.sigmaaldrich.com/LT/en
WHA77073400 | WHATMAN(R) 850-DS 8-CHANNEL FILTER PLAT& | 1X1EA | 1 | 466 | Sigma-Aldrich | WHA77073400 | https://www.sigmaaldrich.com/LT/en
MT30259840-1EA | METTLER TOLEDO LIGHTEDITION(TM) LE427-I& | 1X1EA | 1 | 290 | Sigma-Aldrich | MT30259840-1EA | https://www.sigmaaldrich.com/LT/en
MT30266945-1EA | METTLER TOLEDO FIVEEASY(TM) PLUS CONDUC& | 1X1EA | 1 | 1196 | Sigma-Aldrich | MT30266945-1EA | https://www.sigmaaldrich.com/LT/en
CLS9999182-192EA | CORNING(R) PHENOLIC CAP WITH WHITE RUBB& | 1X192EA | 1 | 100 | Sigma-Aldrich | CLS9999182-192EA | https://www.sigmaaldrich.com/LT/en
BR701452-10EA | BRAND(R) REAGENT RESERVOIRS FOR MULTICH& | 1X10EA | 1 | 140 | Sigma-Aldrich | BR701452-10EA | https://www.sigmaaldrich.com/LT/en
Z742247-24EA | LENA BIOSCIENCES SEEDEZ(TM) 3D CELL CUL& | 1X24EA | 1 | 142 | Sigma-Aldrich | Z742247-24EA | https://www.sigmaaldrich.com/LT/en
BR701454-10EA | BRAND(R) REAGENT RESERVOIRS FOR MULTICH& | 1X10EA | 1 | 140 | Sigma-Aldrich | BR701454-10EA | https://www.sigmaaldrich.com/LT/en
Z742249-1EA | LENA BIOSCIENCES SEEDEZ(TM) 3D CELL CUL& | 1X1EA | 1 | 115 | Sigma-Aldrich | Z742249-1EA | https://www.sigmaaldrich.com/LT/en
CLS480146-1EA | CORNING(R) LSE(TM) BENCHTOP SHAKING INC& | 1X1EA | 1 | 72 | Sigma-Aldrich | CLS480146-1EA | https://www.sigmaaldrich.com/LT/en
MT30266627-1EA | METTLER TOLEDO FIVEEASY(TM) PLUS PH / M& | 1X1EA | 1 | 727 | Sigma-Aldrich | MT30266627-1EA | https://www.sigmaaldrich.com/LT/en
MT30266974-1EA | METTLER TOLEDO LIGHTEDITION(TM) LE703-I& | 1X1EA | 1 | 251 | Sigma-Aldrich | MT30266974-1EA | https://www.sigmaaldrich.com/LT/en
WHA77073600 | WHATMAN(R) 850-DS 8-CHANNEL FILTER PLAT& | 1X1EA | 1 | 466 | Sigma-Aldrich | WHA77073600 | https://www.sigmaaldrich.com/LT/en
MT30239140-1EA | METTLER TOLEDO FIVEEASY(TM) PLUS ELECTR& | 1X1EA | 1 | 32 | Sigma-Aldrich | MT30239140-1EA | https://www.sigmaaldrich.com/LT/en
MT30266889-1EA | METTLER TOLEDO FIVEGO(TM) PH / MV PORTA& | 1X1EA | 1 | 599 | Sigma-Aldrich | MT30266889-1EA | https://www.sigmaaldrich.com/LT/en
CLS3770BC-100EA | CORNING(R) CELLBIND(R) 384 WELL PLATES,& | 1X100EA | 1 | 2968 | Sigma-Aldrich | CLS3770BC-100EA | https://www.sigmaaldrich.com/LT/en
Z742250-12EA | LENA BIOSCIENCES GRADIENTEZ(TM) 3D CELL& | 1X12EA | 1 | 170 | Sigma-Aldrich | Z742250-12EA | https://www.sigmaaldrich.com/LT/en
Z742246-24EA | LENA BIOSCIENCES SEEDEZ(TM) 3D CELL CUL& | 1X24EA | 1 | 115 | Sigma-Aldrich | Z742246-24EA | https://www.sigmaaldrich.com/LT/en
MT30239146-1EA | METTLER TOLEDO FIVEEASY(TM) PLUS SIDE C& | 1X1EA | 1 | 10 | Sigma-Aldrich | MT30239146-1EA | https://www.sigmaaldrich.com/LT/en
MT30266943-1EA | METTLER TOLEDO FIVEEASY(TM) CONDUCTIVIT& | 1X1EA | 1 | 1059 | Sigma-Aldrich | MT30266943-1EA | https://www.sigmaaldrich.com/LT/en
BR701458-10EA | BRAND(R) REAGENT RESERVOIRS FOR MULTICH& | 1X10EA | 1 | 140 | Sigma-Aldrich | BR701458-10EA | https://www.sigmaaldrich.com/LT/en
MT30266626-1EA | METTLER TOLEDO FIVEEASY(TM) PH / MV BEN& | 1X1EA | 1 | 675 | Sigma-Aldrich | MT30266626-1EA | https://www.sigmaaldrich.com/LT/en
MT30266946-1EA | METTLER TOLEDO FIVEGO(TM) PH / MV PORTA& | 1X1EA | 1 | 411 | Sigma-Aldrich | MT30266946-1EA | https://www.sigmaaldrich.com/LT/en
MT30266886-1EA | METTLER TOLEDO FIVEGO(TM) DISSOLVED OXY& | 1X1EA | 1 | 936 | Sigma-Aldrich | MT30266886-1EA | https://www.sigmaaldrich.com/LT/en
MT30266887-1EA | METTLER TOLEDO FIVEGO(TM) CONDUCTIVITY & | 1X1EA | 1 | 709 | Sigma-Aldrich | MT30266887-1EA | https://www.sigmaaldrich.com/LT/en
MT30266881-1EA | METTLER TOLEDO FIVEGO(TM) PH / MV PORTA& | 1X1EA | 1 | 645 | Sigma-Aldrich | MT30266881-1EA | https://www.sigmaaldrich.com/LT/en
MT30266883-1EA | METTLER TOLEDO FIVEGO(TM) CONDUCTIVITY & | 1X1EA | 1 | 488 | Sigma-Aldrich | MT30266883-1EA | https://www.sigmaaldrich.com/LT/en
MT30266658-1EA | METTLER TOLEDO FIVEEASY(TM) PH / MV BEN& | 1X1EA | 1 | 509 | Sigma-Aldrich | MT30266658-1EA | https://www.sigmaaldrich.com/LT/en
MT30266884-1EA | METTLER TOLEDO FIVEGO(TM) DISSOLVED OXY& | 1X1EA | 1 | 488 | Sigma-Aldrich | MT30266884-1EA | https://www.sigmaaldrich.com/LT/en
MT30266629-1EA | METTLER TOLEDO FIVEEASY(TM) PLUS PH / M& | 1X1EA | 1 | 925 | Sigma-Aldrich | MT30266629-1EA | https://www.sigmaaldrich.com/LT/en
18405-100G | STOPCOCK GREASE | 1X100G | 1 | 26 | Sigma-Aldrich | 18405-100G | https://www.sigmaaldrich.com/LT/en
18405-250G | STOPCOCK GREASE | 1X250G | 1 | 41 | Sigma-Aldrich | 18405-250G | https://www.sigmaaldrich.com/LT/en
Z675768-1EA | EYELA ASPIRATOR VACUUM PUMP HOSE | 1X1EA | 1 | 249 | Sigma-Aldrich | Z675768-1EA | https://www.sigmaaldrich.com/LT/en
Z675946-5EA | TUBBY CONTAINERS, ORIGINAL | 1X5EA | 1 | 43 | Sigma-Aldrich | Z675946-5EA | https://www.sigmaaldrich.com/LT/en
Z675970-1EA | ROTA-RACK ROTATING 4-WAY RACKS, LARGE T& | 1X1EA | 1 | 66 | Sigma-Aldrich | Z675970-1EA | https://www.sigmaaldrich.com/LT/en
Z675989-1EA | ROTA-RACK ROTATING 4-WAY RACKS, MICROTU& | 1X1EA | 1 | 66 | Sigma-Aldrich | Z675989-1EA | https://www.sigmaaldrich.com/LT/en
Z676012-25EA | DUAL SOLUTION PIPETTING RESERVOIR | 1X25EA | 1 | 87 | Sigma-Aldrich | Z676012-25EA | https://www.sigmaaldrich.com/LT/en
Z676020-1EA | MANUAL PIPET RACKS, CLEAR ACRYLIC | 1X1EA | 1 | 146 | Sigma-Aldrich | Z676020-1EA | https://www.sigmaaldrich.com/LT/en
Z675997-1EA | RF1000 PIPETTE FILLER | 1X1EA | 1 | 62 | Sigma-Aldrich | Z675997-1EA | https://www.sigmaaldrich.com/LT/en
Z679004-5EA | RF1000 PIPETTE FILLER FILTERS | 1X5EA | 1 | 38 | Sigma-Aldrich | Z679004-5EA | https://www.sigmaaldrich.com/LT/en
Z676039-1EA | MANUAL PIPET RACKS, MAGNETIZED BLUE PLA& | 1X1EA | 1 | 134 | Sigma-Aldrich | Z676039-1EA | https://www.sigmaaldrich.com/LT/en
WHA185305050 | WHATMAN(R) QUARTZ FILTER, GRADE QM-H, C& | 1X1EA | 1 | 179 | Sigma-Aldrich | WHA185305050 | https://www.sigmaaldrich.com/LT/en
WHA1201185 | WHATMAN(R) PREPLEATED QUALITATIVE FILTE& | 1X1EA | 1 | 32 | Sigma-Aldrich | WHA1201185 | https://www.sigmaaldrich.com/LT/en
WHA185315050 | WHATMAN(R) QUARTZ FILTER, GRADE QM-H, C& | 1X1EA | 1 | 1020 | Sigma-Aldrich | WHA185315050 | https://www.sigmaaldrich.com/LT/en
WHA1204270 | WHATMAN(R) PREPLEATED QUALITATIVE FILTE& | 1X1EA | 1 | 85 | Sigma-Aldrich | WHA1204270 | https://www.sigmaaldrich.com/LT/en
WHA1201270 | WHATMAN(R) PREPLEATED QUALITATIVE FILTE& | 1X1EA | 1 | 64 | Sigma-Aldrich | WHA1201270 | https://www.sigmaaldrich.com/LT/en
BR44875-1EA | BRAND(TM) PURSEPT(TM)-A DISINFECTANT, & | 1X1EA | 1 | 19 | Sigma-Aldrich | BR44875-1EA | https://www.sigmaaldrich.com/LT/en
WHA1201125 | WHATMAN(R) PREPLEATED QUALITATIVE FILTE& | 1X1EA | 1 | 23 | Sigma-Aldrich | WHA1201125 | https://www.sigmaaldrich.com/LT/en
WHA12040185 | WHATMAN(R) PREPLEATED QUALITATIVE FILTE& | 1X1EA | 1 | 46 | Sigma-Aldrich | WHA12040185 | https://www.sigmaaldrich.com/LT/en
WHA1204125 | WHATMAN(R) PREPLEATED QUALITATIVE FILTE& | 1X1EA | 1 | 25 | Sigma-Aldrich | WHA1204125 | https://www.sigmaaldrich.com/LT/en
WHA67900402 | WHATMAN(R) PURADISC 4 SYRINGE FILTERS, & | 1X1EA | 1 | 782 | Sigma-Aldrich | WHA67900402 | https://www.sigmaaldrich.com/LT/en
WHA185309050 | WHATMAN(R) QUARTZ FILTER, GRADE QM-H, C& | 1X1EA | 1 | 573 | Sigma-Aldrich | WHA185309050 | https://www.sigmaaldrich.com/LT/en
WHA185304750 | WHATMAN(R) QUARTZ FILTER, GRADE QM-H, C& | 1X1EA | 1 | 201 | Sigma-Aldrich | WHA185304750 | https://www.sigmaaldrich.com/LT/en
CLS4612-500EA | CORNING(R) MICROPLATE SEALING TAPE, ELI& | 1X500EA | 1 | 423 | Sigma-Aldrich | CLS4612-500EA | https://www.sigmaaldrich.com/LT/en
Z740501-500EA | SMARTBOAT(TM) DISPOSABLE PAPER WEIGHING& | 1X500EA | 1 | 54 | Sigma-Aldrich | Z740501-500EA | https://www.sigmaaldrich.com/LT/en
Z740467-1EA | MICROGARD(R) 1500 PLUS COVERALLS FOR PR& | 1X1EA | 1 | 11 | Sigma-Aldrich | Z740467-1EA | https://www.sigmaaldrich.com/LT/en
Z740472-1EA | MICROGARD(R) 2000 COVERALLS FOR PROTECT& | 1X1EA | 1 | 10 | Sigma-Aldrich | Z740472-1EA | https://www.sigmaaldrich.com/LT/en
Z740479-1EA | MICROGARD(R) 2000 COVERALLS FOR PROTECT& | 1X1EA | 1 | 14 | Sigma-Aldrich | Z740479-1EA | https://www.sigmaaldrich.com/LT/en
Z740506-25EA | ECO-SMARTFUNNEL(TM) DISPOSABLE PAPER LA& | 1X25EA | 1 | 36 | Sigma-Aldrich | Z740506-25EA | https://www.sigmaaldrich.com/LT/en
Z740503-100EA | SMARTSLICER(TM) GEL CUTTING TOOL AND RA& | 1X100EA | 1 | 17 | Sigma-Aldrich | Z740503-100EA | https://www.sigmaaldrich.com/LT/en
Z740469-1EA | MICROGARD(R) 2000 COVERALLS FOR PROTECT& | 1X1EA | 1 | 10 | Sigma-Aldrich | Z740469-1EA | https://www.sigmaaldrich.com/LT/en
Z740504-4800EA | SMARTSLICER(TM) GEL CUTTING TOOL AND RA& | 1X4800EA | 1 | 626 | Sigma-Aldrich | Z740504-4800EA | https://www.sigmaaldrich.com/LT/en
Z740482-1EA | MICROGARD(R) 2500 COVERALLS FOR PROTECT& | 1X1EA | 1 | 15 | Sigma-Aldrich | Z740482-1EA | https://www.sigmaaldrich.com/LT/en
Z740504-100EA | SMARTSLICER(TM) GEL CUTTING TOOL AND RA& | 1X100EA | 1 | 19 | Sigma-Aldrich | Z740504-100EA | https://www.sigmaaldrich.com/LT/en
Z740471-1EA | MICROGARD(R) 2000 COVERALLS FOR PROTECT& | 1X1EA | 1 | 10 | Sigma-Aldrich | Z740471-1EA | https://www.sigmaaldrich.com/LT/en
Z740505-300EA | DISPOSABLE SMARTSPATULA(R), 140 MM, WHI& | 1X300EA | 1 | 50 | Sigma-Aldrich | Z740505-300EA | https://www.sigmaaldrich.com/LT/en
Z740506-500EA | ECO-SMARTFUNNEL(TM) DISPOSABLE PAPER LA& | 1X500EA | 1 | 503 | Sigma-Aldrich | Z740506-500EA | https://www.sigmaaldrich.com/LT/en
Z740483-1EA | MICROGARD(R) 2500 COVERALLS FOR PROTECT& | 1X1EA | 1 | 15 | Sigma-Aldrich | Z740483-1EA | https://www.sigmaaldrich.com/LT/en
Z740473-1EA | MICROGARD(R) 2000 COVERALLS FOR PROTECT& | 1X1EA | 1 | 12 | Sigma-Aldrich | Z740473-1EA | https://www.sigmaaldrich.com/LT/en
Z740503-4800EA | SMARTSLICER(TM) GEL CUTTING TOOL AND RA& | 1X4800EA | 1 | 569 | Sigma-Aldrich | Z740503-4800EA | https://www.sigmaaldrich.com/LT/en
Z742194-1EA | STAINLESS STEEL SHALLOW INSTRUMENT TRAY& | 1X1EA | 1 | 81 | Sigma-Aldrich | Z742194-1EA | https://www.sigmaaldrich.com/LT/en
CLS480162-1EA | CORNING(R) LSE(TM) 71 LITER SHAKING INC& | 1X1EA | 1 | 698 | Sigma-Aldrich | CLS480162-1EA | https://www.sigmaaldrich.com/LT/en
Z742177-1EA | STAINLESS STEEL INSTRUMENT TRAY, 1/9 SI& | 1X1EA | 1 | 33 | Sigma-Aldrich | Z742177-1EA | https://www.sigmaaldrich.com/LT/en
BAF249890000-3EA | BEL-ART(R) DISPOSABLE CHARCOAL CARTRIDG& | 1X3EA | 1 | 71 | Sigma-Aldrich | BAF249890000-3EA | https://www.sigmaaldrich.com/LT/en
BAF148480001-10EA | FILLPOUR(TM) DIALYSIS TUBE FUNNELS, 13.& | 1X10EA | 1 | 85 | Sigma-Aldrich | BAF148480001-10EA | https://www.sigmaaldrich.com/LT/en
BAF188510015-5EA | BEL-ART(R) FREEZER STORAGE BOX, PURPLE,& | 1X5EA | 1 | 79 | Sigma-Aldrich | BAF188510015-5EA | https://www.sigmaaldrich.com/LT/en
BAF199230000-100EA | BEL-ART(R) DISPOSABLE PESTLES, POLYPROP& | 1X100EA | 1 | 118 | Sigma-Aldrich | BAF199230000-100EA | https://www.sigmaaldrich.com/LT/en
BAH378620102-1EA | REPLACEMENT PARTS FOR SCIENCEWARE(R) HA& | 1X1EA | 1 | 16 | Sigma-Aldrich | BAH378620102-1EA | https://www.sigmaaldrich.com/LT/en
Z303917-5X1EA | QUICKFIT(R) FLAT FLANGE LIDS FOR REACTI& | 5X1EA | 1 | 990 | Sigma-Aldrich | Z303917-5X1EA | https://www.sigmaaldrich.com/LT/en
Z303046-5X1EA | QUICKFIT(R) PEAR-SHAPED FLASKS CAPACITY& | 5X1EA | 1 | 132 | Sigma-Aldrich | Z303046-5X1EA | https://www.sigmaaldrich.com/LT/en
Z303720-5X1EA | QUICKFIT(R) THREE-NECK ROUND-BOTTOM FLAS | 5X1EA | 1 | 628 | Sigma-Aldrich | Z303720-5X1EA | https://www.sigmaaldrich.com/LT/en
Z742165-1EA | SOLID COVER FOR STAINLESS STEEL INSTRUM& | 1X1EA | 1 | 51 | Sigma-Aldrich | Z742165-1EA | https://www.sigmaaldrich.com/LT/en
CLS480157-1EA | CORNING(R) LSE(TM) 49 LITER SHAKING INC& | 1X1EA | 1 | 148 | Sigma-Aldrich | CLS480157-1EA | https://www.sigmaaldrich.com/LT/en
CLS480165-1EA | CORNING(R) LSE(TM) 71 LITER SHAKING INC& | 1X1EA | 1 | 884 | Sigma-Aldrich | CLS480165-1EA | https://www.sigmaaldrich.com/LT/en
Z309338-2X1EA | QUICKFIT(R) FLAT-BOTTOM BOILING FLASKS & | 2X1EA | 1 | 245 | Sigma-Aldrich | Z309338-2X1EA | https://www.sigmaaldrich.com/LT/en
Z742185-1EA | STAINLESS STEEL PAN, FULL SIZE LONG, 19& | 1X1EA | 1 | 150 | Sigma-Aldrich | Z742185-1EA | https://www.sigmaaldrich.com/LT/en
CLS480161-1EA | CORNING(R) LSE(TM) 71 LITER SHAKING INC& | 1X1EA | 1 | 601 | Sigma-Aldrich | CLS480161-1EA | https://www.sigmaaldrich.com/LT/en
Z742205-1KT | HI/LO ROCKER, ROCKER WITH 3 PLATFORMS, & | 1X1KT | 1 | 1431 | Sigma-Aldrich | Z742205-1KT | https://www.sigmaaldrich.com/LT/en
Z742195-1EA | STAINLESS STEEL STERILIZATION TRAY, HAL& | 1X1EA | 1 | 80 | Sigma-Aldrich | Z742195-1EA | https://www.sigmaaldrich.com/LT/en
CLS480160-1EA | CORNING(R) LSE(TM) 71 LITER SHAKING INC& | 1X1EA | 1 | 370 | Sigma-Aldrich | CLS480160-1EA | https://www.sigmaaldrich.com/LT/en
CLS480168-1EA | CORNING(R) LSE(TM) 71 LITER SHAKING INC& | 1X1EA | 1 | 57 | Sigma-Aldrich | CLS480168-1EA | https://www.sigmaaldrich.com/LT/en
Z742196-1EA | STAINLESS STEEL STERILIZATION TRAY, HAL& | 1X1EA | 1 | 94 | Sigma-Aldrich | Z742196-1EA | https://www.sigmaaldrich.com/LT/en
Z742166-1EA | SOLID COVER FOR STAINLESS STEEL INSTRUM& | 1X1EA | 1 | 45 | Sigma-Aldrich | Z742166-1EA | https://www.sigmaaldrich.com/LT/en
Z309451-4X1EA | QUICKFIT FLAT-BOTTOM FLASK, 500ML, 34/3& | 4X1EA | 1 | 697 | Sigma-Aldrich | Z309451-4X1EA | https://www.sigmaaldrich.com/LT/en
Z308927-5X1EA | QUICKFIT CONICAL FLASK, 1,000ML, 34/35 & | 5X1EA | 1 | 296 | Sigma-Aldrich | Z308927-5X1EA | https://www.sigmaaldrich.com/LT/en
Z303488-5X1EA | QUICKFIT(R) TWO-NECK, ROUND-BOTTOM FLAS& | 5X1EA | 1 | 450 | Sigma-Aldrich | Z303488-5X1EA | https://www.sigmaaldrich.com/LT/en
BAF188440000-1EA | BEL-ART(R) CRYO-SAFE(TM) -1C FREEZE CO& | 1X1EA | 1 | 93 | Sigma-Aldrich | BAF188440000-1EA | https://www.sigmaaldrich.com/LT/en
BAF198070000-12EA | BEL-ART(R) CENTRIFUGE TUBES, RIMLESS, 4& | 1X12EA | 1 | 53 | Sigma-Aldrich | BAF198070000-12EA | https://www.sigmaaldrich.com/LT/en
Z651745-5X1EA | QUICKFIT(R) CULTURE VESSELS CAPACITY 20& | 5X1EA | 1 | 3009 | Sigma-Aldrich | Z651745-5X1EA | https://www.sigmaaldrich.com/LT/en
Z742188-1EA | STAINLESS STEEL PERFORATED INSTRUMENT T& | 1X1EA | 1 | 166 | Sigma-Aldrich | Z742188-1EA | https://www.sigmaaldrich.com/LT/en
Z742173-1EA | STAINLESS STEEL INSTRUMENT TRAY, 1/2 SI& | 1X1EA | 1 | 52 | Sigma-Aldrich | Z742173-1EA | https://www.sigmaaldrich.com/LT/en
Z742178-1EA | STAINLESS STEEL INSTRUMENT TRAY, 1/9 SI& | 1X1EA | 1 | 43 | Sigma-Aldrich | Z742178-1EA | https://www.sigmaaldrich.com/LT/en
Z302945-5X1EA | QUICKFIT(R) ROUND-BOTTOM FLASKS CAPACIT& | 5X1EA | 1 | 1049 | Sigma-Aldrich | Z302945-5X1EA | https://www.sigmaaldrich.com/LT/en
BAF133550001-1EA | FLUORESCENT RULER, METRIC/ENGLISH SCALE& | 1X1EA | 1 | 26 | Sigma-Aldrich | BAF133550001-1EA | https://www.sigmaaldrich.com/LT/en
BAF188462000-1EA | BEL-ART(R) CRYO-SAFE(TM) COOLER, MAXI 0& | 1X1EA | 1 | 288 | Sigma-Aldrich | BAF188462000-1EA | https://www.sigmaaldrich.com/LT/en
BAF199110001-12EA | STERILEWARE(R) DOUBLE-ENDED PESTLE, POL& | 1X12EA | 1 | 20 | Sigma-Aldrich | BAF199110001-12EA | https://www.sigmaaldrich.com/LT/en
BAF148480000-10EA | FILLPOUR(TM) DIALYSIS TUBE FUNNELS, 5, & | 1X10EA | 1 | 79 | Sigma-Aldrich | BAF148480000-10EA | https://www.sigmaaldrich.com/LT/en
BAF188510014-5EA | BEL-ART(R) FREEZER STORAGE BOX, ORANGE,& | 1X5EA | 1 | 79 | Sigma-Aldrich | BAF188510014-5EA | https://www.sigmaaldrich.com/LT/en
BAH378480002-36EA | SCIENCEWARE(R) VELVETEEN SQUARES FOR RE& | 1X1EA | 1 | 167 | Sigma-Aldrich | BAH378480002-36EA | https://www.sigmaaldrich.com/LT/en
Z742203-1KT | HI/LO ROCKER, ROCKER WITH 1 PLATFORM, 2& | 1X1KT | 1 | 1333 | Sigma-Aldrich | Z742203-1KT | https://www.sigmaaldrich.com/LT/en
BR144415-10EA | PLASTIBRAND CONICAL JOINT STOPPER, PP, S | 1X10EA | 1 | 10 | Sigma-Aldrich | BR144415-10EA | https://www.sigmaaldrich.com/LT/en
Z742176-1EA | STAINLESS STEEL INSTRUMENT TRAY, 1/3 SI& | 1X1EA | 1 | 89 | Sigma-Aldrich | Z742176-1EA | https://www.sigmaaldrich.com/LT/en
CLS480154-1EA | CORNING(R) LSE(TM) 49 LITER SHAKING INC& | 1X1EA | 1 | 468 | Sigma-Aldrich | CLS480154-1EA | https://www.sigmaaldrich.com/LT/en
CLS6791-1EA | CORNING(R) LSE(TM) BENCHTOP SHAKING INC& | 1X1EA | 1 | 4088 | Sigma-Aldrich | CLS6791-1EA | https://www.sigmaaldrich.com/LT/en
CLS480169-1EA | CORNING(R) LSE(TM) 71 LITER SHAKING INC& | 1X1EA | 1 | 57 | Sigma-Aldrich | CLS480169-1EA | https://www.sigmaaldrich.com/LT/en
Z742187-1EA | STAINLESS STEEL PERFORATED INSTRUMENT T& | 1X1EA | 1 | 83 | Sigma-Aldrich | Z742187-1EA | https://www.sigmaaldrich.com/LT/en
Z742170-1EA | SOLID COVER FOR STAINLESS STEEL INSTRUM& | 1X1EA | 1 | 105 | Sigma-Aldrich | Z742170-1EA | https://www.sigmaaldrich.com/LT/en
Z742190-1EA | STAINLESS STEEL PERFORATED INSTRUMENT T& | 1X1EA | 1 | 237 | Sigma-Aldrich | Z742190-1EA | https://www.sigmaaldrich.com/LT/en
Z742179-1EA | STAINLESS STEEL INSTRUMENT TRAY, 2/3 SI& | 1X1EA | 1 | 89 | Sigma-Aldrich | Z742179-1EA | https://www.sigmaaldrich.com/LT/en
CLS480155-1EA | CORNING(R) LSE(TM) 49 LITER SHAKING INC& | 1X1EA | 1 | 468 | Sigma-Aldrich | CLS480155-1EA | https://www.sigmaaldrich.com/LT/en
BAF135570000-50EA | CHARCOAL DISKS, FOR 100 MM PETRI DISH, & | 1X50EA | 1 | 352 | Sigma-Aldrich | BAF135570000-50EA | https://www.sigmaaldrich.com/LT/en
BAF188510013-5EA | BEL-ART(R) FREEZER STORAGE BOX, GREEN, & | 1X5EA | 1 | 79 | Sigma-Aldrich | BAF188510013-5EA | https://www.sigmaaldrich.com/LT/en
BAF378620002-1EA | SCIENCEWARE(R) HAND HELD COLONY COUNTER& | 1X1EA | 1 | 363 | Sigma-Aldrich | BAF378620002-1EA | https://www.sigmaaldrich.com/LT/en
BAH370800020-1EA | BEL-ART(R) VORTEXER ATTACHMENT FOR MICR& | 1X1EA | 1 | 123 | Sigma-Aldrich | BAH370800020-1EA | https://www.sigmaaldrich.com/LT/en
BAF188461000-1EA | BEL-ART(R) CRYO-SAFE(TM) COOLER, JUNIOR& | 1X1EA | 1 | 159 | Sigma-Aldrich | BAF188461000-1EA | https://www.sigmaaldrich.com/LT/en
BAH136800070-50EA | FLOWMI(R) CELL STRAINERS, 70 UM, FOR 10& | 1X50EA | 1 | 105 | Sigma-Aldrich | BAH136800070-50EA | https://www.sigmaaldrich.com/LT/en
CLS480164-1EA | CORNING(R) LSE(TM) 71 LITER SHAKING INC& | 1X1EA | 1 | 857 | Sigma-Aldrich | CLS480164-1EA | https://www.sigmaaldrich.com/LT/en
Z742189-1EA | STAINLESS STEEL PERFORATED INSTRUMENT T& | 1X1EA | 1 | 155 | Sigma-Aldrich | Z742189-1EA | https://www.sigmaaldrich.com/LT/en
CLS1395OR-10EA | CORNING(R) SILICONE O-RING, FOR USE WIT& | 1X10EA | 1 | 199 | Sigma-Aldrich | CLS1395OR-10EA | https://www.sigmaaldrich.com/LT/en
CLS4099-1EA | CORNING(R) STRIPETTOR(TM) ULTRA PIPET C& | 1X1EA | 1 | 389 | Sigma-Aldrich | CLS4099-1EA | https://www.sigmaaldrich.com/LT/en
CLS4991-1EA | CORNING(R) STRIPETTOR(TM) ULTRA PIPET C& | 1X1EA | 1 | 50 | Sigma-Aldrich | CLS4991-1EA | https://www.sigmaaldrich.com/LT/en
CLS4992-1EA | CORNING(R) STRIPETTOR(TM) ULTRA PIPET C& | 1X1EA | 1 | 50 | Sigma-Aldrich | CLS4992-1EA | https://www.sigmaaldrich.com/LT/en
CLS4993-1EA | CORNING(R) STRIPETTOR(TM) ULTRA PIPET C& | 1X1EA | 1 | 27 | Sigma-Aldrich | CLS4993-1EA | https://www.sigmaaldrich.com/LT/en
CLS4994-1EA | CORNING(R) STRIPETTOR(TM) ULTRA PIPET C& | 1X1EA | 1 | 32 | Sigma-Aldrich | CLS4994-1EA | https://www.sigmaaldrich.com/LT/en
CLS4995-1EA | CORNING(R) STRIPETTOR(TM) ULTRA PIPET C& | 1X1EA | 1 | 23 | Sigma-Aldrich | CLS4995-1EA | https://www.sigmaaldrich.com/LT/en
CLS4996-1EA | CORNING(R) STRIPETTOR(TM) ULTRA PIPET C& | 1X1EA | 1 | 44 | Sigma-Aldrich | CLS4996-1EA | https://www.sigmaaldrich.com/LT/en
CLS4997-1EA | CORNING(R) STRIPETTOR(TM) ULTRA PIPET C& | 1X1EA | 1 | 15 | Sigma-Aldrich | CLS4997-1EA | https://www.sigmaaldrich.com/LT/en
Z742160-1EA | ALDRICH(R) NON-CORROSIVE LECTURE-BOTTLE& | 1X1EA | 1 | 435 | Sigma-Aldrich | Z742160-1EA | https://www.sigmaaldrich.com/LT/en
Z742161-1EA | ALDRICH(R) NON-CORROSIVE LECTURE-BOTTLE& | 1X1EA | 1 | 435 | Sigma-Aldrich | Z742161-1EA | https://www.sigmaaldrich.com/LT/en
Z742162-1EA | ALDRICH(R) CORROSIVE LECTURE-BOTTLE GAS& | 1X1EA | 1 | 1029 | Sigma-Aldrich | Z742162-1EA | https://www.sigmaaldrich.com/LT/en
Z742164-1EA | ALDRICH(R) CORROSIVE LECTURE-BOTTLE GAS& | 1X1EA | 1 | 1029 | Sigma-Aldrich | Z742164-1EA | https://www.sigmaaldrich.com/LT/en
Z742231-1EA | LABNET FASTPETTE(TM) PRO PIPETTE CONTRO& | 1X1EA | 1 | 357 | Sigma-Aldrich | Z742231-1EA | https://www.sigmaaldrich.com/LT/en
Z742233-5EA | LABNET FASTPETTE(TM) PRO PIPETTE CONTRO& | 1X5EA | 1 | 23 | Sigma-Aldrich | Z742233-5EA | https://www.sigmaaldrich.com/LT/en
Z742234-5EA | LABNET FASTPETTE(TM) PRO PIPETTE CONTRO& | 1X5EA | 1 | 22 | Sigma-Aldrich | Z742234-5EA | https://www.sigmaaldrich.com/LT/en
Z742235-1EA | LABNET FASTPETTE(TM) PRO PIPETTE CONTRO& | 1X1EA | 1 | 60 | Sigma-Aldrich | Z742235-1EA | https://www.sigmaaldrich.com/LT/en
Z742237-1EA | LABNET FASTPETTE(TM) PRO PIPETTE CONTROL | 1X1EA | 1 | 9 | Sigma-Aldrich | Z742237-1EA | https://www.sigmaaldrich.com/LT/en
Z742238-1EA | LABNET FASTPETTE(TM) PRO PIPETTE CONTRO& | 1X1EA | 1 | 27 | Sigma-Aldrich | Z742238-1EA | https://www.sigmaaldrich.com/LT/en
Z742239-1EA | LABNET FASTPETTE(TM) PRO PIPETTE CONTRO& | 1X1EA | 1 | 99 | Sigma-Aldrich | Z742239-1EA | https://www.sigmaaldrich.com/LT/en
Z742192-1EA | STAINLESS STEEL PERFORATED INSTRUMENT T& | 1X1EA | 1 | 131 | Sigma-Aldrich | Z742192-1EA | https://www.sigmaaldrich.com/LT/en
CLS480152-1EA | CORNING(R) LSE(TM) BENCHTOP SHAKING INC& | 1X1EA | 1 | 62 | Sigma-Aldrich | CLS480152-1EA | https://www.sigmaaldrich.com/LT/en
Z742184-1EA | STAINLESS STEEL PAN, FULL SIZE LONG, 13& | 1X1EA | 1 | 108 | Sigma-Aldrich | Z742184-1EA | https://www.sigmaaldrich.com/LT/en
Z304379-5X1EA | QUICKFIT(R) DROPPING FUNNEL CAPACITY 50& | 5X1EA | 1 | 740 | Sigma-Aldrich | Z304379-5X1EA | https://www.sigmaaldrich.com/LT/en
Z742204-1KT | HI/LO ROCKER, ROCKER WITH 2 PLATFORMS, 2 | 1X1KT | 1 | 1353 | Sigma-Aldrich | Z742204-1KT | https://www.sigmaaldrich.com/LT/en
BAF135511001-1EA | BEL-ART(R) GEL STAINING BOX WITH COVER,& | 1X1EA | 1 | 28 | Sigma-Aldrich | BAF135511001-1EA | https://www.sigmaaldrich.com/LT/en
BAF188510011-5EA | BEL-ART(R) FREEZER STORAGE BOX, NATURAL& | 1X5EA | 1 | 79 | Sigma-Aldrich | BAF188510011-5EA | https://www.sigmaaldrich.com/LT/en
BAF188460010-1EA | BEL-ART(R) CRYO-SAFE(TM) COOLER, MINI Q& | 1X1EA | 1 | 171 | Sigma-Aldrich | BAF188460010-1EA | https://www.sigmaaldrich.com/LT/en
BAF198410000-12EA | BEL-ART(R) CONICAL CENTRIFUGE TUBES WIT& | 1X12EA | 1 | 52 | Sigma-Aldrich | BAF198410000-12EA | https://www.sigmaaldrich.com/LT/en
BAF377560010-10EA | SCIENCEWARE(R) CELL LIFTER, POLYPROPYLE& | 1X10EA | 1 | 33 | Sigma-Aldrich | BAF377560010-10EA | https://www.sigmaaldrich.com/LT/en
BAF243030000-1EA | VIKEM(R) VINYL MICROSCOPE COVER, LARGE & | 1X1EA | 1 | 28 | Sigma-Aldrich | BAF243030000-1EA | https://www.sigmaaldrich.com/LT/en
BAF441700000-1EA | MICROSCOPE VIEW-PACK(TM), SLIDE HOLDER & | 1X1EA | 1 | 103 | Sigma-Aldrich | BAF441700000-1EA | https://www.sigmaaldrich.com/LT/en
Z309524-5X1EA | QUICKFIT FLAT-BOTTOM FLASK, 2,000ML, 34& | 5X1EA | 1 | 344 | Sigma-Aldrich | Z309524-5X1EA | https://www.sigmaaldrich.com/LT/en
BAF188460000-1EA | BEL-ART(R) CRYO-SAFE(TM) COOLER, MINI 0& | 1X1EA | 1 | 164 | Sigma-Aldrich | BAF188460000-1EA | https://www.sigmaaldrich.com/LT/en
BAF198080000-12EA | BEL-ART(R) CENTRIFUGE TUBES, RIMLESS, 9& | 1X12EA | 1 | 79 | Sigma-Aldrich | BAF198080000-12EA | https://www.sigmaaldrich.com/LT/en
BAF370151000-1EA | CULTURETEMP(TM) WARMING PLATE, 220V | 1X1EA | 1 | 543 | Sigma-Aldrich | BAF370151000-1EA | https://www.sigmaaldrich.com/LT/en
Z308862-4X5EA | QUICKFIT(R) CONICAL FLASKS CAPACITY 500& | 4X5EA | 1 | 485 | Sigma-Aldrich | Z308862-4X5EA | https://www.sigmaaldrich.com/LT/en
Z742182-1EA | STAINLESS STEEL PAN, 1/2 SIZE, 6.3 L | 1X1EA | 1 | 75 | Sigma-Aldrich | Z742182-1EA | https://www.sigmaaldrich.com/LT/en
BAF188510012-5EA | BEL-ART(R) FREEZER STORAGE BOX, BLUE, 1& | 1X5EA | 1 | 79 | Sigma-Aldrich | BAF188510012-5EA | https://www.sigmaaldrich.com/LT/en
BAH370800008-1EA | BEL-ART(R) VORTEXER ATTACHMENT FOR MICR& | 1X1EA | 1 | 111 | Sigma-Aldrich | BAH370800008-1EA | https://www.sigmaaldrich.com/LT/en
Z651737-5X1EA | QUICKFIT(R) CULTURE VESSELS CAPACITY 10& | 5X1EA | 1 | 1921 | Sigma-Aldrich | Z651737-5X1EA | https://www.sigmaaldrich.com/LT/en
Z742168-1EA | SOLID COVER FOR STAINLESS STEEL INSTRUM& | 1X1EA | 1 | 28 | Sigma-Aldrich | Z742168-1EA | https://www.sigmaaldrich.com/LT/en
Z742167-1EA | SOLID COVER FOR STAINLESS STEEL INSTRUM& | 1X1EA | 1 | 25 | Sigma-Aldrich | Z742167-1EA | https://www.sigmaaldrich.com/LT/en
Z742183-1EA | STAINLESS STEEL PAN, 1/2 SIZE, 9.5 L | 1X1EA | 1 | 101 | Sigma-Aldrich | Z742183-1EA | https://www.sigmaaldrich.com/LT/en
Z742175-1EA | STAINLESS STEEL INSTRUMENT TRAY, 1/3 SI& | 1X1EA | 1 | 67 | Sigma-Aldrich | Z742175-1EA | https://www.sigmaaldrich.com/LT/en
Z742191-1EA | STAINLESS STEEL PERFORATED INSTRUMENT T& | 1X1EA | 1 | 94 | Sigma-Aldrich | Z742191-1EA | https://www.sigmaaldrich.com/LT/en
Z303704-5X1EA | QUICKFIT(R) THREE-NECK ROUND-BOTTOM FLA& | 5X1EA | 1 | 558 | Sigma-Aldrich | Z303704-5X1EA | https://www.sigmaaldrich.com/LT/en
Z303836-5X1EA | QUICKFIT(R) WIDE-NECK REACTION FLASK CA& | 5X1EA | 1 | 906 | Sigma-Aldrich | Z303836-5X1EA | https://www.sigmaaldrich.com/LT/en
Z309001-5X1EA | QUICKFIT(R) STIRRER SHAFT SHAFT D X L 1& | 5X1EA | 1 | 282 | Sigma-Aldrich | Z309001-5X1EA | https://www.sigmaaldrich.com/LT/en
BAF188460020-1EA | BEL-ART(R) CRYO-SAFE(TM) COOLER, MINI -& | 1X1EA | 1 | 126 | Sigma-Aldrich | BAF188460020-1EA | https://www.sigmaaldrich.com/LT/en
BAH136800040-50EA | FLOWMI(R) CELL STRAINERS, 40 UM, FOR 10& | 1X50EA | 1 | 108 | Sigma-Aldrich | BAH136800040-50EA | https://www.sigmaaldrich.com/LT/en
CLS480170-1EA | CORNING(R) LSE(TM) 71 LITER SHAKING INC& | 1X1EA | 1 | 148 | Sigma-Aldrich | CLS480170-1EA | https://www.sigmaaldrich.com/LT/en
Z742174-1EA | STAINLESS STEEL INSTRUMENT TRAY, 1/3 SI& | 1X1EA | 1 | 46 | Sigma-Aldrich | Z742174-1EA | https://www.sigmaaldrich.com/LT/en
CLS480158-1EA | CORNING(R) LSE(TM) 49 LITER SHAKING INC& | 1X1EA | 1 | 223 | Sigma-Aldrich | CLS480158-1EA | https://www.sigmaaldrich.com/LT/en
BAF188510017-5EA | BEL-ART(R) FREEZER STORAGE BOX, OPAQUE & | 1X5EA | 1 | 79 | Sigma-Aldrich | BAF188510017-5EA | https://www.sigmaaldrich.com/LT/en
BAF189830000-1EA | BEL-ART(R) PETRI DISH INCUBATION TRAY, & | 1X1EA | 1 | 94 | Sigma-Aldrich | BAF189830000-1EA | https://www.sigmaaldrich.com/LT/en
BAF210180001-1EA | SCIENCEWARE(R) MICROTUBE CUTTER, REPLAC& | 1X1EA | 1 | 18 | Sigma-Aldrich | BAF210180001-1EA | https://www.sigmaaldrich.com/LT/en
BAH378620202-1EA | REPLACEMENT PARTS FOR SCIENCEWARE(R) HA& | 1X1EA | 1 | 20 | Sigma-Aldrich | BAH378620202-1EA | https://www.sigmaaldrich.com/LT/en
BAF243040000-1EA | VIKEM(R) VINYL MICROSCOPE COVER, EXTRA & | 1X1EA | 1 | 35 | Sigma-Aldrich | BAF243040000-1EA | https://www.sigmaaldrich.com/LT/en
BAF441710000-10EA | MICROSCOPE VIEW-PACK(TM), REPLACEMENT S& | 1X10EA | 1 | 59 | Sigma-Aldrich | BAF441710000-10EA | https://www.sigmaaldrich.com/LT/en
Z303925-5X1EA | QUICKFIT(R) FLAT FLANGE LIDS FOR REACTI& | 5X1EA | 1 | 980 | Sigma-Aldrich | Z303925-5X1EA | https://www.sigmaaldrich.com/LT/en
Z303755-5X1EA | QUICKFIT(R) THREE-NECK ROUND-BOTTOM FLA& | 5X1EA | 1 | 954 | Sigma-Aldrich | Z303755-5X1EA | https://www.sigmaaldrich.com/LT/en
BAF188520012-5EA | BEL-ART(R) FREEZER STORAGE BOX, BLUE, 8& | 1X5EA | 1 | 74 | Sigma-Aldrich | BAF188520012-5EA | https://www.sigmaaldrich.com/LT/en
BAF243010000-1EA | VIKEM(R) VINYL MICROSCOPE COVER, STANDA& | 1X1EA | 1 | 21 | Sigma-Aldrich | BAF243010000-1EA | https://www.sigmaaldrich.com/LT/en
BAF409410000-3EA | BEL-ART(R) CONWAY DIFFUSION CELL, 83 MM& | 1X3EA | 1 | 44 | Sigma-Aldrich | BAF409410000-3EA | https://www.sigmaaldrich.com/LT/en
BAF135511000-1EA | BEL-ART(R) GEL STAINING BOX WITH COVER,& | 1X1EA | 1 | 35 | Sigma-Aldrich | BAF135511000-1EA | https://www.sigmaaldrich.com/LT/en
BAF188462020-1EA | BEL-ART(R) CRYO-SAFE(TM) COOLER, MAXI -& | 1X1EA | 1 | 249 | Sigma-Aldrich | BAF188462020-1EA | https://www.sigmaaldrich.com/LT/en
BAF199210001-6EA | BEL-ART(R) EXTENDED HANDLE PESTLE, POLY& | 1X6EA | 1 | 26 | Sigma-Aldrich | BAF199210001-6EA | https://www.sigmaaldrich.com/LT/en
BAF378600001-24EA | SCIENCEWARE(R) DEEP 96-WELL PLATE, POLY& | 1X24EA | 1 | 313 | Sigma-Aldrich | BAF378600001-24EA | https://www.sigmaaldrich.com/LT/en
BAF188510016-5EA | BEL-ART(R) FREEZER STORAGE BOX, ASSORTE& | 1X5EA | 1 | 75 | Sigma-Aldrich | BAF188510016-5EA | https://www.sigmaaldrich.com/LT/en
BAF199230001-100EA | BEL-ART(R) DISPOSABLE PESTLES, POLYPROP& | 1X100EA | 1 | 97 | Sigma-Aldrich | BAF199230001-100EA | https://www.sigmaaldrich.com/LT/en
BAH378620152-1EA | REPLACEMENT PARTS FOR SCIENCEWARE(R) HA& | 1X1EA | 1 | 16 | Sigma-Aldrich | BAH378620152-1EA | https://www.sigmaaldrich.com/LT/en
CLS480167-1EA | CORNING(R) LSE(TM) 71 LITER SHAKING INC& | 1X1EA | 1 | 73 | Sigma-Aldrich | CLS480167-1EA | https://www.sigmaaldrich.com/LT/en
Z326658-1EA | BRAND BLAUBRAND(R) VOLUMETRIC FLASK, PP& | 1X1EA | 1 | 50 | Sigma-Aldrich | Z326658-1EA | https://www.sigmaaldrich.com/LT/en
CLS480153-1EA | CORNING(R) LSE(TM) 49 LITER SHAKING INC& | 1X1EA | 1 | 362 | Sigma-Aldrich | CLS480153-1EA | https://www.sigmaaldrich.com/LT/en
CLS480156-1EA | CORNING(R) LSE(TM) 49 LITER SHAKING INC& | 1X1EA | 1 | 328 | Sigma-Aldrich | CLS480156-1EA | https://www.sigmaaldrich.com/LT/en
Z742169-1EA | SOLID COVER FOR STAINLESS STEEL INSTRUM& | 1X1EA | 1 | 87 | Sigma-Aldrich | Z742169-1EA | https://www.sigmaaldrich.com/LT/en
Z742180-1EA | STAINLESS STEEL INSTRUMENT TRAY, 2/3 SI& | 1X1EA | 1 | 140 | Sigma-Aldrich | Z742180-1EA | https://www.sigmaaldrich.com/LT/en
Z742172-1EA | SOLID COVER FOR STAINLESS STEEL INSTRUM& | 1X1EA | 1 | 63 | Sigma-Aldrich | Z742172-1EA | https://www.sigmaaldrich.com/LT/en
Z742197-1EA | STAINLESS STEEL STERILIZATION TRAY, HAL& | 1X1EA | 1 | 170 | Sigma-Aldrich | Z742197-1EA | https://www.sigmaaldrich.com/LT/en
CLS480166-1EA | CORNING(R) LSE(TM) 71 LITER SHAKING INC& | 1X1EA | 1 | 784 | Sigma-Aldrich | CLS480166-1EA | https://www.sigmaaldrich.com/LT/en
CLS480159-1EA | CORNING(R) LSE(TM) 71 LITER SHAKING INC& | 1X1EA | 1 | 429 | Sigma-Aldrich | CLS480159-1EA | https://www.sigmaaldrich.com/LT/en
Z742181-1EA | STAINLESS STEEL INSTRUMENT TRAY, FULL S& | 1X1EA | 1 | 81 | Sigma-Aldrich | Z742181-1EA | https://www.sigmaaldrich.com/LT/en
CLS480150-1EA | CORNING(R) LSE(TM) BENCHTOP SHAKING INC& | 1X1EA | 1 | 51 | Sigma-Aldrich | CLS480150-1EA | https://www.sigmaaldrich.com/LT/en
CLS480163-1EA | CORNING(R) LSE(TM) 71 LITER SHAKING INC& | 1X1EA | 1 | 784 | Sigma-Aldrich | CLS480163-1EA | https://www.sigmaaldrich.com/LT/en
CLS480149-1EA | CORNING(R) LSE(TM) BENCHTOP SHAKING INC& | 1X1EA | 1 | 48 | Sigma-Aldrich | CLS480149-1EA | https://www.sigmaaldrich.com/LT/en
Z309516-5X1EA | QUICKFIT(R) FLAT-BOTTOM BOILING FLASKS & | 5X1EA | 1 | 369 | Sigma-Aldrich | Z309516-5X1EA | https://www.sigmaaldrich.com/LT/en
Z303070-5X1EA | QUICKFIT(R) MULTI-LIMB VACUUM RECEIVER Q | 5X1EA | 1 | 254 | Sigma-Aldrich | Z303070-5X1EA | https://www.sigmaaldrich.com/LT/en
Z301043-5X1EA | QUICKFIT(R) REDUCTION ADAPTERS TOP FEMA& | 5X1EA | 1 | 160 | Sigma-Aldrich | Z301043-5X1EA | https://www.sigmaaldrich.com/LT/en
Z742193-1EA | STAINLESS STEEL SHALLOW INSTRUMENT TRAY& | 1X1EA | 1 | 58 | Sigma-Aldrich | Z742193-1EA | https://www.sigmaaldrich.com/LT/en
CLS480151-1EA | CORNING(R) LSE(TM) BENCHTOP SHAKING INC& | 1X1EA | 1 | 58 | Sigma-Aldrich | CLS480151-1EA | https://www.sigmaaldrich.com/LT/en
Z742186-1EA | STAINLESS STEEL PERFORATED INSTRUMENT T& | 1X1EA | 1 | 79 | Sigma-Aldrich | Z742186-1EA | https://www.sigmaaldrich.com/LT/en
Z303674-5X1EA | QUICKFIT(R) THREE-NECK ROUND-BOTTOM FLA& | 5X1EA | 1 | 497 | Sigma-Aldrich | Z303674-5X1EA | https://www.sigmaaldrich.com/LT/en
CLS480148-1EA | CORNING(R) LSE(TM) BENCHTOP SHAKING INC& | 1X1EA | 1 | 376 | Sigma-Aldrich | CLS480148-1EA | https://www.sigmaaldrich.com/LT/en
Z709077-5PAK | HLT 300U SOFTFIT, 1 TO 300 UL, PURE PACK | 1X5PAK | 1 | 288 | Sigma-Aldrich | Z709077-5PAK | https://www.sigmaaldrich.com/LT/en
Z651583-1EA | PYREX JACKETED BEAKER, 2000ML | 1X1EA | 1 | 501 | Sigma-Aldrich | Z651583-1EA | https://www.sigmaaldrich.com/LT/en
Z661559-1EA | PYREX JACKETED BEAKER, 250ML | 1X1EA | 1 | 368 | Sigma-Aldrich | Z661559-1EA | https://www.sigmaaldrich.com/LT/en
Z567833-1EA | ALDRICH ERLENMEYER FLASK WITH ST JOINT,& | 1X1EA | 1 | 21 | Sigma-Aldrich | Z567833-1EA | https://www.sigmaaldrich.com/LT/en
Z567876-1EA | ALDRICH ERLENMEYER FLASK WITH ST JOINT,& | 1X1EA | 1 | 194 | Sigma-Aldrich | Z567876-1EA | https://www.sigmaaldrich.com/LT/en
Z567957-1EA | J-KEM WATER FLOW MONITOR, 230V | 1X1EA | 1 | 526 | Sigma-Aldrich | Z567957-1EA | https://www.sigmaaldrich.com/LT/en
Z567965-1EA | J-KEM FLOW SENSOR, FLOW RATE: 0.1 TO 2.& | 1X1EA | 1 | 351 | Sigma-Aldrich | Z567965-1EA | https://www.sigmaaldrich.com/LT/en
Z567981-1EA | J-KEM(R) FLOW SENSOR, FLOW RATE: 2 TO 3& | 1X1EA | 1 | 351 | Sigma-Aldrich | Z567981-1EA | https://www.sigmaaldrich.com/LT/en
Z567973-1EA | J-KEM(R) FLOW SENSOR, FLOW RATE: 1 TO 1& | 1X1EA | 1 | 351 | Sigma-Aldrich | Z567973-1EA | https://www.sigmaaldrich.com/LT/en
Z568066-1EA | PURE SOLV(TM) MICRO REPLACEMENT PURIFIC& | 1X1EA | 1 | 859 | Sigma-Aldrich | Z568066-1EA | https://www.sigmaaldrich.com/LT/en
Z568074-1EA | PURE SOLV(TM) MICRO REPLACEMENT PURIFIC& | 1X1EA | 1 | 855 | Sigma-Aldrich | Z568074-1EA | https://www.sigmaaldrich.com/LT/en
Z568082-1EA | PURE SOLV(TM) MICRO REPLACEMENT PURIFIC& | 1X1EA | 1 | 865 | Sigma-Aldrich | Z568082-1EA | https://www.sigmaaldrich.com/LT/en
Z734756-96EA | NUNC(R) LAB-TEK(R) II CHAMBERED COVERGL& | 1X96EA | 1 | 1931 | Sigma-Aldrich | Z734756-96EA | https://www.sigmaaldrich.com/LT/en
Z676195-1EA | PLUM SALINE EYEWASH REFILL, 500ML | 1X1EA | 1 | 17 | Sigma-Aldrich | Z676195-1EA | https://www.sigmaaldrich.com/LT/en
MT51302047-30X20ML | Mettler-Toledo technical buffer, pH 7.00 | 30X20ML | 1 | 80 | Sigma-Aldrich | MT51302047-30X20ML | https://www.sigmaaldrich.com/LT/en
MT51343184-25ML | Mettler-Toledo electrolyte for reference | 1X25ML | 1 | 14 | Sigma-Aldrich | MT51343184-25ML | https://www.sigmaaldrich.com/LT/en
MT51344771-500ML | Mettler-Toledo ISE standard solution, Ca | 1X500ML | 1 | 147 | Sigma-Aldrich | MT51344771-500ML | https://www.sigmaaldrich.com/LT/en
MT51350010-250ML | Mettler-Toledo technical buffer, pH 10.0 | 1X250ML | 1 | 29 | Sigma-Aldrich | MT51350010-250ML | https://www.sigmaaldrich.com/LT/en
MT51350048-6X250ML | Mettler-Toledo certified buffer, pH 10.0 | 6X250ML | 1 | 117 | Sigma-Aldrich | MT51350048-6X250ML | https://www.sigmaaldrich.com/LT/en
MT51350086-6X250ML | Mettler-Toledo electrolyte for DX series | 6X250ML | 1 | 139 | Sigma-Aldrich | MT51350086-6X250ML | https://www.sigmaaldrich.com/LT/en
MT51302153-250ML | Mettler-Toledo conductivity standard, 84 | 1X250ML | 1 | 59 | Sigma-Aldrich | MT51302153-250ML | https://www.sigmaaldrich.com/LT/en
MT51344760-475ML | Mettler-Toledo ionic strength adjuster f | 1X475ML | 1 | 154 | Sigma-Aldrich | MT51344760-475ML | https://www.sigmaaldrich.com/LT/en
MT51344779-500ML | Mettler-Toledo ISE standard solution, Ni | 1X500ML | 1 | 147 | Sigma-Aldrich | MT51344779-500ML | https://www.sigmaaldrich.com/LT/en
MT51350032-250ML | Mettler-Toledo certified buffer, pH 4.01 | 1X250ML | 1 | 32 | Sigma-Aldrich | MT51350032-250ML | https://www.sigmaaldrich.com/LT/en
MT51350064-6X30ML | Mettler-Toledo redox buffer, 468 mV, pH | 6X30ML | 1 | 44 | Sigma-Aldrich | MT51350064-6X30ML | https://www.sigmaaldrich.com/LT/en
MT51350104-25ML | Mettler-Toledo regeneration solution, 25 | 1X25ML | 1 | 31 | Sigma-Aldrich | MT51350104-25ML | https://www.sigmaaldrich.com/LT/en
MT51344751-5X60ML | Mettler-Toledo perfectION(TM) reference | 5X60ML | 1 | 189 | Sigma-Aldrich | MT51344751-5X60ML | https://www.sigmaaldrich.com/LT/en
MT51344761-475ML | Mettler-Toledo ionic strength adjuster, | 1X475ML | 1 | 196 | Sigma-Aldrich | MT51344761-475ML | https://www.sigmaaldrich.com/LT/en
MT51344780-500ML | Mettler-Toledo ISE standard solution, Le | 1X500ML | 1 | 189 | Sigma-Aldrich | MT51344780-500ML | https://www.sigmaaldrich.com/LT/en
MT51350072-250ML | Mettler-Toledo electrolyte for reference | 1X250ML | 1 | 32 | Sigma-Aldrich | MT51350072-250ML | https://www.sigmaaldrich.com/LT/en
MT51350106-250ML | Mettler-Toledo ISA solution, TISAB 3, 25 | 1X250ML | 1 | 219 | Sigma-Aldrich | MT51350106-250ML | https://www.sigmaaldrich.com/LT/en
MT51302068-30X20ML | Mettler-Toledo Rainbow I buffer, pH 4.01 | 30X20ML | 1 | 80 | Sigma-Aldrich | MT51302068-30X20ML | https://www.sigmaaldrich.com/LT/en
MT51302069-30X20ML | Mettler-Toledo technical buffer, pH 4.01 | 30X20ML | 1 | 80 | Sigma-Aldrich | MT51302069-30X20ML | https://www.sigmaaldrich.com/LT/en
MT51344752-5X60ML | Mettler-Toledo perfectION(TM) reference | 5X60ML | 1 | 234 | Sigma-Aldrich | MT51344752-5X60ML | https://www.sigmaaldrich.com/LT/en
MT51344774-500ML | Mettler-Toledo ISE standard solution, Co | 1X500ML | 1 | 189 | Sigma-Aldrich | MT51344774-500ML | https://www.sigmaaldrich.com/LT/en
MT51344775-500ML | Mettler-Toledo ISE standard solution, Fl | 1X500ML | 1 | 146 | Sigma-Aldrich | MT51344775-500ML | https://www.sigmaaldrich.com/LT/en
MT51350018-6X250ML | Mettler-Toledo technical buffer, pH 4.01 | 6X250ML | 1 | 105 | Sigma-Aldrich | MT51350018-6X250ML | https://www.sigmaaldrich.com/LT/en
MT51350020-6X250ML | Mettler-Toledo technical buffer, pH 7.00 | 6X250ML | 1 | 105 | Sigma-Aldrich | MT51350020-6X250ML | https://www.sigmaaldrich.com/LT/en
MT51350056-250ML | Mettler-Toledo NIST/DIN buffer, pH 9.180 | 1X250ML | 1 | 35 | Sigma-Aldrich | MT51350056-250ML | https://www.sigmaaldrich.com/LT/en
MT51350058-250ML | Mettler-Toledo NIST/DIN buffer, pH 10.01 | 1X250ML | 1 | 41 | Sigma-Aldrich | MT51350058-250ML | https://www.sigmaaldrich.com/LT/en
MT51350094-250ML | Mettler-Toledo conductivity standard, 12 | 1X250ML | 1 | 37 | Sigma-Aldrich | MT51350094-250ML | https://www.sigmaaldrich.com/LT/en
MT51350096-6X250ML | Mettler-Toledo conductivity standard, 14 | 6X250ML | 1 | 137 | Sigma-Aldrich | MT51350096-6X250ML | https://www.sigmaaldrich.com/LT/en
MT51302079-30X20ML | Mettler-Toledo technical buffer, pH 10.0 | 30X20ML | 1 | 80 | Sigma-Aldrich | MT51302079-30X20ML | https://www.sigmaaldrich.com/LT/en
MT51344754-5X60ML | Mettler-Toledo perfectION(TM) reference | 5X60ML | 1 | 173 | Sigma-Aldrich | MT51344754-5X60ML | https://www.sigmaaldrich.com/LT/en
MT51344777-500ML | Mettler-Toledo ISE standard solution, Po | 1X500ML | 1 | 147 | Sigma-Aldrich | MT51344777-500ML | https://www.sigmaaldrich.com/LT/en
MT51350024-6X250ML | Mettler-Toledo technical buffer, pH 10.0 | 6X250ML | 1 | 105 | Sigma-Aldrich | MT51350024-6X250ML | https://www.sigmaaldrich.com/LT/en
MT51350100-250ML | Mettler-Toledo protein cleaning solution | 1X250ML | 1 | 36 | Sigma-Aldrich | MT51350100-250ML | https://www.sigmaaldrich.com/LT/en
MT51350034-250ML | Mettler-Toledo certified buffer, pH 7.00 | 1X250ML | 1 | 32 | Sigma-Aldrich | MT51350034-250ML | https://www.sigmaaldrich.com/LT/en
MT51324103-1EA | Mettler-Toledo LabX«, dir | 1X1EA | 1 | 634 | Sigma-Aldrich | MT51324103-1EA | https://www.sigmaaldrich.com/LT/en
MT51344762-475ML | Mettler-Toledo ionic strength adjuster, | 1X475ML | 1 | 202 | Sigma-Aldrich | MT51344762-475ML | https://www.sigmaaldrich.com/LT/en
MT51350074-250ML | Mettler-Toledo electrolyte for reference | 1X250ML | 1 | 32 | Sigma-Aldrich | MT51350074-250ML | https://www.sigmaaldrich.com/LT/en
MT51350108-250ML | Mettler-Toledo ISA solution, 0.9 mol/L, | 1X250ML | 1 | 117 | Sigma-Aldrich | MT51350108-250ML | https://www.sigmaaldrich.com/LT/en
MT51302049-30X20ML | Mettler-Toledo conductivity standard, 14 | 30X20ML | 1 | 81 | Sigma-Aldrich | MT51302049-30X20ML | https://www.sigmaaldrich.com/LT/en
MT51343185-25ML | Mettler-Toledo electrolyte for reference | 1X25ML | 1 | 14 | Sigma-Aldrich | MT51343185-25ML | https://www.sigmaaldrich.com/LT/en
MT51344772-500ML | Mettler-Toledo ISE standard solution, Ch | 1X500ML | 1 | 147 | Sigma-Aldrich | MT51344772-500ML | https://www.sigmaaldrich.com/LT/en
MT51350012-250ML | Mettler-Toledo technical buffer, pH 11.0 | 1X250ML | 1 | 29 | Sigma-Aldrich | MT51350012-250ML | https://www.sigmaaldrich.com/LT/en
MT51350052-250ML | Mettler-Toledo NIST/DIN buffer, pH 4.006 | 1X250ML | 1 | 35 | Sigma-Aldrich | MT51350052-250ML | https://www.sigmaaldrich.com/LT/en
MT51350088-6X30ML | Mettler-Toledo electrolyte for reference | 6X30ML | 1 | 191 | Sigma-Aldrich | MT51350088-6X30ML | https://www.sigmaaldrich.com/LT/en
MT51302070-30X20ML | Mettler-Toledo technical buffer, pH 9.21 | 30X20ML | 1 | 80 | Sigma-Aldrich | MT51302070-30X20ML | https://www.sigmaaldrich.com/LT/en
MT51344753-5X60ML | Mettler-Toledo perfectION(TM) reference | 5X60ML | 1 | 173 | Sigma-Aldrich | MT51344753-5X60ML | https://www.sigmaaldrich.com/LT/en
MT51344776-500ML | Mettler-Toledo ISE standard solution, Io | 1X500ML | 1 | 147 | Sigma-Aldrich | MT51344776-500ML | https://www.sigmaaldrich.com/LT/en
MT51350022-6X250ML | Mettler-Toledo technical buffer, pH 9.21 | 6X250ML | 1 | 105 | Sigma-Aldrich | MT51350022-6X250ML | https://www.sigmaaldrich.com/LT/en
MT51350060-250ML | Mettler-Toledo redox buffer, 220 mV, pH | 1X250ML | 1 | 48 | Sigma-Aldrich | MT51350060-250ML | https://www.sigmaaldrich.com/LT/en
MT51350098-6X250ML | Mettler-Toledo conductivity standard, 12 | 6X250ML | 1 | 137 | Sigma-Aldrich | MT51350098-6X250ML | https://www.sigmaaldrich.com/LT/en
MT51325005-10EA | Mettler-Toledo density standards, set of | 1X10EA | 1 | 90 | Sigma-Aldrich | MT51325005-10EA | https://www.sigmaaldrich.com/LT/en
MT51344763-475ML | Mettler-Toledo nitrate ionic strength ad | 1X475ML | 1 | 161 | Sigma-Aldrich | MT51344763-475ML | https://www.sigmaaldrich.com/LT/en
MT51344781-500ML | Mettler-Toledo ISE standard solution, Su | 1X500ML | 1 | 147 | Sigma-Aldrich | MT51344781-500ML | https://www.sigmaaldrich.com/LT/en
MT51350036-250ML | Mettler-Toledo certified buffer, pH 9.21 | 1X250ML | 1 | 32 | Sigma-Aldrich | MT51350036-250ML | https://www.sigmaaldrich.com/LT/en
MT51350076-250ML | Mettler-Toledo electrolyte for reference | 1X250ML | 1 | 32 | Sigma-Aldrich | MT51350076-250ML | https://www.sigmaaldrich.com/LT/en
MT51300169-250ML | Mettler-Toledo conductivity standard 10 | 1X250ML | 1 | 131 | Sigma-Aldrich | MT51300169-250ML | https://www.sigmaaldrich.com/LT/en
MT51343181-25ML | Mettler-Toledo electrolyte for DX series | 1X25ML | 1 | 14 | Sigma-Aldrich | MT51343181-25ML | https://www.sigmaaldrich.com/LT/en
MT51344766-475ML | Mettler-Toledo total ionic strength adju | 1X475ML | 1 | 275 | Sigma-Aldrich | MT51344766-475ML | https://www.sigmaaldrich.com/LT/en
MT51350006-250ML | Mettler-Toledo technical buffer, pH 7.00 | 1X250ML | 1 | 29 | Sigma-Aldrich | MT51350006-250ML | https://www.sigmaaldrich.com/LT/en
MT51350044-6X250ML | Mettler-Toledo certified buffer, pH 7.00 | 6X250ML | 1 | 117 | Sigma-Aldrich | MT51350044-6X250ML | https://www.sigmaaldrich.com/LT/en
MT51350082-6X250ML | Mettler-Toledo electrolyte for reference | 6X250ML | 1 | 119 | Sigma-Aldrich | MT51350082-6X250ML | https://www.sigmaaldrich.com/LT/en
MT51300170-250ML | Mettler-Toledo conductivity standard, 50 | 1X250ML | 1 | 52 | Sigma-Aldrich | MT51300170-250ML | https://www.sigmaaldrich.com/LT/en
MT51302050-30X20ML | Mettler-Toledo conductivity standard, 12 | 30X20ML | 1 | 81 | Sigma-Aldrich | MT51302050-30X20ML | https://www.sigmaaldrich.com/LT/en
MT51302080-30X20ML | Mettler-Toledo Rainbow II buffer, pH 4.0 | 30X20ML | 1 | 80 | Sigma-Aldrich | MT51302080-30X20ML | https://www.sigmaaldrich.com/LT/en
MT51340294-25ML | Mettler-Toledo electrolyte for reference | 1X25ML | 1 | 35 | Sigma-Aldrich | MT51340294-25ML | https://www.sigmaaldrich.com/LT/en
MT51343182-25ML | Mettler-Toledo electrolyte for DX series | 1X25ML | 1 | 14 | Sigma-Aldrich | MT51343182-25ML | https://www.sigmaaldrich.com/LT/en
MT51344750-5X60ML | Mettler-Toledo perfectION(TM) reference | 5X60ML | 1 | 185 | Sigma-Aldrich | MT51344750-5X60ML | https://www.sigmaaldrich.com/LT/en
MT51344755-5X60ML | Mettler-Toledo perfectION(TM) reference | 5X60ML | 1 | 173 | Sigma-Aldrich | MT51344755-5X60ML | https://www.sigmaaldrich.com/LT/en
MT51344764-475ML | Mettler-Toledo nitrate interference supp | 1X475ML | 1 | 161 | Sigma-Aldrich | MT51344764-475ML | https://www.sigmaaldrich.com/LT/en
MT51344770-500ML | Mettler-Toledo ISE standard solution, Si | 1X500ML | 1 | 189 | Sigma-Aldrich | MT51344770-500ML | https://www.sigmaaldrich.com/LT/en
MT51344773-500ML | Mettler-Toledo ISE standard solution, Cy | 1X500ML | 1 | 189 | Sigma-Aldrich | MT51344773-500ML | https://www.sigmaaldrich.com/LT/en
MT51344778-500ML | Mettler-Toledo ISE standard solution, So | 1X500ML | 1 | 146 | Sigma-Aldrich | MT51344778-500ML | https://www.sigmaaldrich.com/LT/en
MT51350002-250ML | Mettler-Toledo technical buffer, pH 2.00 | 1X250ML | 1 | 29 | Sigma-Aldrich | MT51350002-250ML | https://www.sigmaaldrich.com/LT/en
MT51350004-250ML | Mettler-Toledo technical buffer, pH 4.01 | 1X250ML | 1 | 29 | Sigma-Aldrich | MT51350004-250ML | https://www.sigmaaldrich.com/LT/en
MT51350008-250ML | Mettler-Toledo technical buffer, pH 9.21 | 1X250ML | 1 | 29 | Sigma-Aldrich | MT51350008-250ML | https://www.sigmaaldrich.com/LT/en
MT51350016-6X250ML | Mettler-Toledo technical buffer, pH 2.00 | 6X250ML | 1 | 106 | Sigma-Aldrich | MT51350016-6X250ML | https://www.sigmaaldrich.com/LT/en
MT51350026-6X250ML | Mettler-Toledo technical buffer, pH 11.0 | 6X250ML | 1 | 106 | Sigma-Aldrich | MT51350026-6X250ML | https://www.sigmaaldrich.com/LT/en
MT51350038-250ML | Mettler-Toledo certified buffer, pH 10.0 | 1X250ML | 1 | 32 | Sigma-Aldrich | MT51350038-250ML | https://www.sigmaaldrich.com/LT/en
MT51350046-6X250ML | Mettler-Toledo certified buffer, pH 9.21 | 6X250ML | 1 | 117 | Sigma-Aldrich | MT51350046-6X250ML | https://www.sigmaaldrich.com/LT/en
MT51350054-250ML | Mettler-Toledo NIST/DIN buffer, pH 6.865 | 1X250ML | 1 | 35 | Sigma-Aldrich | MT51350054-250ML | https://www.sigmaaldrich.com/LT/en
MT51350062-6X250ML | Mettler-Toledo redox buffer, 220 mV, pH | 6X250ML | 1 | 205 | Sigma-Aldrich | MT51350062-6X250ML | https://www.sigmaaldrich.com/LT/en
MT51350078-250ML | Mettler-Toledo electrolyte for DX series | 1X250ML | 1 | 38 | Sigma-Aldrich | MT51350078-250ML | https://www.sigmaaldrich.com/LT/en
MT51350084-6X250ML | Mettler-Toledo electrolyte for reference | 6X250ML | 1 | 121 | Sigma-Aldrich | MT51350084-6X250ML | https://www.sigmaaldrich.com/LT/en
MT51350092-250ML | Mettler-Toledo conductivity standard, 14 | 1X250ML | 1 | 37 | Sigma-Aldrich | MT51350092-250ML | https://www.sigmaaldrich.com/LT/en
MT51350102-250ML | Mettler-Toledo Thiourea Cleaning solutio | 1X250ML | 1 | 36 | Sigma-Aldrich | MT51350102-250ML | https://www.sigmaaldrich.com/LT/en
MT51300140-1PAK | Mettler-Toledo dissolved oxygen zero oxy | 1X1PAK | 1 | 62 | Sigma-Aldrich | MT51300140-1PAK | https://www.sigmaaldrich.com/LT/en
MT51343180-25ML | Mettler-Toledo electrolyte for reference | 1X25ML | 1 | 13 | Sigma-Aldrich | MT51343180-25ML | https://www.sigmaaldrich.com/LT/en
MT51344765-3790ML | Mettler-Toledo total ionic strength adju | 1X3790ML | 1 | 254 | Sigma-Aldrich | MT51344765-3790ML | https://www.sigmaaldrich.com/LT/en
MT51350042-6X250ML | Mettler-Toledo certified buffer, pH 4.01 | 6X250ML | 1 | 117 | Sigma-Aldrich | MT51350042-6X250ML | https://www.sigmaaldrich.com/LT/en
MT51350080-6X250ML | Mettler-Toledo electrolyte for reference | 6X250ML | 1 | 117 | Sigma-Aldrich | MT51350080-6X250ML | https://www.sigmaaldrich.com/LT/en
Z711063-100EA | GREINER PCR MULTIWELL PLATE POLYPROPYLE& | 1X100EA | 1 | 690 | Sigma-Aldrich | Z711063-100EA | https://www.sigmaaldrich.com/LT/en
Z742064-1EA | BENCHTOP INERTION BOX FOR KITALYSIS(TM) | 1X1EA | 1 | 941 | Sigma-Aldrich | Z742064-1EA | https://www.sigmaaldrich.com/LT/en
74041-25TESTS-F | STERILITY INDICATOR (STEAM STERILIZATIO& | 1X25TESTS | 1 | 25 | Sigma-Aldrich | 74041-25TESTS-F | https://www.sigmaaldrich.com/LT/en
Z734640-96EA | NUNC(R) LAB-TEK(R) CHAMBERED COVERGLASS& | 1X96EA | 1 | 1931 | Sigma-Aldrich | Z734640-96EA | https://www.sigmaaldrich.com/LT/en
Z676225-1SET | MICRO-CUTTING TOOL SET | 1X1SET | 1 | 842 | Sigma-Aldrich | Z676225-1SET | https://www.sigmaaldrich.com/LT/en
Z676276-1EA | VACUUBRAND CHEMISTRY VACUUM PUMP, MZ 2C& | 1X1EA | 1 | 2019 | Sigma-Aldrich | Z676276-1EA | https://www.sigmaaldrich.com/LT/en
Z676284-1EA | VACUUBRAND CHEMISTRY VACUUM PUMP, MZ 2C& | 1X1EA | 1 | 2019 | Sigma-Aldrich | Z676284-1EA | https://www.sigmaaldrich.com/LT/en
Z676292-1EA | VACUUBRAND CHEMISTRY VACUUM PUMP, MZ 2C& | 1X1EA | 1 | 2019 | Sigma-Aldrich | Z676292-1EA | https://www.sigmaaldrich.com/LT/en
Z676330-1EA | VACUUBRAND CHEMISTRY VACUUM SYSTEM, MZ & | 1X1EA | 1 | 2940 | Sigma-Aldrich | Z676330-1EA | https://www.sigmaaldrich.com/LT/en
Z676349-1EA | VACUUBRAND CHEMISTRY VACUUM SYSTEM, MZ & | 1X1EA | 1 | 2940 | Sigma-Aldrich | Z676349-1EA | https://www.sigmaaldrich.com/LT/en
Z676357-1EA | VACUUBRAND CHEMISTRY VACUUM SYSTEM, MZ & | 1X1EA | 1 | 2940 | Sigma-Aldrich | Z676357-1EA | https://www.sigmaaldrich.com/LT/en
CLS431448-4EA | CORNING CAP ,3L ERLENMEYER ACCESS, LUER& | 1X4EA | 1 | 608 | Sigma-Aldrich | CLS431448-4EA | https://www.sigmaaldrich.com/LT/en
CLS3729BC-50EA | CORNING PLT, 1536WL, WHITE, FB, NBS, PS& | 1X50EA | 1 | 2084 | Sigma-Aldrich | CLS3729BC-50EA | https://www.sigmaaldrich.com/LT/en
CLS3985BC-100EA | CORNING(R) 384 WELL MICROPLATE | 1X100EA | 1 | 2772 | Sigma-Aldrich | CLS3985BC-100EA | https://www.sigmaaldrich.com/LT/en
CLS431473-500EA | CORNING 50ML CENTRISTAR CAPS, STERILE | 1X500EA | 1 | 120 | Sigma-Aldrich | CLS431473-500EA | https://www.sigmaaldrich.com/LT/en
CLS3843-100EA | CORNING(R) 96 WELL POLY-D-LYSINE TREATED | 1X100EA | 1 | 2207 | Sigma-Aldrich | CLS3843-100EA | https://www.sigmaaldrich.com/LT/en
CLS431363-24EA | CORNING CAP,ERLENMEYER FLASK,3L,FLAT | 1X24EA | 1 | 194 | Sigma-Aldrich | CLS431363-24EA | https://www.sigmaaldrich.com/LT/en
Z567663-1EA | THE ALCHEMIST'S RETORT | 1X1EA | 1 | 78 | Sigma-Aldrich | Z567663-1EA | https://www.sigmaaldrich.com/LT/en
CLS3737-100EA | CORNING(TM) COSTAR(TM) NOT TREATED MULT& | 1X100EA | 1 | 367 | Sigma-Aldrich | CLS3737-100EA | https://www.sigmaaldrich.com/LT/en
Z735620-1EA | JENCO(TM) COMPOUND MICROSCOPE, 115 V, B& | 1X1EA | 1 | 629 | Sigma-Aldrich | Z735620-1EA | https://www.sigmaaldrich.com/LT/en
Z735744-1EA | JENCO(TM) COMPOUND MICROSCOPE, 115 V, B& | 1X1EA | 1 | 961 | Sigma-Aldrich | Z735744-1EA | https://www.sigmaaldrich.com/LT/en
CLS431447-6EA | CORNING CAP, 2L ERLENMEYER ACCESS, MPCQ& | 1X6EA | 1 | 845 | Sigma-Aldrich | CLS431447-6EA | https://www.sigmaaldrich.com/LT/en
Z732117-50EA | BRIGHTMAX WHITE SEALING FILM, FOR LUMIN& | 1X50EA | 1 | 40 | Sigma-Aldrich | Z732117-50EA | https://www.sigmaaldrich.com/LT/en
CLS3844-100EA | CORNING(R) 384 WELL MICROPLATE | 1X100EA | 1 | 2364 | Sigma-Aldrich | CLS3844-100EA | https://www.sigmaaldrich.com/LT/en
CLS431355-20EA | CORNING FOAM CENTRIFUGE RACK,15ML | 1X20EA | 1 | 38 | Sigma-Aldrich | CLS431355-20EA | https://www.sigmaaldrich.com/LT/en
Z724297-1EA | FIXED ANGLE ROTOR, 12 PLACE | 1X1EA | 1 | 831 | Sigma-Aldrich | Z724297-1EA | https://www.sigmaaldrich.com/LT/en
CLS431464-100EA | CORNING FLASK, 75CM, CANTED NECK, VENT C | 1X100EA | 1 | 280 | Sigma-Aldrich | CLS431464-100EA | https://www.sigmaaldrich.com/LT/en
Z734438-100EA | THERMALSEAL RTS(TM) SEALING FILMS FOR Q& | 1X100EA | 1 | 208 | Sigma-Aldrich | Z734438-100EA | https://www.sigmaaldrich.com/LT/en
CLS3893BC-50EA | CORNING PLT, 1536WL, BLK/CLR BTM, PS, T& | 1X50EA | 1 | 2408 | Sigma-Aldrich | CLS3893BC-50EA | https://www.sigmaaldrich.com/LT/en
CLS3575BC-50EA | CORNING PLT, 384WL, BLACK, FB, NBS, PS,& | 1X50EA | 1 | 903 | Sigma-Aldrich | CLS3575BC-50EA | https://www.sigmaaldrich.com/LT/en
CLS3702BC-100EA | CORNING(R) 384 WELL MICROPLATE | 1X100EA | 1 | 1060 | Sigma-Aldrich | CLS3702BC-100EA | https://www.sigmaaldrich.com/LT/en
CLS3728BC-50EA | CORNING PLT, 1536WL, BLACK, FB, NBS, PS& | 1X50EA | 1 | 1546 | Sigma-Aldrich | CLS3728BC-50EA | https://www.sigmaaldrich.com/LT/en
CLS3727BC-50EA | CORNING PLT, 1536WL, WHITE FLAT BOTTOM,& | 1X50EA | 1 | 1479 | Sigma-Aldrich | CLS3727BC-50EA | https://www.sigmaaldrich.com/LT/en
CLS3738-100EA | CORNING(TM) COSTAR(TM) NOT TREATED MULT& | 1X100EA | 1 | 333 | Sigma-Aldrich | CLS3738-100EA | https://www.sigmaaldrich.com/LT/en
Z735515-1EA | JENCO(TM) COMPOUND MICROSCOPE, 115 V, B& | 1X1EA | 1 | 574 | Sigma-Aldrich | Z735515-1EA | https://www.sigmaaldrich.com/LT/en
CLS3574BC-50EA | CORNING PLT, 384WL, WHITE, FB, NBS, PS,& | 1X50EA | 1 | 913 | Sigma-Aldrich | CLS3574BC-50EA | https://www.sigmaaldrich.com/LT/en
CLS431466-50EA | CORNING FLASK, 175CM, ANGLED NECK, VENT | 1X50EA | 1 | 360 | Sigma-Aldrich | CLS431466-50EA | https://www.sigmaaldrich.com/LT/en
CLS431470-500EA | CORNING 15ML, CENTRIFUGE TUBE, NO CAP,& | 1X500EA | 1 | 130 | Sigma-Aldrich | CLS431470-500EA | https://www.sigmaaldrich.com/LT/en
Z735841-1EA | JENCO(TM) STEREO MICROSCOPE, 115 V, BIN& | 1X1EA | 1 | 614 | Sigma-Aldrich | Z735841-1EA | https://www.sigmaaldrich.com/LT/en
Z735957-1EA | JENCO(TM) STEREO MICROSCOPE, 115 V, BIN& | 1X1EA | 1 | 614 | Sigma-Aldrich | Z735957-1EA | https://www.sigmaaldrich.com/LT/en
Z735299-1EA | JENCO(TM) COMPOUND MICROSCOPES, UTILITY& | 1X1EA | 1 | 1304 | Sigma-Aldrich | Z735299-1EA | https://www.sigmaaldrich.com/LT/en
CLS3725BC-50EA | CORNING PLT, 1536WL, WHITE, FB, PS, NT,& | 1X50EA | 1 | 1266 | Sigma-Aldrich | CLS3725BC-50EA | https://www.sigmaaldrich.com/LT/en
Z567841-1EA | ALDRICH(R) ERLENMEYER FLASK WITH ST JOI& | 1X1EA | 1 | 72 | Sigma-Aldrich | Z567841-1EA | https://www.sigmaaldrich.com/LT/en
Z567868-1EA | ALDRICH ERLENMEYER FLASK WITH ST JOINT,& | 1X1EA | 1 | 47 | Sigma-Aldrich | Z567868-1EA | https://www.sigmaaldrich.com/LT/en
CLS431463-200EA | CORNING FLASK, 25CM, CANTED NECK, VENT C | 1X200EA | 1 | 311 | Sigma-Aldrich | CLS431463-200EA | https://www.sigmaaldrich.com/LT/en
Z736171-1EA | JENCO(TM) STEREO MICROSCOPE, 115 V, BIN& | 1X1EA | 1 | 614 | Sigma-Aldrich | Z736171-1EA | https://www.sigmaaldrich.com/LT/en
Z734535-96EA | NUNC(R) LAB-TEK(R) CHAMBERED COVERGLASS& | 1X96EA | 1 | 1902 | Sigma-Aldrich | Z734535-96EA | https://www.sigmaaldrich.com/LT/en
Z734853-96EA | NUNC(R) LAB-TEK(R) II CHAMBERED COVERGL& | 1X96EA | 1 | 1706 | Sigma-Aldrich | Z734853-96EA | https://www.sigmaaldrich.com/LT/en
CLS431472-500EA | CORNING 50ML, CENTRIFUGE TUBE, NO CAP, & | 1X500EA | 1 | 165 | Sigma-Aldrich | CLS431472-500EA | https://www.sigmaaldrich.com/LT/en
CLS9016-500EA | CORNING ASPIRATING PIPETTE, 2ML, POLYST& | 1X500EA | 1 | 332 | Sigma-Aldrich | CLS9016-500EA | https://www.sigmaaldrich.com/LT/en
Z736732-32EA | GREINER CELLSTAR 384 WELL PLATE, PS, TC& | 1X32EA | 1 | 547 | Sigma-Aldrich | Z736732-32EA | https://www.sigmaaldrich.com/LT/en
CLS3842-100EA | CORNING(R) 96 WELL POLY-D-LYSINE TREATED | 1X100EA | 1 | 2207 | Sigma-Aldrich | CLS3842-100EA | https://www.sigmaaldrich.com/LT/en
CLS431364-24EA | CORNING CAP, ERLENMEYER FLASK, 2L, FLAT | 1X24EA | 1 | 163 | Sigma-Aldrich | CLS431364-24EA | https://www.sigmaaldrich.com/LT/en
Z693545-1EA | 2MAG BIOMIXCONTROL MS4 CONTROL UNIT, 23& | 1X1EA | 1 | 2392 | Sigma-Aldrich | Z693545-1EA | https://www.sigmaaldrich.com/LT/en
Z693553-1EA | 2MAG BIOMIXCONTROL MS4 CONTROL UNIT, 11& | 1X1EA | 1 | 2392 | Sigma-Aldrich | Z693553-1EA | https://www.sigmaaldrich.com/LT/en
Z693731-1EA | LABJAWS(TM) JUMBO CLAMP HOLDER, STAINLE& | 1X1EA | 1 | 77 | Sigma-Aldrich | Z693731-1EA | https://www.sigmaaldrich.com/LT/en
Z693847-1EA | SCIENCEWARE(R) BREAK-SAFE(TM) AMPULE OP& | 1X1EA | 1 | 60 | Sigma-Aldrich | Z693847-1EA | https://www.sigmaaldrich.com/LT/en
Z694444-1EA | NANOFIBER MULTIWELL PLATE, RANDOM ORIEN& | 1X1EA | 1 | 52 | Sigma-Aldrich | Z694444-1EA | https://www.sigmaaldrich.com/LT/en
Z694452-1EA | NANOFIBER MULTIWELL PLATE, RANDOM ORIEN& | 1X1EA | 1 | 56 | Sigma-Aldrich | Z694452-1EA | https://www.sigmaaldrich.com/LT/en
Z694460-1EA | NANOFIBER MULTIWELL PLATE, RANDOM ORIEN& | 1X1EA | 1 | 67 | Sigma-Aldrich | Z694460-1EA | https://www.sigmaaldrich.com/LT/en
Z694479-1EA | NANOFIBER MULTIWELL PLATE, RANDOM ORIEN& | 1X1EA | 1 | 60 | Sigma-Aldrich | Z694479-1EA | https://www.sigmaaldrich.com/LT/en
Z694487-1EA | NANOFIBER CELL CULTURE DISH, RANDOM ORI& | 1X1EA | 1 | 40 | Sigma-Aldrich | Z694487-1EA | https://www.sigmaaldrich.com/LT/en
Z694495-1EA | NANOFIBER CELL CULTURE DISH, | 1X1EA | 1 | 44 | Sigma-Aldrich | Z694495-1EA | https://www.sigmaaldrich.com/LT/en
Z694517-12EA | NANOFIBER MULTIWELL PLATE INSERTS, RAND& | 1X12EA | 1 | 49 | Sigma-Aldrich | Z694517-12EA | https://www.sigmaaldrich.com/LT/en
Z694533-1EA | NANOFIBER MULTIWELL PLATE, ALIGNED NANO& | 1X1EA | 1 | 56 | Sigma-Aldrich | Z694533-1EA | https://www.sigmaaldrich.com/LT/en
Z694541-1EA | NANOFIBER MULTIWELL PLATE, ALIGNED NANO& | 1X1EA | 1 | 60 | Sigma-Aldrich | Z694541-1EA | https://www.sigmaaldrich.com/LT/en
Z694568-1EA | NANOFIBER MULTIWELL PLATE, ALIGNED NANO& | 1X1EA | 1 | 71 | Sigma-Aldrich | Z694568-1EA | https://www.sigmaaldrich.com/LT/en
Z694576-1EA | NANOFIBER MULTIWELL PLATE, ALIGNED NANO& | 1X1EA | 1 | 65 | Sigma-Aldrich | Z694576-1EA | https://www.sigmaaldrich.com/LT/en
Z694584-1EA | NANOFIBER CELL CULTURE DISH, ALIGNED NA& | 1X1EA | 1 | 44 | Sigma-Aldrich | Z694584-1EA | https://www.sigmaaldrich.com/LT/en
Z694592-1EA | NANOFIBER CELL CULTURE DISH, ALIGNED NA& | 1X1EA | 1 | 48 | Sigma-Aldrich | Z694592-1EA | https://www.sigmaaldrich.com/LT/en
Z694606-6EA | NANOFIBER MULTIWELL PLATE INSERTS, ALIG& | 1X6EA | 1 | 48 | Sigma-Aldrich | Z694606-6EA | https://www.sigmaaldrich.com/LT/en
Z694614-12EA | NANOFIBER MULTIWELL PLATE INSERTS, ALIG& | 1X12EA | 1 | 53 | Sigma-Aldrich | Z694614-12EA | https://www.sigmaaldrich.com/LT/en
CLS11440-4EA | CORNING(R) CLOSED SYSTEM ERLENMEYER FLA& | 1X4EA | 1 | 491 | Sigma-Aldrich | CLS11440-4EA | https://www.sigmaaldrich.com/LT/en
CLS3546-6EA | CORNING(R) CLOSED SYSTEM SPINNER FLASK,& | 1X6EA | 1 | 2800 | Sigma-Aldrich | CLS3546-6EA | https://www.sigmaaldrich.com/LT/en
CLS3762-100EA | CORNING(R) 384 WELL MICROPLATE, LOW FLAN | 1X100EA | 1 | 1680 | Sigma-Aldrich | CLS3762-100EA | https://www.sigmaaldrich.com/LT/en
CLS3764-100EA | CORNING(R) 384 WELL MICROPLATE, LOW FLAN | 1X100EA | 1 | 1815 | Sigma-Aldrich | CLS3764-100EA | https://www.sigmaaldrich.com/LT/en
CLS3768-100EA | CORNING(R) 384 WELL ASSAY PLATE, PDL CO& | 1X100EA | 1 | 3954 | Sigma-Aldrich | CLS3768-100EA | https://www.sigmaaldrich.com/LT/en
CLS3770-100EA | CORNING(R) 384 WELL ASSAY PLATES, CELLB& | 1X100EA | 1 | 2408 | Sigma-Aldrich | CLS3770-100EA | https://www.sigmaaldrich.com/LT/en
Z693537-1EA | 2MAG BIOMIXCONTROL MS4 CONTROL UNIT, 23& | 1X1EA | 1 | 2392 | Sigma-Aldrich | Z693537-1EA | https://www.sigmaaldrich.com/LT/en
Z742085-1EA | DIGITAL EXACT-TEMP MIN/MAX BOTTLE THERM& | 1X1EA | 1 | 84 | Sigma-Aldrich | Z742085-1EA | https://www.sigmaaldrich.com/LT/en
Z742083-1EA | DIGITAL EXACT-TEMP MIN/MAX BOTTLE THERM& | 1X1EA | 1 | 84 | Sigma-Aldrich | Z742083-1EA | https://www.sigmaaldrich.com/LT/en
Z742086-1EA | DIGITAL EXACT-TEMP MIN/MAX BOTTLE THERM& | 1X1EA | 1 | 84 | Sigma-Aldrich | Z742086-1EA | https://www.sigmaaldrich.com/LT/en
Z742084-1EA | DIGITAL EXACT-TEMP MIN/MAX BOTTLE THERM& | 1X1EA | 1 | 84 | Sigma-Aldrich | Z742084-1EA | https://www.sigmaaldrich.com/LT/en
Z742087-1EA | DIGITAL EXACT-TEMP MIN/MAX BOTTLE THERM& | 1X1EA | 1 | 84 | Sigma-Aldrich | Z742087-1EA | https://www.sigmaaldrich.com/LT/en
Z741990-1EA | EXACT-TEMP BOTTLE THERMOMETER, FOR BLOO& | 1X1EA | 1 | 75 | Sigma-Aldrich | Z741990-1EA | https://www.sigmaaldrich.com/LT/en
20447 | KWIK-TITE RATCHET 7/16IN WRENCH FOR 1/8& | 1X1EA | 1 | 78 | Sigma-Aldrich | 20447 | https://www.sigmaaldrich.com/LT/en
20592 | REPLACEMENT WHEELS FOR GLASS TUBING CUT& | 1X1EA | 1 | 57 | Sigma-Aldrich | 20592 | https://www.sigmaaldrich.com/LT/en
22406 | PULLER/INSERTER PK/2 | 1X1EA | 1 | 35 | Sigma-Aldrich | 22406 | https://www.sigmaaldrich.com/LT/en
22627 | PID WINDOW CLEANING KIT | 1X1EA | 1 | 28 | Sigma-Aldrich | 22627 | https://www.sigmaaldrich.com/LT/en
23226 | STIRRING BARS 0.3ML TO 2ML M.V. PK6 | 1X1EA | 1 | 123 | Sigma-Aldrich | 23226 | https://www.sigmaaldrich.com/LT/en
23227 | STIRRING BARS 3ML TO 5ML M.V.PK6 | 1X1EA | 1 | 123 | Sigma-Aldrich | 23227 | https://www.sigmaaldrich.com/LT/en
CLS431471-500EA | CORNING 15ML CENTRISTAR CAPS, | 1X500EA | 1 | 73 | Sigma-Aldrich | CLS431471-500EA | https://www.sigmaaldrich.com/LT/en
CLS3736-100EA | CORNING(TM) COSTAR(TM) NOT TREATED MULT& | 1X100EA | 1 | 324 | Sigma-Aldrich | CLS3736-100EA | https://www.sigmaaldrich.com/LT/en
CLS402614-1EA | DIRECT OVERHEAD DRIVE 100MM CENTER CAP & | 1X1EA | 1 | 3596 | Sigma-Aldrich | CLS402614-1EA | https://www.sigmaaldrich.com/LT/en
CLS431489-12EA | CORNING SPIN-X UF, 20ML CONCENTRATOR, 3& | 1X12EA | 1 | 168 | Sigma-Aldrich | CLS431489-12EA | https://www.sigmaaldrich.com/LT/en
CLS431491-12EA | CORNING SPIN-X UF, 20ML CONCENTRATOR, 1& | 1X12EA | 1 | 168 | Sigma-Aldrich | CLS431491-12EA | https://www.sigmaaldrich.com/LT/en
CLS431477-25EA | CORNING SPIN-X UF, 500UL,CONCE | 1X25EA | 1 | 156 | Sigma-Aldrich | CLS431477-25EA | https://www.sigmaaldrich.com/LT/en
CLS431479-25EA | CORNING SPIN-X UF, 500UL CONCENTRATOR, & | 1X25EA | 1 | 157 | Sigma-Aldrich | CLS431479-25EA | https://www.sigmaaldrich.com/LT/en
CLS431483-25EA | CORNING SPIN-X UF, 6ML CONCENTRATOR, 10& | 1X25EA | 1 | 233 | Sigma-Aldrich | CLS431483-25EA | https://www.sigmaaldrich.com/LT/en
CLS431482-25EA | CORNING SPIN-X UF, 6ML CONCENTRATOR, 5K& | 1X25EA | 1 | 233 | Sigma-Aldrich | CLS431482-25EA | https://www.sigmaaldrich.com/LT/en
CLS431486-25EA | CORNING SPIN-X UF, 6ML CONCENTRATOR, 10& | 1X25EA | 1 | 233 | Sigma-Aldrich | CLS431486-25EA | https://www.sigmaaldrich.com/LT/en
CLS431487-12EA | CORNING SPIN-X UF, 20ML, CONCENTRATOR, & | 1X12EA | 1 | 168 | Sigma-Aldrich | CLS431487-12EA | https://www.sigmaaldrich.com/LT/en
CLS431484-25EA | CORNING SPIN-X UF, 6ML CONCENTRATOR, 30& | 1X25EA | 1 | 233 | Sigma-Aldrich | CLS431484-25EA | https://www.sigmaaldrich.com/LT/en
CLS431485-25EA | CORNING SPIN-X UF, 6ML CONCENTRATOR, 50& | 1X25EA | 1 | 233 | Sigma-Aldrich | CLS431485-25EA | https://www.sigmaaldrich.com/LT/en
CLS431488-12EA | CORNING SPIN-X UF, 20ML CONCENTRATOR, 1& | 1X12EA | 1 | 168 | Sigma-Aldrich | CLS431488-12EA | https://www.sigmaaldrich.com/LT/en
CLS431478-25EA | CORNING SPIN-X UF, 500UL CONCENTRATOR, 1 | 1X25EA | 1 | 157 | Sigma-Aldrich | CLS431478-25EA | https://www.sigmaaldrich.com/LT/en
CLS431480-25EA | CORNING SPIN-X UF, 500UL CONCENTRATOR, & | 1X25EA | 1 | 157 | Sigma-Aldrich | CLS431480-25EA | https://www.sigmaaldrich.com/LT/en
CLS431481-25EA | CORNING SPIN-X UF, 500UL CONCENTRATOR, & | 1X25EA | 1 | 157 | Sigma-Aldrich | CLS431481-25EA | https://www.sigmaaldrich.com/LT/en
CLS431490-12EA | CORNING SPIN-X UF, 20ML CONCENTRATOR, 5& | 1X12EA | 1 | 168 | Sigma-Aldrich | CLS431490-12EA | https://www.sigmaaldrich.com/LT/en
THS05114-2EA | THALESNANO CATCART CATALYST CARTRIDGE SY | 1X2EA | 1 | 345 | Sigma-Aldrich | THS05114-2EA | https://www.sigmaaldrich.com/LT/en
THS05117-2EA | THALESNANO CATCART CATALYST CARTRIDGE SY | 1X2EA | 1 | 901 | Sigma-Aldrich | THS05117-2EA | https://www.sigmaaldrich.com/LT/en
THS06116-2EA | THALESNANO CATCART CATALYST CARTRIDGE SY | 1X2EA | 1 | 139 | Sigma-Aldrich | THS06116-2EA | https://www.sigmaaldrich.com/LT/en
THS05119-2EA | THALESNANO CATCART CATALYST CARTRIDGE SY | 1X2EA | 1 | 363 | Sigma-Aldrich | THS05119-2EA | https://www.sigmaaldrich.com/LT/en
THS02118-2EA | THALESNANO CATCART CATALYST CARTRIDGE SY | 1X2EA | 1 | 231 | Sigma-Aldrich | THS02118-2EA | https://www.sigmaaldrich.com/LT/en
THS04131-2EA | THALESNANO CATCART CATALYST CARTRIDGE SY | 1X2EA | 1 | 474 | Sigma-Aldrich | THS04131-2EA | https://www.sigmaaldrich.com/LT/en
THS04117-2EA | THALESNANO CATCART CATALYST CARTRIDGE SY | 1X2EA | 1 | 156 | Sigma-Aldrich | THS04117-2EA | https://www.sigmaaldrich.com/LT/en
THS01418-2EA | THALESNANO CATCART CATALYST CARTRIDGE SY | 1X2EA | 1 | 254 | Sigma-Aldrich | THS01418-2EA | https://www.sigmaaldrich.com/LT/en
CLS4622-1EA | CORNING(R) MICROCARRIERS, LOW CONCENTRA& | 1X1EA | 1 | 2285 | Sigma-Aldrich | CLS4622-1EA | https://www.sigmaaldrich.com/LT/en
CLS4627-1EA | CORNING(R) DISPOSABLE ASEPTIC TRANSFER & | 1X1EA | 1 | 235 | Sigma-Aldrich | CLS4627-1EA | https://www.sigmaaldrich.com/LT/en
CLS4628-1EA | CORNING(R) DISPOSABLE ASEPTIC TRANSFER & | 1X1EA | 1 | 217 | Sigma-Aldrich | CLS4628-1EA | https://www.sigmaaldrich.com/LT/en
CLS4624-1EA | CORNING(R) MICROCARRIERS, UNTREATED, WE& | 1X1EA | 1 | 912 | Sigma-Aldrich | CLS4624-1EA | https://www.sigmaaldrich.com/LT/en
CLS4626-1EA | CORNING(R) DISPOSABLE ASEPTIC TRANSFER & | 1X1EA | 1 | 220 | Sigma-Aldrich | CLS4626-1EA | https://www.sigmaaldrich.com/LT/en
CLS4629-1EA | CORNING(R) DISPOSABLE ASEPTIC TRANSFER & | 1X1EA | 1 | 232 | Sigma-Aldrich | CLS4629-1EA | https://www.sigmaaldrich.com/LT/en
CLS4625-1EA | CORNING(R) MICROCARRIERS, UNTREATED, WE& | 1X1EA | 1 | 3528 | Sigma-Aldrich | CLS4625-1EA | https://www.sigmaaldrich.com/LT/en
CLS4620-1EA | CORNING(R) MICROCARRIERS, ENHANCED ATTA& | 1X1EA | 1 | 1143 | Sigma-Aldrich | CLS4620-1EA | https://www.sigmaaldrich.com/LT/en
33315 | 120V BLOCK HEATER - STANDARD | 1X1EA | 1 | 485 | Sigma-Aldrich | 33315 | https://www.sigmaaldrich.com/LT/en
33316 | BLOCK 1, 8 HOLE, 21MM DIA | 1X1EA | 1 | 155 | Sigma-Aldrich | 33316 | https://www.sigmaaldrich.com/LT/en
58067 | MEMBRANES NYLON 66 .45UM PK/50 | 1X1EA | 1 | 63 | Sigma-Aldrich | 58067 | https://www.sigmaaldrich.com/LT/en
58086 | 1.5UM TEFLON FILTER MEMBRANES, 47MM, PK& | 1X1EA | 1 | 61 | Sigma-Aldrich | 58086 | https://www.sigmaaldrich.com/LT/en
58188 | MEMBRANES 47MM 0.22UM PK/100CELLULOSIC | 1X1EA | 1 | 306 | Sigma-Aldrich | 58188 | https://www.sigmaaldrich.com/LT/en
64728 | MACRO CONDENSER W/GR JT | 1X1EA | 1 | 61 | Sigma-Aldrich | 64728 | https://www.sigmaaldrich.com/LT/en
THS01311-2EA | THALESNANO CATCART CATALYST CARTRIDGE S& | 1X2EA | 1 | 190 | Sigma-Aldrich | THS01311-2EA | https://www.sigmaaldrich.com/LT/en
THS01413-2EA | THALESNANO CATCART CATALYST CARTRIDGE SY | 1X2EA | 1 | 168 | Sigma-Aldrich | THS01413-2EA | https://www.sigmaaldrich.com/LT/en
THS03115-2EA | THALESNANO CATCART CATALYST CARTRIDGE SY | 1X2EA | 1 | 145 | Sigma-Aldrich | THS03115-2EA | https://www.sigmaaldrich.com/LT/en
THS03113-2EA | THALESNANO CATCART CATALYST CARTRIDGE S& | 1X2EA | 1 | 139 | Sigma-Aldrich | THS03113-2EA | https://www.sigmaaldrich.com/LT/en
THS01317-2EA | THALESNANO CATCART CATALYST CARTRIDGE SY | 1X2EA | 1 | 244 | Sigma-Aldrich | THS01317-2EA | https://www.sigmaaldrich.com/LT/en
THS01117-2EA | THALESNANO CATCART CATALYST CARTRIDGE SY | 1X2EA | 1 | 123 | Sigma-Aldrich | THS01117-2EA | https://www.sigmaaldrich.com/LT/en
THS02112-2EA | THALESNANO CATCART CATALYST CARTRIDGE SY | 1X2EA | 1 | 166 | Sigma-Aldrich | THS02112-2EA | https://www.sigmaaldrich.com/LT/en
THS03132-2EA | THALESNANO CATCART CATALYST CARTRIDGE SY | 1X2EA | 1 | 310 | Sigma-Aldrich | THS03132-2EA | https://www.sigmaaldrich.com/LT/en
THS01732-2EA | THALESNANO CATCART CATALYST CARTRIDGE S& | 1X2EA | 1 | 434 | Sigma-Aldrich | THS01732-2EA | https://www.sigmaaldrich.com/LT/en
THS01439-2EA | THALESNANO CATCART CATALYST CARTRIDGE S& | 1X2EA | 1 | 318 | Sigma-Aldrich | THS01439-2EA | https://www.sigmaaldrich.com/LT/en
THS01149-2EA | THALESNANO MICROCATCART CATALYST CARTRI& | 1X2EA | 1 | 127 | Sigma-Aldrich | THS01149-2EA | https://www.sigmaaldrich.com/LT/en
THS01143-2EA | THALESNANO MICROCATCART CATAL | 1X2EA | 1 | 145 | Sigma-Aldrich | THS01143-2EA | https://www.sigmaaldrich.com/LT/en
THS02148-2EA | THALESNANO MICROCATCART CATALY | 1X2EA | 1 | 203 | Sigma-Aldrich | THS02148-2EA | https://www.sigmaaldrich.com/LT/en
THS02142-2EA | THALESNANO MICROCATCART CATALY | 1X2EA | 1 | 158 | Sigma-Aldrich | THS02142-2EA | https://www.sigmaaldrich.com/LT/en
THS02145-2EA | THALESNANO MICROCATCART CATALY | 1X2EA | 1 | 107 | Sigma-Aldrich | THS02145-2EA | https://www.sigmaaldrich.com/LT/en
THS01433-2EA | THALESNANO CATCART CATALYST CARTRIDGE SY | 1X2EA | 1 | 359 | Sigma-Aldrich | THS01433-2EA | https://www.sigmaaldrich.com/LT/en
THS01435-2EA | THALESNANO CATCART CATALYST CARTRIDGE S& | 1X2EA | 1 | 359 | Sigma-Aldrich | THS01435-2EA | https://www.sigmaaldrich.com/LT/en
THS02132-2EA | THALESNANO CATCART CATALYST CARTRIDGE SY | 1X2EA | 1 | 351 | Sigma-Aldrich | THS02132-2EA | https://www.sigmaaldrich.com/LT/en
THS03144-2EA | THALESNANO MICROCATCART CATALY | 1X2EA | 1 | 89 | Sigma-Aldrich | THS03144-2EA | https://www.sigmaaldrich.com/LT/en
THS01730-2EA | THALESNANO CATCART CATALYST CARTRIDGE SY | 1X2EA | 1 | 434 | Sigma-Aldrich | THS01730-2EA | https://www.sigmaaldrich.com/LT/en
THS01710-2EA | THALESNANO CATCART CATALYST CARTRIDGE SY | 1X2EA | 1 | 139 | Sigma-Aldrich | THS01710-2EA | https://www.sigmaaldrich.com/LT/en
THS03114-2EA | THALESNANO CATCART CATALYST CARTRIDGE SY | 1X2EA | 1 | 97 | Sigma-Aldrich | THS03114-2EA | https://www.sigmaaldrich.com/LT/en
THS03111-2EA | THALESNANO CATCART CATALYST CARTRIDGE SY | 1X2EA | 1 | 244 | Sigma-Aldrich | THS03111-2EA | https://www.sigmaaldrich.com/LT/en
THS03116-2EA | THALESNANO CATCART CATALYST CARTRIDGE SY | 1X2EA | 1 | 152 | Sigma-Aldrich | THS03116-2EA | https://www.sigmaaldrich.com/LT/en
THS04114-2EA | THALESNANO CATCART CATALYST CARTRIDGE SY | 1X2EA | 1 | 123 | Sigma-Aldrich | THS04114-2EA | https://www.sigmaaldrich.com/LT/en
THS01519-2EA | THALESNANO CATCART CATALYST CARTRIDGE SY | 1X2EA | 1 | 176 | Sigma-Aldrich | THS01519-2EA | https://www.sigmaaldrich.com/LT/en
THS01313-2EA | THALESNANO CATCART CATALYST CARTRIDGE SY | 1X2EA | 1 | 158 | Sigma-Aldrich | THS01313-2EA | https://www.sigmaaldrich.com/LT/en
THS01412-2EA | THALESNANO CATCART CATALYST CARTRIDGE SY | 1X2EA | 1 | 190 | Sigma-Aldrich | THS01412-2EA | https://www.sigmaaldrich.com/LT/en
THS01534-2EA | THALESNANO CATCART CATALYST CARTRIDGE SY | 1X2EA | 1 | 289 | Sigma-Aldrich | THS01534-2EA | https://www.sigmaaldrich.com/LT/en
THS01532-2EA | THALESNANO CATCART CATALYST CARTRIDGE SY | 1X2EA | 1 | 353 | Sigma-Aldrich | THS01532-2EA | https://www.sigmaaldrich.com/LT/en
THS01637-2EA | THALESNANO CATCART CATALYST CARTRIDGE S& | 1X2EA | 1 | 389 | Sigma-Aldrich | THS01637-2EA | https://www.sigmaaldrich.com/LT/en
THS01133-2EA | THALESNANO CATCART CATALYST CARTRIDGE SY | 1X2EA | 1 | 556 | Sigma-Aldrich | THS01133-2EA | https://www.sigmaaldrich.com/LT/en
THS01535-2EA | THALESNANO CATCART CATALYST CARTRIDGE SY | 1X2EA | 1 | 647 | Sigma-Aldrich | THS01535-2EA | https://www.sigmaaldrich.com/LT/en
THS01049-2EA | THALESNANO MICROCATCART CATALYST CARTRI | 1X2EA | 1 | 86 | Sigma-Aldrich | THS01049-2EA | https://www.sigmaaldrich.com/LT/en
THS03147-2EA | THALESNANO MICROCATCART CATALYST CARTRI& | 1X2EA | 1 | 145 | Sigma-Aldrich | THS03147-2EA | https://www.sigmaaldrich.com/LT/en
THS01130-2EA | THALESNANO CATCART CATALYST CARTRIDGE SY | 1X2EA | 1 | 236 | Sigma-Aldrich | THS01130-2EA | https://www.sigmaaldrich.com/LT/en
THS01734-2EA | THALESNANO CATCART CATALYST CARTRIDGE SY | 1X2EA | 1 | 406 | Sigma-Aldrich | THS01734-2EA | https://www.sigmaaldrich.com/LT/en
THS01616-2EA | THALESNANO CATCART CATALYST CARTRIDGE S& | 1X2EA | 1 | 190 | Sigma-Aldrich | THS01616-2EA | https://www.sigmaaldrich.com/LT/en
THS03118-2EA | THALESNANO CATCART CATALYST CARTRIDGE SY | 1X2EA | 1 | 113 | Sigma-Aldrich | THS03118-2EA | https://www.sigmaaldrich.com/LT/en
THS01118-2EA | THALESNANO CATCART CATALYST CARTRIDGE SY | 1X2EA | 1 | 176 | Sigma-Aldrich | THS01118-2EA | https://www.sigmaaldrich.com/LT/en
THS01511-2EA | THALESNANO CATCART CATALYST CARTRIDGE SY | 1X2EA | 1 | 123 | Sigma-Aldrich | THS01511-2EA | https://www.sigmaaldrich.com/LT/en
THS01712-2EA | THALESNANO CATCART CATALYST CARTRIDGE S& | 1X2EA | 1 | 139 | Sigma-Aldrich | THS01712-2EA | https://www.sigmaaldrich.com/LT/en
THS01314-2EA | THALESNANO CATCART CATALYST CARTRIDGE SY | 1X2EA | 1 | 236 | Sigma-Aldrich | THS01314-2EA | https://www.sigmaaldrich.com/LT/en
THS03136-2EA | THALESNANO CATCART CATALYST CARTRIDGE SY | 1X2EA | 1 | 491 | Sigma-Aldrich | THS03136-2EA | https://www.sigmaaldrich.com/LT/en
THS01531-2EA | THALESNANO CATCART CATALYST CARTRIDGE SY | 1X2EA | 1 | 334 | Sigma-Aldrich | THS01531-2EA | https://www.sigmaaldrich.com/LT/en
THS02133-2EA | THALESNANO CATCART CATALYST CARTRIDGE SY | 1X2EA | 1 | 531 | Sigma-Aldrich | THS02133-2EA | https://www.sigmaaldrich.com/LT/en
THS01137-2EA | THALESNANO CATCART CATALYST CARTRIDGE SY | 1X2EA | 1 | 322 | Sigma-Aldrich | THS01137-2EA | https://www.sigmaaldrich.com/LT/en
THS01432-2EA | THALESNANO CATCART CATALYST CARTRIDGE S& | 1X2EA | 1 | 359 | Sigma-Aldrich | THS01432-2EA | https://www.sigmaaldrich.com/LT/en
THS03141-2EA | THALESNANO MICROCATCART CATALY | 1X2EA | 1 | 223 | Sigma-Aldrich | THS03141-2EA | https://www.sigmaaldrich.com/LT/en
THS02141-2EA | THALESNANO MICROCATCART CATALY | 1X2EA | 1 | 94 | Sigma-Aldrich | THS02141-2EA | https://www.sigmaaldrich.com/LT/en
THS02147-2EA | THALESNANO MICROCATCART CATALY | 1X2EA | 1 | 188 | Sigma-Aldrich | THS02147-2EA | https://www.sigmaaldrich.com/LT/en
THS01146-2EA | THALESNANO MICROCATCART CATAL | 1X2EA | 1 | 104 | Sigma-Aldrich | THS01146-2EA | https://www.sigmaaldrich.com/LT/en
THS02146-2EA | THALESNANO MICROCATCART CATALY | 1X2EA | 1 | 201 | Sigma-Aldrich | THS02146-2EA | https://www.sigmaaldrich.com/LT/en
THS01512-2EA | THALESNANO CATCART CATALYST CARTRIDGE SY | 1X2EA | 1 | 347 | Sigma-Aldrich | THS01512-2EA | https://www.sigmaaldrich.com/LT/en
THS01319-2EA | THALESNANO CATCART CATALYST CARTRIDGE SY | 1X2EA | 1 | 225 | Sigma-Aldrich | THS01319-2EA | https://www.sigmaaldrich.com/LT/en
THS01116-2EA | THALESNANO CATCART CATALYST CARTRIDGE SY | 1X2EA | 1 | 113 | Sigma-Aldrich | THS01116-2EA | https://www.sigmaaldrich.com/LT/en
THS03139-2EA | THALESNANO CATCART CATALYST CARTRIDGE SY | 1X2EA | 1 | 542 | Sigma-Aldrich | THS03139-2EA | https://www.sigmaaldrich.com/LT/en
THS01831-2EA | THALESNANO CATCART CATALYST CARTRIDGE S& | 1X2EA | 1 | 454 | Sigma-Aldrich | THS01831-2EA | https://www.sigmaaldrich.com/LT/en
THS02138-2EA | THALESNANO CATCART CATALYST CARTRIDGE SY | 1X2EA | 1 | 588 | Sigma-Aldrich | THS02138-2EA | https://www.sigmaaldrich.com/LT/en
THS03145-2EA | THALESNANO MICROCATCART CATALY | 1X2EA | 1 | 131 | Sigma-Aldrich | THS03145-2EA | https://www.sigmaaldrich.com/LT/en
THS01638-2EA | THALESNANO CATCART CATALYST CARTRIDGE S& | 1X2EA | 1 | 751 | Sigma-Aldrich | THS01638-2EA | https://www.sigmaaldrich.com/LT/en
THS01735-2EA | THALESNANO CATCART CATALYST CARTRIDGE SY | 1X2EA | 1 | 559 | Sigma-Aldrich | THS01735-2EA | https://www.sigmaaldrich.com/LT/en
THS01518-2EA | THALESNANO CATCART CATALYST CARTRIDGE SY | 1X2EA | 1 | 1480 | Sigma-Aldrich | THS01518-2EA | https://www.sigmaaldrich.com/LT/en
THS01539-2EA | THALESNANO CATCART CATALYST CARTRIDGE SY | 1X2EA | 1 | 322 | Sigma-Aldrich | THS01539-2EA | https://www.sigmaaldrich.com/LT/en
THS01136-2EA | THALESNANO CATCART CATALYST CARTRIDGE SY | 1X2EA | 1 | 223 | Sigma-Aldrich | THS01136-2EA | https://www.sigmaaldrich.com/LT/en
THS02135-2EA | THALESNANO CATCART CATALYST CARTRIDGE SY | 1X2EA | 1 | 316 | Sigma-Aldrich | THS02135-2EA | https://www.sigmaaldrich.com/LT/en
THS01141-2EA | THALESNANO MICROCATCART CATALYST CARTRI& | 1X2EA | 1 | 97 | Sigma-Aldrich | THS01141-2EA | https://www.sigmaaldrich.com/LT/en
THS01733-2EA | THALESNANO CATCART CATALYST CARTRIDGE S& | 1X2EA | 1 | 434 | Sigma-Aldrich | THS01733-2EA | https://www.sigmaaldrich.com/LT/en
THS03138-2EA | THALESNANO CATCART CATALYST CARTRIDGE SY | 1X2EA | 1 | 281 | Sigma-Aldrich | THS03138-2EA | https://www.sigmaaldrich.com/LT/en
THS01713-2EA | THALESNANO CATCART CATALYST CARTRIDGE S& | 1X2EA | 1 | 139 | Sigma-Aldrich | THS01713-2EA | https://www.sigmaaldrich.com/LT/en
THS03117-2EA | THALESNANO CATCART CATALYST CARTRIDGE SY | 1X2EA | 1 | 166 | Sigma-Aldrich | THS03117-2EA | https://www.sigmaaldrich.com/LT/en
THS01533-2EA | THALESNANO CATCART CATALYST CARTRIDGE SY | 1X2EA | 1 | 497 | Sigma-Aldrich | THS01533-2EA | https://www.sigmaaldrich.com/LT/en
THS03137-2EA | THALESNANO CATCART CATALYST CARTRIDGE SY | 1X2EA | 1 | 531 | Sigma-Aldrich | THS03137-2EA | https://www.sigmaaldrich.com/LT/en
THS01715-2EA | THALESNANO CATCART CATALYST CARTRIDGE SY | 1X2EA | 1 | 262 | Sigma-Aldrich | THS01715-2EA | https://www.sigmaaldrich.com/LT/en
THS04116-2EA | THALESNANO CATCART CATALYST CARTRIDGE SY | 1X2EA | 1 | 166 | Sigma-Aldrich | THS04116-2EA | https://www.sigmaaldrich.com/LT/en
THS03119-2EA | THALESNANO CATCART CATALYST CARTRIDGE SY | 1X2EA | 1 | 236 | Sigma-Aldrich | THS03119-2EA | https://www.sigmaaldrich.com/LT/en
THS01414-2EA | THALESNANO CATCART CATALYST CARTRIDGE SY | 1X2EA | 1 | 118 | Sigma-Aldrich | THS01414-2EA | https://www.sigmaaldrich.com/LT/en
THS01316-2EA | THALESNANO CATCART CATALYST CARTRIDGE SY | 1X2EA | 1 | 164 | Sigma-Aldrich | THS01316-2EA | https://www.sigmaaldrich.com/LT/en
THS01321-2EA | THALESNANO CATCART CATALYST CARTRIDGE SY | 1X2EA | 1 | 164 | Sigma-Aldrich | THS01321-2EA | https://www.sigmaaldrich.com/LT/en
THS02137-2EA | THALESNANO CATCART CATALYST CARTRIDGE SY | 1X2EA | 1 | 361 | Sigma-Aldrich | THS02137-2EA | https://www.sigmaaldrich.com/LT/en
THS01134-2EA | THALESNANO CATCART CATALYST | 1X2EA | 1 | 615 | Sigma-Aldrich | THS01134-2EA | https://www.sigmaaldrich.com/LT/en
THS01538-2EA | THALESNANO CATCART CATALYST CARTRIDGE SY | 1X2EA | 1 | 1676 | Sigma-Aldrich | THS01538-2EA | https://www.sigmaaldrich.com/LT/en
THS03142-2EA | THALESNANO MICROCATCART CATALY | 1X2EA | 1 | 107 | Sigma-Aldrich | THS03142-2EA | https://www.sigmaaldrich.com/LT/en
THS02143-2EA | THALESNANO MICROCATCART CATALY | 1X2EA | 1 | 248 | Sigma-Aldrich | THS02143-2EA | https://www.sigmaaldrich.com/LT/en
THS01144-2EA | THALESNANO MICROCATCART CATAL | 1X2EA | 1 | 322 | Sigma-Aldrich | THS01144-2EA | https://www.sigmaaldrich.com/LT/en
THS03134-2EA | THALESNANO CATCART CATALYST CARTRIDGE SY | 1X2EA | 1 | 225 | Sigma-Aldrich | THS03134-2EA | https://www.sigmaaldrich.com/LT/en
THS03131-2EA | THALESNANO CATCART CATALYST CARTRIDGE SY | 1X2EA | 1 | 629 | Sigma-Aldrich | THS03131-2EA | https://www.sigmaaldrich.com/LT/en
THS01619-2EA | THALESNANO CATCART CATALYST CARTRIDGE S& | 1X2EA | 1 | 137 | Sigma-Aldrich | THS01619-2EA | https://www.sigmaaldrich.com/LT/en
THS04115-2EA | THALESNANO CATCART CATALYST CARTRIDGE SY | 1X2EA | 1 | 118 | Sigma-Aldrich | THS04115-2EA | https://www.sigmaaldrich.com/LT/en
THS01514-2EA | THALESNANO CATCART CATALYST CARTRIDGE SY | 1X2EA | 1 | 164 | Sigma-Aldrich | THS01514-2EA | https://www.sigmaaldrich.com/LT/en
THS01415-2EA | THALESNANO CATCART CATALYST CARTRIDGE S& | 1X2EA | 1 | 176 | Sigma-Aldrich | THS01415-2EA | https://www.sigmaaldrich.com/LT/en
Z676845-5X960EA | ART(R) SOFTFIT L RELOAD SYSTEM(TM), VOL& | 5X960EA | 1 | 594 | Sigma-Aldrich | Z676845-5X960EA | https://www.sigmaaldrich.com/LT/en
Z676853-5X960EA | ART(R) LOW RETENTION SOFTFIT L RELOAD SY | 5X960EA | 1 | 652 | Sigma-Aldrich | Z676853-5X960EA | https://www.sigmaaldrich.com/LT/en
Z676861-5X960EA | ART(R) SOFTFIT L RELOAD SYSTEM(TM), VOL& | 5X960EA | 1 | 601 | Sigma-Aldrich | Z676861-5X960EA | https://www.sigmaaldrich.com/LT/en
Z676888-5X960EA | ART(R) LOW RETENTION SOFTFIT L RELOAD SY | 5X960EA | 1 | 661 | Sigma-Aldrich | Z676888-5X960EA | https://www.sigmaaldrich.com/LT/en
Z676896-5X960EA | ART(R) SOFTFIT L RELOAD SYSTEM(TM), VOL& | 5X960EA | 1 | 594 | Sigma-Aldrich | Z676896-5X960EA | https://www.sigmaaldrich.com/LT/en
Z676918-5X960EA | ART(R) LOW RETENTION SOFTFIT L RELOAD SY | 5X960EA | 1 | 652 | Sigma-Aldrich | Z676918-5X960EA | https://www.sigmaaldrich.com/LT/en
Z676926-5X960EA | ART(R) SOFTFIT L RELOAD SYSTEM(TM), VOL& | 5X960EA | 1 | 601 | Sigma-Aldrich | Z676926-5X960EA | https://www.sigmaaldrich.com/LT/en
Z676934-5X960EA | ART(R) LOW RETENTION SOFTFIT L RELOAD SY | 5X960EA | 1 | 661 | Sigma-Aldrich | Z676934-5X960EA | https://www.sigmaaldrich.com/LT/en
Z676942-5X960EA | ART(R) SOFTFIT L RELOAD SYSTEM(TM), VOL& | 5X960EA | 1 | 594 | Sigma-Aldrich | Z676942-5X960EA | https://www.sigmaaldrich.com/LT/en
Z676950-5X960EA | ART(R) LOW RETENTION SOFTFIT L RELOAD SY | 5X960EA | 1 | 671 | Sigma-Aldrich | Z676950-5X960EA | https://www.sigmaaldrich.com/LT/en
Z676969-5X960EA | ART(R) SOFTFIT L RELOAD SYSTEM(TM), VOL& | 5X960EA | 1 | 601 | Sigma-Aldrich | Z676969-5X960EA | https://www.sigmaaldrich.com/LT/en
Z676977-5X960EA | ART(R) LOW RETENTION SOFTFIT L RELOAD SY | 5X960EA | 1 | 661 | Sigma-Aldrich | Z676977-5X960EA | https://www.sigmaaldrich.com/LT/en
Z676985-4X768EA | ART(R) SOFTFIT L RELOAD SYSTEM(TM), VOL& | 4X768EA | 1 | 475 | Sigma-Aldrich | Z676985-4X768EA | https://www.sigmaaldrich.com/LT/en
Z676993-4X768EA | ART(R) LOW RETENTION SOFTFIT L RELOAD SY | 4X768EA | 1 | 536 | Sigma-Aldrich | Z676993-4X768EA | https://www.sigmaaldrich.com/LT/en
Z677000-4X768EA | ART(R) SOFTFIT L RELOAD SYSTEM(TM), VOL& | 4X768EA | 1 | 481 | Sigma-Aldrich | Z677000-4X768EA | https://www.sigmaaldrich.com/LT/en
Z677019-4X768EA | ART(R) LOW RETENTION SOFTFIT L RELOAD SY | 4X768EA | 1 | 529 | Sigma-Aldrich | Z677019-4X768EA | https://www.sigmaaldrich.com/LT/en
Z677027-4X768EA | ART(R) SOFTFIT L RELOAD SYSTEM(TM), VOL& | 4X768EA | 1 | 475 | Sigma-Aldrich | Z677027-4X768EA | https://www.sigmaaldrich.com/LT/en
Z677035-4X768EA | ART(R) LOW RETENTION SOFTFIT L RELOAD SY | 4X768EA | 1 | 536 | Sigma-Aldrich | Z677035-4X768EA | https://www.sigmaaldrich.com/LT/en
Z677043-4X768EA | ART(R) SOFTFIT L RELOAD SYSTEM(TM), VOL& | 4X768EA | 1 | 482 | Sigma-Aldrich | Z677043-4X768EA | https://www.sigmaaldrich.com/LT/en
Z677051-4X768EA | ART(R) LOW RETENTION SOFTFIT L RELOAD SY | 4X768EA | 1 | 529 | Sigma-Aldrich | Z677051-4X768EA | https://www.sigmaaldrich.com/LT/en
Z677094-24EA | AMICON ULTRA 0.5 CENTRIFUGAL FILTER,3KDA | 1X24EA | 1 | 132 | Sigma-Aldrich | Z677094-24EA | https://www.sigmaaldrich.com/LT/en
Z676438-1EA | DOUBLE-SAFE PTFE COATED THERMOMETER,200& | 1X1EA | 1 | 46 | Sigma-Aldrich | Z676438-1EA | https://www.sigmaaldrich.com/LT/en
Z676403-1EA | DOUBLE-SAFE PTFE COATED THERMOMETER,200& | 1X1EA | 1 | 45 | Sigma-Aldrich | Z676403-1EA | https://www.sigmaaldrich.com/LT/en
Z676411-1EA | DOUBLE-SAFE PTFE COATED THERMOMETER,200& | 1X1EA | 1 | 46 | Sigma-Aldrich | Z676411-1EA | https://www.sigmaaldrich.com/LT/en
Z676446-1EA | DOUBLE-SAFE PTFE COATED THERMOMETER,305& | 1X1EA | 1 | 58 | Sigma-Aldrich | Z676446-1EA | https://www.sigmaaldrich.com/LT/en
Z676462-1EA | DOUBLE-SAFE PTFE COATED THERMOMETER,305& | 1X1EA | 1 | 65 | Sigma-Aldrich | Z676462-1EA | https://www.sigmaaldrich.com/LT/en
Z676470-1EA | DOUBLE-SAFE PTFE COATED THERMOMETER,305& | 1X1EA | 1 | 60 | Sigma-Aldrich | Z676470-1EA | https://www.sigmaaldrich.com/LT/en
Z677078-250EA | MILLEX-GN SYRINGE FILTER UNITS, DISPOSA& | 1X250EA | 1 | 742 | Sigma-Aldrich | Z677078-250EA | https://www.sigmaaldrich.com/LT/en
Z677108-96EA | AMICON ULTRA 0.5 CENTRIFUGAL FILTER,10K& | 1X96EA | 1 | 414 | Sigma-Aldrich | Z677108-96EA | https://www.sigmaaldrich.com/LT/en
Z738166-1EA | JENCO(TM) STEREO MICROSCOPE, 220 V, BIN& | 1X1EA | 1 | 614 | Sigma-Aldrich | Z738166-1EA | https://www.sigmaaldrich.com/LT/en
CLS431446-6EA | CORNING CAP, 2L ERLENMEYER ACCESS, LUER& | 1X6EA | 1 | 802 | Sigma-Aldrich | CLS431446-6EA | https://www.sigmaaldrich.com/LT/en
Z568171-1EA | ALDRICH(R) FILTERING FLASK, HEAVY-WALL& | 1X1EA | 1 | 56 | Sigma-Aldrich | Z568171-1EA | https://www.sigmaaldrich.com/LT/en
Z568120-1EA | WILMAD LOW PRESSURE/VACUUM NMR TUBE (LP& | 1X1EA | 1 | 135 | Sigma-Aldrich | Z568120-1EA | https://www.sigmaaldrich.com/LT/en
Z568139-1EA | WILMAD LOW PRESSURE/VACUUM NMR TUBE (LP& | 1X1EA | 1 | 142 | Sigma-Aldrich | Z568139-1EA | https://www.sigmaaldrich.com/LT/en
Z568147-1EA | WILMAD LOW PRESSURE/VACUUM NMR TUBE (LP& | 1X1EA | 1 | 142 | Sigma-Aldrich | Z568147-1EA | https://www.sigmaaldrich.com/LT/en
Z568155-1EA | WILMAD LOW PRESSURE/VACUUM NMR TUBE (LP& | 1X1EA | 1 | 149 | Sigma-Aldrich | Z568155-1EA | https://www.sigmaaldrich.com/LT/en
Z568163-1EA | WILMAD LOW PRESSURE/VACUUM NMR TUBE (LP& | 1X1EA | 1 | 149 | Sigma-Aldrich | Z568163-1EA | https://www.sigmaaldrich.com/LT/en
Z568198-1EA | ALDRICH(R) FILTERING FLASK, HEAVY-WALL& | 1X1EA | 1 | 67 | Sigma-Aldrich | Z568198-1EA | https://www.sigmaaldrich.com/LT/en
Z568201-1EA | ALDRICH(R) FILTERING FLASK, HEAVY-WALL& | 1X1EA | 1 | 72 | Sigma-Aldrich | Z568201-1EA | https://www.sigmaaldrich.com/LT/en
Z568228-1EA | ALDRICH(R) FILTERING FLASK, HEAVY-WALL& | 1X1EA | 1 | 110 | Sigma-Aldrich | Z568228-1EA | https://www.sigmaaldrich.com/LT/en
Z568252-1EA | ALDRICH(R) FILTERING FLASK, HEAVY-WALL& | 1X1EA | 1 | 68 | Sigma-Aldrich | Z568252-1EA | https://www.sigmaaldrich.com/LT/en
Z738719-4EA | GLOW WRITER(TM) REPLACEMENT NIBS | 1X4EA | 1 | 13 | Sigma-Aldrich | Z738719-4EA | https://www.sigmaaldrich.com/LT/en
THS03148-2EA | THALESNANO MICROCATCART CATALYST CARTRI& | 1X2EA | 1 | 102 | Sigma-Aldrich | THS03148-2EA | https://www.sigmaaldrich.com/LT/en
THS08142-2EA | THALESNANO MICROCATCART CATALYST CARTRI& | 1X2EA | 1 | 131 | Sigma-Aldrich | THS08142-2EA | https://www.sigmaaldrich.com/LT/en
THS01142-2EA | THALESNANO MICROCATCART CATALYST CARTR& | 1X2EA | 1 | 102 | Sigma-Aldrich | THS01142-2EA | https://www.sigmaaldrich.com/LT/en
THS04136-2EA | THALESNANO CATCART CATALYST CARTRIDGE SY | 1X2EA | 1 | 332 | Sigma-Aldrich | THS04136-2EA | https://www.sigmaaldrich.com/LT/en
THS01636-2EA | THALESNANO CATCART CATALYST CARTRIDGE S& | 1X2EA | 1 | 359 | Sigma-Aldrich | THS01636-2EA | https://www.sigmaaldrich.com/LT/en
THS02113-2EA | THALESNANO CATCART CATALYST CARTRIDGE SY | 1X2EA | 1 | 281 | Sigma-Aldrich | THS02113-2EA | https://www.sigmaaldrich.com/LT/en
THS01315-2EA | THALESNANO CATCART CATALYST CARTRIDGE SY | 1X2EA | 1 | 164 | Sigma-Aldrich | THS01315-2EA | https://www.sigmaaldrich.com/LT/en
THS01618-2EA | THALESNANO CATCART CATALYST CARTRIDGE S& | 1X2EA | 1 | 219 | Sigma-Aldrich | THS01618-2EA | https://www.sigmaaldrich.com/LT/en
THS05137-2EA | THALESNANO CATCART CATALYST CARTRIDGE SY | 1X2EA | 1 | 2107 | Sigma-Aldrich | THS05137-2EA | https://www.sigmaaldrich.com/LT/en
THS05142-2EA | THALESNANO MICROCATCART CATALYST CARTRI& | 1X2EA | 1 | 381 | Sigma-Aldrich | THS05142-2EA | https://www.sigmaaldrich.com/LT/en
THS06145-2EA | THALESNANO MICROCATCART CATALYST CARTRI& | 1X2EA | 1 | 107 | Sigma-Aldrich | THS06145-2EA | https://www.sigmaaldrich.com/LT/en
THS05131-2EA | THALESNANO CATCART CATALYST CARTRIDGE SY | 1X2EA | 1 | 757 | Sigma-Aldrich | THS05131-2EA | https://www.sigmaaldrich.com/LT/en
THS01436-2EA | THALESNANO CATCART CATALYST CARTRIDGE S& | 1X2EA | 1 | 359 | Sigma-Aldrich | THS01436-2EA | https://www.sigmaaldrich.com/LT/en
THS05111-2EA | THALESNANO CATCART CATALYST CARTRIDGE SY | 1X2EA | 1 | 265 | Sigma-Aldrich | THS05111-2EA | https://www.sigmaaldrich.com/LT/en
THS06115-2EA | THALESNANO CATCART CATALYST CARTRIDGE SY | 1X2EA | 1 | 118 | Sigma-Aldrich | THS06115-2EA | https://www.sigmaaldrich.com/LT/en
THS01416-2EA | THALESNANO CATCART CATALYST CARTRIDGE S& | 1X2EA | 1 | 156 | Sigma-Aldrich | THS01416-2EA | https://www.sigmaaldrich.com/LT/en
THS05116-2EA | THALESNANO CATCART CATALYST CARTRIDGE SY | 1X2EA | 1 | 584 | Sigma-Aldrich | THS05116-2EA | https://www.sigmaaldrich.com/LT/en
THS04141-2EA | THALESNANO MICROCATCART CATALYST CARTRI& | 1X2EA | 1 | 137 | Sigma-Aldrich | THS04141-2EA | https://www.sigmaaldrich.com/LT/en
THS04143-2EA | THALESNANO MICROCATCART CATALYST CARTRI& | 1X2EA | 1 | 104 | Sigma-Aldrich | THS04143-2EA | https://www.sigmaaldrich.com/LT/en
THS04144-2EA | THALESNANO MICROCATCART CATALYST CARTRI& | 1X2EA | 1 | 113 | Sigma-Aldrich | THS04144-2EA | https://www.sigmaaldrich.com/LT/en
THS05145-2EA | THALESNANO MICROCATCART CATALYST CARTRI& | 1X2EA | 1 | 535 | Sigma-Aldrich | THS05145-2EA | https://www.sigmaaldrich.com/LT/en
THS08132-2EA | THALESNANO CATCART CATALYST CARTRIDGE S& | 1X2EA | 1 | 471 | Sigma-Aldrich | THS08132-2EA | https://www.sigmaaldrich.com/LT/en
THS01515-2EA | THALESNANO CATCART CATALYST CARTRIDGE SY | 1X2EA | 1 | 334 | Sigma-Aldrich | THS01515-2EA | https://www.sigmaaldrich.com/LT/en
THS01318-2EA | THALESNANO CATCART CATALYST CARTRIDGE SY | 1X2EA | 1 | 231 | Sigma-Aldrich | THS01318-2EA | https://www.sigmaaldrich.com/LT/en
THS01320-2EA | ThalesNano CatCart(R) catalyst cartridge | 1X2EA | 1 | 225 | Sigma-Aldrich | THS01320-2EA | https://www.sigmaaldrich.com/LT/en
THS02116-2EA | THALESNANO CATCART CATALYST CARTRIDGE SY | 1X2EA | 1 | 223 | Sigma-Aldrich | THS02116-2EA | https://www.sigmaaldrich.com/LT/en
THS01312-2EA | THALESNANO CATCART CATALYST CARTRIDGE SY | 1X2EA | 1 | 334 | Sigma-Aldrich | THS01312-2EA | https://www.sigmaaldrich.com/LT/en
THS01417-2EA | THALESNANO CATCART CATALYST CARTRIDGE SY | 1X2EA | 1 | 113 | Sigma-Aldrich | THS01417-2EA | https://www.sigmaaldrich.com/LT/en
THS04112-2EA | THALESNANO CATCART CATALYST CARTRIDGE S& | 1X2EA | 1 | 201 | Sigma-Aldrich | THS04112-2EA | https://www.sigmaaldrich.com/LT/en
THS04119-2EA | THALESNANO CATCART CATALYST CARTRIDGE SY | 1X2EA | 1 | 550 | Sigma-Aldrich | THS04119-2EA | https://www.sigmaaldrich.com/LT/en
THS05115-2EA | THALESNANO CATCART CATALYST CARTRIDGE SY | 1X2EA | 1 | 588 | Sigma-Aldrich | THS05115-2EA | https://www.sigmaaldrich.com/LT/en
THS01323-2EA | THALESNANO CATCART CATALYST CARTRIDGE SY | 1X2EA | 1 | 439 | Sigma-Aldrich | THS01323-2EA | https://www.sigmaaldrich.com/LT/en
THS01513-2EA | THALESNANO CATCART CATALYST CARTRIDGE SY | 1X2EA | 1 | 241 | Sigma-Aldrich | THS01513-2EA | https://www.sigmaaldrich.com/LT/en
THS04149-2EA | THALESNANO MICROCATCART CATALYST CARTRI& | 1X2EA | 1 | 497 | Sigma-Aldrich | THS04149-2EA | https://www.sigmaaldrich.com/LT/en
THS05141-2EA | THALESNANO MICROCATCART CATALYST CARTRI& | 1X2EA | 1 | 244 | Sigma-Aldrich | THS05141-2EA | https://www.sigmaaldrich.com/LT/en
THS05132-2EA | THALESNANO CATCART CATALYST CARTRIDGE SY | 1X2EA | 1 | 1412 | Sigma-Aldrich | THS05132-2EA | https://www.sigmaaldrich.com/LT/en
THS03133-2EA | THALESNANO CATCART CATALYST CARTRIDGE S& | 1X2EA | 1 | 412 | Sigma-Aldrich | THS03133-2EA | https://www.sigmaaldrich.com/LT/en
THS05139-2EA | THALESNANO CATCART CATALYST CARTRIDGE SY | 1X2EA | 1 | 909 | Sigma-Aldrich | THS05139-2EA | https://www.sigmaaldrich.com/LT/en
THS01437-2EA | THALESNANO CATCART CATALYST CARTRIDGE SY | 1X2EA | 1 | 281 | Sigma-Aldrich | THS01437-2EA | https://www.sigmaaldrich.com/LT/en
THS06146-2EA | THALESNANO MICROCATCART CATALYST CARTRI& | 1X2EA | 1 | 129 | Sigma-Aldrich | THS06146-2EA | https://www.sigmaaldrich.com/LT/en
THS01147-2EA | THALESNANO MICROCATCART CATALYST CARTRI& | 1X2EA | 1 | 110 | Sigma-Aldrich | THS01147-2EA | https://www.sigmaaldrich.com/LT/en
THS04134-2EA | THALESNANO CATCART CATALYST CARTRIDGE SY | 1X2EA | 1 | 334 | Sigma-Aldrich | THS04134-2EA | https://www.sigmaaldrich.com/LT/en
THS05135-2EA | THALESNANO CATCART CATALYST CARTRIDGE SY | 1X2EA | 1 | 1265 | Sigma-Aldrich | THS05135-2EA | https://www.sigmaaldrich.com/LT/en
THS04137-2EA | THALESNANO CATCART CATALYST CARTRIDGE SY | 1X2EA | 1 | 313 | Sigma-Aldrich | THS04137-2EA | https://www.sigmaaldrich.com/LT/en
THS01438-2EA | THALESNANO CATCART CATALYST CARTRIDGE SY | 1X2EA | 1 | 474 | Sigma-Aldrich | THS01438-2EA | https://www.sigmaaldrich.com/LT/en
THS01639-2EA | THALESNANO CATCART CATALYST CARTRIDGE S& | 1X2EA | 1 | 406 | Sigma-Aldrich | THS01639-2EA | https://www.sigmaaldrich.com/LT/en
THS04132-2EA | THALESNANO CATCART CATALYST CARTRIDGE S& | 1X2EA | 1 | 439 | Sigma-Aldrich | THS04132-2EA | https://www.sigmaaldrich.com/LT/en
THS05134-2EA | THALESNANO CATCART CATALYST CARTRIDGE SY | 1X2EA | 1 | 1186 | Sigma-Aldrich | THS05134-2EA | https://www.sigmaaldrich.com/LT/en
THS04135-2EA | THALESNANO CATCART CATALYST CARTRIDGE SY | 1X2EA | 1 | 308 | Sigma-Aldrich | THS04135-2EA | https://www.sigmaaldrich.com/LT/en
THS04118-2EA | THALESNANO CATCART CATALYST CARTRIDGE SY | 1X2EA | 1 | 381 | Sigma-Aldrich | THS04118-2EA | https://www.sigmaaldrich.com/LT/en
THS01617-2EA | THALESNANO CATCART CATALYST CARTRIDGE S& | 1X2EA | 1 | 135 | Sigma-Aldrich | THS01617-2EA | https://www.sigmaaldrich.com/LT/en
THS05143-2EA | THALESNANO MICROCATCART CATALYST CARTRI& | 1X2EA | 1 | 398 | Sigma-Aldrich | THS05143-2EA | https://www.sigmaaldrich.com/LT/en
THS02134-2EA | THALESNANO CATCART CATALYST CARTRIDGE S& | 1X2EA | 1 | 294 | Sigma-Aldrich | THS02134-2EA | https://www.sigmaaldrich.com/LT/en
THS06135-2EA | THALESNANO CATCART CATALYST CARTRIDGE S& | 1X2EA | 1 | 316 | Sigma-Aldrich | THS06135-2EA | https://www.sigmaaldrich.com/LT/en
THS02136-2EA | THALESNANO CATCART CATALYST CARTRIDGE SY | 1X2EA | 1 | 406 | Sigma-Aldrich | THS02136-2EA | https://www.sigmaaldrich.com/LT/en
THS04133-2EA | THALESNANO CATCART CATALYST CARTRIDGE S& | 1X2EA | 1 | 292 | Sigma-Aldrich | THS04133-2EA | https://www.sigmaaldrich.com/LT/en
THS01711-2EA | THALESNANO CATCART CATALYST CARTRIDGE S& | 1X2EA | 1 | 139 | Sigma-Aldrich | THS01711-2EA | https://www.sigmaaldrich.com/LT/en
THS01714-2EA | THALESNANO CATCART CATALYST CARTRIDGE SY | 1X2EA | 1 | 233 | Sigma-Aldrich | THS01714-2EA | https://www.sigmaaldrich.com/LT/en
THS04113-2EA | THALESNANO CATCART CATALYST CARTRIDGE S& | 1X2EA | 1 | 115 | Sigma-Aldrich | THS04113-2EA | https://www.sigmaaldrich.com/LT/en
THS04142-2EA | THALESNANO MICROCATCART CATALYST CARTRI& | 1X2EA | 1 | 186 | Sigma-Aldrich | THS04142-2EA | https://www.sigmaaldrich.com/LT/en
THS03143-2EA | THALESNANO MICROCATCART CATALYST CARTRI& | 1X2EA | 1 | 129 | Sigma-Aldrich | THS03143-2EA | https://www.sigmaaldrich.com/LT/en
THS04138-2EA | THALESNANO CATCART CATALYST CARTRIDGE SY | 1X2EA | 1 | 944 | Sigma-Aldrich | THS04138-2EA | https://www.sigmaaldrich.com/LT/en
THS01434-2EA | THALESNANO CATCART CATALYST CARTRIDGE SY | 1X2EA | 1 | 322 | Sigma-Aldrich | THS01434-2EA | https://www.sigmaaldrich.com/LT/en
THS06136-2EA | THALESNANO CATCART CATALYST CARTRIDGE S& | 1X2EA | 1 | 426 | Sigma-Aldrich | THS06136-2EA | https://www.sigmaaldrich.com/LT/en
THS05112-2EA | THALESNANO CATCART CATALYST CARTRIDGE SY | 1X2EA | 1 | 426 | Sigma-Aldrich | THS05112-2EA | https://www.sigmaaldrich.com/LT/en
THS01419-2EA | THALESNANO CATCART CATALYST CARTRIDGE S& | 1X2EA | 1 | 123 | Sigma-Aldrich | THS01419-2EA | https://www.sigmaaldrich.com/LT/en
THS01322-2EA | THALESNANO CATCART CATALYST CARTRIDGE SY | 1X2EA | 1 | 225 | Sigma-Aldrich | THS01322-2EA | https://www.sigmaaldrich.com/LT/en
THS01324-2EA | THALESNANO CATCART CATALYST CARTRIDGE SY | 1X2EA | 1 | 458 | Sigma-Aldrich | THS01324-2EA | https://www.sigmaaldrich.com/LT/en
THS04147-2EA | THALESNANO MICROCATCART CATALY | 1X2EA | 1 | 139 | Sigma-Aldrich | THS04147-2EA | https://www.sigmaaldrich.com/LT/en
THS04139-2EA | THALESNANO CATCART CATALYST CARTRIDGE SY | 1X2EA | 1 | 1186 | Sigma-Aldrich | THS04139-2EA | https://www.sigmaaldrich.com/LT/en
THS05133-2EA | THALESNANO CATCART CATALYST CARTRIDGE SY | 1X2EA | 1 | 1480 | Sigma-Aldrich | THS05133-2EA | https://www.sigmaaldrich.com/LT/en
THS05136-2EA | THALESNANO CATCART CATALYST CARTRIDGE SY | 1X2EA | 1 | 1147 | Sigma-Aldrich | THS05136-2EA | https://www.sigmaaldrich.com/LT/en
THS01030-2EA | THALESNANO CATCART CATALYST CARTRIDGE SY | 1X2EA | 1 | 203 | Sigma-Aldrich | THS01030-2EA | https://www.sigmaaldrich.com/LT/en
THS05113-2EA | THALESNANO CATCART CATALYST CARTRIDGE SY | 1X2EA | 1 | 439 | Sigma-Aldrich | THS05113-2EA | https://www.sigmaaldrich.com/LT/en
Z737275-1EA | JENCO(TM) COMPOUND MICROSCOPE, 220 V, B& | 1X1EA | 1 | 1304 | Sigma-Aldrich | Z737275-1EA | https://www.sigmaaldrich.com/LT/en
Z568112-1EA | WILMAD LOW PRESSURE/VACUUM NMR TUBE (LP& | 1X1EA | 1 | 135 | Sigma-Aldrich | Z568112-1EA | https://www.sigmaaldrich.com/LT/en
Z568236-1EA | ALDRICH(R) FILTERING FLASK, HEAVY-WALL& | 1X1EA | 1 | 181 | Sigma-Aldrich | Z568236-1EA | https://www.sigmaaldrich.com/LT/en
Z568244-1EA | ALDRICH(R) FILTERING FLASK, HEAVY-WALL& | 1X1EA | 1 | 63 | Sigma-Aldrich | Z568244-1EA | https://www.sigmaaldrich.com/LT/en
Z568392-1EA | ALDRICH(R) FILTERING FLASK WITH HOSE BA& | 1X1EA | 1 | 229 | Sigma-Aldrich | Z568392-1EA | https://www.sigmaaldrich.com/LT/en
Z568465-1EA | SWAGELOK(R) PTFE SEALED QUICK-CONNECT S& | 1X1EA | 1 | 112 | Sigma-Aldrich | Z568465-1EA | https://www.sigmaaldrich.com/LT/en
Z737496-1EA | JENCO(TM) COMPOUND MICROSCOPE, 220 V, B& | 1X1EA | 1 | 574 | Sigma-Aldrich | Z737496-1EA | https://www.sigmaaldrich.com/LT/en
Z737607-1EA | JENCO(TM) COMPOUND MICROSCOPE, 220 V, B& | 1X1EA | 1 | 629 | Sigma-Aldrich | Z737607-1EA | https://www.sigmaaldrich.com/LT/en
Z737712-1EA | JENCO(TM) COMPOUND MICROSCOPE, 220 V, B& | 1X1EA | 1 | 961 | Sigma-Aldrich | Z737712-1EA | https://www.sigmaaldrich.com/LT/en
Z737836-1EA | JENCO(TM) STEREO MICROSCOPE, 220 V, BIN& | 1X1EA | 1 | 614 | Sigma-Aldrich | Z737836-1EA | https://www.sigmaaldrich.com/LT/en
Z737933-1EA | JENCO(TM) STEREO MICROSCOPE, 220 V, BIN& | 1X1EA | 1 | 614 | Sigma-Aldrich | Z737933-1EA | https://www.sigmaaldrich.com/LT/en
Z738050-1EA | JENCO(TM) STEREO MICROSCOPE, 220 V, BIN& | 1X1EA | 1 | 614 | Sigma-Aldrich | Z738050-1EA | https://www.sigmaaldrich.com/LT/en
Z568260-1EA | ALDRICH(R) FILTERING FLASK, HEAVY-WALL& | 1X1EA | 1 | 72 | Sigma-Aldrich | Z568260-1EA | https://www.sigmaaldrich.com/LT/en
Z568279-1EA | ALDRICH(R) FILTERING FLASK, HEAVY-WALL& | 1X1EA | 1 | 110 | Sigma-Aldrich | Z568279-1EA | https://www.sigmaaldrich.com/LT/en
Z568287-1EA | ALDRICH(R) FILTERING FLASK, HEAVY-WALL& | 1X1EA | 1 | 203 | Sigma-Aldrich | Z568287-1EA | https://www.sigmaaldrich.com/LT/en
Z568295-1EA | ALDRICH(R) FILTERING FLASK WITH HOSE BA& | 1X1EA | 1 | 85 | Sigma-Aldrich | Z568295-1EA | https://www.sigmaaldrich.com/LT/en
Z568309-1EA | ALDRICH(R) FILTERING FLASK WITH HOSE BA& | 1X1EA | 1 | 97 | Sigma-Aldrich | Z568309-1EA | https://www.sigmaaldrich.com/LT/en
Z568317-1EA | ALDRICH(R) FILTERING FLASK WITH HOSE BA& | 1X1EA | 1 | 123 | Sigma-Aldrich | Z568317-1EA | https://www.sigmaaldrich.com/LT/en
Z568325-1EA | ALDRICH(R) FILTERING FLASK WITH HOSE BA& | 1X1EA | 1 | 164 | Sigma-Aldrich | Z568325-1EA | https://www.sigmaaldrich.com/LT/en
Z568333-1EA | ALDRICH(R) FILTERING FLASK WITH HOSE BA& | 1X1EA | 1 | 202 | Sigma-Aldrich | Z568333-1EA | https://www.sigmaaldrich.com/LT/en
Z568341-1EA | ALDRICH(R) FILTERING FLASK WITH HOSE BA& | 1X1EA | 1 | 85 | Sigma-Aldrich | Z568341-1EA | https://www.sigmaaldrich.com/LT/en
Z568376-1EA | ALDRICH(R) FILTERING FLASK WITH HOSE BA& | 1X1EA | 1 | 138 | Sigma-Aldrich | Z568376-1EA | https://www.sigmaaldrich.com/LT/en
Z568384-1EA | ALDRICH(R) FILTERING FLASK WITH HOSE BA& | 1X1EA | 1 | 164 | Sigma-Aldrich | Z568384-1EA | https://www.sigmaaldrich.com/LT/en
Z568449-1EA | REDUCING BUSHING, 1/2 IN. MNPT, 1/4 IN.& | 1X1EA | 1 | 25 | Sigma-Aldrich | Z568449-1EA | https://www.sigmaaldrich.com/LT/en
Z568473-1EA | ALDRICH(R) SINGLE BANK MANIFOLD WITH PT& | 1X1EA | 1 | 330 | Sigma-Aldrich | Z568473-1EA | https://www.sigmaaldrich.com/LT/en
Z568481-1EA | ALDRICH(R) SINGLE BANK MANIFOLD WITH PT& | 1X1EA | 1 | 405 | Sigma-Aldrich | Z568481-1EA | https://www.sigmaaldrich.com/LT/en
Z568503-1EA | ALDRICH SINGLE BANK MANIFOLD WITH PTFE S | 1X1EA | 1 | 519 | Sigma-Aldrich | Z568503-1EA | https://www.sigmaaldrich.com/LT/en
Z568538-1EA | ALDRICH(R) SOLVENT STORAGE/DISPENSING F& | 1X1EA | 1 | 315 | Sigma-Aldrich | Z568538-1EA | https://www.sigmaaldrich.com/LT/en
Z568546-1EA | ALDRICH(R) DRY ICE TRAP WITH SAFETYBARB& | 1X1EA | 1 | 226 | Sigma-Aldrich | Z568546-1EA | https://www.sigmaaldrich.com/LT/en
Z568554-1EA | ACE STIRRER BLADE, 316 SS, OBLONG SHAPE& | 1X1EA | 1 | 51 | Sigma-Aldrich | Z568554-1EA | https://www.sigmaaldrich.com/LT/en
Z568562-1EA | ACE STIRRER BLADE, 316 SS, OBLONG SHAPE& | 1X1EA | 1 | 52 | Sigma-Aldrich | Z568562-1EA | https://www.sigmaaldrich.com/LT/en
Z568570-1EA | ACE STIRRER BLADE, 316 SS, OBLONG SHAPE& | 1X1EA | 1 | 59 | Sigma-Aldrich | Z568570-1EA | https://www.sigmaaldrich.com/LT/en
Z740491-40000EA | SMARTPICK(TM) WOODEN INOCULATION PICKS,& | 1X40000EA | 1 | 1265 | Sigma-Aldrich | Z740491-40000EA | https://www.sigmaaldrich.com/LT/en
Z740498-500EA | SMARTBOAT(TM) DISPOSABLE PAPER WEIGHING& | 1X500EA | 1 | 54 | Sigma-Aldrich | Z740498-500EA | https://www.sigmaaldrich.com/LT/en
Z740492-2000EA | SMARTPICK(TM) WOODEN INOCULATION PICKS,& | 1X2000EA | 1 | 94 | Sigma-Aldrich | Z740492-2000EA | https://www.sigmaaldrich.com/LT/en
CLS431682-24EA | CORNING(R) VENT CAP, FOR 5 L ERLENMEYER& | 1X24EA | 1 | 387 | Sigma-Aldrich | CLS431682-24EA | https://www.sigmaaldrich.com/LT/en
Z740495-10000EA | SMARTPICK(TM) WOODEN INOCULATION PICKS,& | 1X10000EA | 1 | 947 | Sigma-Aldrich | Z740495-10000EA | https://www.sigmaaldrich.com/LT/en
Z740493-1600EA | SMARTPICK(TM) WOODEN INOCULATION PICKS,& | 1X1600EA | 1 | 104 | Sigma-Aldrich | Z740493-1600EA | https://www.sigmaaldrich.com/LT/en
Z740494-32000EA | SMARTPICK(TM) WOODEN INOCULATION PICKS,& | 1X32000EA | 1 | 1412 | Sigma-Aldrich | Z740494-32000EA | https://www.sigmaaldrich.com/LT/en
Z740499-500EA | SMARTBOAT(TM) DISPOSABLE PAPER WEIGHING& | 1X500EA | 1 | 62 | Sigma-Aldrich | Z740499-500EA | https://www.sigmaaldrich.com/LT/en
Z740492-40000EA | SMARTPICK(TM) WOODEN INOCULATION PICKS,& | 1X40000EA | 1 | 1265 | Sigma-Aldrich | Z740492-40000EA | https://www.sigmaaldrich.com/LT/en
Z740493-32000EA | SMARTPICK(TM) WOODEN INOCULATION PICKS,& | 1X32000EA | 1 | 1412 | Sigma-Aldrich | Z740493-32000EA | https://www.sigmaaldrich.com/LT/en
Z740495-500EA | SMARTPICK(TM) WOODEN INOCULATION PICKS,& | 1X500EA | 1 | 67 | Sigma-Aldrich | Z740495-500EA | https://www.sigmaaldrich.com/LT/en
Z740494-1600EA | SMARTPICK(TM) WOODEN INOCULATION PICKS,& | 1X1600EA | 1 | 104 | Sigma-Aldrich | Z740494-1600EA | https://www.sigmaaldrich.com/LT/en
Z740491-2000EA | SMARTPICK(TM) WOODEN INOCULATION PICKS,& | 1X2000EA | 1 | 94 | Sigma-Aldrich | Z740491-2000EA | https://www.sigmaaldrich.com/LT/en
Z740502-500EA | SMARTBOAT(TM) DISPOSABLE PAPER WEIGHING& | 1X500EA | 1 | 62 | Sigma-Aldrich | Z740502-500EA | https://www.sigmaaldrich.com/LT/en
BR708119-1EA | DISCHARGE TUBE WITH RECIRCULATION VALVE& | 1X1EA | 1 | 62 | Sigma-Aldrich | BR708119-1EA | https://www.sigmaaldrich.com/LT/en
BR708212-1EA | FILLING TUBE FOR DISPENSETTE(R) S / S O& | 1X1EA | 1 | 14 | Sigma-Aldrich | BR708212-1EA | https://www.sigmaaldrich.com/LT/en
BR6749-1EA | DISCHARGE VALVE FOR DISPENSETTE(R) S 1 & | 1X1EA | 1 | 26 | Sigma-Aldrich | BR6749-1EA | https://www.sigmaaldrich.com/LT/en
BR708114-1EA | DISCHARGE TUBE WITH RECIRCULATION VALVE& | 1X1EA | 1 | 60 | Sigma-Aldrich | BR708114-1EA | https://www.sigmaaldrich.com/LT/en
BR708024-1EA | DISCHARGE TUBE VALVE FOR DISPENSETTE(R)& | 1X1EA | 1 | 12 | Sigma-Aldrich | BR708024-1EA | https://www.sigmaaldrich.com/LT/en
BR708134-1EA | FLEXIBLE DISCHARGE TUBING WITH RECIRCUL& | 1X1EA | 1 | 80 | Sigma-Aldrich | BR708134-1EA | https://www.sigmaaldrich.com/LT/en
BR6727-1EA | DISCHARGE VALVE FOR DISPENSETTE(R) S 5 & | 1X1EA | 1 | 26 | Sigma-Aldrich | BR6727-1EA | https://www.sigmaaldrich.com/LT/en
BR6734-1EA | FILLING VALVE WITH FOR DISPENSETTE(R) S& | 1X1EA | 1 | 16 | Sigma-Aldrich | BR6734-1EA | https://www.sigmaaldrich.com/LT/en
BR708122-1EA | DISCHARGE TUBE WITH RECIRCULATION VALVE& | 1X1EA | 1 | 71 | Sigma-Aldrich | BR708122-1EA | https://www.sigmaaldrich.com/LT/en
BR708124-1EA | DISCHARGE TUBE WITH RECIRCULATION VALVE& | 1X1EA | 1 | 71 | Sigma-Aldrich | BR708124-1EA | https://www.sigmaaldrich.com/LT/en
BR6729-1EA | DISCHARGE VALVE FOR DISPENSETTE(R) S OR& | 1X1EA | 1 | 26 | Sigma-Aldrich | BR6729-1EA | https://www.sigmaaldrich.com/LT/en
BR708216-1EA | FILLING TUBE FOR DISPENSETTE(R) S / S O& | 1X1EA | 1 | 15 | Sigma-Aldrich | BR708216-1EA | https://www.sigmaaldrich.com/LT/en
BR708106-1EA | DISCHARGE TUBE WITH RECIRCULATION VALVE& | 1X1EA | 1 | 60 | Sigma-Aldrich | BR708106-1EA | https://www.sigmaaldrich.com/LT/en
BR6730-1EA | DISCHARGE VALVE FOR DISPENSETTE(R) S OR& | 1X1EA | 1 | 32 | Sigma-Aldrich | BR6730-1EA | https://www.sigmaaldrich.com/LT/en
BR708218-1EA | FILLING TUBE FOR DISPENSETTE(R) S / S O& | 1X1EA | 1 | 19 | Sigma-Aldrich | BR708218-1EA | https://www.sigmaaldrich.com/LT/en
BR6735-1EA | FILLING VALVE WITH FOR DISPENSETTE(R) S& | 1X1EA | 1 | 18 | Sigma-Aldrich | BR6735-1EA | https://www.sigmaaldrich.com/LT/en
BR708102-1EA | DISCHARGE TUBE WITH RECIRCULATION VALVE& | 1X1EA | 1 | 58 | Sigma-Aldrich | BR708102-1EA | https://www.sigmaaldrich.com/LT/en
BR708104-1EA | DISCHARGE TUBE WITH RECIRCULATION VALVE& | 1X1EA | 1 | 57 | Sigma-Aldrich | BR708104-1EA | https://www.sigmaaldrich.com/LT/en
BR6732-1EA | DISCHARGE VALVE FOR DISPENSETTE(R) S TR& | 1X1EA | 1 | 46 | Sigma-Aldrich | BR6732-1EA | https://www.sigmaaldrich.com/LT/en
BR708022-1EA | DISCHARGE TUBE FOR DISPENSETTE(R) S TRA& | 1X1EA | 1 | 12 | Sigma-Aldrich | BR708022-1EA | https://www.sigmaaldrich.com/LT/en
BR708214-1EA | FILLING TUBE FOR DISPENSETTE(R) S / S O& | 1X1EA | 1 | 19 | Sigma-Aldrich | BR708214-1EA | https://www.sigmaaldrich.com/LT/en
BR708014-1EA | DISCHARGE TUBE FOR DISPENSETTE(R) S ORG& | 1X1EA | 1 | 11 | Sigma-Aldrich | BR708014-1EA | https://www.sigmaaldrich.com/LT/en
BR708210-1EA | FILLING TUBE FOR DISPENSETTE(R) S / S O& | 1X1EA | 1 | 10 | Sigma-Aldrich | BR708210-1EA | https://www.sigmaaldrich.com/LT/en
BR708109-1EA | DISCHARGE TUBE WITH RECIRCULATION VALVE& | 1X1EA | 1 | 59 | Sigma-Aldrich | BR708109-1EA | https://www.sigmaaldrich.com/LT/en
BR708006-1EA | DISCHARGE TUBE FOR DISPENSETTE(R) S 25,& | 1X1EA | 1 | 14 | Sigma-Aldrich | BR708006-1EA | https://www.sigmaaldrich.com/LT/en
BR6733-1EA | DISCHARGE VALVE FOR DISPENSETTE(R) S TR& | 1X1EA | 1 | 46 | Sigma-Aldrich | BR6733-1EA | https://www.sigmaaldrich.com/LT/en
BR708132-1EA | FLEXIBLE DISCHARGE TUBING WITH RECIRCUL& | 1X1EA | 1 | 75 | Sigma-Aldrich | BR708132-1EA | https://www.sigmaaldrich.com/LT/en
BR708016-1EA | DISCHARGE TUBE FOR DISPENSETTE(R) S ORG& | 1X1EA | 1 | 14 | Sigma-Aldrich | BR708016-1EA | https://www.sigmaaldrich.com/LT/en
BR708008-1EA | DISCHARGE TUBE FOR DISPENSETTE(R) S 25,& | 1X1EA | 1 | 12 | Sigma-Aldrich | BR708008-1EA | https://www.sigmaaldrich.com/LT/en
BR708002-1EA | DISCHARGE TUBE FOR DISPENSETTE(R) S 1, & | 1X1EA | 1 | 12 | Sigma-Aldrich | BR708002-1EA | https://www.sigmaaldrich.com/LT/en
BR6728-1EA | DISCHARGE VALVE FOR DISPENSETTE(R) S 25& | 1X1EA | 1 | 32 | Sigma-Aldrich | BR6728-1EA | https://www.sigmaaldrich.com/LT/en
BR708005-1EA | DISCHARGE TUBE FOR DISPENSETTE(R) S 5 A& | 1X1EA | 1 | 11 | Sigma-Aldrich | BR708005-1EA | https://www.sigmaaldrich.com/LT/en
BR708220-1EA | FILLING TUBE FOR DISPENSETTE(R) S / S O& | 1X1EA | 1 | 20 | Sigma-Aldrich | BR708220-1EA | https://www.sigmaaldrich.com/LT/en
BR708019-1EA | DISCHARGE TUBE FOR DISPENSETTE(R) S ORG& | 1X1EA | 1 | 12 | Sigma-Aldrich | BR708019-1EA | https://www.sigmaaldrich.com/LT/en
BR708116-1EA | DISCHARGE TUBE WITH RECIRCULATION VALVE& | 1X1EA | 1 | 63 | Sigma-Aldrich | BR708116-1EA | https://www.sigmaaldrich.com/LT/en
13239E | PK12 CENTRISART-1 CENTRIFUGALUF UNIT, 1& | 1X1EA | 1 | 79 | Sigma-Aldrich | 13239E | https://www.sigmaaldrich.com/LT/en
13249E | PK12 CENTRISART-1 CENTRIFUGALUF UNIT, 2& | 1X1EA | 1 | 79 | Sigma-Aldrich | 13249E | https://www.sigmaaldrich.com/LT/en
13269E | PK12 CENTRISART-1 CENTRIFUGALUF UNIT, 1& | 1X1EA | 1 | 79 | Sigma-Aldrich | 13269E | https://www.sigmaaldrich.com/LT/en
THS04145-2EA | THALESNANO MICROCATCART(TM) CATALYST CA& | 1X2EA | 1 | 107 | Sigma-Aldrich | THS04145-2EA | https://www.sigmaaldrich.com/LT/en
THS03146-2EA | THALESNANO MICROCATCART(TM) CATALYST CA& | 1X2EA | 1 | 139 | Sigma-Aldrich | THS03146-2EA | https://www.sigmaaldrich.com/LT/en
THS03149-2EA | THALESNANO MICROCATCART(TM) CATALYST CA& | 1X2EA | 1 | 209 | Sigma-Aldrich | THS03149-2EA | https://www.sigmaaldrich.com/LT/en
THS05144-2EA | THALESNANO MICROCATCART CATALYST CARTRI& | 1X2EA | 1 | 305 | Sigma-Aldrich | THS05144-2EA | https://www.sigmaaldrich.com/LT/en
THS04146-2EA | THALESNANO MICROCATCART(TM) CATALYST CA& | 1X2EA | 1 | 145 | Sigma-Aldrich | THS04146-2EA | https://www.sigmaaldrich.com/LT/en
THS01145-2EA | THALESNANO MICROCATCART CATALYST CARTRI& | 1X2EA | 1 | 176 | Sigma-Aldrich | THS01145-2EA | https://www.sigmaaldrich.com/LT/en
THS01615-2EA | THALESNANO CATCART CATALYST CARTRIDGE S& | 1X2EA | 1 | 420 | Sigma-Aldrich | THS01615-2EA | https://www.sigmaaldrich.com/LT/en
THS01635-2EA | THALESNANO CATCART CATALYST CARTRIDGE S& | 1X2EA | 1 | 850 | Sigma-Aldrich | THS01635-2EA | https://www.sigmaaldrich.com/LT/en
THS01731-2EA | THALESNANO CATCART CATALYST CARTRIDGE S& | 1X2EA | 1 | 434 | Sigma-Aldrich | THS01731-2EA | https://www.sigmaaldrich.com/LT/en
THS01841-2EA | THALESNANO MICROCATCART CATALYST CARTRI& | 1X2EA | 1 | 145 | Sigma-Aldrich | THS01841-2EA | https://www.sigmaaldrich.com/LT/en
THS04148-2EA | THALESNANO MICROCATCART CATALYST CARTRI& | 1X2EA | 1 | 334 | Sigma-Aldrich | THS04148-2EA | https://www.sigmaaldrich.com/LT/en
THS05146-2EA | THALESNANO MICROCATCART CATALYST CARTRI& | 1X2EA | 1 | 525 | Sigma-Aldrich | THS05146-2EA | https://www.sigmaaldrich.com/LT/en
THS05147-2EA | THALESNANO MICROCATCART CATALYST CARTRI& | 1X2EA | 1 | 810 | Sigma-Aldrich | THS05147-2EA | https://www.sigmaaldrich.com/LT/en
THS05148-2EA | THALESNANO MICROCATCART CATALYST CARTRI& | 1X2EA | 1 | 152 | Sigma-Aldrich | THS05148-2EA | https://www.sigmaaldrich.com/LT/en
THS05149-2EA | THALESNANO MICROCATCART CATALYST CARTRI& | 1X2EA | 1 | 332 | Sigma-Aldrich | THS05149-2EA | https://www.sigmaaldrich.com/LT/en
Z568597-1EA | KRYTOX XHT-BDZ GREASE, 2 OUNCE TUBE | 1X1EA | 1 | 278 | Sigma-Aldrich | Z568597-1EA | https://www.sigmaaldrich.com/LT/en
Z568600-1EA | KRYTOX GPL 205 GREASE, 2 OUNCE TUBE | 1X1EA | 1 | 83 | Sigma-Aldrich | Z568600-1EA | https://www.sigmaaldrich.com/LT/en
Z568619-1EA | KRYTOX GPL 202 GREASE, 2 OUNCE TUBE | 1X1EA | 1 | 109 | Sigma-Aldrich | Z568619-1EA | https://www.sigmaaldrich.com/LT/en
Z568627-1EA | KRYTOX EG 2000 GREASE, 2 OUNCE TUBE | 1X1EA | 1 | 235 | Sigma-Aldrich | Z568627-1EA | https://www.sigmaaldrich.com/LT/en
Z568635-1EA | KRYTOX EG 3000 GREASE, 2 OUNCE TUBE | 1X1EA | 1 | 278 | Sigma-Aldrich | Z568635-1EA | https://www.sigmaaldrich.com/LT/en
Z568686-12EA | WASTE SOLVENT BOTTLE, 2.5 L CLEAR FLINT& | 1X12EA | 1 | 154 | Sigma-Aldrich | Z568686-12EA | https://www.sigmaaldrich.com/LT/en
Z568694-1EA | ALDRICH(R) COMBUSTION APPARATUS, 1000 M& | 1X1EA | 1 | 262 | Sigma-Aldrich | Z568694-1EA | https://www.sigmaaldrich.com/LT/en
Z568708-1EA | ALDRICH(R) COMBUSTION APPARATUS PLATINU& | 1X1EA | 1 | 1127 | Sigma-Aldrich | Z568708-1EA | https://www.sigmaaldrich.com/LT/en
Z568716-100EA | ALDRICH(R) COMBUSTION APPARATUS BLACK P& | 1X100EA | 1 | 84 | Sigma-Aldrich | Z568716-100EA | https://www.sigmaaldrich.com/LT/en
THSD1445-1EA | THALESNANO MIDICART(TM) CATALYST CARTRI& | 1X1EA | 1 | 622 | Sigma-Aldrich | THSD1445-1EA | https://www.sigmaaldrich.com/LT/en
THSD1447-1EA | THALESNANO MIDICART(TM) CATALYST CARTRI& | 1X1EA | 1 | 360 | Sigma-Aldrich | THSD1447-1EA | https://www.sigmaaldrich.com/LT/en
THSD2143-1EA | THALESNANO MIDICART(TM) CATALYST CARTRI& | 1X1EA | 1 | 555 | Sigma-Aldrich | THSD2143-1EA | https://www.sigmaaldrich.com/LT/en
THSD3144-1EA | THALESNANO MIDICART(TM) CATALYST CARTRI& | 1X1EA | 1 | 360 | Sigma-Aldrich | THSD3144-1EA | https://www.sigmaaldrich.com/LT/en
THSD3148-1EA | THALESNANO MIDICART(TM) CATALYST CARTRI& | 1X1EA | 1 | 376 | Sigma-Aldrich | THSD3148-1EA | https://www.sigmaaldrich.com/LT/en
THSD4144-1EA | THALESNANO MIDICART(TM) CATALYST CARTRI& | 1X1EA | 1 | 448 | Sigma-Aldrich | THSD4144-1EA | https://www.sigmaaldrich.com/LT/en
THSX1129-1EA | THALESNANO X-CUBE CATCART CATALYST CART& | 1X1EA | 1 | 195 | Sigma-Aldrich | THSX1129-1EA | https://www.sigmaaldrich.com/LT/en
THSX1148-1EA | THALESNANO X-CUBE CATCART CATALYST CART& | 1X1EA | 1 | 232 | Sigma-Aldrich | THSX1148-1EA | https://www.sigmaaldrich.com/LT/en
THSX1183-1EA | THALESNANO X-CUBE CATCART CATALYST CART& | 1X1EA | 1 | 315 | Sigma-Aldrich | THSX1183-1EA | https://www.sigmaaldrich.com/LT/en
THSX1192-1EA | THALESNANO X-CUBE CATCART CATALYST CART& | 1X1EA | 1 | 102 | Sigma-Aldrich | THSX1192-1EA | https://www.sigmaaldrich.com/LT/en
Z568724-1EA | QIANCAP(TM)-15 SAFETY CAP SYSTEM FORACE& | 1X1EA | 1 | 936 | Sigma-Aldrich | Z568724-1EA | https://www.sigmaaldrich.com/LT/en
Z568732-1EA | QIANCAP(TM)-25 SAFETY CAP SYSTEM FOR PR& | 1X1EA | 1 | 1049 | Sigma-Aldrich | Z568732-1EA | https://www.sigmaaldrich.com/LT/en
Z568740-1EA | O-RING, 15-S, SIMRIZ(R) HIGH-PERFORMANC& | 1X1EA | 1 | 45 | Sigma-Aldrich | Z568740-1EA | https://www.sigmaaldrich.com/LT/en
Z568759-1EA | O-RING, 25-S, SIMRIZ(R) HIGH-PERFORMANC& | 1X1EA | 1 | 89 | Sigma-Aldrich | Z568759-1EA | https://www.sigmaaldrich.com/LT/en
Z568767-1EA | ACE PRESSURE TUBE, #15 ACE-THRED BUSHIN& | 1X1EA | 1 | 113 | Sigma-Aldrich | Z568767-1EA | https://www.sigmaaldrich.com/LT/en
Z568775-1EA | ACE PRESSURE TUBE, #15 ACE-THRED BUSHIN& | 1X1EA | 1 | 120 | Sigma-Aldrich | Z568775-1EA | https://www.sigmaaldrich.com/LT/en
Z568783-1EA | ACE PRESSURE TUBE, #15 ACE-THRED BUSHIN& | 1X1EA | 1 | 98 | Sigma-Aldrich | Z568783-1EA | https://www.sigmaaldrich.com/LT/en
Z568791-1EA | ACE PRESSURE TUBE, #15 ACE-THRED BUSHIN& | 1X1EA | 1 | 123 | Sigma-Aldrich | Z568791-1EA | https://www.sigmaaldrich.com/LT/en
Z568805-1EA | ACE PRESSURE TUBE, #25 ACE-THRED BUSHIN& | 1X1EA | 1 | 137 | Sigma-Aldrich | Z568805-1EA | https://www.sigmaaldrich.com/LT/en
Z568813-1EA | ACE PRESSURE TUBE, #25 ACE-THRED BUSHIN& | 1X1EA | 1 | 138 | Sigma-Aldrich | Z568813-1EA | https://www.sigmaaldrich.com/LT/en
Z568821-1EA | ACE PRESSURE TUBE, #25 ACE-THRED BUSHIN& | 1X1EA | 1 | 139 | Sigma-Aldrich | Z568821-1EA | https://www.sigmaaldrich.com/LT/en
Z568848-1EA | ACE PRESSURE TUBE, #25 ACE-THRED BUSHIN& | 1X1EA | 1 | 144 | Sigma-Aldrich | Z568848-1EA | https://www.sigmaaldrich.com/LT/en
Z568856-1EA | ACE PRESSURE TUBE, #15 ACE-THRED(TM) BU& | 1X1EA | 1 | 117 | Sigma-Aldrich | Z568856-1EA | https://www.sigmaaldrich.com/LT/en
Z568864-1EA | ACE PRESSURE TUBE, #15 ACE-THRED(TM) BU& | 1X1EA | 1 | 119 | Sigma-Aldrich | Z568864-1EA | https://www.sigmaaldrich.com/LT/en
Z568872-1EA | ACE PRESSURE TUBE, #15 ACE-THRED(TM) BU& | 1X1EA | 1 | 96 | Sigma-Aldrich | Z568872-1EA | https://www.sigmaaldrich.com/LT/en
Z568880-1EA | ACE PRESSURE TUBE, #15 ACE-THRED(TM) BU& | 1X1EA | 1 | 121 | Sigma-Aldrich | Z568880-1EA | https://www.sigmaaldrich.com/LT/en
Z568899-1EA | ACE PRESSURE TUBE, #25 ACE-THRED(TM) BU& | 1X1EA | 1 | 133 | Sigma-Aldrich | Z568899-1EA | https://www.sigmaaldrich.com/LT/en
Z568902-1EA | ACE PRESSURE TUBE, #25 ACE-THRED(TM) BU& | 1X1EA | 1 | 134 | Sigma-Aldrich | Z568902-1EA | https://www.sigmaaldrich.com/LT/en
Z568910-1EA | ACE PRESSURE TUBE, #25 ACE-THRED(TM) BU& | 1X1EA | 1 | 135 | Sigma-Aldrich | Z568910-1EA | https://www.sigmaaldrich.com/LT/en
Z568929-1EA | ACE PRESSURE TUBE, #25 ACE-THRED(TM) BU& | 1X1EA | 1 | 140 | Sigma-Aldrich | Z568929-1EA | https://www.sigmaaldrich.com/LT/en
Z677493-100EA | CAMAPREN(R) CHLOROPRENE FLOCK LINED GLO& | 1X100EA | 1 | 1265 | Sigma-Aldrich | Z677493-100EA | https://www.sigmaaldrich.com/LT/en
Z677507-100EA | CAMAPREN(R) CHLOROPRENE FLOCK LINED GLO& | 1X100EA | 1 | 1265 | Sigma-Aldrich | Z677507-100EA | https://www.sigmaaldrich.com/LT/en
Z677531-100EA | LAPREN(R) LATEX/CHLOROPRENE FLOCK LINED& | 1X100EA | 1 | 922 | Sigma-Aldrich | Z677531-100EA | https://www.sigmaaldrich.com/LT/en
Z677558-100EA | LAPREN(R) LATEX/CHLOROPRENE FLOCK LINED& | 1X100EA | 1 | 922 | Sigma-Aldrich | Z677558-100EA | https://www.sigmaaldrich.com/LT/en
Z677566-100EA | LAPREN(R) LATEX/CHLOROPRENE FLOCK LINED& | 1X100EA | 1 | 922 | Sigma-Aldrich | Z677566-100EA | https://www.sigmaaldrich.com/LT/en
Z677892-24EA | AMICON ULTRA 0.5 CENTRIFUGAL FILTER, 30& | 1X24EA | 1 | 132 | Sigma-Aldrich | Z677892-24EA | https://www.sigmaaldrich.com/LT/en
Z677906-24EA | AMICON ULTRA 0.5 CENTRIFUGAL FILTER, 10& | 1X24EA | 1 | 132 | Sigma-Aldrich | Z677906-24EA | https://www.sigmaaldrich.com/LT/en
Z677787-500EA | DISPOSABLE SMARTSPATULAS(R), STERILE, S& | 1X500EA | 1 | 682 | Sigma-Aldrich | Z677787-500EA | https://www.sigmaaldrich.com/LT/en
Z677787-100EA | DISPOSABLE SMARTSPATULAS(R), STERILE, S& | 1X100EA | 1 | 184 | Sigma-Aldrich | Z677787-100EA | https://www.sigmaaldrich.com/LT/en
Z677140-1PR | NEVOCUT(R) CUT PROTECTION GLOVES, SIZE S | 1X1PR | 1 | 31 | Sigma-Aldrich | Z677140-1PR | https://www.sigmaaldrich.com/LT/en
Z677159-1PR | NEVOCUT(R) CUT PROTECTION GLOVES, SIZE M | 1X1PR | 1 | 31 | Sigma-Aldrich | Z677159-1PR | https://www.sigmaaldrich.com/LT/en
Z677167-1PR | NEVOCUT(R) CUT PROTECTION GLOVES, SIZE L | 1X1PR | 1 | 31 | Sigma-Aldrich | Z677167-1PR | https://www.sigmaaldrich.com/LT/en
Z677175-1PR | NEVOCUT(R) CUT PROTECTION GLOVES, SIZE & | 1X1PR | 1 | 31 | Sigma-Aldrich | Z677175-1PR | https://www.sigmaaldrich.com/LT/en
Z677590-1PR | CAMATRIL(R) NITRILE LONG CUFF GLOVES, S& | 1X1PR | 1 | 76 | Sigma-Aldrich | Z677590-1PR | https://www.sigmaaldrich.com/LT/en
Z677604-1PR | CAMATRIL(R) NITRILE LONG CUFF GLOVES, S& | 1X1PR | 1 | 76 | Sigma-Aldrich | Z677604-1PR | https://www.sigmaaldrich.com/LT/en
Z677612-1PR | CAMATRIL(R) NITRILE LONG CUFF GLOVES, S& | 1X1PR | 1 | 76 | Sigma-Aldrich | Z677612-1PR | https://www.sigmaaldrich.com/LT/en
Z677620-1PR | CAMATRIL(R) NITRILE LONG CUFF GLOVES, S& | 1X1PR | 1 | 76 | Sigma-Aldrich | Z677620-1PR | https://www.sigmaaldrich.com/LT/en
Z677639-1PR | BUTOJECT(R) BUTYL GLOVES, SIZE S | 1X1PR | 1 | 105 | Sigma-Aldrich | Z677639-1PR | https://www.sigmaaldrich.com/LT/en
Z677647-1PR | BUTOJECT(R) BUTYL GLOVES, SIZE M | 1X1PR | 1 | 105 | Sigma-Aldrich | Z677647-1PR | https://www.sigmaaldrich.com/LT/en
Z677655-1PR | BUTOJECT(R) BUTYL GLOVES, SIZE L | 1X1PR | 1 | 105 | Sigma-Aldrich | Z677655-1PR | https://www.sigmaaldrich.com/LT/en
Z677663-1PR | BUTOJECT(R) BUTYL GLOVES, SIZE XL | 1X1PR | 1 | 105 | Sigma-Aldrich | Z677663-1PR | https://www.sigmaaldrich.com/LT/en
Z677671-1PR | BUTOJECT(R) BUTYL GLOVES, SIZE XXL | 1X1PR | 1 | 105 | Sigma-Aldrich | Z677671-1PR | https://www.sigmaaldrich.com/LT/en
Z677698-1PR | VITOJECT(R) FLUOROCARBON RUBBER GLOVES& | 1X1PR | 1 | 312 | Sigma-Aldrich | Z677698-1PR | https://www.sigmaaldrich.com/LT/en
Z677701-1PR | VITOJECT(R) FLUOROCARBON RUBBER GLOVES& | 1X1PR | 1 | 312 | Sigma-Aldrich | Z677701-1PR | https://www.sigmaaldrich.com/LT/en
Z677728-1PR | VITOJECT(R) FLUOROCARBON RUBBER GLOVES,& | 1X1PR | 1 | 312 | Sigma-Aldrich | Z677728-1PR | https://www.sigmaaldrich.com/LT/en
Z677736-1PR | VITOJECT(R) FLUOROCARBON RUBBER GLOVES,& | 1X1PR | 1 | 312 | Sigma-Aldrich | Z677736-1PR | https://www.sigmaaldrich.com/LT/en
Z677264-100EA | DERMATRIL(R) NITRILE GLOVES, SIZE S | 1X100EA | 1 | 63 | Sigma-Aldrich | Z677264-100EA | https://www.sigmaaldrich.com/LT/en
Z677264-10X100EA | DERMATRIL(R) NITRILE GLOVES, SIZE S | 10X100EA | 1 | 545 | Sigma-Aldrich | Z677264-10X100EA | https://www.sigmaaldrich.com/LT/en
Z677272-100EA | DERMATRIL(R) NITRILE GLOVES, SIZE M | 1X100EA | 1 | 63 | Sigma-Aldrich | Z677272-100EA | https://www.sigmaaldrich.com/LT/en
Z677272-10X100EA | DERMATRIL(R) NITRILE GLOVES, SIZE M | 10X100EA | 1 | 562 | Sigma-Aldrich | Z677272-10X100EA | https://www.sigmaaldrich.com/LT/en
Z677299-10X100EA | DERMATRIL(R) NITRILE GLOVES, SIZE XL | 10X100EA | 1 | 562 | Sigma-Aldrich | Z677299-10X100EA | https://www.sigmaaldrich.com/LT/en
Z677302-100EA | DERMATRIL(R) NITRILE GLOVES, SIZE XXL | 1X100EA | 1 | 63 | Sigma-Aldrich | Z677302-100EA | https://www.sigmaaldrich.com/LT/en
Z677302-10X100EA | DERMATRIL(R) NITRILE GLOVES, SIZE XXL | 10X100EA | 1 | 562 | Sigma-Aldrich | Z677302-10X100EA | https://www.sigmaaldrich.com/LT/en
Z677310-50EA | DERMATRIL(R) LR NITRILE GLOVES, SIZE S | 1X50EA | 1 | 110 | Sigma-Aldrich | Z677310-50EA | https://www.sigmaaldrich.com/LT/en
Z677310-10X50EA | DERMATRIL(R) LR NITRILE GLOVES, SIZE S | 10X50EA | 1 | 990 | Sigma-Aldrich | Z677310-10X50EA | https://www.sigmaaldrich.com/LT/en
Z677329-50EA | DERMATRIL(R) LR NITRILE GLOVES, SIZE M | 1X50EA | 1 | 110 | Sigma-Aldrich | Z677329-50EA | https://www.sigmaaldrich.com/LT/en
Z677329-10X50EA | DERMATRIL(R) LR NITRILE GLOVES, SIZE M | 10X50EA | 1 | 961 | Sigma-Aldrich | Z677329-10X50EA | https://www.sigmaaldrich.com/LT/en
Z677337-10X50EA | DERMATRIL(R) LR NITRILE GLOVES, SIZE L | 10X50EA | 1 | 961 | Sigma-Aldrich | Z677337-10X50EA | https://www.sigmaaldrich.com/LT/en
Z677345-10X50EA | DERMATRIL(R) LR NITRILE GLOVES, SIZE XL | 10X50EA | 1 | 990 | Sigma-Aldrich | Z677345-10X50EA | https://www.sigmaaldrich.com/LT/en
Z677353-10X50EA | DERMATRIL(R) P NITRILE GLOVES, SIZE XS | 10X50EA | 1 | 375 | Sigma-Aldrich | Z677353-10X50EA | https://www.sigmaaldrich.com/LT/en
Z677361-10X50EA | DERMATRIL(R) P NITRILE GLOVES, SIZE S | 10X50EA | 1 | 363 | Sigma-Aldrich | Z677361-10X50EA | https://www.sigmaaldrich.com/LT/en
Z677388-50EA | DERMATRIL(R) P NITRILE GLOVES, SIZE M | 1X50EA | 1 | 41 | Sigma-Aldrich | Z677388-50EA | https://www.sigmaaldrich.com/LT/en
Z677396-50EA | DERMATRIL(R) P NITRILE GLOVES, SIZE L | 1X50EA | 1 | 41 | Sigma-Aldrich | Z677396-50EA | https://www.sigmaaldrich.com/LT/en
Z677396-10X50EA | DERMATRIL(R) P NITRILE GLOVES, SIZE L | 10X50EA | 1 | 363 | Sigma-Aldrich | Z677396-10X50EA | https://www.sigmaaldrich.com/LT/en
Z677418-10X50EA | DERMATRIL(R) P NITRILE GLOVES, SIZE XL | 10X50EA | 1 | 363 | Sigma-Aldrich | Z677418-10X50EA | https://www.sigmaaldrich.com/LT/en
Z677426-50EA | DERMATRIL(R) P NITRILE GLOVES, SIZE XXL | 1X50EA | 1 | 41 | Sigma-Aldrich | Z677426-50EA | https://www.sigmaaldrich.com/LT/en
Z677426-10X50EA | DERMATRIL(R) P NITRILE GLOVES, SIZE XXL | 10X50EA | 1 | 363 | Sigma-Aldrich | Z677426-10X50EA | https://www.sigmaaldrich.com/LT/en
Z677434-100EA | CAMATRIL(R) VELOURS FLOCK LINED NITRILE | 1X100EA | 1 | 808 | Sigma-Aldrich | Z677434-100EA | https://www.sigmaaldrich.com/LT/en
Z677442-100EA | CAMATRIL(R) VELOURS FLOCK LINED NITRILE& | 1X100EA | 1 | 808 | Sigma-Aldrich | Z677442-100EA | https://www.sigmaaldrich.com/LT/en
Z677450-100EA | CAMATRIL(R) VELOURS FLOCK LINED NITRILE& | 1X100EA | 1 | 808 | Sigma-Aldrich | Z677450-100EA | https://www.sigmaaldrich.com/LT/en
Z677469-100EA | CAMATRIL(R) VELOURS FLOCK LINED NITRILE& | 1X100EA | 1 | 808 | Sigma-Aldrich | Z677469-100EA | https://www.sigmaaldrich.com/LT/en
Z677485-100EA | CAMAPREN(R) CHLOROPRENE FLOCK LINED GLO& | 1X100EA | 1 | 1265 | Sigma-Aldrich | Z677485-100EA | https://www.sigmaaldrich.com/LT/en
CLS431410-100EA | CORNING(R) SQUARE GLASS FIBER PREFILTER& | 1X100EA | 1 | 94 | Sigma-Aldrich | CLS431410-100EA | https://www.sigmaaldrich.com/LT/en
CLS431411-100EA | CORNING(R) SQUARE GLASS FIBER PREFILTER& | 1X100EA | 1 | 94 | Sigma-Aldrich | CLS431411-100EA | https://www.sigmaaldrich.com/LT/en
CLS431412-100EA | CORNING(R) SQUARE GLASS FIBER PREFILTER& | 1X100EA | 1 | 95 | Sigma-Aldrich | CLS431412-100EA | https://www.sigmaaldrich.com/LT/en
CLS431413-100EA | CORNING(R) SQUARE GLASS FIBER PREFILTER& | 1X100EA | 1 | 111 | Sigma-Aldrich | CLS431413-100EA | https://www.sigmaaldrich.com/LT/en
CLS4366-20EA | CENTRIFUGE TUBE RACK FOR CONICAL BOTTOM& | 1X20EA | 1 | 51 | Sigma-Aldrich | CLS4366-20EA | https://www.sigmaaldrich.com/LT/en
CLS139545SS-10EA | CORNING(R) SILICONE SEPTA FOR GL45 OPEN& | 1X10EA | 1 | 90 | Sigma-Aldrich | CLS139545SS-10EA | https://www.sigmaaldrich.com/LT/en
CLS400084-1EA | SUPPORT ROD FOR CORNING(R) HOT PLATES A& | 1X1EA | 1 | 25 | Sigma-Aldrich | CLS400084-1EA | https://www.sigmaaldrich.com/LT/en
CLS400430-1EA | CORNING(R) TEFLON(R)-COATED MAGNETIC ST& | 1X1EA | 1 | 42 | Sigma-Aldrich | CLS400430-1EA | https://www.sigmaaldrich.com/LT/en
CLS401392-1EA | CORNING(R) MODIFIED IMPELLER ASSEMBLY (& | 1X1EA | 1 | 242 | Sigma-Aldrich | CLS401392-1EA | https://www.sigmaaldrich.com/LT/en
CLS401435-1EA | CORNING(R) TEFLON(R)-COATED MAGNETIC ST& | 1X1EA | 1 | 36 | Sigma-Aldrich | CLS401435-1EA | https://www.sigmaaldrich.com/LT/en
CLS401654-1EA | CORNING(R) POLYPROPYLENE CAP, 45 MM, AU& | 1X1EA | 1 | 249 | Sigma-Aldrich | CLS401654-1EA | https://www.sigmaaldrich.com/LT/en
CLS401661-1EA | CORNING(R) MODIFIED IMPELLER ASSEMBLY (& | 1X1EA | 1 | 1288 | Sigma-Aldrich | CLS401661-1EA | https://www.sigmaaldrich.com/LT/en
CLS401901-1EA | CORNING(R) MODIFIED IMPELLER ASSEMBLY (& | 1X1EA | 1 | 1468 | Sigma-Aldrich | CLS401901-1EA | https://www.sigmaaldrich.com/LT/en
CLS409000-1EA | CORNING(R) PTFE-COATED MAGNETIC STIR BA& | 1X1EA | 1 | 54 | Sigma-Aldrich | CLS409000-1EA | https://www.sigmaaldrich.com/LT/en
CLS440140-1EA | CORNING(R) BOSS HEAD SUPPORT CLAMP | 1X1EA | 1 | 64 | Sigma-Aldrich | CLS440140-1EA | https://www.sigmaaldrich.com/LT/en
CLS440141-1EA | CORNING(R) TEMPERATURE PROBE SUPPORT CL& | 1X1EA | 1 | 72 | Sigma-Aldrich | CLS440141-1EA | https://www.sigmaaldrich.com/LT/en
CLS4519130-1EA | CORNING(R) PROBE INSERTION FITTINGS FOR& | 1X1EA | 1 | 788 | Sigma-Aldrich | CLS4519130-1EA | https://www.sigmaaldrich.com/LT/en
CLS4519134-1EA | CORNING(R) PROBE INSERTION FITTINGS FOR& | 1X1EA | 1 | 788 | Sigma-Aldrich | CLS4519134-1EA | https://www.sigmaaldrich.com/LT/en
CLS7078B5-400EA | PYREX(R) SHORTY DISPOSABLE GLASS SEROLO& | 1X400EA | 1 | 655 | Sigma-Aldrich | CLS7078B5-400EA | https://www.sigmaaldrich.com/LT/en
CLS9944816X-1000EA | PYREX(R) DISPOSABLE FLAT BOTTOM SCREW C& | 1X1000EA | 1 | 462 | Sigma-Aldrich | CLS9944816X-1000EA | https://www.sigmaaldrich.com/LT/en
CLS9950210-125EA | PYREX(R) DISPOSABLE GLASS CONICAL CENTR& | 1X125EA | 1 | 127 | Sigma-Aldrich | CLS9950210-125EA | https://www.sigmaaldrich.com/LT/en
CLS995025-125EA | PYREX(R) DISPOSABLE GLASS CONICAL CENTR& | 1X125EA | 1 | 127 | Sigma-Aldrich | CLS995025-125EA | https://www.sigmaaldrich.com/LT/en
CLS9950250-72EA | PYREX(R) DISPOSABLE GLASS CONICAL CENTR& | 1X72EA | 1 | 489 | Sigma-Aldrich | CLS9950250-72EA | https://www.sigmaaldrich.com/LT/en
CLS999824-12EA | CORNING(R) REUSABLE PHENOLIC GPI 24-400& | 1X12EA | 1 | 45 | Sigma-Aldrich | CLS999824-12EA | https://www.sigmaaldrich.com/LT/en
CLS9999132-288EA | CORNING(R) PHENOLIC CAP WITH WHITE RUBB& | 1X288EA | 1 | 114 | Sigma-Aldrich | CLS9999132-288EA | https://www.sigmaaldrich.com/LT/en
Z678023-1EA | FINNPIPETTE(R) F2 MULTICHANNEL, 12 CHAN& | 1X1EA | 1 | 992 | Sigma-Aldrich | Z678023-1EA | https://www.sigmaaldrich.com/LT/en
Z678120-1EA | FINNPIPETTE(R) F3 VARIABLE VOLUME, 10-1& | 1X1EA | 1 | 288 | Sigma-Aldrich | Z678120-1EA | https://www.sigmaaldrich.com/LT/en
Z677973-1EA | FINNPIPETTE(R) F2 MULTICHANNEL, 8 CHANN& | 1X1EA | 1 | 879 | Sigma-Aldrich | Z677973-1EA | https://www.sigmaaldrich.com/LT/en
Z678031-1EA | FINNPIPETTE(R) F2 MULTICHANNEL PIPETTE & | 1X1EA | 1 | 992 | Sigma-Aldrich | Z678031-1EA | https://www.sigmaaldrich.com/LT/en
Z678139-1EA | FINNPIPETTE(R) F3 VARIABLE VOLUME, 20-2& | 1X1EA | 1 | 288 | Sigma-Aldrich | Z678139-1EA | https://www.sigmaaldrich.com/LT/en
Z678414-1EA | MULTIFLOW PERISTALTIC PUMP, EUROPEAN PL& | 1X1EA | 1 | 1804 | Sigma-Aldrich | Z678414-1EA | https://www.sigmaaldrich.com/LT/en
Z678082-1EA | FINNPIPETTE(R) F2 MULTICHANNEL, 16 CHAN& | 1X1EA | 1 | 1065 | Sigma-Aldrich | Z678082-1EA | https://www.sigmaaldrich.com/LT/en
Z678090-1EA | FINNPIPETTE(R) F3 VARIABLE VOLUME, 1-10& | 1X1EA | 1 | 288 | Sigma-Aldrich | Z678090-1EA | https://www.sigmaaldrich.com/LT/en
Z678481-500G | KRYTOX(R) XP VACUUM PUMP OIL, 1514 | 1X500G | 1 | 220 | Sigma-Aldrich | Z678481-500G | https://www.sigmaaldrich.com/LT/en
Z677981-1EA | FINNPIPETTE(R) F2 MULTICHANNEL PIPETTE & | 1X1EA | 1 | 879 | Sigma-Aldrich | Z677981-1EA | https://www.sigmaaldrich.com/LT/en
Z678104-1EA | FINNPIPETTE(R) F3 VARIABLE VOLUME, 2-20& | 1X1EA | 1 | 288 | Sigma-Aldrich | Z678104-1EA | https://www.sigmaaldrich.com/LT/en
Z678112-1EA | FINNPIPETTE(R) F3 VARIABLE VOLUME, 5-50& | 1X1EA | 1 | 288 | Sigma-Aldrich | Z678112-1EA | https://www.sigmaaldrich.com/LT/en
Z678392-1EA | PRECIFLOW PERISTALTIC PUMP, UK PLUG, 23& | 1X1EA | 1 | 1568 | Sigma-Aldrich | Z678392-1EA | https://www.sigmaaldrich.com/LT/en
Z678406-1EA | PRECIFLOW PERISTALTIC PUMP, US PLUG, 11& | 1X1EA | 1 | 1568 | Sigma-Aldrich | Z678406-1EA | https://www.sigmaaldrich.com/LT/en
Z679074-1EA | FINNPIPETTE(R) F2 MULTICHANNEL, 16 CHAN& | 1X1EA | 1 | 1065 | Sigma-Aldrich | Z679074-1EA | https://www.sigmaaldrich.com/LT/en
Z678007-1EA | FINNPIPETTE(R) F2 MULTICHANNEL, 8 CHANN& | 1X1EA | 1 | 879 | Sigma-Aldrich | Z678007-1EA | https://www.sigmaaldrich.com/LT/en
Z678015-1EA | FINNPIPETTE(R) F2 MULTICHANNEL, 8 CHANN& | 1X1EA | 1 | 879 | Sigma-Aldrich | Z678015-1EA | https://www.sigmaaldrich.com/LT/en
Z678457-500G | KRYTOX(R) VACUUM PUMP OIL, 1514 | 1X500G | 1 | 200 | Sigma-Aldrich | Z678457-500G | https://www.sigmaaldrich.com/LT/en
Z678465-500G | KRYTOX(R) VACUUM PUMP OIL, 1525 | 1X500G | 1 | 211 | Sigma-Aldrich | Z678465-500G | https://www.sigmaaldrich.com/LT/en
Z678058-1EA | FINNPIPETTE(R) F2 MULTICHANNEL, 12 CHAN& | 1X1EA | 1 | 992 | Sigma-Aldrich | Z678058-1EA | https://www.sigmaaldrich.com/LT/en
Z678066-1EA | FINNPIPETTE(R) F2 MULTICHANNEL, 12 CHAN& | 1X1EA | 1 | 992 | Sigma-Aldrich | Z678066-1EA | https://www.sigmaaldrich.com/LT/en
Z678384-1EA | PRECIFLOW PERISTALTIC PUMP, EUROPEAN PL& | 1X1EA | 1 | 1568 | Sigma-Aldrich | Z678384-1EA | https://www.sigmaaldrich.com/LT/en
Z678449-500G | KRYTOX(R) VACUUM PUMP OIL, 1506 | 1X500G | 1 | 229 | Sigma-Aldrich | Z678449-500G | https://www.sigmaaldrich.com/LT/en
Z678473-500G | KRYTOX(R) XP VACUUM PUMP OIL, 1506 | 1X500G | 1 | 220 | Sigma-Aldrich | Z678473-500G | https://www.sigmaaldrich.com/LT/en
Z678422-1EA | MULTIFLOW PERISTALTIC PUMP, UK PLUG, 23& | 1X1EA | 1 | 1804 | Sigma-Aldrich | Z678422-1EA | https://www.sigmaaldrich.com/LT/en
Z678430-1EA | MULTIFLOW PERISTALTIC PUMP, US PLUG, 11& | 1X1EA | 1 | 1804 | Sigma-Aldrich | Z678430-1EA | https://www.sigmaaldrich.com/LT/en
THSD1141-1EA | THALESNANO MIDICART(TM) CATALYST CARTRI& | 1X1EA | 1 | 396 | Sigma-Aldrich | THSD1141-1EA | https://www.sigmaaldrich.com/LT/en
S6565-1PAK | NUNC(R) LAB-TEK(R) II - CC2 CHAMBER SL& | 1X1PAK | 1 | 426 | Sigma-Aldrich | S6565-1PAK | https://www.sigmaaldrich.com/LT/en
Z355542-600EA | FILTER MEMBRANES FOR MICROBIOLOGICAL AN& | 1X600EA | 1 | 400 | Sigma-Aldrich | Z355542-600EA | https://www.sigmaaldrich.com/LT/en
Z678147-1EA | FINNPIPETTE(R) F3 VARIABLE VOLUME, 100-& | 1X1EA | 1 | 288 | Sigma-Aldrich | Z678147-1EA | https://www.sigmaaldrich.com/LT/en
Z678155-1EA | FINNPIPETTE(R) F3 VARIABLE VOLUME, 1-10& | 1X1EA | 1 | 310 | Sigma-Aldrich | Z678155-1EA | https://www.sigmaaldrich.com/LT/en
Z678279-1EA | FINNPIPETTE(R) F2 VARIABLE VOLUME, 0.2-& | 1X1EA | 1 | 321 | Sigma-Aldrich | Z678279-1EA | https://www.sigmaaldrich.com/LT/en
Z678287-1EA | FINNPIPETTE(R) F2 VARIABLE VOLUME, 0.5-& | 1X1EA | 1 | 320 | Sigma-Aldrich | Z678287-1EA | https://www.sigmaaldrich.com/LT/en
Z678295-1EA | FINNPIPETTE(R) F2 VARIABLE VOLUME, 1-10& | 1X1EA | 1 | 320 | Sigma-Aldrich | Z678295-1EA | https://www.sigmaaldrich.com/LT/en
Z678309-1EA | FINNPIPETTE(R) F2 VARIABLE VOLUME, 2-20& | 1X1EA | 1 | 320 | Sigma-Aldrich | Z678309-1EA | https://www.sigmaaldrich.com/LT/en
Z678317-1EA | FINNPIPETTE(R) F2 VARIABLE VOLUME, 5-50& | 1X1EA | 1 | 320 | Sigma-Aldrich | Z678317-1EA | https://www.sigmaaldrich.com/LT/en
Z678325-1EA | FINNPIPETTE(R) F2 VARIABLE VOLUME, 10-1& | 1X1EA | 1 | 320 | Sigma-Aldrich | Z678325-1EA | https://www.sigmaaldrich.com/LT/en
Z678333-1EA | FINNPIPETTE(R) F2 VARIABLE VOLUME, 20-2& | 1X1EA | 1 | 320 | Sigma-Aldrich | Z678333-1EA | https://www.sigmaaldrich.com/LT/en
Z678341-1EA | FINNPIPETTE(R) F2 VARIABLE VOLUME, 100-& | 1X1EA | 1 | 320 | Sigma-Aldrich | Z678341-1EA | https://www.sigmaaldrich.com/LT/en
Z678368-1EA | FINNPIPETTE(R) F2 VARIABLE VOLUME, 0.5-& | 1X1EA | 1 | 334 | Sigma-Aldrich | Z678368-1EA | https://www.sigmaaldrich.com/LT/en
Z678376-1EA | FINNPIPETTE(R) F2 VARIABLE VOLUME, 1-10& | 1X1EA | 1 | 334 | Sigma-Aldrich | Z678376-1EA | https://www.sigmaaldrich.com/LT/en
CLS10020-4EA | CORNING(R) CELLBIND(R) SURFACE HYPERFLA& | 1X4EA | 1 | 471 | Sigma-Aldrich | CLS10020-4EA | https://www.sigmaaldrich.com/LT/en
CLS10030-4EA | CORNING(R) CELLBIND(R) SURFACE, HYPERFL& | 1X4EA | 1 | 471 | Sigma-Aldrich | CLS10030-4EA | https://www.sigmaaldrich.com/LT/en
CLS10034-24EA | CORNING(R) CELLBIND(R) SURFACE HYPERFLA& | 1X24EA | 1 | 2823 | Sigma-Aldrich | CLS10034-24EA | https://www.sigmaaldrich.com/LT/en
Z723533-1EA | LABNET MPS 1000 MINI PLATE SPINNER CENT& | 1X1EA | 1 | 717 | Sigma-Aldrich | Z723533-1EA | https://www.sigmaaldrich.com/LT/en
Z723649-1EA | LABNET MPS 1000 MINI PLATE SPINNER CENT& | 1X1EA | 1 | 627 | Sigma-Aldrich | Z723649-1EA | https://www.sigmaaldrich.com/LT/en
Z736074-1EA | JENCO(TM) STEREO MICROSCOPE, 115 V, BIN& | 1X1EA | 1 | 614 | Sigma-Aldrich | Z736074-1EA | https://www.sigmaaldrich.com/LT/en
THS01148-2EA | THALESNANO MICROCATCART CATAL& | 1X2EA | 1 | 164 | Sigma-Aldrich | THS01148-2EA | https://www.sigmaaldrich.com/LT/en
THS05138-2EA | THALESNANO CATCART CATALYST CARTRIDGE S& | 1X2EA | 1 | 347 | Sigma-Aldrich | THS05138-2EA | https://www.sigmaaldrich.com/LT/en
20425-U | TUBING CUTTER | 1X1EA | 1 | 65 | Sigma-Aldrich | 20425-U | https://www.sigmaaldrich.com/LT/en
22410-U | IMP TUBING CUTTER EA | 1X1EA | 1 | 46 | Sigma-Aldrich | 22410-U | https://www.sigmaaldrich.com/LT/en
22435-U | TWEEZERS | 1X1EA | 1 | 37 | Sigma-Aldrich | 22435-U | https://www.sigmaaldrich.com/LT/en
Z653322-1EA | QUICKFIT(R) WIDE-NECK REACTION FLASK CA& | 1X1EA | 1 | 92 | Sigma-Aldrich | Z653322-1EA | https://www.sigmaaldrich.com/LT/en
Z653330-1EA | QUICKFIT FLAT-FLANGE LID FOR REACTION FL | 1X1EA | 1 | 37 | Sigma-Aldrich | Z653330-1EA | https://www.sigmaaldrich.com/LT/en
Z555819-1EA | ALDRICH(R) IN-LINE BUBBLER WITH SAFETYB& | 1X1EA | 1 | 153 | Sigma-Aldrich | Z555819-1EA | https://www.sigmaaldrich.com/LT/en
Z558095-1EA | SPINNER TURBINES FOR BRUKER SPECTROMETE& | 1X1EA | 1 | 536 | Sigma-Aldrich | Z558095-1EA | https://www.sigmaaldrich.com/LT/en
Z558117-1EA | SPINNER TURBINES FOR BRUKER SPECTROMETE& | 1X1EA | 1 | 228 | Sigma-Aldrich | Z558117-1EA | https://www.sigmaaldrich.com/LT/en
Z558125-1EA | SPINNER TURBINES FOR VARIAN(R) SPECTROM& | 1X1EA | 1 | 533 | Sigma-Aldrich | Z558125-1EA | https://www.sigmaaldrich.com/LT/en
Z558133-1EA | SPINNER TURBINES FOR VARIAN(R) SPECTROM& | 1X1EA | 1 | 547 | Sigma-Aldrich | Z558133-1EA | https://www.sigmaaldrich.com/LT/en
Z558141-1EA | SPINNER TURBINES FOR VARIAN(R) SPECTROM& | 1X1EA | 1 | 589 | Sigma-Aldrich | Z558141-1EA | https://www.sigmaaldrich.com/LT/en
Z558168-1EA | SPINNER TURBINES FOR VARIAN(R) SPECTROM& | 1X1EA | 1 | 322 | Sigma-Aldrich | Z558168-1EA | https://www.sigmaaldrich.com/LT/en
Z558362-1EA | ALDRICH(R) SAFETYBARB(R) NMR TUBE CLEAN& | 1X1EA | 1 | 227 | Sigma-Aldrich | Z558362-1EA | https://www.sigmaaldrich.com/LT/en
Z558370-1EA | ALDRICH(R) SAFETYBARB(R) NMR TUBE CLEAN& | 1X1EA | 1 | 213 | Sigma-Aldrich | Z558370-1EA | https://www.sigmaaldrich.com/LT/en
Z678538-1EA | 2MAG MIX 1 ECO MAGNETIC STIRRER, EU PLU& | 1X1EA | 1 | 370 | Sigma-Aldrich | Z678538-1EA | https://www.sigmaaldrich.com/LT/en
Z678570-1EA | 2MAG MIX 1 MAGNETIC STIRRER, GB PLUG, 1& | 1X1EA | 1 | 627 | Sigma-Aldrich | Z678570-1EA | https://www.sigmaaldrich.com/LT/en
Z678589-1EA | 2MAG MIX 1 MAGNETIC STIRRER, US PLUG, 1& | 1X1EA | 1 | 627 | Sigma-Aldrich | Z678589-1EA | https://www.sigmaaldrich.com/LT/en
Z678597-1EA | 2MAG MIX 15 MULTI-POSITION STIRRER, EU & | 1X1EA | 1 | 1980 | Sigma-Aldrich | Z678597-1EA | https://www.sigmaaldrich.com/LT/en
Z678600-1EA | 2MAG MIX 15 MULTI-POSITION STIRRER, GB & | 1X1EA | 1 | 1980 | Sigma-Aldrich | Z678600-1EA | https://www.sigmaaldrich.com/LT/en
Z678627-1EA | 2MAG MIX 6 MULTI-POSITION STIRRER, EU P& | 1X1EA | 1 | 1578 | Sigma-Aldrich | Z678627-1EA | https://www.sigmaaldrich.com/LT/en
Z678635-1EA | 2MAG MIX 6 MULTI-POSITION STIRRER, GB P& | 1X1EA | 1 | 1578 | Sigma-Aldrich | Z678635-1EA | https://www.sigmaaldrich.com/LT/en
Z678643-1EA | 2MAG MIX 6 MULTI-POSITION STIRRER, US P& | 1X1EA | 1 | 1578 | Sigma-Aldrich | Z678643-1EA | https://www.sigmaaldrich.com/LT/en
Z678813-1EA | 2MAG BIOMIXDRIVE 4, AC INPUT 100/240 V | 1X1EA | 1 | 2009 | Sigma-Aldrich | Z678813-1EA | https://www.sigmaaldrich.com/LT/en
Z678821-1EA | 2MAG HOTMIX 1 HOTPLATE STIRRER, EU PLUG& | 1X1EA | 1 | 692 | Sigma-Aldrich | Z678821-1EA | https://www.sigmaaldrich.com/LT/en
Z678848-1EA | 2MAG HOTMIX 1 HOTPLATE STIRRER, GB PLUG& | 1X1EA | 1 | 692 | Sigma-Aldrich | Z678848-1EA | https://www.sigmaaldrich.com/LT/en
Z722715-50EA | FILM SEALING PADDLE POLYEHTYLENE | 1X50EA | 1 | 80 | Sigma-Aldrich | Z722715-50EA | https://www.sigmaaldrich.com/LT/en
THSX1116-1EA | THALESNANO X-CUBE CATCART CATALYST CART& | 1X1EA | 1 | 131 | Sigma-Aldrich | THSX1116-1EA | https://www.sigmaaldrich.com/LT/en
THSD1144-1EA | THALESNANO MIDICART(TM) CATALYST CARTRI& | 1X1EA | 1 | 608 | Sigma-Aldrich | THSD1144-1EA | https://www.sigmaaldrich.com/LT/en
THSX1153-1EA | THALESNANO X-CUBE CATCART CATALYST CART& | 1X1EA | 1 | 195 | Sigma-Aldrich | THSX1153-1EA | https://www.sigmaaldrich.com/LT/en
THSX1154-1EA | THALESNANO X-CUBE CATCART CATALYST CART& | 1X1EA | 1 | 89 | Sigma-Aldrich | THSX1154-1EA | https://www.sigmaaldrich.com/LT/en
THSX1155-1EA | THALESNANO X-CUBE CATCART CATALYST CART& | 1X1EA | 1 | 121 | Sigma-Aldrich | THSX1155-1EA | https://www.sigmaaldrich.com/LT/en
THSX1156-1EA | THALESNANO X-CUBE CATCART CATALYST CART& | 1X1EA | 1 | 94 | Sigma-Aldrich | THSX1156-1EA | https://www.sigmaaldrich.com/LT/en
THSX1157-1EA | THALESNANO X-CUBE CATCART CATALYST CART& | 1X1EA | 1 | 175 | Sigma-Aldrich | THSX1157-1EA | https://www.sigmaaldrich.com/LT/en
THSX1158-1EA | THALESNANO X-CUBE CATCART CATALYST CART& | 1X1EA | 1 | 111 | Sigma-Aldrich | THSX1158-1EA | https://www.sigmaaldrich.com/LT/en
THSX1159-1EA | THALESNANO X-CUBE CATCART CATALYST CART& | 1X1EA | 1 | 195 | Sigma-Aldrich | THSX1159-1EA | https://www.sigmaaldrich.com/LT/en
THSX1160-1EA | THALESNANO X-CUBE CATCART CATALYST CART& | 1X1EA | 1 | 247 | Sigma-Aldrich | THSX1160-1EA | https://www.sigmaaldrich.com/LT/en
THSX1161-1EA | THALESNANO X-CUBE CATCART CATALYST CART& | 1X1EA | 1 | 164 | Sigma-Aldrich | THSX1161-1EA | https://www.sigmaaldrich.com/LT/en
THSX1162-1EA | THALESNANO X-CUBE CATCART CATALYST CART& | 1X1EA | 1 | 196 | Sigma-Aldrich | THSX1162-1EA | https://www.sigmaaldrich.com/LT/en
THSX1163-1EA | THALESNANO X-CUBE CATCART CATALYST CART& | 1X1EA | 1 | 167 | Sigma-Aldrich | THSX1163-1EA | https://www.sigmaaldrich.com/LT/en
THSX1164-1EA | THALESNANO X-CUBE CATCART CATALYST CART& | 1X1EA | 1 | 110 | Sigma-Aldrich | THSX1164-1EA | https://www.sigmaaldrich.com/LT/en
THSX1165-1EA | THALESNANO X-CUBE CATCART CATALYST CART& | 1X1EA | 1 | 159 | Sigma-Aldrich | THSX1165-1EA | https://www.sigmaaldrich.com/LT/en
THSX1166-1EA | THALESNANO X-CUBE CATCART CATALYST CART& | 1X1EA | 1 | 206 | Sigma-Aldrich | THSX1166-1EA | https://www.sigmaaldrich.com/LT/en
THSX1167-1EA | THALESNANO X-CUBE CATCART CATALYST CART& | 1X1EA | 1 | 190 | Sigma-Aldrich | THSX1167-1EA | https://www.sigmaaldrich.com/LT/en
THSX1168-1EA | THALESNANO X-CUBE CATCART CATALYST CART& | 1X1EA | 1 | 93 | Sigma-Aldrich | THSX1168-1EA | https://www.sigmaaldrich.com/LT/en
THSX1169-1EA | THALESNANO X-CUBE CATCART CATALYST CART& | 1X1EA | 1 | 241 | Sigma-Aldrich | THSX1169-1EA | https://www.sigmaaldrich.com/LT/en
THSX1170-1EA | THALESNANO X-CUBE CATCART CATALYST CART& | 1X1EA | 1 | 95 | Sigma-Aldrich | THSX1170-1EA | https://www.sigmaaldrich.com/LT/en
THSX1171-1EA | THALESNANO X-CUBE CATCART CATALYST CART& | 1X1EA | 1 | 566 | Sigma-Aldrich | THSX1171-1EA | https://www.sigmaaldrich.com/LT/en
THSX1172-1EA | THALESNANO X-CUBE CATCART CATALYST CART& | 1X1EA | 1 | 125 | Sigma-Aldrich | THSX1172-1EA | https://www.sigmaaldrich.com/LT/en
THSX1173-1EA | THALESNANO X-CUBE CATCART CATALYST CART& | 1X1EA | 1 | 156 | Sigma-Aldrich | THSX1173-1EA | https://www.sigmaaldrich.com/LT/en
THSX1174-1EA | THALESNANO X-CUBE CATCART CATALYST CART& | 1X1EA | 1 | 180 | Sigma-Aldrich | THSX1174-1EA | https://www.sigmaaldrich.com/LT/en
THSX1176-1EA | THALESNANO X-CUBE CATCART CATALYST CART& | 1X1EA | 1 | 190 | Sigma-Aldrich | THSX1176-1EA | https://www.sigmaaldrich.com/LT/en
THSX1177-1EA | THALESNANO X-CUBE CATCART CATALYST CART& | 1X1EA | 1 | 181 | Sigma-Aldrich | THSX1177-1EA | https://www.sigmaaldrich.com/LT/en
THSX1179-1EA | THALESNANO X-CUBE CATCART CATALYST CART& | 1X1EA | 1 | 156 | Sigma-Aldrich | THSX1179-1EA | https://www.sigmaaldrich.com/LT/en
THSX1180-1EA | THALESNANO X-CUBE CATCART CATALYST CART& | 1X1EA | 1 | 160 | Sigma-Aldrich | THSX1180-1EA | https://www.sigmaaldrich.com/LT/en
THSX1182-1EA | THALESNANO X-CUBE CATCART CATALYST CART& | 1X1EA | 1 | 215 | Sigma-Aldrich | THSX1182-1EA | https://www.sigmaaldrich.com/LT/en
THSX1184-1EA | THALESNANO X-CUBE CATCART CATALYST CART& | 1X1EA | 1 | 405 | Sigma-Aldrich | THSX1184-1EA | https://www.sigmaaldrich.com/LT/en
THSX1185-1EA | THALESNANO X-CUBE CATCART CATALYST CART& | 1X1EA | 1 | 421 | Sigma-Aldrich | THSX1185-1EA | https://www.sigmaaldrich.com/LT/en
THSX1186-1EA | THALESNANO X-CUBE CATCART CATALYST CART& | 1X1EA | 1 | 180 | Sigma-Aldrich | THSX1186-1EA | https://www.sigmaaldrich.com/LT/en
THSX1188-1EA | THALESNANO X-CUBE CATCART CATALYST CART& | 1X1EA | 1 | 316 | Sigma-Aldrich | THSX1188-1EA | https://www.sigmaaldrich.com/LT/en
THSX1189-1EA | THALESNANO X-CUBE CATCART CATALYST CART& | 1X1EA | 1 | 255 | Sigma-Aldrich | THSX1189-1EA | https://www.sigmaaldrich.com/LT/en
THSX1190-1EA | THALESNANO X-CUBE CATCART CATALYST CART& | 1X1EA | 1 | 168 | Sigma-Aldrich | THSX1190-1EA | https://www.sigmaaldrich.com/LT/en
THSX1191-1EA | THALESNANO X-CUBE CATCART CATALYST CART& | 1X1EA | 1 | 90 | Sigma-Aldrich | THSX1191-1EA | https://www.sigmaaldrich.com/LT/en
THSX1195-1EA | THALESNANO X-CUBE CATCART CATALYST CART& | 1X1EA | 1 | 108 | Sigma-Aldrich | THSX1195-1EA | https://www.sigmaaldrich.com/LT/en
THSD1143-1EA | THALESNANO MIDICART(TM) CATALYST CARTRI& | 1X1EA | 1 | 412 | Sigma-Aldrich | THSD1143-1EA | https://www.sigmaaldrich.com/LT/en
THSD1146-1EA | THALESNANO MIDICART(TM) CATALYST CARTRI& | 1X1EA | 1 | 412 | Sigma-Aldrich | THSD1146-1EA | https://www.sigmaaldrich.com/LT/en
THSD1147-1EA | THALESNANO MIDICART(TM) CATALYST CARTRI& | 1X1EA | 1 | 367 | Sigma-Aldrich | THSD1147-1EA | https://www.sigmaaldrich.com/LT/en
THSD1148-1EA | THALESNANO MIDICART(TM) CATALYST CARTRI& | 1X1EA | 1 | 435 | Sigma-Aldrich | THSD1148-1EA | https://www.sigmaaldrich.com/LT/en
THSD1444-1EA | THALESNANO MIDICART(TM) CATALYST CARTRI& | 1X1EA | 1 | 396 | Sigma-Aldrich | THSD1444-1EA | https://www.sigmaaldrich.com/LT/en
THSD1446-1EA | THALESNANO MIDICART CATALYST CARTRIDGE & | 1X1EA | 1 | 629 | Sigma-Aldrich | THSD1446-1EA | https://www.sigmaaldrich.com/LT/en
THSD1649-1EA | THALESNANO MIDICART(TM) CATALYST CARTRI& | 1X1EA | 1 | 405 | Sigma-Aldrich | THSD1649-1EA | https://www.sigmaaldrich.com/LT/en
THSD2141-1EA | THALESNANO MIDICART(TM) CATALYST CARTRI& | 1X1EA | 1 | 622 | Sigma-Aldrich | THSD2141-1EA | https://www.sigmaaldrich.com/LT/en
THSD2148-1EA | THALESNANO MIDICART(TM) CATALYST CARTRI& | 1X1EA | 1 | 582 | Sigma-Aldrich | THSD2148-1EA | https://www.sigmaaldrich.com/LT/en
THSD6145-1EA | THALESNANO MIDICART(TM) CATALYST CARTRI& | 1X1EA | 1 | 441 | Sigma-Aldrich | THSD6145-1EA | https://www.sigmaaldrich.com/LT/en
THSD8142-1EA | THALESNANO MIDICART CATALYST CARTRIDGE S | 1X1EA | 1 | 482 | Sigma-Aldrich | THSD8142-1EA | https://www.sigmaaldrich.com/LT/en
THSX1112-1EA | THALESNANO X-CUBE CATCART CATALYST CART& | 1X1EA | 1 | 89 | Sigma-Aldrich | THSX1112-1EA | https://www.sigmaaldrich.com/LT/en
THSX1113-1EA | THALESNANO X-CUBE CATCART CATALYST CART& | 1X1EA | 1 | 167 | Sigma-Aldrich | THSX1113-1EA | https://www.sigmaaldrich.com/LT/en
THSX1114-1EA | THALESNANO X-CUBE CATCART CATALYST CART& | 1X1EA | 1 | 111 | Sigma-Aldrich | THSX1114-1EA | https://www.sigmaaldrich.com/LT/en
THSX1115-1EA | THALESNANO X-CUBE CATCART CATALYST CART& | 1X1EA | 1 | 118 | Sigma-Aldrich | THSX1115-1EA | https://www.sigmaaldrich.com/LT/en
THSX1117-1EA | THALESNANO X-CUBE CATCART CATALYST CART& | 1X1EA | 1 | 147 | Sigma-Aldrich | THSX1117-1EA | https://www.sigmaaldrich.com/LT/en
THSX1118-1EA | THALESNANO X-CUBE CATCART CATALYST CART& | 1X1EA | 1 | 153 | Sigma-Aldrich | THSX1118-1EA | https://www.sigmaaldrich.com/LT/en
THSX1119-1EA | THALESNANO X-CUBE CATCART CATALYST CART& | 1X1EA | 1 | 288 | Sigma-Aldrich | THSX1119-1EA | https://www.sigmaaldrich.com/LT/en
THSX1120-1EA | THALESNANO X-CUBE CATCART CATALYST CART& | 1X1EA | 1 | 215 | Sigma-Aldrich | THSX1120-1EA | https://www.sigmaaldrich.com/LT/en
THSX1121-1EA | THALESNANO X-CUBE CATCART CATALYST CART& | 1X1EA | 1 | 261 | Sigma-Aldrich | THSX1121-1EA | https://www.sigmaaldrich.com/LT/en
THSX1122-1EA | THALESNANO X-CUBE CATCART CAT | 1X1EA | 1 | 153 | Sigma-Aldrich | THSX1122-1EA | https://www.sigmaaldrich.com/LT/en
THSX1123-1EA | THALESNANO X-CUBE CATCART CATALYST CART& | 1X1EA | 1 | 147 | Sigma-Aldrich | THSX1123-1EA | https://www.sigmaaldrich.com/LT/en
THSX1124-1EA | THALESNANO X-CUBE CATCART CATALYST CART& | 1X1EA | 1 | 323 | Sigma-Aldrich | THSX1124-1EA | https://www.sigmaaldrich.com/LT/en
THSX1125-1EA | THALESNANO X-CUBE CATCART CATALYST CART& | 1X1EA | 1 | 421 | Sigma-Aldrich | THSX1125-1EA | https://www.sigmaaldrich.com/LT/en
THSX1126-1EA | THALESNANO X-CUBE CATCART CATALYST CART& | 1X1EA | 1 | 226 | Sigma-Aldrich | THSX1126-1EA | https://www.sigmaaldrich.com/LT/en
THSX1127-1EA | THALESNANO X-CUBE CATCART CATALYST CART& | 1X1EA | 1 | 218 | Sigma-Aldrich | THSX1127-1EA | https://www.sigmaaldrich.com/LT/en
THSX1128-1EA | THALESNANO X-CUBE CATCART CATALYST CART& | 1X1EA | 1 | 328 | Sigma-Aldrich | THSX1128-1EA | https://www.sigmaaldrich.com/LT/en
THSX1130-1EA | THALESNANO X-CUBE CATCART CATALYST CART& | 1X1EA | 1 | 195 | Sigma-Aldrich | THSX1130-1EA | https://www.sigmaaldrich.com/LT/en
THSX1131-1EA | THALESNANO X-CUBE CATCART CATALYST CART& | 1X1EA | 1 | 247 | Sigma-Aldrich | THSX1131-1EA | https://www.sigmaaldrich.com/LT/en
THSX1132-1EA | THALESNANO X-CUBE CATCART CATALYST CART& | 1X1EA | 1 | 161 | Sigma-Aldrich | THSX1132-1EA | https://www.sigmaaldrich.com/LT/en
THSX1133-1EA | THALESNANO X-CUBE CATCART CATALYST CART& | 1X1EA | 1 | 149 | Sigma-Aldrich | THSX1133-1EA | https://www.sigmaaldrich.com/LT/en
THSX1134-1EA | THALESNANO X-CUBE CATCART CATALYST CART& | 1X1EA | 1 | 265 | Sigma-Aldrich | THSX1134-1EA | https://www.sigmaaldrich.com/LT/en
THSX1135-1EA | THALESNANO X-CUBE CATCART CATALYST CART& | 1X1EA | 1 | 180 | Sigma-Aldrich | THSX1135-1EA | https://www.sigmaaldrich.com/LT/en
THSX1136-1EA | THALESNANO X-CUBE CATCART CATALYST CART& | 1X1EA | 1 | 181 | Sigma-Aldrich | THSX1136-1EA | https://www.sigmaaldrich.com/LT/en
THSX1137-1EA | THALESNANO X-CUBE CATCART CATALYST CART& | 1X1EA | 1 | 141 | Sigma-Aldrich | THSX1137-1EA | https://www.sigmaaldrich.com/LT/en
THSX1138-1EA | THALESNANO X-CUBE CATCART CATALYST CART& | 1X1EA | 1 | 167 | Sigma-Aldrich | THSX1138-1EA | https://www.sigmaaldrich.com/LT/en
THSX1139-1EA | THALESNANO X-CUBE CATCART CATALYST CART& | 1X1EA | 1 | 129 | Sigma-Aldrich | THSX1139-1EA | https://www.sigmaaldrich.com/LT/en
THSX1142-1EA | THALESNANO X-CUBE CATCART CATALYST CART& | 1X1EA | 1 | 153 | Sigma-Aldrich | THSX1142-1EA | https://www.sigmaaldrich.com/LT/en
THSX1144-1EA | THALESNANO X-CUBE CATCART CATALYST CART& | 1X1EA | 1 | 188 | Sigma-Aldrich | THSX1144-1EA | https://www.sigmaaldrich.com/LT/en
THSX1145-1EA | THALESNANO X-CUBE CATCART CATALYST CART& | 1X1EA | 1 | 167 | Sigma-Aldrich | THSX1145-1EA | https://www.sigmaaldrich.com/LT/en
THSX1146-1EA | THALESNANO X-CUBE CATCART CATALYST CART& | 1X1EA | 1 | 229 | Sigma-Aldrich | THSX1146-1EA | https://www.sigmaaldrich.com/LT/en
THSX1147-1EA | THALESNANO X-CUBE CATCART CATALYST CART& | 1X1EA | 1 | 131 | Sigma-Aldrich | THSX1147-1EA | https://www.sigmaaldrich.com/LT/en
THSX1151-1EA | THALESNANO X-CUBE CATCART CATALYST CART& | 1X1EA | 1 | 93 | Sigma-Aldrich | THSX1151-1EA | https://www.sigmaaldrich.com/LT/en
THSX1152-1EA | THALESNANO X-CUBE CATCART CATALYST CART& | 1X1EA | 1 | 160 | Sigma-Aldrich | THSX1152-1EA | https://www.sigmaaldrich.com/LT/en
THSD1040-1EA | THALESNANO MIDICART(TM) CATALYST CARTRI& | 1X1EA | 1 | 315 | Sigma-Aldrich | THSD1040-1EA | https://www.sigmaaldrich.com/LT/en
THSD1140-1EA | THALESNANO MIDICART(TM) CATALYST CARTRI& | 1X1EA | 1 | 360 | Sigma-Aldrich | THSD1140-1EA | https://www.sigmaaldrich.com/LT/en
THS03135-2EA | THALESNANO CATCART CATALYST CARTRIDGE SY | 1X2EA | 1 | 454 | Sigma-Aldrich | THS03135-2EA | https://www.sigmaaldrich.com/LT/en
THS01139-1EA | THALESNANO CATCART(R) HOLDER WITHOUT CO& | 1X1EA | 1 | 126 | Sigma-Aldrich | THS01139-1EA | https://www.sigmaaldrich.com/LT/en
THS01219-1EA | THALESNANO CATCART HOLDER WITH SS CONNEC | 1X1EA | 1 | 248 | Sigma-Aldrich | THS01219-1EA | https://www.sigmaaldrich.com/LT/en
THS01016-1EA | THALESNANO CATCART(R) SS CONNECTING TUB& | 1X1EA | 1 | 39 | Sigma-Aldrich | THS01016-1EA | https://www.sigmaaldrich.com/LT/en
THS01119-1EA | THALESNANO CATCART(R) HOLDER WITHOUT CO& | 1X1EA | 1 | 104 | Sigma-Aldrich | THS01119-1EA | https://www.sigmaaldrich.com/LT/en
Z569437-1EA | WILMAD(R) COAXIAL INSERT, 517-COMPLETE & | 1X1EA | 1 | 62 | Sigma-Aldrich | Z569437-1EA | https://www.sigmaaldrich.com/LT/en
Z569534-1EA | WILMAD(R) COAXIAL INSERT, 517-SPACER ON& | 1X1EA | 1 | 13 | Sigma-Aldrich | Z569534-1EA | https://www.sigmaaldrich.com/LT/en
Z568996-1EA | ALDRICH(R) LIEBIG CONDENSER WITH CUP, O& | 1X1EA | 1 | 125 | Sigma-Aldrich | Z568996-1EA | https://www.sigmaaldrich.com/LT/en
Z569194-50EA | ALDRICH(R) COLORSPEC(TM) NMR TUBES, 7 I& | 1X50EA | 1 | 80 | Sigma-Aldrich | Z569194-50EA | https://www.sigmaaldrich.com/LT/en
Z569208-50EA | ALDRICH(R) COLORSPEC(TM) NMR TUBES, 8 I& | 1X50EA | 1 | 91 | Sigma-Aldrich | Z569208-50EA | https://www.sigmaaldrich.com/LT/en
Z569216-5EA | ALDRICH(R) COLORSPEC(TM) NMR TUBES, 7 I& | 1X5EA | 1 | 20 | Sigma-Aldrich | Z569216-5EA | https://www.sigmaaldrich.com/LT/en
Z569224-5EA | ALDRICH(R) COLORSPEC(TM) NMR TUBES, 8 I& | 1X5EA | 1 | 22 | Sigma-Aldrich | Z569224-5EA | https://www.sigmaaldrich.com/LT/en
Z569232-5EA | ALDRICH(R) COLORSPEC(TM) NMR TUBES, 7 I& | 1X5EA | 1 | 25 | Sigma-Aldrich | Z569232-5EA | https://www.sigmaaldrich.com/LT/en
Z569240-5EA | ALDRICH(R) COLORSPEC(TM) NMR TUBES, 8 I& | 1X5EA | 1 | 33 | Sigma-Aldrich | Z569240-5EA | https://www.sigmaaldrich.com/LT/en
Z569267-5EA | ALDRICH(R) COLORSPEC(TM) NMR TUBES, 8 I& | 1X5EA | 1 | 36 | Sigma-Aldrich | Z569267-5EA | https://www.sigmaaldrich.com/LT/en
Z569275-5EA | ALDRICH(R) COLORSPEC(TM) NMR TUBES, 7 I& | 1X5EA | 1 | 49 | Sigma-Aldrich | Z569275-5EA | https://www.sigmaaldrich.com/LT/en
Z569283-5EA | ALDRICH(R) COLORSPEC(TM) NMR TUBES, 8 I& | 1X5EA | 1 | 54 | Sigma-Aldrich | Z569283-5EA | https://www.sigmaaldrich.com/LT/en
Z569291-5EA | ALDRICH(R) COLORSPEC(TM) NMR TUBES, 7 I& | 1X5EA | 1 | 40 | Sigma-Aldrich | Z569291-5EA | https://www.sigmaaldrich.com/LT/en
Z569305-5EA | ALDRICH(R) COLORSPEC(TM) NMR TUBES, 8 I& | 1X5EA | 1 | 42 | Sigma-Aldrich | Z569305-5EA | https://www.sigmaaldrich.com/LT/en
Z569313-5EA | ALDRICH(R) COLORSPEC(TM) NMR TUBES, 7 I& | 1X5EA | 1 | 43 | Sigma-Aldrich | Z569313-5EA | https://www.sigmaaldrich.com/LT/en
Z569321-5EA | ALDRICH(R) COLORSPEC(TM) NMR TUBES, 8 I& | 1X5EA | 1 | 49 | Sigma-Aldrich | Z569321-5EA | https://www.sigmaaldrich.com/LT/en
Z569356-5EA | ALDRICH(R) COLORSPEC(TM) NMR TUBES, 8 I& | 1X5EA | 1 | 68 | Sigma-Aldrich | Z569356-5EA | https://www.sigmaaldrich.com/LT/en
Z569364-5EA | ALDRICH(R) COLORSPEC(TM) NMR TUBES, 7 I& | 1X5EA | 1 | 93 | Sigma-Aldrich | Z569364-5EA | https://www.sigmaaldrich.com/LT/en
Z569372-5EA | ALDRICH(R) COLORSPEC(TM) NMR TUBES, 8 I& | 1X5EA | 1 | 101 | Sigma-Aldrich | Z569372-5EA | https://www.sigmaaldrich.com/LT/en
Z569380-5EA | ALDRICH(R) COLORSPEC(TM) NMR TUBES, 7 I& | 1X5EA | 1 | 125 | Sigma-Aldrich | Z569380-5EA | https://www.sigmaaldrich.com/LT/en
Z569399-5EA | ALDRICH(R) COLORSPEC(TM) NMR TUBES, 8 I& | 1X5EA | 1 | 136 | Sigma-Aldrich | Z569399-5EA | https://www.sigmaaldrich.com/LT/en
Z569402-5EA | ALDRICH(R) COLORSPEC(TM) NMR TUBES, 7 I& | 1X5EA | 1 | 176 | Sigma-Aldrich | Z569402-5EA | https://www.sigmaaldrich.com/LT/en
Z569410-5EA | ALDRICH(R) COLORSPEC(TM) NMR TUBES, 8 I& | 1X5EA | 1 | 198 | Sigma-Aldrich | Z569410-5EA | https://www.sigmaaldrich.com/LT/en
Z568988-1EA | ALDRICH(R) LIEBIG CONDENSER WITH CUP, O& | 1X1EA | 1 | 469 | Sigma-Aldrich | Z568988-1EA | https://www.sigmaaldrich.com/LT/en
Z569569-100EA | WILMAD(R) COAXIAL INSERT, CAPS WITH HOLE | 1X100EA | 1 | 30 | Sigma-Aldrich | Z569569-100EA | https://www.sigmaaldrich.com/LT/en
CLS11502-2EA | CORNING(R)ERLENMEYER FLASK, 5 L, BAFFLE& | 1X2EA | 1 | 773 | Sigma-Aldrich | CLS11502-2EA | https://www.sigmaaldrich.com/LT/en
Z741989-1EA | EXACT-TEMP BOTTLE THERMOMETER FOR REFRI& | 1X1EA | 1 | 48 | Sigma-Aldrich | Z741989-1EA | https://www.sigmaaldrich.com/LT/en
Z742072-1EA | EXACT-TEMP COATED BOTTLE THERMOMETER WI& | 1X1EA | 1 | 189 | Sigma-Aldrich | Z742072-1EA | https://www.sigmaaldrich.com/LT/en
Z742076-1EA | EXACT-TEMP COATED BOTTLE THERMOMETER WI& | 1X1EA | 1 | 219 | Sigma-Aldrich | Z742076-1EA | https://www.sigmaaldrich.com/LT/en
Z742070-1EA | EXACT-TEMP COATED BOTTLE THERMOMETER WI& | 1X1EA | 1 | 192 | Sigma-Aldrich | Z742070-1EA | https://www.sigmaaldrich.com/LT/en
Z742067-1EA | EXACT-TEMP COATED BOTTLE THERMOMETER, F& | 1X1EA | 1 | 88 | Sigma-Aldrich | Z742067-1EA | https://www.sigmaaldrich.com/LT/en
Z742075-1EA | EXACT-TEMP COATED BOTTLE THERMOMETER WI& | 1X1EA | 1 | 222 | Sigma-Aldrich | Z742075-1EA | https://www.sigmaaldrich.com/LT/en
Z742042-1EA | EXACT-TEMP BOTTLE THERMOMETER WITH 2 PO& | 1X1EA | 1 | 204 | Sigma-Aldrich | Z742042-1EA | https://www.sigmaaldrich.com/LT/en
Z742048-1EA | EXACT-TEMP BOTTLE THERMOMETER WITH 2 PO& | 1X1EA | 1 | 298 | Sigma-Aldrich | Z742048-1EA | https://www.sigmaaldrich.com/LT/en
Z742041-1EA | EXACT-TEMP BOTTLE THERMOMETER WITH 2 PO& | 1X1EA | 1 | 185 | Sigma-Aldrich | Z742041-1EA | https://www.sigmaaldrich.com/LT/en
Z741996-1EA | EXACT-TEMP BOTTLE THERMOMETER, FOR OVEN& | 1X1EA | 1 | 162 | Sigma-Aldrich | Z741996-1EA | https://www.sigmaaldrich.com/LT/en
Z742000-1EA | EXACT-TEMP BOTTLE THERMOMETER WITH 2 PO& | 1X1EA | 1 | 189 | Sigma-Aldrich | Z742000-1EA | https://www.sigmaaldrich.com/LT/en
Z742077-1EA | EXACT-TEMP COATED BOTTLE THERMOMETER WI& | 1X1EA | 1 | 190 | Sigma-Aldrich | Z742077-1EA | https://www.sigmaaldrich.com/LT/en
Z742069-1EA | EXACT-TEMP COATED BOTTLE THERMOMETER WI& | 1X1EA | 1 | 227 | Sigma-Aldrich | Z742069-1EA | https://www.sigmaaldrich.com/LT/en
Z741998-1EA | EXACT-TEMP BOTTLE THERMOMETER WITH 2 PO& | 1X1EA | 1 | 203 | Sigma-Aldrich | Z741998-1EA | https://www.sigmaaldrich.com/LT/en
Z741992-1EA | EXACT-TEMP BOTTLE THERMOMETER, FOR INCU& | 1X1EA | 1 | 76 | Sigma-Aldrich | Z741992-1EA | https://www.sigmaaldrich.com/LT/en
CLS3809-100EA | CORNING(R) CELLBIND(R) 96 WELL PLATES, & | 1X100EA | 1 | 1479 | Sigma-Aldrich | CLS3809-100EA | https://www.sigmaaldrich.com/LT/en
Z742050-1EA | EXACT-TEMP COATED BOTTLE THERMOMETER, F& | 1X1EA | 1 | 71 | Sigma-Aldrich | Z742050-1EA | https://www.sigmaaldrich.com/LT/en
Z742059-1EA | EXACT-TEMP COATED BOTTLE THERMOMETER, F& | 1X1EA | 1 | 53 | Sigma-Aldrich | Z742059-1EA | https://www.sigmaaldrich.com/LT/en
Z742044-1EA | EXACT-TEMP BOTTLE THERMOMETER WITH 2 PO& | 1X1EA | 1 | 213 | Sigma-Aldrich | Z742044-1EA | https://www.sigmaaldrich.com/LT/en
Z742080-1EA | EXACT-TEMP COATED BOTTLE THERMOMETER WI& | 1X1EA | 1 | 303 | Sigma-Aldrich | Z742080-1EA | https://www.sigmaaldrich.com/LT/en
Z742073-1EA | EXACT-TEMP COATED BOTTLE THERMOMETER WI& | 1X1EA | 1 | 208 | Sigma-Aldrich | Z742073-1EA | https://www.sigmaaldrich.com/LT/en
Z741987-1EA | EXACT-TEMP BOTTLE THERMOMETER, FOR FREE& | 1X1EA | 1 | 52 | Sigma-Aldrich | Z741987-1EA | https://www.sigmaaldrich.com/LT/en
Z741968-200EA | CAMEO SYRINGE FILTER, PTFE MEMBRANE, 0.& | 1X200EA | 1 | 794 | Sigma-Aldrich | Z741968-200EA | https://www.sigmaaldrich.com/LT/en
Z742047-1EA | EXACT-TEMP BOTTLE THERMOMETER WITH 2 PO& | 1X1EA | 1 | 195 | Sigma-Aldrich | Z742047-1EA | https://www.sigmaaldrich.com/LT/en
Z741993-1EA | EXACT-TEMP BOTTLE THERMOMETER, FOR INCU& | 1X1EA | 1 | 50 | Sigma-Aldrich | Z741993-1EA | https://www.sigmaaldrich.com/LT/en
Z742052-1EA | EXACT-TEMP COATED BOTTLE THERMOMETER, F& | 1X1EA | 1 | 55 | Sigma-Aldrich | Z742052-1EA | https://www.sigmaaldrich.com/LT/en
Z741970-100EA | GVS FILTRATION MEMBRANE , POLYCARBONATE& | 1X100EA | 1 | 155 | Sigma-Aldrich | Z741970-100EA | https://www.sigmaaldrich.com/LT/en
BR747775-500EA | BRAND(R)PIPETTE 1 ML WITHDRAW VOLUME, & | 1X500EA | 1 | 86 | Sigma-Aldrich | BR747775-500EA | https://www.sigmaaldrich.com/LT/en
Z742056-1EA | EXACT-TEMP COATED BOTTLE THERMOMETER, F& | 1X1EA | 1 | 84 | Sigma-Aldrich | Z742056-1EA | https://www.sigmaaldrich.com/LT/en
Z742071-1EA | EXACT-TEMP COATED BOTTLE THERMOMETER WI& | 1X1EA | 1 | 209 | Sigma-Aldrich | Z742071-1EA | https://www.sigmaaldrich.com/LT/en
Z742065-1EA | EXACT-TEMP COATED BOTTLE THERMOMETER, F& | 1X1EA | 1 | 166 | Sigma-Aldrich | Z742065-1EA | https://www.sigmaaldrich.com/LT/en
Z741985-1EA | EXACT-TEMP BOTTLE THERMOMETER, FOR ULTR& | 1X1EA | 1 | 66 | Sigma-Aldrich | Z741985-1EA | https://www.sigmaaldrich.com/LT/en
Z742078-1EA | EXACT-TEMP COATED BOTTLE THERMOMETER WI& | 1X1EA | 1 | 221 | Sigma-Aldrich | Z742078-1EA | https://www.sigmaaldrich.com/LT/en
Z742049-1EA | EXACT-TEMP BOTTLE THERMOMETER WITH 2 PO& | 1X1EA | 1 | 229 | Sigma-Aldrich | Z742049-1EA | https://www.sigmaaldrich.com/LT/en
Z742040-1EA | EXACT-TEMP BOTTLE THERMOMETER WITH 2 PO& | 1X1EA | 1 | 203 | Sigma-Aldrich | Z742040-1EA | https://www.sigmaaldrich.com/LT/en
Z742061-1EA | EXACT-TEMP COATED BOTTLE THERMOMETER, F& | 1X1EA | 1 | 58 | Sigma-Aldrich | Z742061-1EA | https://www.sigmaaldrich.com/LT/en
Z742043-1EA | EXACT-TEMP BOTTLE THERMOMETER WITH 2 PO& | 1X1EA | 1 | 215 | Sigma-Aldrich | Z742043-1EA | https://www.sigmaaldrich.com/LT/en
Z742046-1EA | EXACT-TEMP BOTTLE THERMOMETER WITH 2 PO& | 1X1EA | 1 | 215 | Sigma-Aldrich | Z742046-1EA | https://www.sigmaaldrich.com/LT/en
CLS3571BC-50EA | CORNING(R)384 WELL MICROPLATE, LOW VOLUM | 1X50EA | 1 | 951 | Sigma-Aldrich | CLS3571BC-50EA | https://www.sigmaaldrich.com/LT/en
Z742054-1EA | EXACT-TEMP COATED BOTTLE THERMOMETER FO& | 1X1EA | 1 | 51 | Sigma-Aldrich | Z742054-1EA | https://www.sigmaaldrich.com/LT/en
Z742060-1EA | EXACT-TEMP COATED BOTTLE THERMOMETER, F& | 1X1EA | 1 | 83 | Sigma-Aldrich | Z742060-1EA | https://www.sigmaaldrich.com/LT/en
Z742051-1EA | EXACT-TEMP COATED BOTTLE THERMOMETER, F& | 1X1EA | 1 | 90 | Sigma-Aldrich | Z742051-1EA | https://www.sigmaaldrich.com/LT/en
Z742055-1EA | EXACT-TEMP COATED BOTTLE THERMOMETER, F& | 1X1EA | 1 | 71 | Sigma-Aldrich | Z742055-1EA | https://www.sigmaaldrich.com/LT/en
Z742045-1EA | EXACT-TEMP BOTTLE THERMOMETER WITH 2 PO& | 1X1EA | 1 | 187 | Sigma-Aldrich | Z742045-1EA | https://www.sigmaaldrich.com/LT/en
CLS11501-2EA | CORNING(R) ERLENMEYER FLASK, 5 L, | 1X2EA | 1 | 751 | Sigma-Aldrich | CLS11501-2EA | https://www.sigmaaldrich.com/LT/en
Z741988-1EA | EXACT-TEMP BOTTLE THERMOMETER, FOR REFR& | 1X1EA | 1 | 66 | Sigma-Aldrich | Z741988-1EA | https://www.sigmaaldrich.com/LT/en
Z741997-1EA | EXACT-TEMP BOTTLE THERMOMETER, FOR OVEN& | 1X1EA | 1 | 92 | Sigma-Aldrich | Z741997-1EA | https://www.sigmaaldrich.com/LT/en
Z741999-1EA | EXACT-TEMP BOTTLE THERMOMETER WITH 2 PO& | 1X1EA | 1 | 221 | Sigma-Aldrich | Z741999-1EA | https://www.sigmaaldrich.com/LT/en
Z741994-1EA | EXACT-TEMP BOTTLE THERMOMETER, FOR INCU& | 1X1EA | 1 | 78 | Sigma-Aldrich | Z741994-1EA | https://www.sigmaaldrich.com/LT/en
Z741991-1EA | EXACT-TEMP BOTTLE THERMOMETER, FOR BLOO& | 1X1EA | 1 | 78 | Sigma-Aldrich | Z741991-1EA | https://www.sigmaaldrich.com/LT/en
Z742068-1EA | EXACT-TEMP COATED BOTTLE THERMOMETER WI& | 1X1EA | 1 | 207 | Sigma-Aldrich | Z742068-1EA | https://www.sigmaaldrich.com/LT/en
Z741975-1ROL | GVS TRANSFER MEMBRANE, NITROCELLULOSE, & | 1X1ROL | 1 | 386 | Sigma-Aldrich | Z741975-1ROL | https://www.sigmaaldrich.com/LT/en
Z742079-1EA | EXACT-TEMP COATED BOTTLE THERMOMETER WI& | 1X1EA | 1 | 196 | Sigma-Aldrich | Z742079-1EA | https://www.sigmaaldrich.com/LT/en
Z741995-1EA | EXACT-TEMP BOTTLE THERMOMETER, FOR OVEN& | 1X1EA | 1 | 55 | Sigma-Aldrich | Z741995-1EA | https://www.sigmaaldrich.com/LT/en
Z741986-1EA | EXACT-TEMP BOTTLE THERMOMETER, FOR FREE& | 1X1EA | 1 | 84 | Sigma-Aldrich | Z741986-1EA | https://www.sigmaaldrich.com/LT/en
Z742081-1EA | EXACT-TEMP COATED BOTTLE THERMOMETER WI& | 1X1EA | 1 | 235 | Sigma-Aldrich | Z742081-1EA | https://www.sigmaaldrich.com/LT/en
Z741325-1EA | TECHNE(R) DIGITAL DRI-BLOCK(R) HEATERS,& | 1X1EA | 1 | 1402 | Sigma-Aldrich | Z741325-1EA | https://www.sigmaaldrich.com/LT/en
Z742053-1EA | EXACT-TEMP COATED BOTTLE THERMOMETER, F& | 1X1EA | 1 | 72 | Sigma-Aldrich | Z742053-1EA | https://www.sigmaaldrich.com/LT/en
Z742057-1EA | EXACT-TEMP COATED BOTTLE THERMOMETER, F& | 1X1EA | 1 | 82 | Sigma-Aldrich | Z742057-1EA | https://www.sigmaaldrich.com/LT/en
239178-1SET | TRI-CHEK(TM) BUFFER CAPSULE SET | 1X1SET | 1 | 55 | Sigma-Aldrich | 239178-1SET | https://www.sigmaaldrich.com/LT/en
242985-11.3KG | ALCONOX(R) DETERGENT, BULK PACKED | 1X11.3KG | 1 | 258 | Sigma-Aldrich | 242985-11.3KG | https://www.sigmaaldrich.com/LT/en
242985-45.4KG | ALCONOX(R) DETERGENT, BULK PACKED | 1X45.4KG | 1 | 848 | Sigma-Aldrich | 242985-45.4KG | https://www.sigmaaldrich.com/LT/en
28029-1EA-F | ANAEROBIC JAR* | 1X1EA | 1 | 304 | Sigma-Aldrich | 28029-1EA-F | https://www.sigmaaldrich.com/LT/en
Z558192-10EA | SUBA-SEAL(R) SEPTA RED RUBBER, SUBA SEA& | 1X10EA | 1 | 401 | Sigma-Aldrich | Z558192-10EA | https://www.sigmaaldrich.com/LT/en
Z558249-100EA | SUBA-SEAL(R) SEPTA BLUE RUBBER, SUBA SE& | 1X100EA | 1 | 100 | Sigma-Aldrich | Z558249-100EA | https://www.sigmaaldrich.com/LT/en
Z558257-100EA | SUBA-SEAL(R) SEPTA BLUE RUBBER, SUBA SE& | 1X100EA | 1 | 146 | Sigma-Aldrich | Z558257-100EA | https://www.sigmaaldrich.com/LT/en
Z558265-100EA | SUBA-SEAL(R) SEPTA BLUE RUBBER, SUBA SE& | 1X100EA | 1 | 159 | Sigma-Aldrich | Z558265-100EA | https://www.sigmaaldrich.com/LT/en
Z558273-100EA | SUBA-SEAL(R) SEPTA BLUE RUBBER, SUBA SE& | 1X100EA | 1 | 209 | Sigma-Aldrich | Z558273-100EA | https://www.sigmaaldrich.com/LT/en
Z558281-100EA | SUBA-SEAL(R) SEPTA BLUE RUBBER, SUBA SE& | 1X100EA | 1 | 290 | Sigma-Aldrich | Z558281-100EA | https://www.sigmaaldrich.com/LT/en
Z558311-100EA | SUBA-SEAL(R) SEPTA BLUE RUBBER, SUBA SE& | 1X100EA | 1 | 387 | Sigma-Aldrich | Z558311-100EA | https://www.sigmaaldrich.com/LT/en
Z558338-10EA | SUBA-SEAL(R) SEPTA BLUE RUBBER, SUBA SE& | 1X10EA | 1 | 401 | Sigma-Aldrich | Z558338-10EA | https://www.sigmaaldrich.com/LT/en
Z707503-100EA | TPP CELL CULTURE FLASKS SURFACE AREA 75& | 1X100EA | 1 | 372 | Sigma-Aldrich | Z707503-100EA | https://www.sigmaaldrich.com/LT/en
Z678686-1EA | 2MAG BIOMIXDRIVE 1, AC INPUT 100/240 V | 1X1EA | 1 | 571 | Sigma-Aldrich | Z678686-1EA | https://www.sigmaaldrich.com/LT/en
Z678856-1EA | 2MAG HOTMIX 1 HOTPLATE STIRRER, US PLUG& | 1X1EA | 1 | 692 | Sigma-Aldrich | Z678856-1EA | https://www.sigmaaldrich.com/LT/en
Z569704-800EA | WHEATON CAP FOR 1 L HDPE BOTTLE | 1X800EA | 1 | 295 | Sigma-Aldrich | Z569704-800EA | https://www.sigmaaldrich.com/LT/en
Z678562-1EA | 2MAG MIX 1 MAGNETIC STIRRER, EU PLUG, 1& | 1X1EA | 1 | 627 | Sigma-Aldrich | Z678562-1EA | https://www.sigmaaldrich.com/LT/en
Z678619-1EA | 2MAG MIX 15 MULTI-POSITION STIRRER, US & | 1X1EA | 1 | 1980 | Sigma-Aldrich | Z678619-1EA | https://www.sigmaaldrich.com/LT/en
Z724181-6EA | 3D BIOTEK 3D INSERT(TM) - PS SCAFFOLD, & | 1X6EA | 1 | 97 | Sigma-Aldrich | Z724181-6EA | https://www.sigmaaldrich.com/LT/en
Z724300-24EA | 3D BIOTEK 3D INSERT(TM) - PS SCAFFOLD, & | 1X24EA | 1 | 97 | Sigma-Aldrich | Z724300-24EA | https://www.sigmaaldrich.com/LT/en
Z724416-6EA | 3D BIOTEK 3D INSERT(TM) - PCL SCAFFOLD,& | 1X6EA | 1 | 235 | Sigma-Aldrich | Z724416-6EA | https://www.sigmaaldrich.com/LT/en
Z724513-24EA | 3D BIOTEK 3D INSERT(TM) - PCL SCAFFOLD,& | 1X24EA | 1 | 235 | Sigma-Aldrich | Z724513-24EA | https://www.sigmaaldrich.com/LT/en
THSD2142-1EA | THALESNANO MIDICART(TM) CATALYST CARTRI& | 1X1EA | 1 | 647 | Sigma-Aldrich | THSD2142-1EA | https://www.sigmaaldrich.com/LT/en
Z569259-5EA | ALDRICH(R) COLORSPEC(TM) NMR TUBES, 7 I& | 1X5EA | 1 | 29 | Sigma-Aldrich | Z569259-5EA | https://www.sigmaaldrich.com/LT/en
BR143360-25M | BRAND(R) TUBING, I.D. 6 X O.D. 10 X W | 1X25M | 1 | 147 | Sigma-Aldrich | BR143360-25M | https://www.sigmaaldrich.com/LT/en
BR65980-1EA | BRAND(R) DESICCATOR PLATE, FOR NOMINAL & | 1X1EA | 1 | 126 | Sigma-Aldrich | BR65980-1EA | https://www.sigmaaldrich.com/LT/en
BR705052-1EA | BRAND(R) AC ADAPTER FOR CHARGING DOCK H& | 1X1EA | 1 | 53 | Sigma-Aldrich | BR705052-1EA | https://www.sigmaaldrich.com/LT/en
BR36108-1EA | BRAND(R) VOLUMETRIC FLASK, PMP (TPX) CL& | 1X1EA | 1 | 10 | Sigma-Aldrich | BR36108-1EA | https://www.sigmaaldrich.com/LT/en
Z740167-24EA | AMICON(R) ULTRA-2, ULTRACEL-100 MEMBRAN& | 1X24EA | 1 | 142 | Sigma-Aldrich | Z740167-24EA | https://www.sigmaaldrich.com/LT/en
Z740185-8EA | AMICON(R) ULTRA-4, PLBC ULTRACEL-3 MEMB& | 1X8EA | 1 | 83 | Sigma-Aldrich | Z740185-8EA | https://www.sigmaaldrich.com/LT/en
Z740204-24EA | AMICON(R) ULTRA-15, PLTK ULTRACEL-PL ME& | 1X24EA | 1 | 315 | Sigma-Aldrich | Z740204-24EA | https://www.sigmaaldrich.com/LT/en
Z740252-1EA | TUBEPOPPER(TM) FOR ONE-HANDED OPENING O& | 1X1EA | 1 | 24 | Sigma-Aldrich | Z740252-1EA | https://www.sigmaaldrich.com/LT/en
Z740269-1000EA | THERMAL TRANSFER LABELS, XYLENE RESISTA& | 1X1000EA | 1 | 93 | Sigma-Aldrich | Z740269-1000EA | https://www.sigmaaldrich.com/LT/en
Z740304-200EA | DISPOSABLE PLASTIC MINI SEROLOGICAL PIP& | 1X200EA | 1 | 97 | Sigma-Aldrich | Z740304-200EA | https://www.sigmaaldrich.com/LT/en
BR13933-1EA | BRAND(R) SPARE BURETTE LENGTH FOR COMPA | 1X1EA | 1 | 20 | Sigma-Aldrich | BR13933-1EA | https://www.sigmaaldrich.com/LT/en
BR704209-1EA | BRAND(R) FILLING TUBES, FOR DISPENSETTE& | 1X1EA | 1 | 21 | Sigma-Aldrich | BR704209-1EA | https://www.sigmaaldrich.com/LT/en
BR462932-10EA | BRAND(R) RUBBER CONICAL GASKET FOR FILT | 1X10EA | 1 | 82 | Sigma-Aldrich | BR462932-10EA | https://www.sigmaaldrich.com/LT/en
BR82170-1EA | BRAND(R) NEEDLE-VALVE STOPCOCKS FOR BUR | 1X1EA | 1 | 16 | Sigma-Aldrich | BR82170-1EA | https://www.sigmaaldrich.com/LT/en
BR707533-1EA | BRAND(R) DISPENSER CYLINDER WITH VALVE & | 1X1EA | 1 | 73 | Sigma-Aldrich | BR707533-1EA | https://www.sigmaaldrich.com/LT/en
BR82415-1EA | BRAND(R) DESICCATOR NEEDLE-VALVE STOPCO& | 1X1EA | 1 | 39 | Sigma-Aldrich | BR82415-1EA | https://www.sigmaaldrich.com/LT/en
BR81141-1EA | BRAND(R) BURETTE STOPCOCK BISTABIL LATE& | 1X1EA | 1 | 20 | Sigma-Aldrich | BR81141-1EA | https://www.sigmaaldrich.com/LT/en
BR704391-1EA | BOTTLE ADAPTERS FOR BRAND(R) DISPENSERS& | 1X1EA | 1 | 19 | Sigma-Aldrich | BR704391-1EA | https://www.sigmaaldrich.com/LT/en
BR768510-1EA | BRAND(R) TIDY TRAY WITH COMPARTMENTS, 1& | 1X1EA | 1 | 67 | Sigma-Aldrich | BR768510-1EA | https://www.sigmaaldrich.com/LT/en
BR65965-1EA | BRAND(R) DESICCATOR PLATE, FOR NOMINAL & | 1X1EA | 1 | 55 | Sigma-Aldrich | BR65965-1EA | https://www.sigmaaldrich.com/LT/en
BR6636-1EA | BRAND(R) FILLING VALVE WITH OLIVE-SHAPE& | 1X1EA | 1 | 21 | Sigma-Aldrich | BR6636-1EA | https://www.sigmaaldrich.com/LT/en
BR705130-1EA | BRAND(R) SHELF/RACK MOUNT FOR HANDYSTEP | 1X1EA | 1 | 10 | Sigma-Aldrich | BR705130-1EA | https://www.sigmaaldrich.com/LT/en
BR462723-10EA | BRAND(R) RUBBER CONICAL GASKET FOR FILT | 1X10EA | 1 | 68 | Sigma-Aldrich | BR462723-10EA | https://www.sigmaaldrich.com/LT/en
BR144605-1EA | BRAND(R) CONICAL JOINT STOPPER, BISTABI& | 1X1EA | 1 | 10 | Sigma-Aldrich | BR144605-1EA | https://www.sigmaaldrich.com/LT/en
BR708605-10EA | BRAND(R) PIPETTE HOLDER FOR INTRAEND AN | 1X10EA | 1 | 37 | Sigma-Aldrich | BR708605-10EA | https://www.sigmaaldrich.com/LT/en
BR114851-500EA | BRAND(R) CAP INSERT FOR CRYOGENIC TUBES& | 1X500EA | 1 | 16 | Sigma-Aldrich | BR114851-500EA | https://www.sigmaaldrich.com/LT/en
BR65820-1EA | BRAND(R) DESICCATOR SEALING RING, FOR N& | 1X1EA | 1 | 12 | Sigma-Aldrich | BR65820-1EA | https://www.sigmaaldrich.com/LT/en
BR23843-1EA | BRAND(R) SPARE BURETTE LENGTH FOR COMPA | 1X1EA | 1 | 47 | Sigma-Aldrich | BR23843-1EA | https://www.sigmaaldrich.com/LT/en
BR462617-10EA | BRAND(R) RUBBER CONICAL GASKET FOR FILT | 1X10EA | 1 | 52 | Sigma-Aldrich | BR462617-10EA | https://www.sigmaaldrich.com/LT/en
BR65805-1EA | BRAND(R) DESICCATOR, NOMINAL SIZE 150 M& | 1X1EA | 1 | 98 | Sigma-Aldrich | BR65805-1EA | https://www.sigmaaldrich.com/LT/en
BR143285-20M | BRAND(R) SPECIAL LABORATORY TUBING, I.D | 1X20M | 1 | 367 | Sigma-Aldrich | BR143285-20M | https://www.sigmaaldrich.com/LT/en
BR781565-50EA | BRAND(R) FULL RACK WITH LID AND TUBES, | 1X50EA | 1 | 622 | Sigma-Aldrich | BR781565-50EA | https://www.sigmaaldrich.com/LT/en
BR13946-1EA | BRAND(R) SPARE BURETTE LENGTH FOR COMPA | 1X1EA | 1 | 28 | Sigma-Aldrich | BR13946-1EA | https://www.sigmaaldrich.com/LT/en
BR88665-1EA | BRAND(R) STOPCOCK T-BORE WITH NOZZLES, & | 1X1EA | 1 | 48 | Sigma-Aldrich | BR88665-1EA | https://www.sigmaaldrich.com/LT/en
BR704267-1EA | BRAND(R) FILLING TUBE FOR REMOTE DISPEN& | 1X1EA | 1 | 116 | Sigma-Aldrich | BR704267-1EA | https://www.sigmaaldrich.com/LT/en
BR114853-500EA | BRAND(R) CAP INSERT FOR CRYOGENIC TUBES& | 1X500EA | 1 | 16 | Sigma-Aldrich | BR114853-500EA | https://www.sigmaaldrich.com/LT/en
BR140007-1EA | BRAND(R) SEPARATING FUNNEL WITH SCREW C | 1X1EA | 1 | 202 | Sigma-Aldrich | BR140007-1EA | https://www.sigmaaldrich.com/LT/en
BR148035-1EA | BRAND(R) PP POWDER FUNNEL, SHORT WIDE S | 1X1EA | 1 | 10 | Sigma-Aldrich | BR148035-1EA | https://www.sigmaaldrich.com/LT/en
BR135825-50EA | BRAND(R) STIRRING ROD, AR-GLAS(R), 300 | 1X50EA | 1 | 54 | Sigma-Aldrich | BR135825-50EA | https://www.sigmaaldrich.com/LT/en
BR27002-12EA | BRAND(R) SILBERBRAND(R) ETERNA GRADUATE& | 1X12EA | 1 | 45 | Sigma-Aldrich | BR27002-12EA | https://www.sigmaaldrich.com/LT/en
BR6707-1EA | BRAND(R) ADAPTER FOR FILLING VALVE SERI | 1X1EA | 1 | 14 | Sigma-Aldrich | BR6707-1EA | https://www.sigmaaldrich.com/LT/en
BR129273-1EA | BRAND(R) SCREW CAP WASH HEAD FOR WASH B& | 1X1EA | 1 | 42 | Sigma-Aldrich | BR129273-1EA | https://www.sigmaaldrich.com/LT/en
Z740266-1000EA | TOUGH-SPOTS(R), 1/2 IN., YELLOW | 1X1000EA | 1 | 33 | Sigma-Aldrich | Z740266-1000EA | https://www.sigmaaldrich.com/LT/en
BR82120-1EA | BRAND(R) NEEDLE-VALVE STOPCOCKS FOR BUR | 1X1EA | 1 | 41 | Sigma-Aldrich | BR82120-1EA | https://www.sigmaaldrich.com/LT/en
BR10012-2EA | BRAND(R) COMPACT ECONOMY BURETTE, SILBE | 1X2EA | 1 | 91 | Sigma-Aldrich | BR10012-2EA | https://www.sigmaaldrich.com/LT/en
BR88660-1EA | BRAND(R) STOPCOCK T-BORE WITH NOZZLES, & | 1X1EA | 1 | 48 | Sigma-Aldrich | BR88660-1EA | https://www.sigmaaldrich.com/LT/en
BR26225-1EA | BRAND(R) MACRO PIPETTE CONTROLLER REPLA | 1X1EA | 1 | 16 | Sigma-Aldrich | BR26225-1EA | https://www.sigmaaldrich.com/LT/en
BR81809-1EA | BRAND(R) BURETTE STOPCOCK BISTABIL LATE& | 1X1EA | 1 | 30 | Sigma-Aldrich | BR81809-1EA | https://www.sigmaaldrich.com/LT/en
BR36172-1EA | BRAND(R) VOLUMETRIC FLASK, PMP, TRANSPA& | 1X1EA | 1 | 13 | Sigma-Aldrich | BR36172-1EA | https://www.sigmaaldrich.com/LT/en
BR143356-25M | BRAND(R) TUBING, I.D. 4 X O.D. 6 X W 1 | 1X25M | 1 | 54 | Sigma-Aldrich | BR143356-25M | https://www.sigmaaldrich.com/LT/en
BR26654-1EA | BRAND(R) ADAPTER HOUSING SUPPORT FOR AC& | 1X1EA | 1 | 9 | Sigma-Aldrich | BR26654-1EA | https://www.sigmaaldrich.com/LT/en
BR114850-500EA | BRAND(R) CAP INSERT FOR CRYOGENIC TUBES& | 1X500EA | 1 | 16 | Sigma-Aldrich | BR114850-500EA | https://www.sigmaaldrich.com/LT/en
BR65815-1EA | BRAND(R) DESICCATOR, NOMINAL SIZE 250 M& | 1X1EA | 1 | 200 | Sigma-Aldrich | BR65815-1EA | https://www.sigmaaldrich.com/LT/en
BR61610-1EA | BRAND(R) STOPCOCK GREASE | 1X1EA | 1 | 44 | Sigma-Aldrich | BR61610-1EA | https://www.sigmaaldrich.com/LT/en
BR701930-3EA | BRAND(R) REPLACEMENT PISTON ROD FOR TRA | 1X3EA | 1 | 26 | Sigma-Aldrich | BR701930-3EA | https://www.sigmaaldrich.com/LT/en
BR76050-1EA | BRAND(R) SPRING CLIP, O.D. 42 MM, I.D. | 1X1EA | 1 | 10 | Sigma-Aldrich | BR76050-1EA | https://www.sigmaaldrich.com/LT/en
BR36408-2EA | BRAND(R) BLAUBRAND(R) VOLUMETRIC FLASK & | 1X2EA | 1 | 45 | Sigma-Aldrich | BR36408-2EA | https://www.sigmaaldrich.com/LT/en
MT30046252-1EA | Mettler-Toledo SevenExcellence(TM) pH/mV | 1X1EA | 1 | 2842 | Sigma-Aldrich | MT30046252-1EA | https://www.sigmaaldrich.com/LT/en
MT51302601-1EA | Mettler-Toledo SevenGo(TM) Duo pH/conduc | 1X1EA | 1 | 1510 | Sigma-Aldrich | MT51302601-1EA | https://www.sigmaaldrich.com/LT/en
MT51324660-1EA | Mettler-Toledo Refracto(TM) portable ref | 1X1EA | 1 | 3528 | Sigma-Aldrich | MT51324660-1EA | https://www.sigmaaldrich.com/LT/en
MT51344155-1EA | Mettler-Toledo InLab(r) Solids & Solids | 1X1EA | 1 | 604 | Sigma-Aldrich | MT51344155-1EA | https://www.sigmaaldrich.com/LT/en
MT12120735-1EA | Mettler-Toledo paper rotary axis for pri | 1X1EA | 1 | 17 | Sigma-Aldrich | MT12120735-1EA | https://www.sigmaaldrich.com/LT/en
MT51324701-10EA | Mettler-Toledo memo papers, for Refracto | 1X10EA | 1 | 46 | Sigma-Aldrich | MT51324701-10EA | https://www.sigmaaldrich.com/LT/en
MT51340332-1EA | Mettler-Toledo LightEdition(tm) pH elect | 1X1EA | 1 | 247 | Sigma-Aldrich | MT51340332-1EA | https://www.sigmaaldrich.com/LT/en
MT51344030-1EA | Mettler-Toledo InLab(r) 751 micro conduc | 1X1EA | 1 | 828 | Sigma-Aldrich | MT51344030-1EA | https://www.sigmaaldrich.com/LT/en
MT51344632-1EA | Mettler-Toledo OptiOx(r) protective guar | 1X1EA | 1 | 569 | Sigma-Aldrich | MT51344632-1EA | https://www.sigmaaldrich.com/LT/en
BR23846-1EA | BRAND(R) SPARE BURETTE LENGTH FOR COMPA | 1X1EA | 1 | 47 | Sigma-Aldrich | BR23846-1EA | https://www.sigmaaldrich.com/LT/en
BR72378-1EA | BRAND(R) BUCKET, PP, CAPACITY 15 L | 1X1EA | 1 | 34 | Sigma-Aldrich | BR72378-1EA | https://www.sigmaaldrich.com/LT/en
BR36406-2EA | BRAND(R) BLAUBRAND(R) VOLUMETRIC FLASK & | 1X2EA | 1 | 44 | Sigma-Aldrich | BR36406-2EA | https://www.sigmaaldrich.com/LT/en
BR146517-1EA | BRAND(R) GLASS POWDER FUNNEL SHORT WIDE | 1X1EA | 1 | 11 | Sigma-Aldrich | BR146517-1EA | https://www.sigmaaldrich.com/LT/en
Z740361-4EA | EPPENDORF(R) REFERENCE(R) 2 VARIABLE VO& | 1X4EA | 1 | 1584 | Sigma-Aldrich | Z740361-4EA | https://www.sigmaaldrich.com/LT/en
Z740172-500EA | AMICON(R) ULTRA-0.5, ULTRACEL-10 MEMBRA& | 1X500EA | 1 | 1774 | Sigma-Aldrich | Z740172-500EA | https://www.sigmaaldrich.com/LT/en
Z740208-8EA | AMICON(R) ULTRA-15, PLHK ULTRACEL-PL ME& | 1X8EA | 1 | 128 | Sigma-Aldrich | Z740208-8EA | https://www.sigmaaldrich.com/LT/en
Z740256-1000EA | TOUGH-SPOTS(R), 3/8 IN., BLUE | 1X1000EA | 1 | 33 | Sigma-Aldrich | Z740256-1000EA | https://www.sigmaaldrich.com/LT/en
Z740273-1EA | ALUMINUM HEATING/COOLING BLOCK FOR 1.5 & | 1X1EA | 1 | 201 | Sigma-Aldrich | Z740273-1EA | https://www.sigmaaldrich.com/LT/en
BR11525-1EA | BRAND(R) SPARE SILICONE TUBING FOR AUTO | 1X1EA | 1 | 10 | Sigma-Aldrich | BR11525-1EA | https://www.sigmaaldrich.com/LT/en
BR6783-2SETS | BRAND(R) REPLACEMENT AMBER INSPECTION W& | 1X2SET | 1 | 11 | Sigma-Aldrich | BR6783-2SETS | https://www.sigmaaldrich.com/LT/en
BR114866-4EA | BRAND(R) STORAGE BOX, FOR 1.2 ML AND 2 & | 1X4EA | 1 | 60 | Sigma-Aldrich | BR114866-4EA | https://www.sigmaaldrich.com/LT/en
BR23748-1EA | BRAND(R) FITTING FOR AUTOMATIC BURETTE & | 1X1EA | 1 | 19 | Sigma-Aldrich | BR23748-1EA | https://www.sigmaaldrich.com/LT/en
BR704272-1EA | BRAND(R) TABLE/SHELF CLAMP FOR REMOTE D& | 1X1EA | 1 | 16 | Sigma-Aldrich | BR704272-1EA | https://www.sigmaaldrich.com/LT/en
BR27115-6EA | BRAND(R) GRADUATED PIPETTE SEROLOGICAL,& | 1X6EA | 1 | 81 | Sigma-Aldrich | BR27115-6EA | https://www.sigmaaldrich.com/LT/en
BR704538-1EA | BRAND(R) FILLING TUBE, FOR SERIPETTOR(R& | 1X1EA | 1 | 9 | Sigma-Aldrich | BR704538-1EA | https://www.sigmaaldrich.com/LT/en
BR463139-10EA | BRAND(R) RUBBER CONICAL GASKET FOR FILT | 1X10EA | 1 | 105 | Sigma-Aldrich | BR463139-10EA | https://www.sigmaaldrich.com/LT/en
BR81140-1EA | BRAND(R) BURETTE STOPCOCK BISTABIL LATE& | 1X1EA | 1 | 20 | Sigma-Aldrich | BR81140-1EA | https://www.sigmaaldrich.com/LT/en
BR36404-2EA | BRAND(R) BLAUBRAND(R) VOLUMETRIC FLASK & | 1X2EA | 1 | 42 | Sigma-Aldrich | BR36404-2EA | https://www.sigmaaldrich.com/LT/en
BR703411-100EA | BRAND(R) REAGENT RESERVOIR PP FOR MULTI | 1X100EA | 1 | 160 | Sigma-Aldrich | BR703411-100EA | https://www.sigmaaldrich.com/LT/en
BR76045-1EA | BRAND(R) SPRING CLIP, O.D. 32 MM, I.D. | 1X1EA | 1 | 10 | Sigma-Aldrich | BR76045-1EA | https://www.sigmaaldrich.com/LT/en
BR115017-1000EA | BRAND(R) SAMPLE VIAL, FOR TECHNICON-ANA | 1X1000EA | 1 | 44 | Sigma-Aldrich | BR115017-1000EA | https://www.sigmaaldrich.com/LT/en
BR25931-3EA | BRAND(R) SPARE ADAPTER FOR MICRO-CLASSI | 1X3EA | 1 | 10 | Sigma-Aldrich | BR25931-3EA | https://www.sigmaaldrich.com/LT/en
BR81919-1EA | BRAND(R) BURETTE STRAIGHT STOPCOCK, FOR& | 1X1EA | 1 | 37 | Sigma-Aldrich | BR81919-1EA | https://www.sigmaaldrich.com/LT/en
BR144530-1EA | BRAND(R) CONICAL JOINT STOPPER, BOROSIL& | 1X1EA | 1 | 10 | Sigma-Aldrich | BR144530-1EA | https://www.sigmaaldrich.com/LT/en
BR82222-1EA | BRAND(R) NEEDLE-VALVE STOPCOCKS FOR BUR | 1X1EA | 1 | 41 | Sigma-Aldrich | BR82222-1EA | https://www.sigmaaldrich.com/LT/en
BR13938-1EA | BRAND(R) SPARE BURETTE LENGTH FOR COMPA | 1X1EA | 1 | 20 | Sigma-Aldrich | BR13938-1EA | https://www.sigmaaldrich.com/LT/en
BR94905-10EA | BRAND(R) STANDARD GROUND JOINT FUNNEL, | 1X10EA | 1 | 39 | Sigma-Aldrich | BR94905-10EA | https://www.sigmaaldrich.com/LT/en
BR71771-1EA | BRAND(R) PUSH-ON LID FOR BUCKETS, FOR 5 | 1X1EA | 1 | 9 | Sigma-Aldrich | BR71771-1EA | https://www.sigmaaldrich.com/LT/en
BR25933-1EA | BRAND(R) QUIKSIP(TM) BT-ASPIRATOR ADAPT& | 1X1EA | 1 | 9 | Sigma-Aldrich | BR25933-1EA | https://www.sigmaaldrich.com/LT/en
BR701932-3EA | BRAND(R) REPLACEMENT PISTON ROD FOR TRA | 1X3EA | 1 | 29 | Sigma-Aldrich | BR701932-3EA | https://www.sigmaaldrich.com/LT/en
BR146519-1EA | BRAND(R) GLASS POWDER FUNNEL SHORT WIDE | 1X1EA | 1 | 12 | Sigma-Aldrich | BR146519-1EA | https://www.sigmaaldrich.com/LT/en
BR144325-10EA | BRAND(R) STOPPER, SILICONE RUBBER, H 20& | 1X10EA | 1 | 17 | Sigma-Aldrich | BR144325-10EA | https://www.sigmaaldrich.com/LT/en
BR13948-1EA | BRAND(R) SPARE BURETTE LENGTH FOR COMPA | 1X1EA | 1 | 28 | Sigma-Aldrich | BR13948-1EA | https://www.sigmaaldrich.com/LT/en
BR82122-1EA | BRAND(R) NEEDLE-VALVE STOPCOCKS FOR BUR | 1X1EA | 1 | 41 | Sigma-Aldrich | BR82122-1EA | https://www.sigmaaldrich.com/LT/en
BR36182-1EA | BRAND(R) VOLUMETRIC FLASK, PMP, TRANSPA& | 1X1EA | 1 | 27 | Sigma-Aldrich | BR36182-1EA | https://www.sigmaaldrich.com/LT/en
BR130870-1EA | BRAND(R) STORAGE BOTTLE, 5 L, NARROW NE& | 1X1EA | 1 | 28 | Sigma-Aldrich | BR130870-1EA | https://www.sigmaaldrich.com/LT/en
BR703409-200EA | BRAND(R) REAGENT RESERVOIR PP FOR MULTI | 1X200EA | 1 | 128 | Sigma-Aldrich | BR703409-200EA | https://www.sigmaaldrich.com/LT/en
BR122620-10EA | BRAND(R) SCREW CAP, THREAD GL 25, INTEG | 1X10EA | 1 | 22 | Sigma-Aldrich | BR122620-10EA | https://www.sigmaaldrich.com/LT/en
BR704275-1EA | BRAND(R) BOTTLE STAND FOR DISPENSETTE(R& | 1X1EA | 1 | 152 | Sigma-Aldrich | BR704275-1EA | https://www.sigmaaldrich.com/LT/en
BR701928-3EA | BRAND(R) REPLACEMENT PISTON ROD FOR TRA | 1X3EA | 1 | 26 | Sigma-Aldrich | BR701928-3EA | https://www.sigmaaldrich.com/LT/en
BR76035-1EA | BRAND(R) SPRING CLIP, O.D. 25 MM, I.D. | 1X1EA | 1 | 10 | Sigma-Aldrich | BR76035-1EA | https://www.sigmaaldrich.com/LT/en
BR136220-1EA | BRAND(R) STIRRING ROD, PTFE, WITH SPATU& | 1X1EA | 1 | 14 | Sigma-Aldrich | BR136220-1EA | https://www.sigmaaldrich.com/LT/en
BR402038-2EA | BRAND(R) VOLUMETRIC FLASK FOR SUGAR ANA& | 1X2EA | 1 | 49 | Sigma-Aldrich | BR402038-2EA | https://www.sigmaaldrich.com/LT/en
MT11124301/UK-1EA | Mettler-Toledo printer USB-P25, USB inte | 1X1EA | 1 | 820 | Sigma-Aldrich | MT11124301/UK-1EA | https://www.sigmaaldrich.com/LT/en
MT30046242-1EA | Mettler-Toledo SevenExcellence(TM) pH/mV | 1X1EA | 1 | 2637 | Sigma-Aldrich | MT30046242-1EA | https://www.sigmaaldrich.com/LT/en
MT51302620-1EA | Mettler-Toledo SevenGo(TM) Duo Pro pH/Io | 1X1EA | 1 | 1490 | Sigma-Aldrich | MT51302620-1EA | https://www.sigmaaldrich.com/LT/en
MT51343190-1EA | Mettler-Toledo InLab(r) Reference Routin | 1X1EA | 1 | 196 | Sigma-Aldrich | MT51343190-1EA | https://www.sigmaaldrich.com/LT/en
MT51344718-1EA | Mettler-Toledo perfectION(tm)-ISE combin | 1X1EA | 1 | 1610 | Sigma-Aldrich | MT51344718-1EA | https://www.sigmaaldrich.com/LT/en
MT30014096-1EA | Mettler-Toledo InLab(r) Expert Pro-ISM e | 1X1EA | 1 | 458 | Sigma-Aldrich | MT30014096-1EA | https://www.sigmaaldrich.com/LT/en
MT51324405-1EA | Mettler-Toledo sampling pump for Refract | 1X1EA | 1 | 110 | Sigma-Aldrich | MT51324405-1EA | https://www.sigmaaldrich.com/LT/en
MT51344730-1EA | Mettler-Toledo perfectION(tm) combined e | 1X1EA | 1 | 1764 | Sigma-Aldrich | MT51344730-1EA | https://www.sigmaaldrich.com/LT/en
BR16400-10EA | BRAND(R) BURETTE COVER, PP, I.D. 20 MM & | 1X10EA | 1 | 17 | Sigma-Aldrich | BR16400-10EA | https://www.sigmaaldrich.com/LT/en
BR81907-1EA | BRAND(R) BURETTE LATERAL STOPCOCK, FOR & | 1X1EA | 1 | 40 | Sigma-Aldrich | BR81907-1EA | https://www.sigmaaldrich.com/LT/en
BR88670-1EA | BRAND(R) STOPCOCK T-BORE WITH NOZZLES, & | 1X1EA | 1 | 53 | Sigma-Aldrich | BR88670-1EA | https://www.sigmaaldrich.com/LT/en
BR156100-1EA | BRAND(R) ICE BUCKET WITH LID, 4 | 1X1EA | 1 | 155 | Sigma-Aldrich | BR156100-1EA | https://www.sigmaaldrich.com/LT/en
BR115015-1000EA | BRAND(R) SAMPLE VIAL, FOR TECHNICON-ANA | 1X1000EA | 1 | 31 | Sigma-Aldrich | BR115015-1000EA | https://www.sigmaaldrich.com/LT/en
BR130974-1EA | BRAND(R) STORAGE BOTTLE, 10 L, WIDE NEC& | 1X1EA | 1 | 39 | Sigma-Aldrich | BR130974-1EA | https://www.sigmaaldrich.com/LT/en
BR780743-1000EA | BRAND(R) SCREW CAP FOR MICRO TUBES, GRE | 1X1000EA | 1 | 110 | Sigma-Aldrich | BR780743-1000EA | https://www.sigmaaldrich.com/LT/en
BR156640-1EA | BRAND(R) TRAY, STACKABLE, 225 X 180 X & | 1X1EA | 1 | 10 | Sigma-Aldrich | BR156640-1EA | https://www.sigmaaldrich.com/LT/en
BR114862-4EA | BRAND(R) STORAGE BOX, FOR 1.2 ML AND 2 & | 1X4EA | 1 | 58 | Sigma-Aldrich | BR114862-4EA | https://www.sigmaaldrich.com/LT/en
BR23723-1EA | BRAND(R) SPARE BURETTE FOR AUTOMATIC BU | 1X1EA | 1 | 55 | Sigma-Aldrich | BR23723-1EA | https://www.sigmaaldrich.com/LT/en
BR23866-1EA | BRAND(R) SPARE BURETTE LENGTH FOR COMPA | 1X1EA | 1 | 53 | Sigma-Aldrich | BR23866-1EA | https://www.sigmaaldrich.com/LT/en
BR704536-1EA | BRAND(R) FILLING TUBE, FOR SERIPETTOR(R& | 1X1EA | 1 | 9 | Sigma-Aldrich | BR704536-1EA | https://www.sigmaaldrich.com/LT/en
BR701964-1EA | BRAND(R) REPAIR SET FOR TRANSFERPETTOR, | 1X1EA | 1 | 26 | Sigma-Aldrich | BR701964-1EA | https://www.sigmaaldrich.com/LT/en
BR136325-1EA | BRAND(R) STIRRING ROD, PE-HD, WITH STEE& | 1X1EA | 1 | 19 | Sigma-Aldrich | BR136325-1EA | https://www.sigmaaldrich.com/LT/en
BR81909-1EA | BRAND(R) BURETTE LATERAL STOPCOCK, FOR & | 1X1EA | 1 | 40 | Sigma-Aldrich | BR81909-1EA | https://www.sigmaaldrich.com/LT/en
MT11124301/EU-1EA | Mettler-Toledo printer USB-P25, USB inte | 1X1EA | 1 | 820 | Sigma-Aldrich | MT11124301/EU-1EA | https://www.sigmaaldrich.com/LT/en
MT30046241-1EA | Mettler-Toledo SevenExcellence(TM) pH/mV | 1X1EA | 1 | 2539 | Sigma-Aldrich | MT30046241-1EA | https://www.sigmaaldrich.com/LT/en
MT51302613-1EA | Mettler-Toledo SevenGo(TM) Duo Pro pH/Io | 1X1EA | 1 | 2744 | Sigma-Aldrich | MT51302613-1EA | https://www.sigmaaldrich.com/LT/en
MT51343176-1EA | Mettler-Toledo InLab(r) Hydrofluoric pH | 1X1EA | 1 | 471 | Sigma-Aldrich | MT51343176-1EA | https://www.sigmaaldrich.com/LT/en
MT51344712-1EA | Mettler-Toledo perfectION(tm)-ISE combin | 1X1EA | 1 | 1764 | Sigma-Aldrich | MT51344712-1EA | https://www.sigmaaldrich.com/LT/en
MT51324404-1EA | Mettler-Toledo sampling tube holder for | 1X1EA | 1 | 43 | Sigma-Aldrich | MT51324404-1EA | https://www.sigmaaldrich.com/LT/en
MT51325006-1EA | Mettler-Toledo infrared adapter for Refr | 1X1EA | 1 | 443 | Sigma-Aldrich | MT51325006-1EA | https://www.sigmaaldrich.com/LT/en
MT51340339-1EA | Mettler-Toledo LightEdition(tm) ORP elec | 1X1EA | 1 | 178 | Sigma-Aldrich | MT51340339-1EA | https://www.sigmaaldrich.com/LT/en
MT51344211-1EA | Mettler-Toledo InLab(r) Power Pro-ISM el | 1X1EA | 1 | 793 | Sigma-Aldrich | MT51344211-1EA | https://www.sigmaaldrich.com/LT/en
MT51344727-1EA | Mettler-Toledo perfectION(tm) combined e | 1X1EA | 1 | 1764 | Sigma-Aldrich | MT51344727-1EA | https://www.sigmaaldrich.com/LT/en
BR156644-1EA | BRAND(R) TRAY, STACKABLE, 370 X 310 X | 1X1EA | 1 | 25 | Sigma-Aldrich | BR156644-1EA | https://www.sigmaaldrich.com/LT/en
BR81805-1EA | BRAND(R) BURETTE STOPCOCK BISTABIL LATE& | 1X1EA | 1 | 30 | Sigma-Aldrich | BR81805-1EA | https://www.sigmaaldrich.com/LT/en
BR36407-2EA | BRAND(R) BLAUBRAND(R) VOLUMETRIC FLASK & | 1X2EA | 1 | 44 | Sigma-Aldrich | BR36407-2EA | https://www.sigmaaldrich.com/LT/en
BR81939-1EA | BRAND(R) BURETTE STRAIGHT STOPCOCK, FOR& | 1X1EA | 1 | 44 | Sigma-Aldrich | BR81939-1EA | https://www.sigmaaldrich.com/LT/en
BR122628-10EA | BRAND(R) SCREW CAP, THREAD GL 32 | 1X10EA | 1 | 23 | Sigma-Aldrich | BR122628-10EA | https://www.sigmaaldrich.com/LT/en
BR135810-50EA | BRAND(R) STIRRING ROD, AR-GLAS(R), 200 | 1X50EA | 1 | 23 | Sigma-Aldrich | BR135810-50EA | https://www.sigmaaldrich.com/LT/en
BR387462-4EA | BRAND(R) IMHOFF SEDIMENTATION CONE, SIL | 1X4EA | 1 | 444 | Sigma-Aldrich | BR387462-4EA | https://www.sigmaaldrich.com/LT/en
BR452215-1000EA | BRAND(R) INOCULATION LOOPS WITH NEEDLE, | 1X1000EA | 1 | 72 | Sigma-Aldrich | BR452215-1000EA | https://www.sigmaaldrich.com/LT/en
BR704281-1EA | BRAND(R) THREAD ADAPTER FOR REMOTE DISP& | 1X1EA | 1 | 33 | Sigma-Aldrich | BR704281-1EA | https://www.sigmaaldrich.com/LT/en
BR365538-1EA | BRAND(R) VOLUMETRIC FLASK FOR OIL CONTE& | 1X1EA | 1 | 98 | Sigma-Aldrich | BR365538-1EA | https://www.sigmaaldrich.com/LT/en
BR114852-500EA | BRAND(R) CAP INSERT FOR CRYOGENIC TUBES& | 1X500EA | 1 | 16 | Sigma-Aldrich | BR114852-500EA | https://www.sigmaaldrich.com/LT/en
BR143357-25M | BRAND(R) TUBING, I.D. 4 X O.D. 7 X W 1 | 1X25M | 1 | 82 | Sigma-Aldrich | BR143357-25M | https://www.sigmaaldrich.com/LT/en
BR143364-25M | BRAND(R) TUBING, I.D. 10 X O.D. 15 X W & | 1X25M | 1 | 279 | Sigma-Aldrich | BR143364-25M | https://www.sigmaaldrich.com/LT/en
BR708470-1EA | BRAND(R) EASYCAL(TM) MICRO-WEIGHING CON | 1X1EA | 1 | 33 | Sigma-Aldrich | BR708470-1EA | https://www.sigmaaldrich.com/LT/en
BR780740-1000EA | BRAND(R) SCREW CAP FOR MICRO TUBES, WHI | 1X1000EA | 1 | 110 | Sigma-Aldrich | BR780740-1000EA | https://www.sigmaaldrich.com/LT/en
BR66030-1EA | BRAND(R) DESICCATOR PLATE, FOR NOMINAL & | 1X1EA | 1 | 18 | Sigma-Aldrich | BR66030-1EA | https://www.sigmaaldrich.com/LT/en
BR780742-1000EA | BRAND(R) SCREW CAP FOR MICRO TUBES, RED | 1X1000EA | 1 | 110 | Sigma-Aldrich | BR780742-1000EA | https://www.sigmaaldrich.com/LT/en
BR704544-1EA | BRAND(R) PUMP ASSEMBLY SERIPETTOR(R), 2 | 1X1EA | 1 | 61 | Sigma-Aldrich | BR704544-1EA | https://www.sigmaaldrich.com/LT/en
BR23745-1EA | BRAND(R) FITTING FOR AUTOMATIC BURETTE & | 1X1EA | 1 | 19 | Sigma-Aldrich | BR23745-1EA | https://www.sigmaaldrich.com/LT/en
BR704269-1EA | BRAND(R) FILLING TUBE FOR REMOTE DISPEN& | 1X1EA | 1 | 13 | Sigma-Aldrich | BR704269-1EA | https://www.sigmaaldrich.com/LT/en
BR81807-1EA | BRAND(R) BURETTE STOPCOCK BISTABIL LATE& | 1X1EA | 1 | 30 | Sigma-Aldrich | BR81807-1EA | https://www.sigmaaldrich.com/LT/en
Z740447-4EA | EPPENDORF(R) REFERENCE(R) 2 VARIABLE VO& | 1X4EA | 1 | 1584 | Sigma-Aldrich | Z740447-4EA | https://www.sigmaaldrich.com/LT/en
BR994650-1EA | BRAND(R) LAB MUG, 1 PIECE | 1X1EA | 1 | 9 | Sigma-Aldrich | BR994650-1EA | https://www.sigmaaldrich.com/LT/en
BR130970-1EA | BRAND(R) STORAGE BOTTLE, 5 L, WIDE NECK | 1X1EA | 1 | 28 | Sigma-Aldrich | BR130970-1EA | https://www.sigmaaldrich.com/LT/en
BR76020-1EA | BRAND(R) SPRING CLIP, O.D. 16 MM, I.D. | 1X1EA | 1 | 10 | Sigma-Aldrich | BR76020-1EA | https://www.sigmaaldrich.com/LT/en
BR25950-1EA | BRAND(R) CELL CULTURE UNIT FOR QUIKSIP(& | 1X1EA | 1 | 52 | Sigma-Aldrich | BR25950-1EA | https://www.sigmaaldrich.com/LT/en
BR143265-20M | BRAND(R) SPECIAL LABORATORY TUBING, I.D | 1X20M | 1 | 172 | Sigma-Aldrich | BR143265-20M | https://www.sigmaaldrich.com/LT/en
BR88655-1EA | BRAND(R) STOPCOCK T-BORE WITH NOZZLES, & | 1X1EA | 1 | 48 | Sigma-Aldrich | BR88655-1EA | https://www.sigmaaldrich.com/LT/en
Z740174-96EA | AMICON(R) ULTRA-0.5, ULTRACEL-30 MEMBRA& | 1X96EA | 1 | 414 | Sigma-Aldrich | Z740174-96EA | https://www.sigmaaldrich.com/LT/en
Z740191-8EA | AMICON(R) ULTRA-4, PLTK ULTRACEL-PL MEM& | 1X8EA | 1 | 83 | Sigma-Aldrich | Z740191-8EA | https://www.sigmaaldrich.com/LT/en
Z740210-24EA | AMICON(R) ULTRA-15, PLHK ULTRACEL-PL ME& | 1X24EA | 1 | 315 | Sigma-Aldrich | Z740210-24EA | https://www.sigmaaldrich.com/LT/en
Z740257-1000EA | TOUGH-SPOTS(R), 3/8 IN., GREEN | 1X1000EA | 1 | 33 | Sigma-Aldrich | Z740257-1000EA | https://www.sigmaaldrich.com/LT/en
Z740294-2EA | ROTOFLEX(TM) PLUS BENCH TOP TUBE ROTATO& | 1X2EA | 1 | 28 | Sigma-Aldrich | Z740294-2EA | https://www.sigmaaldrich.com/LT/en
BR707531-1EA | BRAND(R) REPLACEMENT PISTON HEAD FOR TI | 1X1EA | 1 | 35 | Sigma-Aldrich | BR707531-1EA | https://www.sigmaaldrich.com/LT/en
BR143362-25M | BRAND(R) TUBING, I.D. 8 X O.D. 12 X W & | 1X25M | 1 | 180 | Sigma-Aldrich | BR143362-25M | https://www.sigmaaldrich.com/LT/en
BR704551-1EA | BRAND(R) REPLACEMENT PUMP ASSEMBLY FOR | 1X1EA | 1 | 99 | Sigma-Aldrich | BR704551-1EA | https://www.sigmaaldrich.com/LT/en
BR13943-1EA | BRAND(R) SPARE BURETTE LENGTH FOR COMPA | 1X1EA | 1 | 28 | Sigma-Aldrich | BR13943-1EA | https://www.sigmaaldrich.com/LT/en
BR144320-10EA | BRAND(R) STOPPER, SILICONE RUBBER, H 20& | 1X10EA | 1 | 14 | Sigma-Aldrich | BR144320-10EA | https://www.sigmaaldrich.com/LT/en
BR122638-10EA | BRAND(R) SCREW CAP, THREAD GL 45 | 1X10EA | 1 | 25 | Sigma-Aldrich | BR122638-10EA | https://www.sigmaaldrich.com/LT/en
BR129260-1EA | BRAND(R) REPLACEMENT SCREW CAP, THREAD | 1X1EA | 1 | 25 | Sigma-Aldrich | BR129260-1EA | https://www.sigmaaldrich.com/LT/en
BR387362-4EA | BRAND(R) IMHOFF SEDIMENTATION CONE, SIL | 1X4EA | 1 | 438 | Sigma-Aldrich | BR387362-4EA | https://www.sigmaaldrich.com/LT/en
BR704534-2EA | BRAND(R) FILLING TUBE, FOR SERIPETTOR(R& | 1X2EA | 1 | 9 | Sigma-Aldrich | BR704534-2EA | https://www.sigmaaldrich.com/LT/en
BR16515-1EA | BRAND(R) BURETTE CLAMP, NICKEL-PLATED Z& | 1X1EA | 1 | 28 | Sigma-Aldrich | BR16515-1EA | https://www.sigmaaldrich.com/LT/en
BR704388-1EA | BOTTLE ADAPTERS FOR BRAND(R) DISPENSERS& | 1X1EA | 1 | 15 | Sigma-Aldrich | BR704388-1EA | https://www.sigmaaldrich.com/LT/en
BR27006-12EA | BRAND(R) SILBERBRAND(R) ETERNA GRADUATE& | 1X12EA | 1 | 45 | Sigma-Aldrich | BR27006-12EA | https://www.sigmaaldrich.com/LT/en
BR27113-12EA | BRAND(R) GRADUATED PIPETTE SEROLOGICAL,& | 1X12EA | 1 | 86 | Sigma-Aldrich | BR27113-12EA | https://www.sigmaaldrich.com/LT/en
BR36550-2EA | BRAND(R) BLAUBRAND(R) VOLUMETRIC FLASK & | 1X2EA | 1 | 80 | Sigma-Aldrich | BR36550-2EA | https://www.sigmaaldrich.com/LT/en
BR146516-1EA | BRAND(R) GLASS POWDER FUNNEL SHORT WIDE | 1X1EA | 1 | 10 | Sigma-Aldrich | BR146516-1EA | https://www.sigmaaldrich.com/LT/en
BR81142-1EA | BRAND(R) BURETTE STOPCOCK BISTABIL LATE& | 1X1EA | 1 | 20 | Sigma-Aldrich | BR81142-1EA | https://www.sigmaaldrich.com/LT/en
BR462827-10EA | BRAND(R) RUBBER CONICAL GASKET FOR FILT | 1X10EA | 1 | 74 | Sigma-Aldrich | BR462827-10EA | https://www.sigmaaldrich.com/LT/en
BR88630-1EA | BRAND(R) STOPCOCK ONE-WAY WITH NOZZLES,& | 1X1EA | 1 | 37 | Sigma-Aldrich | BR88630-1EA | https://www.sigmaaldrich.com/LT/en
MT30019034-1EA | Mettler-Toledo SevenCompact(TM) conducti | 1X1EA | 1 | 1794 | Sigma-Aldrich | MT30019034-1EA | https://www.sigmaaldrich.com/LT/en
MT51302610-1EA | Mettler-Toledo SevenGo(TM) Duo Pro pH/Io | 1X1EA | 1 | 1755 | Sigma-Aldrich | MT51302610-1EA | https://www.sigmaaldrich.com/LT/en
MT51343160-1EA | Mettler-Toledo InLab(r) Micro & Micro Pr | 1X1EA | 1 | 450 | Sigma-Aldrich | MT51343160-1EA | https://www.sigmaaldrich.com/LT/en
MT51344700-1EA | Mettler-Toledo perfectION(tm)-ISE combin | 1X1EA | 1 | 1764 | Sigma-Aldrich | MT51344700-1EA | https://www.sigmaaldrich.com/LT/en
MT30014092-1EA | Mettler-Toledo InLab(r) 73 series conduc | 1X1EA | 1 | 693 | Sigma-Aldrich | MT30014092-1EA | https://www.sigmaaldrich.com/LT/en
MT51325001-1EA | Mettler-Toledo Portable Lab Hello softwa | 1X1EA | 1 | 21 | Sigma-Aldrich | MT51325001-1EA | https://www.sigmaaldrich.com/LT/en
MT51340335-1EA | Mettler-Toledo LightEdition(tm) conducti | 1X1EA | 1 | 244 | Sigma-Aldrich | MT51340335-1EA | https://www.sigmaaldrich.com/LT/en
MT51344116-1EA | Mettler-Toledo InLab(r) 74 series conduc | 1X1EA | 1 | 964 | Sigma-Aldrich | MT51344116-1EA | https://www.sigmaaldrich.com/LT/en
MT51344715-1EA | Mettler-Toledo perfectION(tm)-ISE combin | 1X1EA | 1 | 1610 | Sigma-Aldrich | MT51344715-1EA | https://www.sigmaaldrich.com/LT/en
BR701367-100EA | BRAND(R) SEALING FILM FOR STORAGE, DMSO | 1X100EA | 1 | 89 | Sigma-Aldrich | BR701367-100EA | https://www.sigmaaldrich.com/LT/en
BR81927-1EA | BRAND(R) BURETTE LATERAL STOPCOCK, FOR & | 1X1EA | 1 | 46 | Sigma-Aldrich | BR81927-1EA | https://www.sigmaaldrich.com/LT/en
BR23716-1EA | BRAND(R) SPARE BURETTE FOR AUTOMATIC BU | 1X1EA | 1 | 45 | Sigma-Aldrich | BR23716-1EA | https://www.sigmaaldrich.com/LT/en
BR114854-500EA | BRAND(R) CAP INSERT FOR CRYOGENIC TUBES& | 1X500EA | 1 | 16 | Sigma-Aldrich | BR114854-500EA | https://www.sigmaaldrich.com/LT/en
BR26128-1EA | BRAND(R) MACRO PIPETTE CONTROLLER REPLA | 1X1EA | 1 | 23 | Sigma-Aldrich | BR26128-1EA | https://www.sigmaaldrich.com/LT/en
BR722060-1000EA | BRAND(R) SAMPLE VIAL, FOR LEUKO-ERY COU | 1X1000EA | 1 | 141 | Sigma-Aldrich | BR722060-1000EA | https://www.sigmaaldrich.com/LT/en
BR144515-1EA | BRAND(R) CONICAL JOINT STOPPER, BOROSIL& | 1X1EA | 1 | 10 | Sigma-Aldrich | BR144515-1EA | https://www.sigmaaldrich.com/LT/en
BR704270-1EA | BRAND(R) THREAD ADAPTER FOR REMOTE DISP& | 1X1EA | 1 | 54 | Sigma-Aldrich | BR704270-1EA | https://www.sigmaaldrich.com/LT/en
BR10004-2EA | BRAND(R) BURETTE LENGTH FOR BURETTE ECO | 1X2EA | 1 | 41 | Sigma-Aldrich | BR10004-2EA | https://www.sigmaaldrich.com/LT/en
BR23875-1EA | BRAND(R) SPARE PUMP TOP FOR COMPACT TIT | 1X1EA | 1 | 33 | Sigma-Aldrich | BR23875-1EA | https://www.sigmaaldrich.com/LT/en
BR122664-10EA | BRAND(R) POURING RING FOR LABORATORY BO | 1X10EA | 1 | 15 | Sigma-Aldrich | BR122664-10EA | https://www.sigmaaldrich.com/LT/en
BR780772-1000EA | BRAND(R) SCREW CAPS WITH TAMPER-EVIDENT | 1X1000EA | 1 | 122 | Sigma-Aldrich | BR780772-1000EA | https://www.sigmaaldrich.com/LT/en
BR704523-1EA | BRAND(R) DISCHARGE TUBE SERIPETTOR(R)/S& | 1X1EA | 1 | 76 | Sigma-Aldrich | BR704523-1EA | https://www.sigmaaldrich.com/LT/en
BR707537-1EA | BRAND(R) DISPENSER CYLINDER WITH VALVE & | 1X1EA | 1 | 73 | Sigma-Aldrich | BR707537-1EA | https://www.sigmaaldrich.com/LT/en
BR26605-1EA | BRAND(R) ACCU-JET(R) PRO BATTERY CHARGE | 1X1EA | 1 | 34 | Sigma-Aldrich | BR26605-1EA | https://www.sigmaaldrich.com/LT/en
BR36401-2EA | BRAND(R) BLAUBRAND(R) VOLUMETRIC FLASK & | 1X2EA | 1 | 40 | Sigma-Aldrich | BR36401-2EA | https://www.sigmaaldrich.com/LT/en
BR130260-1EA | BRAND(R) BOTTLE FOR SCHILLING BURETTE, & | 1X1EA | 1 | 9 | Sigma-Aldrich | BR130260-1EA | https://www.sigmaaldrich.com/LT/en
BR707529-1EA | BRAND(R) TITRATING TUBE WITH SCREW CAP & | 1X1EA | 1 | 45 | Sigma-Aldrich | BR707529-1EA | https://www.sigmaaldrich.com/LT/en
BR27011-12EA | BRAND(R) SILBERBRAND(R) ETERNA GRADUATE& | 1X12EA | 1 | 50 | Sigma-Aldrich | BR27011-12EA | https://www.sigmaaldrich.com/LT/en
BR65810-1EA | BRAND(R) DESICCATOR, NOMINAL SIZE 200 M& | 1X1EA | 1 | 161 | Sigma-Aldrich | BR65810-1EA | https://www.sigmaaldrich.com/LT/en
BR95111-1SET | BRAND(R) SPECIAL PEGS FOR DRAINING RACK | 1X1SET | 1 | 23 | Sigma-Aldrich | BR95111-1SET | https://www.sigmaaldrich.com/LT/en
BR704520-1EA | BRAND(R) DISCHARGE TUBE FOR SERIPETTOR(& | 1X1EA | 1 | 19 | Sigma-Aldrich | BR704520-1EA | https://www.sigmaaldrich.com/LT/en
BR759115-100EA | BRAND(R) SEMI-MICRO CUVETTE, PMMA, MINI | 1X100EA | 1 | 15 | Sigma-Aldrich | BR759115-100EA | https://www.sigmaaldrich.com/LT/en
BR705053-1EA | BRAND(R) AC ADAPTER FOR CHARGING DOCK H& | 1X1EA | 1 | 53 | Sigma-Aldrich | BR705053-1EA | https://www.sigmaaldrich.com/LT/en
BR94910-10EA | BRAND(R) STANDARD GROUND JOINT FUNNEL, | 1X10EA | 1 | 54 | Sigma-Aldrich | BR94910-10EA | https://www.sigmaaldrich.com/LT/en
BR144310-10EA | BRAND(R) STOPPER, SILICONE RUBBER, H 20& | 1X10EA | 1 | 10 | Sigma-Aldrich | BR144310-10EA | https://www.sigmaaldrich.com/LT/en
BR144525-1EA | BRAND(R) CONICAL JOINT STOPPER, BOROSIL& | 1X1EA | 1 | 10 | Sigma-Aldrich | BR144525-1EA | https://www.sigmaaldrich.com/LT/en
BR25961-1EA | BRAND(R) QUIKSIP(TM) BT-ASPIRATOR ADAPT& | 1X1EA | 1 | 9 | Sigma-Aldrich | BR25961-1EA | https://www.sigmaaldrich.com/LT/en
BR780773-1000EA | BRAND(R) SCREW CAPS WITH TAMPER-EVIDENT | 1X1000EA | 1 | 122 | Sigma-Aldrich | BR780773-1000EA | https://www.sigmaaldrich.com/LT/en
BR23882-1EA | BRAND(R) SUPPORT FOR COMPACT AUTOMATIC & | 1X1EA | 1 | 87 | Sigma-Aldrich | BR23882-1EA | https://www.sigmaaldrich.com/LT/en
BR76015-1EA | BRAND(R) SPRING CLIP, O.D. 13 MM, I.D. | 1X1EA | 1 | 10 | Sigma-Aldrich | BR76015-1EA | https://www.sigmaaldrich.com/LT/en
BR780744-1000EA | BRAND(R) SCREW CAP FOR MICRO TUBES, YEL | 1X1000EA | 1 | 110 | Sigma-Aldrich | BR780744-1000EA | https://www.sigmaaldrich.com/LT/en
BR88625-1EA | BRAND(R) STOPCOCK ONE-WAY WITH NOZZLES,& | 1X1EA | 1 | 34 | Sigma-Aldrich | BR88625-1EA | https://www.sigmaaldrich.com/LT/en
BR759240-100EA | BRAND(R) CAP FOR UV CUVETTE MICRO, BLUE | 1X100EA | 1 | 13 | Sigma-Aldrich | BR759240-100EA | https://www.sigmaaldrich.com/LT/en
BR81167-1EA | BRAND(R) BURETTE LATERAL STOPCOCK, FOR & | 1X1EA | 1 | 30 | Sigma-Aldrich | BR81167-1EA | https://www.sigmaaldrich.com/LT/en
BR115016-1000EA | BRAND(R) SAMPLE VIAL, FOR TECHNICON-ANA | 1X1000EA | 1 | 32 | Sigma-Aldrich | BR115016-1000EA | https://www.sigmaaldrich.com/LT/en
Z740164-24EA | AMICON(R) ULTRA-2, ULTRACEL-10 MEMBRANE& | 1X24EA | 1 | 142 | Sigma-Aldrich | Z740164-24EA | https://www.sigmaaldrich.com/LT/en
Z740201-96EA | AMICON(R) ULTRA-15, PLBC ULTRACEL-PL ME& | 1X96EA | 1 | 1088 | Sigma-Aldrich | Z740201-96EA | https://www.sigmaaldrich.com/LT/en
Z740265-1000EA | TOUGH-SPOTS(R), 1/2 IN., RED | 1X1000EA | 1 | 33 | Sigma-Aldrich | Z740265-1000EA | https://www.sigmaaldrich.com/LT/en
BR29215-1EA | BRAND(R) SOAKING JAR, FOR PIPETTE LENGT | 1X1EA | 1 | 123 | Sigma-Aldrich | BR29215-1EA | https://www.sigmaaldrich.com/LT/en
Z740170-8EA | AMICON(R) ULTRA-0.5, ULTRACEL-10 MEMBRA& | 1X8EA | 1 | 55 | Sigma-Aldrich | Z740170-8EA | https://www.sigmaaldrich.com/LT/en
Z740168-8EA | AMICON(R) ULTRA-0.5, ULTRACEL-3 MEMBRAN& | 1X8EA | 1 | 55 | Sigma-Aldrich | Z740168-8EA | https://www.sigmaaldrich.com/LT/en
Z740182-8EA | AMICON(R) ULTRA-0.5, ULTRACEL-100 MEMBR& | 1X8EA | 1 | 55 | Sigma-Aldrich | Z740182-8EA | https://www.sigmaaldrich.com/LT/en
BR144540-1EA | BRAND(R) CONICAL JOINT STOPPER, BOROSIL& | 1X1EA | 1 | 18 | Sigma-Aldrich | BR144540-1EA | https://www.sigmaaldrich.com/LT/en
BR462500-8EA | BRAND(R) RUBBER CONICAL GASKET FOR FILT | 1X8EA | 1 | 59 | Sigma-Aldrich | BR462500-8EA | https://www.sigmaaldrich.com/LT/en
BR136320-1EA | BRAND(R) STIRRING ROD, PE-HD, WITH STEE& | 1X1EA | 1 | 18 | Sigma-Aldrich | BR136320-1EA | https://www.sigmaaldrich.com/LT/en
BR27004-12EA | BRAND(R) SILBERBRAND(R) ETERNA GRADUATE& | 1X12EA | 1 | 45 | Sigma-Aldrich | BR27004-12EA | https://www.sigmaaldrich.com/LT/en
BR36403-2EA | BRAND(R) BLAUBRAND(R) VOLUMETRIC FLASK & | 1X2EA | 1 | 40 | Sigma-Aldrich | BR36403-2EA | https://www.sigmaaldrich.com/LT/en
BR88680-1EA | BRAND(R) STOPCOCK T-BORE WITH NOZZLES, & | 1X1EA | 1 | 67 | Sigma-Aldrich | BR88680-1EA | https://www.sigmaaldrich.com/LT/en
BR81265-1EA | BRAND(R) SPARE KEY FOR AUTOMATIC BURETT | 1X1EA | 1 | 28 | Sigma-Aldrich | BR81265-1EA | https://www.sigmaaldrich.com/LT/en
BR114720-1000EA | BRAND(R) GRIP STOPPER FOR SAMPLE AND SE& | 1X1000EA | 1 | 25 | Sigma-Aldrich | BR114720-1000EA | https://www.sigmaaldrich.com/LT/en
Z740207-96EA | AMICON(R) ULTRA-15, PLQK ULTRACEL-PL ME& | 1X96EA | 1 | 1196 | Sigma-Aldrich | Z740207-96EA | https://www.sigmaaldrich.com/LT/en
Z740255-1000EA | TOUGH-SPOTS(R), 3/8 IN., WHITE | 1X1000EA | 1 | 33 | Sigma-Aldrich | Z740255-1000EA | https://www.sigmaaldrich.com/LT/en
Z740272-1EA | ALUMINUM HEATING/COOLING BLOCK FOR 1.5 & | 1X1EA | 1 | 204 | Sigma-Aldrich | Z740272-1EA | https://www.sigmaaldrich.com/LT/en
Z740291-2EA | ROTOFLEX(TM) PLUS BENCH TOP TUBE ROTATO& | 1X2EA | 1 | 28 | Sigma-Aldrich | Z740291-2EA | https://www.sigmaaldrich.com/LT/en
BR36551-2EA | BRAND(R) BLAUBRAND(R) VOLUMETRIC FLASK & | 1X2EA | 1 | 88 | Sigma-Aldrich | BR36551-2EA | https://www.sigmaaldrich.com/LT/en
BR703440-1EA | BRAND(R) STAND FOR MULTI-CHANNEL TRANSF | 1X1EA | 1 | 23 | Sigma-Aldrich | BR703440-1EA | https://www.sigmaaldrich.com/LT/en
BR36180-1EA | BRAND(R) VOLUMETRIC FLASK, PMP, TRANSPA& | 1X1EA | 1 | 24 | Sigma-Aldrich | BR36180-1EA | https://www.sigmaaldrich.com/LT/en
BR55618-1EA | BRAND(R) JOINT CLIP FOR DISPENSERS WITH | 1X1EA | 1 | 9 | Sigma-Aldrich | BR55618-1EA | https://www.sigmaaldrich.com/LT/en
MT11124300/EU-1EA | Mettler-Toledo printer RS-P25, RS232 int | 1X1EA | 1 | 721 | Sigma-Aldrich | MT11124300/EU-1EA | https://www.sigmaaldrich.com/LT/en
MT30019035-1EA | Mettler-Toledo SevenCompact(TM) conducti | 1X1EA | 1 | 1970 | Sigma-Aldrich | MT30019035-1EA | https://www.sigmaaldrich.com/LT/en
MT51302611-1EA | Mettler-Toledo SevenGo(TM) Duo Pro pH/Io | 1X1EA | 1 | 2539 | Sigma-Aldrich | MT51302611-1EA | https://www.sigmaaldrich.com/LT/en
MT51343031-1EA | Mettler-Toledo InLab(r) Versatile & Vers | 1X1EA | 1 | 367 | Sigma-Aldrich | MT51343031-1EA | https://www.sigmaaldrich.com/LT/en
MT51343161-1EA | Mettler-Toledo InLab(r) Semi-Micro-L pH | 1X1EA | 1 | 448 | Sigma-Aldrich | MT51343161-1EA | https://www.sigmaaldrich.com/LT/en
MT51344703-1EA | Mettler-Toledo perfectION(tm)-ISE combin | 1X1EA | 1 | 1764 | Sigma-Aldrich | MT51344703-1EA | https://www.sigmaaldrich.com/LT/en
MT30014093-1EA | Mettler-Toledo InLab(r) 73 series conduc | 1X1EA | 1 | 731 | Sigma-Aldrich | MT30014093-1EA | https://www.sigmaaldrich.com/LT/en
MT51324402-1EA | Mettler-Toledo external syringe adapter | 1X1EA | 1 | 48 | Sigma-Aldrich | MT51324402-1EA | https://www.sigmaaldrich.com/LT/en
MT51325003-10EA | Mettler-Toledo cleaning tissues, set of | 1X10EA | 1 | 27 | Sigma-Aldrich | MT51325003-10EA | https://www.sigmaaldrich.com/LT/en
MT51340336-1EA | Mettler-Toledo LightEdition(tm) conducti | 1X1EA | 1 | 436 | Sigma-Aldrich | MT51340336-1EA | https://www.sigmaaldrich.com/LT/en
MT51344120-1EA | Mettler-Toledo InLab(r) 73 series conduc | 1X1EA | 1 | 696 | Sigma-Aldrich | MT51344120-1EA | https://www.sigmaaldrich.com/LT/en
MT51344721-1EA | Mettler-Toledo perfectION(tm) combined e | 1X1EA | 1 | 1764 | Sigma-Aldrich | MT51344721-1EA | https://www.sigmaaldrich.com/LT/en
MT65975-1EA | Mettler-Toledo ink ribbon for printer RS | 1X1EA | 1 | 32 | Sigma-Aldrich | MT65975-1EA | https://www.sigmaaldrich.com/LT/en
BR144520-1EA | BRAND(R) CONICAL JOINT STOPPER, BOROSIL& | 1X1EA | 1 | 10 | Sigma-Aldrich | BR144520-1EA | https://www.sigmaaldrich.com/LT/en
BR782153-50EA | BRAND(R) LIDS FOR MICROPLATES BRAND(R)P | 1X50EA | 1 | 67 | Sigma-Aldrich | BR782153-50EA | https://www.sigmaaldrich.com/LT/en
BR71776-1EA | BRAND(R) PUSH-ON LID FOR BUCKETS, FOR 1 | 1X1EA | 1 | 9 | Sigma-Aldrich | BR71776-1EA | https://www.sigmaaldrich.com/LT/en
BR136110-10EA | BRAND(R) STIRRING SPATULA, PP | 1X10EA | 1 | 16 | Sigma-Aldrich | BR136110-10EA | https://www.sigmaaldrich.com/LT/en
BR26653-1EA | BRAND(R) ADAPTER HOUSING SUPPORT FOR AC& | 1X1EA | 1 | 9 | Sigma-Aldrich | BR26653-1EA | https://www.sigmaaldrich.com/LT/en
BR114864-5EA | BRAND(R) STORAGE BOX, FOR 3 ML, 4 ML AN& | 1X5EA | 1 | 99 | Sigma-Aldrich | BR114864-5EA | https://www.sigmaaldrich.com/LT/en
BR36975-2EA | BRAND(R) VOLUMETRIC FLASK, USP, BLAUBRA& | 1X2EA | 1 | 42 | Sigma-Aldrich | BR36975-2EA | https://www.sigmaaldrich.com/LT/en
BR4760451-1EA | BRAND(R) TITRETTE(R) SH, ACCORDING TO S& | 1X1EA | 1 | 774 | Sigma-Aldrich | BR4760451-1EA | https://www.sigmaaldrich.com/LT/en
BR781260-2EA | BRAND(R) PCR MINI-COOLER WITH TRANSPARE | 1X2EA | 1 | 116 | Sigma-Aldrich | BR781260-2EA | https://www.sigmaaldrich.com/LT/en
BR136225-1EA | BRAND(R) STIRRING ROD, PTFE, WITH SPATU& | 1X1EA | 1 | 16 | Sigma-Aldrich | BR136225-1EA | https://www.sigmaaldrich.com/LT/en
BR144390-25EA | BRAND(R) STOPPER, RED RUBBER, H 30 MM, & | 1X25EA | 1 | 44 | Sigma-Aldrich | BR144390-25EA | https://www.sigmaaldrich.com/LT/en
BR27013-6EA | BRAND(R) SILBERBRAND(R) ETERNA GRADUATE& | 1X6EA | 1 | 48 | Sigma-Aldrich | BR27013-6EA | https://www.sigmaaldrich.com/LT/en
BR131100-1EA | BRAND(R) STOPCOCK FOR STORAGE/ASPIRATO | 1X1EA | 1 | 16 | Sigma-Aldrich | BR131100-1EA | https://www.sigmaaldrich.com/LT/en
BR88620-1EA | BRAND(R) STOPCOCK ONE-WAY WITH NOZZLES,& | 1X1EA | 1 | 34 | Sigma-Aldrich | BR88620-1EA | https://www.sigmaaldrich.com/LT/en
BR26542-1PR | BRAND(R) SNAP TAPES FOR ACCU-JET(R) PRO | 1X1PR | 1 | 9 | Sigma-Aldrich | BR26542-1PR | https://www.sigmaaldrich.com/LT/en
BR6698-1EA | BRAND(R) FILLING VALVE DISPENSETTE(R) O& | 1X1EA | 1 | 18 | Sigma-Aldrich | BR6698-1EA | https://www.sigmaaldrich.com/LT/en
BR81255-1EA | BRAND(R) SPARE KEY FOR AUTOMATIC BURETT | 1X1EA | 1 | 23 | Sigma-Aldrich | BR81255-1EA | https://www.sigmaaldrich.com/LT/en
BR23746-1EA | BRAND(R) FITTING FOR AUTOMATIC BURETTE & | 1X1EA | 1 | 19 | Sigma-Aldrich | BR23746-1EA | https://www.sigmaaldrich.com/LT/en
BR704575-1EA | BRAND(R) FILLING TUBE FOR QUIKSIP(TM) B& | 1X1EA | 1 | 24 | Sigma-Aldrich | BR704575-1EA | https://www.sigmaaldrich.com/LT/en
BR88615-1EA | BRAND(R) STOPCOCK ONE-WAY WITH NOZZLES,& | 1X1EA | 1 | 34 | Sigma-Aldrich | BR88615-1EA | https://www.sigmaaldrich.com/LT/en
BR136335-1EA | BRAND(R) STIRRING ROD, PTFE, WITH STEEL& | 1X1EA | 1 | 24 | Sigma-Aldrich | BR136335-1EA | https://www.sigmaaldrich.com/LT/en
BR26220-1EA | BRAND(R) MACRO PIPETTE REPLACEMENT ADAP | 1X1EA | 1 | 9 | Sigma-Aldrich | BR26220-1EA | https://www.sigmaaldrich.com/LT/en
BR27010-12EA | BRAND(R) SILBERBRAND(R) ETERNA GRADUATE& | 1X12EA | 1 | 47 | Sigma-Aldrich | BR27010-12EA | https://www.sigmaaldrich.com/LT/en
BR994675-6EA | BRAND(R) LAB MUG, CARTON OF 6 | 1X6EA | 1 | 30 | Sigma-Aldrich | BR994675-6EA | https://www.sigmaaldrich.com/LT/en
BR55646-1EA | BRAND(R) CONICAL JOINT CLIP, POLYOXYMET& | 1X1EA | 1 | 10 | Sigma-Aldrich | BR55646-1EA | https://www.sigmaaldrich.com/LT/en
BR81819-1EA | BRAND(R) BURETTE STOPCOCK BISTABIL STRA& | 1X1EA | 1 | 26 | Sigma-Aldrich | BR81819-1EA | https://www.sigmaaldrich.com/LT/en
BR36549-2EA | BRAND(R) BLAUBRAND(R) VOLUMETRIC FLASK & | 1X2EA | 1 | 65 | Sigma-Aldrich | BR36549-2EA | https://www.sigmaaldrich.com/LT/en
BR159670-1EA | BRAND(R) REDUCING ADAPTER FOR BR159600& | 1X1EA | 1 | 9 | Sigma-Aldrich | BR159670-1EA | https://www.sigmaaldrich.com/LT/en
BR704548-1EA | BRAND(R) REPLACEMENT PUMP ASSEMBLY FOR | 1X1EA | 1 | 99 | Sigma-Aldrich | BR704548-1EA | https://www.sigmaaldrich.com/LT/en
BR23713-1EA | BRAND(R) SPARE BURETTE FOR AUTOMATIC BU | 1X1EA | 1 | 43 | Sigma-Aldrich | BR23713-1EA | https://www.sigmaaldrich.com/LT/en
BR88650-1EA | BRAND(R) STOPCOCK T-BORE WITH NOZZLES, & | 1X1EA | 1 | 48 | Sigma-Aldrich | BR88650-1EA | https://www.sigmaaldrich.com/LT/en
BR701967-1EA | BRAND(R) REPAIR SET FOR TRANSFERPETTOR, | 1X1EA | 1 | 29 | Sigma-Aldrich | BR701967-1EA | https://www.sigmaaldrich.com/LT/en
BR136100-1EA | BRAND(R) STIRRING SPATULA, PE-HD | 1X1EA | 1 | 10 | Sigma-Aldrich | BR136100-1EA | https://www.sigmaaldrich.com/LT/en
BR144385-25EA | BRAND(R) STOPPER, RED RUBBER, H 20 MM, & | 1X25EA | 1 | 17 | Sigma-Aldrich | BR144385-25EA | https://www.sigmaaldrich.com/LT/en
BR129250-1EA | BRAND(R) REPLACEMENT SCREW CAP, THREAD | 1X1EA | 1 | 13 | Sigma-Aldrich | BR129250-1EA | https://www.sigmaaldrich.com/LT/en
BR88640-1EA | BRAND(R) STOPCOCK ONE-WAY WITH NOZZLES,& | 1X1EA | 1 | 56 | Sigma-Aldrich | BR88640-1EA | https://www.sigmaaldrich.com/LT/en
BR452201-1000EA | BRAND(R) INOCULATION LOOPS WITH NEEDLE, | 1X1000EA | 1 | 71 | Sigma-Aldrich | BR452201-1000EA | https://www.sigmaaldrich.com/LT/en
BR65824-1EA | BRAND(R) DESICCATOR SEALING RING, FOR N& | 1X1EA | 1 | 18 | Sigma-Aldrich | BR65824-1EA | https://www.sigmaaldrich.com/LT/en
BR82221-1EA | BRAND(R) NEEDLE-VALVE STOPCOCKS FOR BUR | 1X1EA | 1 | 41 | Sigma-Aldrich | BR82221-1EA | https://www.sigmaaldrich.com/LT/en
BR129262-1EA | BRAND(R) REPLACEMENT SCREW CAP, THREAD | 1X1EA | 1 | 30 | Sigma-Aldrich | BR129262-1EA | https://www.sigmaaldrich.com/LT/en
BR81917-1EA | BRAND(R) BURETTE STRAIGHT STOPCOCK, FOR& | 1X1EA | 1 | 37 | Sigma-Aldrich | BR81917-1EA | https://www.sigmaaldrich.com/LT/en
BR722055-1000EA | BRAND(R) SAMPLE VIAL, FOR COULTER COUNT | 1X1000EA | 1 | 98 | Sigma-Aldrich | BR722055-1000EA | https://www.sigmaaldrich.com/LT/en
BR704542-1EA | BRAND(R) PUMP ASSEMBLY SERIPETTOR(R), 1 | 1X1EA | 1 | 49 | Sigma-Aldrich | BR704542-1EA | https://www.sigmaaldrich.com/LT/en
BR146508-1EA | BRAND(R) GLASS POWDER FUNNEL SHORT WIDE | 1X1EA | 1 | 10 | Sigma-Aldrich | BR146508-1EA | https://www.sigmaaldrich.com/LT/en
BR704652-25EA | BRAND(R) FILTER FOR TRANSFERPETTE(R), 5& | 1X25EA | 1 | 9 | Sigma-Aldrich | BR704652-25EA | https://www.sigmaaldrich.com/LT/en
BR156642-1EA | BRAND(R) TRAY, STACKABLE, 300 X 240 X & | 1X1EA | 1 | 18 | Sigma-Aldrich | BR156642-1EA | https://www.sigmaaldrich.com/LT/en
BR65804-1EA | BRAND(R) DESICCATOR VENTING STOPPER | 1X1EA | 1 | 20 | Sigma-Aldrich | BR65804-1EA | https://www.sigmaaldrich.com/LT/en
BR27005-12EA | BRAND(R) SILBERBRAND(R) ETERNA GRADUATE& | 1X12EA | 1 | 59 | Sigma-Aldrich | BR27005-12EA | https://www.sigmaaldrich.com/LT/en
MT11124300/UK-1EA | Mettler-Toledo printer RS-P25, RS232 int | 1X1EA | 1 | 721 | Sigma-Aldrich | MT11124300/UK-1EA | https://www.sigmaaldrich.com/LT/en
MT30046240-1EA | Mettler-Toledo SevenExcellence(TM) pH/mV | 1X1EA | 1 | 2254 | Sigma-Aldrich | MT30046240-1EA | https://www.sigmaaldrich.com/LT/en
MT51302612-1EA | Mettler-Toledo SevenGo(TM) Duo Pro pH/Io | 1X1EA | 1 | 2695 | Sigma-Aldrich | MT51302612-1EA | https://www.sigmaaldrich.com/LT/en
MT51343050-1EA | Mettler-Toledo InLab(r) Routine & Routin | 1X1EA | 1 | 269 | Sigma-Aldrich | MT51343050-1EA | https://www.sigmaaldrich.com/LT/en
MT51343165-1EA | Mettler-Toledo InLab(r) Semi-Micro pH el | 1X1EA | 1 | 408 | Sigma-Aldrich | MT51343165-1EA | https://www.sigmaaldrich.com/LT/en
MT51344709-1EA | Mettler-Toledo perfectION(tm)-ISE combin | 1X1EA | 1 | 1610 | Sigma-Aldrich | MT51344709-1EA | https://www.sigmaaldrich.com/LT/en
MT30014094-1EA | Mettler-Toledo InLab(r) 74 series conduc | 1X1EA | 1 | 955 | Sigma-Aldrich | MT30014094-1EA | https://www.sigmaaldrich.com/LT/en
BR704532-2EA | BRAND(R) FILLING TUBE, FOR SERIPETTOR(R& | 1X2EA | 1 | 9 | Sigma-Aldrich | BR704532-2EA | https://www.sigmaaldrich.com/LT/en
BR122662-10EA | BRAND(R) POURING RING FOR LABORATORY BO | 1X10EA | 1 | 14 | Sigma-Aldrich | BR122662-10EA | https://www.sigmaaldrich.com/LT/en
BR782150-100EA | BRAND(R) LIDS FOR MICROPLATES BRAND(R)P | 1X100EA | 1 | 69 | Sigma-Aldrich | BR782150-100EA | https://www.sigmaaldrich.com/LT/en
BR25962-1EA | BRAND(R) SUCTION TUBE FOR QUIKSIP(TM) B& | 1X1EA | 1 | 12 | Sigma-Aldrich | BR25962-1EA | https://www.sigmaaldrich.com/LT/en
BR13936-1EA | BRAND(R) SPARE BURETTE LENGTH FOR COMPA | 1X1EA | 1 | 20 | Sigma-Aldrich | BR13936-1EA | https://www.sigmaaldrich.com/LT/en
BR36170-1EA | BRAND(R) VOLUMETRIC FLASK, PMP, TRANSPA& | 1X1EA | 1 | 12 | Sigma-Aldrich | BR36170-1EA | https://www.sigmaaldrich.com/LT/en
BR135815-50EA | BRAND(R) STIRRING ROD, AR-GLAS(R), 250 | 1X50EA | 1 | 26 | Sigma-Aldrich | BR135815-50EA | https://www.sigmaaldrich.com/LT/en
BR76040-1EA | BRAND(R) SPRING CLIP, O.D. 29 MM, I.D. | 1X1EA | 1 | 10 | Sigma-Aldrich | BR76040-1EA | https://www.sigmaaldrich.com/LT/en
MT51324403-1EA | Mettler-Toledo sampling tube (with washe | 1X1EA | 1 | 43 | Sigma-Aldrich | MT51324403-1EA | https://www.sigmaaldrich.com/LT/en
MT51340338-1EA | Mettler-Toledo LightEdition(tm) ORP elec | 1X1EA | 1 | 205 | Sigma-Aldrich | MT51340338-1EA | https://www.sigmaaldrich.com/LT/en
MT51343164-1EA | Mettler-Toledo InLab(r) Flex-micro pH el | 1X1EA | 1 | 598 | Sigma-Aldrich | MT51343164-1EA | https://www.sigmaaldrich.com/LT/en
MT51344126-1EA | Mettler-Toledo InLab(r) 74 series conduc | 1X1EA | 1 | 905 | Sigma-Aldrich | MT51344126-1EA | https://www.sigmaaldrich.com/LT/en
MT51344724-1EA | Mettler-Toledo perfectION(tm) combined e | 1X1EA | 1 | 793 | Sigma-Aldrich | MT51344724-1EA | https://www.sigmaaldrich.com/LT/en
MT72456-5EA | Mettler-Toledo paper rolls for printer R | 1X5EA | 1 | 17 | Sigma-Aldrich | MT72456-5EA | https://www.sigmaaldrich.com/LT/en
BR704526-1EA | BRAND(R) 8-CHANNEL MANIFOLD, PP, FOR QU& | 1X1EA | 1 | 10 | Sigma-Aldrich | BR704526-1EA | https://www.sigmaaldrich.com/LT/en
BR23838-1EA | BRAND(R) SPARE BURETTE LENGTH FOR COMPA | 1X1EA | 1 | 44 | Sigma-Aldrich | BR23838-1EA | https://www.sigmaaldrich.com/LT/en
BR704430-1EA | BOTTLE ADAPTERS FOR BRAND(R) DISPENSERS& | 1X1EA | 1 | 21 | Sigma-Aldrich | BR704430-1EA | https://www.sigmaaldrich.com/LT/en
BR144382-25EA | BRAND(R) STOPPER, RED RUBBER, H 20 MM, & | 1X25EA | 1 | 12 | Sigma-Aldrich | BR144382-25EA | https://www.sigmaaldrich.com/LT/en
BR780774-1000EA | BRAND(R) SCREW CAPS WITH TAMPER-EVIDENT | 1X1000EA | 1 | 122 | Sigma-Aldrich | BR780774-1000EA | https://www.sigmaaldrich.com/LT/en
BR131174-1EA | BRAND(R) ASPIRATOR BOTTLE, PE-HD, NARRO& | 1X1EA | 1 | 53 | Sigma-Aldrich | BR131174-1EA | https://www.sigmaaldrich.com/LT/en
BR143280-20M | BRAND(R) SPECIAL LABORATORY TUBING, I.D | 1X20M | 1 | 302 | Sigma-Aldrich | BR143280-20M | https://www.sigmaaldrich.com/LT/en
BR11805-1EA | BRAND(R) STOPCOCK FOR COMPACT/AUTOMATIC& | 1X1EA | 1 | 37 | Sigma-Aldrich | BR11805-1EA | https://www.sigmaaldrich.com/LT/en
BR144545-1EA | BRAND(R) CONICAL JOINT STOPPER, BOROSIL& | 1X1EA | 1 | 20 | Sigma-Aldrich | BR144545-1EA | https://www.sigmaaldrich.com/LT/en
BR143355-25M | BRAND(R) TUBING, I.D. 3 X O.D. 5 X W 1& | 1X25M | 1 | 45 | Sigma-Aldrich | BR143355-25M | https://www.sigmaaldrich.com/LT/en
BR36553-1EA | BRAND(R) BLAUBRAND(R) VOLUMETRIC FLASK & | 1X1EA | 1 | 86 | Sigma-Aldrich | BR36553-1EA | https://www.sigmaaldrich.com/LT/en
BR701965-1EA | BRAND(R) REPAIR SET FOR TRANSFERPETTOR, | 1X1EA | 1 | 26 | Sigma-Aldrich | BR701965-1EA | https://www.sigmaaldrich.com/LT/en
BR23725-1EA | BRAND(R) BASE FOR PLASTIC BOTTLE, 500 M& | 1X1EA | 1 | 9 | Sigma-Aldrich | BR23725-1EA | https://www.sigmaaldrich.com/LT/en
BR143260-20M | BRAND(R) SPECIAL LABORATORY TUBING, I.D | 1X20M | 1 | 96 | Sigma-Aldrich | BR143260-20M | https://www.sigmaaldrich.com/LT/en
BR23836-1EA | BRAND(R) SPARE BURETTE LENGTH FOR COMPA | 1X1EA | 1 | 44 | Sigma-Aldrich | BR23836-1EA | https://www.sigmaaldrich.com/LT/en
BR701934-3EA | BRAND(R) REPLACEMENT PISTON ROD FOR TRA | 1X3EA | 1 | 29 | Sigma-Aldrich | BR701934-3EA | https://www.sigmaaldrich.com/LT/en
Z740363-6EA | EPPENDORF(R) REFERENCE(R) 2 VARIABLE VO& | 1X6EA | 1 | 2357 | Sigma-Aldrich | Z740363-6EA | https://www.sigmaaldrich.com/LT/en
BR759015-100EA | BRAND(R) SEMI-MICRO CUVETTE, PS | 1X100EA | 1 | 14 | Sigma-Aldrich | BR759015-100EA | https://www.sigmaaldrich.com/LT/en
BR707525-1EA | BRAND(R) TITRATING TUBE WITH SCREW CAP & | 1X1EA | 1 | 45 | Sigma-Aldrich | BR707525-1EA | https://www.sigmaaldrich.com/LT/en
BR6208-1EA | BRAND(R) ADAPTER FOR DISCHARGE TUBE SER | 1X1EA | 1 | 17 | Sigma-Aldrich | BR6208-1EA | https://www.sigmaaldrich.com/LT/en
BR94915-5EA | BRAND(R) STANDARD GROUND JOINT FUNNEL, | 1X5EA | 1 | 32 | Sigma-Aldrich | BR94915-5EA | https://www.sigmaaldrich.com/LT/en
BR81147-1EA | BRAND(R) BURETTE LATERAL STOPCOCK, FOR & | 1X1EA | 1 | 27 | Sigma-Aldrich | BR81147-1EA | https://www.sigmaaldrich.com/LT/en
BR36174-1EA | BRAND(R) VOLUMETRIC FLASK, PMP, TRANSPA& | 1X1EA | 1 | 16 | Sigma-Aldrich | BR36174-1EA | https://www.sigmaaldrich.com/LT/en
BR81053-1EA | BRAND(R) BURETTE STOPCOCK BISTABIL STRA& | 1X1EA | 1 | 11 | Sigma-Aldrich | BR81053-1EA | https://www.sigmaaldrich.com/LT/en
BR156648-1EA | BRAND(R) TRAY, STACKABLE, 625 X 530 X 1& | 1X1EA | 1 | 64 | Sigma-Aldrich | BR156648-1EA | https://www.sigmaaldrich.com/LT/en
BR704518-1EA | BRAND(R) DISCHARGE TUBE FOR SERIPETTOR(& | 1X1EA | 1 | 19 | Sigma-Aldrich | BR704518-1EA | https://www.sigmaaldrich.com/LT/en
Z740206-24EA | AMICON(R) ULTRA-15, PLQK ULTRACEL-PL ME& | 1X24EA | 1 | 315 | Sigma-Aldrich | Z740206-24EA | https://www.sigmaaldrich.com/LT/en
BR701938-3EA | BRAND(R) REPLACEMENT PISTON ROD FOR TRA | 1X3EA | 1 | 29 | Sigma-Aldrich | BR701938-3EA | https://www.sigmaaldrich.com/LT/en
BR36548-2EA | BRAND(R) BLAUBRAND(R) VOLUMETRIC FLASK & | 1X2EA | 1 | 64 | Sigma-Aldrich | BR36548-2EA | https://www.sigmaaldrich.com/LT/en
BR759241-100EA | BRAND(R) CAP FOR UV CUVETTE MICRO, YELL& | 1X100EA | 1 | 13 | Sigma-Aldrich | BR759241-100EA | https://www.sigmaaldrich.com/LT/en
BR72376-1EA | BRAND(R) BUCKET, PP, CAPACITY 12 L, H 3& | 1X1EA | 1 | 31 | Sigma-Aldrich | BR72376-1EA | https://www.sigmaaldrich.com/LT/en
BR135805-50EA | BRAND(R) STIRRING ROD, AR-GLAS(R), 200 | 1X50EA | 1 | 23 | Sigma-Aldrich | BR135805-50EA | https://www.sigmaaldrich.com/LT/en
BR701966-1EA | BRAND(R) REPAIR SET FOR TRANSFERPETTOR, | 1X1EA | 1 | 29 | Sigma-Aldrich | BR701966-1EA | https://www.sigmaaldrich.com/LT/en
BR159665-1EA | BRAND(R) REDUCING ADAPTER FOR BR1596, R | 1X1EA | 1 | 9 | Sigma-Aldrich | BR159665-1EA | https://www.sigmaaldrich.com/LT/en
BR707532-1EA | BRAND(R) REPLACEMENT PISTON HEAD FOR TI | 1X1EA | 1 | 35 | Sigma-Aldrich | BR707532-1EA | https://www.sigmaaldrich.com/LT/en
BR462026-10EA | BRAND(R) RUBBER SLEEVE FOR FILTER CRUCI | 1X10EA | 1 | 41 | Sigma-Aldrich | BR462026-10EA | https://www.sigmaaldrich.com/LT/en
BR81248-1EA | BRAND(R) BURETTE STRAIGHT STOPCOCK, FOR& | 1X1EA | 1 | 20 | Sigma-Aldrich | BR81248-1EA | https://www.sigmaaldrich.com/LT/en
BR702883-1SET | BRAND(R) COMBI-PACK CAPS AND SEAL FOR T | 1X1SET | 1 | 9 | Sigma-Aldrich | BR702883-1SET | https://www.sigmaaldrich.com/LT/en
BR88675-1EA | BRAND(R) STOPCOCK T-BORE WITH NOZZLES, & | 1X1EA | 1 | 53 | Sigma-Aldrich | BR88675-1EA | https://www.sigmaaldrich.com/LT/en
BR27107-12EA | BRAND(R) GRADUATED PIPETTE SEROLOGICAL,& | 1X12EA | 1 | 74 | Sigma-Aldrich | BR27107-12EA | https://www.sigmaaldrich.com/LT/en
BR156646-1EA | BRAND(R) TRAY, STACKABLE, 510 X 410 X 1& | 1X1EA | 1 | 37 | Sigma-Aldrich | BR156646-1EA | https://www.sigmaaldrich.com/LT/en
Z740183-96EA | AMICON(R) ULTRA-0.5, ULTRACEL-100 MEMBR& | 1X96EA | 1 | 414 | Sigma-Aldrich | Z740183-96EA | https://www.sigmaaldrich.com/LT/en
BR26604-1EA | BRAND(R) ACCU-JET(R) PRO BATTERY CHARGE | 1X1EA | 1 | 34 | Sigma-Aldrich | BR26604-1EA | https://www.sigmaaldrich.com/LT/en
Z740296-1EA | ROTOFLEX(TM) PLUS BENCH TOP TUBE ROTATO& | 1X1EA | 1 | 27 | Sigma-Aldrich | Z740296-1EA | https://www.sigmaaldrich.com/LT/en
Z740186-24EA | AMICON(R) ULTRA-4, PLBC ULTRACEL-3 MEMB& | 1X24EA | 1 | 224 | Sigma-Aldrich | Z740186-24EA | https://www.sigmaaldrich.com/LT/en
Z740205-96EA | AMICON(R) ULTRA-15, PLTK ULTRACEL-PL ME& | 1X96EA | 1 | 1196 | Sigma-Aldrich | Z740205-96EA | https://www.sigmaaldrich.com/LT/en
Z740270-1EA | ALUMINUM HEATING/COOLING BLOCK FOR 0.2 & | 1X1EA | 1 | 251 | Sigma-Aldrich | Z740270-1EA | https://www.sigmaaldrich.com/LT/en
Z740305-150EA | DISPOSABLE PLASTIC MINI SEROLOGICAL PIP& | 1X150EA | 1 | 73 | Sigma-Aldrich | Z740305-150EA | https://www.sigmaaldrich.com/LT/en
BR759243-100EA | BRAND(R) CAP FOR UV CUVETTE MICRO, ORAN& | 1X100EA | 1 | 13 | Sigma-Aldrich | BR759243-100EA | https://www.sigmaaldrich.com/LT/en
BR704541-1EA | BRAND(R) PUMP ASSEMBLY SERIPETTOR(R), 2 | 1X1EA | 1 | 49 | Sigma-Aldrich | BR704541-1EA | https://www.sigmaaldrich.com/LT/en
BR704552-1EA | BRAND(R) SERIPETTOR(R) CAP, FOR 2-10 ML | 1X1EA | 1 | 18 | Sigma-Aldrich | BR704552-1EA | https://www.sigmaaldrich.com/LT/en
BR780741-1000EA | BRAND(R) SCREW CAP FOR MICRO TUBES, BLU | 1X1000EA | 1 | 110 | Sigma-Aldrich | BR780741-1000EA | https://www.sigmaaldrich.com/LT/en
BR144315-10EA | BRAND(R) STOPPER, SILICONE RUBBER, H 20& | 1X10EA | 1 | 11 | Sigma-Aldrich | BR144315-10EA | https://www.sigmaaldrich.com/LT/en
BR702885-1SET | BRAND(R) COMBI-PACK CAPS AND SEAL FOR T | 1X1SET | 1 | 9 | Sigma-Aldrich | BR702885-1SET | https://www.sigmaaldrich.com/LT/en
BR402046-2EA | BRAND(R) VOLUMETRIC FLASK FOR SUGAR ANA& | 1X2EA | 1 | 68 | Sigma-Aldrich | BR402046-2EA | https://www.sigmaaldrich.com/LT/en
BR781566-50EA | BRAND(R) FULL RACK WITH LID AND TUBES, | 1X50EA | 1 | 622 | Sigma-Aldrich | BR781566-50EA | https://www.sigmaaldrich.com/LT/en
BR462231-10EA | BRAND(R) RUBBER SLEEVE FOR FILTER CRUCI | 1X10EA | 1 | 42 | Sigma-Aldrich | BR462231-10EA | https://www.sigmaaldrich.com/LT/en
BR144640-1EA | BRAND(R) BISTABIL(R) GROUND GLASS STOP& | 1X1EA | 1 | 15 | Sigma-Aldrich | BR144640-1EA | https://www.sigmaaldrich.com/LT/en
BR707530-1EA | BRAND(R) REPLACEMENT PISTON HEAD FOR TI | 1X1EA | 1 | 35 | Sigma-Aldrich | BR707530-1EA | https://www.sigmaaldrich.com/LT/en
BR16520-1EA | BRAND(R) BURETTE CLAMP, NICKEL-PLATED Z& | 1X1EA | 1 | 41 | Sigma-Aldrich | BR16520-1EA | https://www.sigmaaldrich.com/LT/en
BR10002-2EA | BRAND(R) BURETTE LENGTH FOR BURETTE ECO | 1X2EA | 1 | 41 | Sigma-Aldrich | BR10002-2EA | https://www.sigmaaldrich.com/LT/en
BR23728-1EA | BRAND(R) BASE FOR PLASTIC BOTTLE, 1000 & | 1X1EA | 1 | 9 | Sigma-Aldrich | BR23728-1EA | https://www.sigmaaldrich.com/LT/en
CLS431684-4EA | CORNING(R) 5 L ERLNEMEYER, BAFFLED BOTT& | 1X4EA | 1 | 625 | Sigma-Aldrich | CLS431684-4EA | https://www.sigmaaldrich.com/LT/en
Z740398-300EA | THE SPECTAINER(TM) II, 120 ML, STERILE | 1X300EA | 1 | 311 | Sigma-Aldrich | Z740398-300EA | https://www.sigmaaldrich.com/LT/en
BR26146-1EA | BRAND(R) ACCU-JET(R) PRO PIPETTE CONTRO | 1X1EA | 1 | 9 | Sigma-Aldrich | BR26146-1EA | https://www.sigmaaldrich.com/LT/en
BR129252-1EA | BRAND(R) REPLACEMENT SCREW CAP, THREAD | 1X1EA | 1 | 17 | Sigma-Aldrich | BR129252-1EA | https://www.sigmaaldrich.com/LT/en
BR140006-1EA | BRAND(R) SEPARATING FUNNEL WITH SCREW C | 1X1EA | 1 | 161 | Sigma-Aldrich | BR140006-1EA | https://www.sigmaaldrich.com/LT/en
BR143361-25M | BRAND(R) TUBING, I.D. 7 X O.D. 10 X W | 1X25M | 1 | 121 | Sigma-Aldrich | BR143361-25M | https://www.sigmaaldrich.com/LT/en
BR81817-1EA | BRAND(R) BURETTE STOPCOCK BISTABIL STRA& | 1X1EA | 1 | 26 | Sigma-Aldrich | BR81817-1EA | https://www.sigmaaldrich.com/LT/en
BR701968-1EA | BRAND(R) REPAIR SET FOR TRANSFERPETTOR, | 1X1EA | 1 | 29 | Sigma-Aldrich | BR701968-1EA | https://www.sigmaaldrich.com/LT/en
Z740177-24EA | AMICON(R) ULTRA-0.5, ULTRACEL-50 MEMBRA& | 1X24EA | 1 | 132 | Sigma-Aldrich | Z740177-24EA | https://www.sigmaaldrich.com/LT/en
Z740194-24EA | AMICON(R) ULTRA-4, PLQK ULTRACEL-PL MEM& | 1X24EA | 1 | 224 | Sigma-Aldrich | Z740194-24EA | https://www.sigmaaldrich.com/LT/en
Z740198-96EA | AMICON(R) ULTRA-4, PLHK ULTRACEL-PL MEM& | 1X96EA | 1 | 626 | Sigma-Aldrich | Z740198-96EA | https://www.sigmaaldrich.com/LT/en
Z740260-1000EA | TOUGH-SPOTS(R), 3/8 IN., YELLOW | 1X1000EA | 1 | 33 | Sigma-Aldrich | Z740260-1000EA | https://www.sigmaaldrich.com/LT/en
Z740263-1000EA | TOUGH-SPOTS(R), 1/2 IN., GREEN | 1X1000EA | 1 | 33 | Sigma-Aldrich | Z740263-1000EA | https://www.sigmaaldrich.com/LT/en
Z740280-1EA | GLACIERBRAND(TM), TRIPLE DENSITY ICE PA& | 1X1EA | 1 | 20 | Sigma-Aldrich | Z740280-1EA | https://www.sigmaaldrich.com/LT/en
Z740298-4EA | METAL STRIPS FOR ROTOFLEX(TM) PLUS MAGN& | 1X4EA | 1 | 16 | Sigma-Aldrich | Z740298-4EA | https://www.sigmaaldrich.com/LT/en
BR76005-1EA | BRAND(R) SPRING CLIP, O.D. 6 MM, I.D. 2 | 1X1EA | 1 | 10 | Sigma-Aldrich | BR76005-1EA | https://www.sigmaaldrich.com/LT/en
BR27109-12EA | BRAND(R) GRADUATED PIPETTE SEROLOGICAL,& | 1X12EA | 1 | 74 | Sigma-Aldrich | BR27109-12EA | https://www.sigmaaldrich.com/LT/en
BR81146-1EA | BRAND(R) BURETTE LATERAL STOPCOCK, FOR & | 1X1EA | 1 | 27 | Sigma-Aldrich | BR81146-1EA | https://www.sigmaaldrich.com/LT/en
BR704549-1EA | BRAND(R) REPLACEMENT PUMP ASSEMBLY FOR | 1X1EA | 1 | 127 | Sigma-Aldrich | BR704549-1EA | https://www.sigmaaldrich.com/LT/en
CLS431685-4EA | CORNING(R) 5 L ERLNEMEYER, PLAIN BOTTOM& | 1X4EA | 1 | 595 | Sigma-Aldrich | CLS431685-4EA | https://www.sigmaaldrich.com/LT/en
Z740415-400EA | SECURTAINER(TM)III SPECIMEN CONTAINERS | 1X400EA | 1 | 257 | Sigma-Aldrich | Z740415-400EA | https://www.sigmaaldrich.com/LT/en
BR6697-1EA | BRAND(R) FILLING VALVE WITH SEALING WAS& | 1X1EA | 1 | 15 | Sigma-Aldrich | BR6697-1EA | https://www.sigmaaldrich.com/LT/en
BR16510-1EA | BRAND(R) BURETTE CLAMP, FOR 2 BURETTES,& | 1X1EA | 1 | 37 | Sigma-Aldrich | BR16510-1EA | https://www.sigmaaldrich.com/LT/en
BR129275-1EA | BRAND(R) REPLACEMENT WASH HEADS, THREAD | 1X1EA | 1 | 42 | Sigma-Aldrich | BR129275-1EA | https://www.sigmaaldrich.com/LT/en
BR704431-1EA | BOTTLE ADAPTERS FOR BRAND(R) DISPENSERS& | 1X1EA | 1 | 9 | Sigma-Aldrich | BR704431-1EA | https://www.sigmaaldrich.com/LT/en
MT30046248-1EA | Mettler-Toledo SevenExcellence(TM) pH/Io | 1X1EA | 1 | 2401 | Sigma-Aldrich | MT30046248-1EA | https://www.sigmaaldrich.com/LT/en
MT51302661-1EA | Mettler-Toledo SevenGo(TM) Duo pH/DO SG9 | 1X1EA | 1 | 1784 | Sigma-Aldrich | MT51302661-1EA | https://www.sigmaaldrich.com/LT/en
MT51343100-1EA | Mettler-Toledo InLab(r) Expert pH electr | 1X1EA | 1 | 251 | Sigma-Aldrich | MT51343100-1EA | https://www.sigmaaldrich.com/LT/en
MT51344055-1EA | Mettler-Toledo InLab(r) Routine & Routin | 1X1EA | 1 | 488 | Sigma-Aldrich | MT51344055-1EA | https://www.sigmaaldrich.com/LT/en
MT11600388-3EA | Mettler-Toledo self-adhesive printer lab | 1X3EA | 1 | 20 | Sigma-Aldrich | MT11600388-3EA | https://www.sigmaaldrich.com/LT/en
MT30089747-1EA | Mettler-Toledo LightEdition(tm) pH elect | 1X1EA | 1 | 280 | Sigma-Aldrich | MT30089747-1EA | https://www.sigmaaldrich.com/LT/en
MT51302255-1EA | Mettler-Toledo InLab(r) 720 precision co | 1X1EA | 1 | 552 | Sigma-Aldrich | MT51302255-1EA | https://www.sigmaaldrich.com/LT/en
MT51324410-1EA | Mettler-Toledo sampling pump cover for R | 1X1EA | 1 | 61 | Sigma-Aldrich | MT51324410-1EA | https://www.sigmaaldrich.com/LT/en
MT51340296-1EA | Mettler-Toledo calibration bottle for In | 1X1EA | 1 | 21 | Sigma-Aldrich | MT51340296-1EA | https://www.sigmaaldrich.com/LT/en
MT51344611-1EA | Mettler-Toledo InLab(r) 605-ISM dissolve | 1X1EA | 1 | 1295 | Sigma-Aldrich | MT51344611-1EA | https://www.sigmaaldrich.com/LT/en
Z740173-8EA | AMICON(R) ULTRA-0.5, ULTRACEL-30 MEMBRA& | 1X1EA | 1 | 55 | Sigma-Aldrich | Z740173-8EA | https://www.sigmaaldrich.com/LT/en
Z740286-1EA | GLACIERBRAND(TM), TRIPLE DENSITY ICE PA& | 1X1EA | 1 | 62 | Sigma-Aldrich | Z740286-1EA | https://www.sigmaaldrich.com/LT/en
BR27112-12EA | BRAND(R) GRADUATED PIPETTE SEROLOGICAL,& | 1X12EA | 1 | 75 | Sigma-Aldrich | BR27112-12EA | https://www.sigmaaldrich.com/LT/en
BR36008-1EA | BRAND(R) VOLUMETRIC FLASK, PP TRANSLUCE& | 1X1EA | 1 | 10 | Sigma-Aldrich | BR36008-1EA | https://www.sigmaaldrich.com/LT/en
BR780775-1000EA | BRAND(R) SCREW CAPS WITH TAMPER-EVIDENT | 1X1000EA | 1 | 122 | Sigma-Aldrich | BR780775-1000EA | https://www.sigmaaldrich.com/LT/en
BR76055-1EA | BRAND(R) SPRING CLIP, O.D. 51 MM, I.D. | 1X1EA | 1 | 10 | Sigma-Aldrich | BR76055-1EA | https://www.sigmaaldrich.com/LT/en
BR13958-1EA | BRAND(R) SPARE BURETTE LENGTH FOR COMPA | 1X1EA | 1 | 26 | Sigma-Aldrich | BR13958-1EA | https://www.sigmaaldrich.com/LT/en
MT51302625-1EA | Mettler-Toledo SevenGo(TM) Duo Pro pH/Io | 1X1EA | 1 | 2176 | Sigma-Aldrich | MT51302625-1EA | https://www.sigmaaldrich.com/LT/en
MT51343203-1EA | Mettler-Toledo InLab(r) redox micro ORP | 1X1EA | 1 | 430 | Sigma-Aldrich | MT51343203-1EA | https://www.sigmaaldrich.com/LT/en
MT11124304-1EA | Mettler-Toledo printer RS-P28, RS232 int | 1X1EA | 1 | 1088 | Sigma-Aldrich | MT11124304-1EA | https://www.sigmaaldrich.com/LT/en
MT51324409-2EA | Mettler-Toledo flat seal for battery cov | 1X2EA | 1 | 23 | Sigma-Aldrich | MT51324409-2EA | https://www.sigmaaldrich.com/LT/en
MT51340295-1KIT | Mettler-Toledo sealing kit for InLab(r) | 1X1KIT | 1 | 17 | Sigma-Aldrich | MT51340295-1KIT | https://www.sigmaaldrich.com/LT/en
MT51343310-1EA | Mettler-Toledo temperature probe, InLab( | 1X1EA | 1 | 415 | Sigma-Aldrich | MT51343310-1EA | https://www.sigmaaldrich.com/LT/en
BR704282-1EA | BRAND(R) THREAD ADAPTER FOR REMOTE DISP& | 1X1EA | 1 | 22 | Sigma-Aldrich | BR704282-1EA | https://www.sigmaaldrich.com/LT/en
BR782151-100EA | BRAND(R) LIDS FOR MICROPLATES BRAND(R)P | 1X100EA | 1 | 69 | Sigma-Aldrich | BR782151-100EA | https://www.sigmaaldrich.com/LT/en
BR143270-20M | BRAND(R) SPECIAL LABORATORY TUBING, I.D | 1X20M | 1 | 195 | Sigma-Aldrich | BR143270-20M | https://www.sigmaaldrich.com/LT/en
BR26655-1EA | BRAND(R) ADAPTER HOUSING SUPPORT FOR AC& | 1X1EA | 1 | 9 | Sigma-Aldrich | BR26655-1EA | https://www.sigmaaldrich.com/LT/en
BR23718-1EA | BRAND(R) SPARE BURETTE FOR AUTOMATIC BU | 1X1EA | 1 | 45 | Sigma-Aldrich | BR23718-1EA | https://www.sigmaaldrich.com/LT/en
Z740399-300EA | THE SPECTAINER(TM) II, 120 ML, NON-STER& | 1X300EA | 1 | 228 | Sigma-Aldrich | Z740399-300EA | https://www.sigmaaldrich.com/LT/en
BR61605-1EA | BRAND(R) SILICONE PASTE, UNISILKON TK M | 1X1EA | 1 | 31 | Sigma-Aldrich | BR61605-1EA | https://www.sigmaaldrich.com/LT/en
BR25960-1EA | BRAND(R) QUIKSIP(TM) BT-ASPIRATOR ADAPT | 1X1EA | 1 | 9 | Sigma-Aldrich | BR25960-1EA | https://www.sigmaaldrich.com/LT/en
BR143255-20M | BRAND(R) SPECIAL LABORATORY TUBING, I.D | 1X20M | 1 | 65 | Sigma-Aldrich | BR143255-20M | https://www.sigmaaldrich.com/LT/en
BR82121-1EA | BRAND(R) NEEDLE-VALVE STOPCOCKS FOR BUR | 1X1EA | 1 | 41 | Sigma-Aldrich | BR82121-1EA | https://www.sigmaaldrich.com/LT/en
BR708471-20EA | BRAND(R) FILTER PACK FOR MICRO WEIGHING& | 1X20EA | 1 | 32 | Sigma-Aldrich | BR708471-20EA | https://www.sigmaaldrich.com/LT/en
Z740176-8EA | AMICON(R) ULTRA-0.5, ULTRACEL-50 MEMBRA& | 1X8EA | 1 | 55 | Sigma-Aldrich | Z740176-8EA | https://www.sigmaaldrich.com/LT/en
Z740193-8EA | AMICON(R) ULTRA-4, PLQK ULTRACEL-PL MEM& | 1X8EA | 1 | 83 | Sigma-Aldrich | Z740193-8EA | https://www.sigmaaldrich.com/LT/en
Z740279-1EA | GLACIERBRAND(TM), TRIPLE DENSITY ICE PA& | 1X1EA | 1 | 20 | Sigma-Aldrich | Z740279-1EA | https://www.sigmaaldrich.com/LT/en
BR704580-1EA | BRAND(R) DISCHARGE TUBE FOR QUIKSIP(TM)& | 1X1EA | 1 | 19 | Sigma-Aldrich | BR704580-1EA | https://www.sigmaaldrich.com/LT/en
MT11124303/UK-1EA | Mettler-Toledo printer RS-P26, RS232 int | 1X1EA | 1 | 931 | Sigma-Aldrich | MT11124303/UK-1EA | https://www.sigmaaldrich.com/LT/en
MT30046244-1EA | Mettler-Toledo SevenExcellence(TM) condu | 1X1EA | 1 | 2490 | Sigma-Aldrich | MT30046244-1EA | https://www.sigmaaldrich.com/LT/en
MT51302622-1EA | Mettler-Toledo SevenGo(TM) Duo Pro pH/Io | 1X1EA | 1 | 2421 | Sigma-Aldrich | MT51302622-1EA | https://www.sigmaaldrich.com/LT/en
MT51343200-1EA | Mettler-Toledo InLab(r) redox ORP electr | 1X1EA | 1 | 345 | Sigma-Aldrich | MT51343200-1EA | https://www.sigmaaldrich.com/LT/en
MT11101051-1EA | Mettler-Toledo MiniMettler interface cab | 1X1EA | 1 | 76 | Sigma-Aldrich | MT11101051-1EA | https://www.sigmaaldrich.com/LT/en
MT30019824-1EA | Mettler-Toledo SevenCompact(tm) protecti | 1X1EA | 1 | 35 | Sigma-Aldrich | MT30019824-1EA | https://www.sigmaaldrich.com/LT/en
MT51324407-1EA | Mettler-Toledo screw plug for Refractome | 1X1EA | 1 | 27 | Sigma-Aldrich | MT51324407-1EA | https://www.sigmaaldrich.com/LT/en
MT51340343-1EA | Mettler-Toledo LightEdition(tm) pH elect | 1X1EA | 1 | 166 | Sigma-Aldrich | MT51340343-1EA | https://www.sigmaaldrich.com/LT/en
MT51344295-1EA | Mettler-Toledo electrode cable, AK9, BNC | 1X1EA | 1 | 147 | Sigma-Aldrich | MT51344295-1EA | https://www.sigmaaldrich.com/LT/en
MT30019033-1EA | Mettler-Toledo SevenCompact(TM) conducti | 1X1EA | 1 | 1392 | Sigma-Aldrich | MT30019033-1EA | https://www.sigmaaldrich.com/LT/en
MT51302603-1EA | Mettler-Toledo SevenGo(TM) Duo pH/conduc | 1X1EA | 1 | 1725 | Sigma-Aldrich | MT51302603-1EA | https://www.sigmaaldrich.com/LT/en
MT51340293-1KIT | Mettler-Toledo InLab(r) membrane kit for | 1X1KIT | 1 | 339 | Sigma-Aldrich | MT51340293-1KIT | https://www.sigmaaldrich.com/LT/en
MT51343157-1EA | Mettler-Toledo InLab(r) Surface pH elect | 1X1EA | 1 | 380 | Sigma-Aldrich | MT51343157-1EA | https://www.sigmaaldrich.com/LT/en
MT51344172-1EA | Mettler-Toledo InLab(r) Pure Pro-ISM ele | 1X1EA | 1 | 693 | Sigma-Aldrich | MT51344172-1EA | https://www.sigmaaldrich.com/LT/en
MT229029-1EA | Mettler-Toledo MiniMettler interface cab | 1X1EA | 1 | 114 | Sigma-Aldrich | MT229029-1EA | https://www.sigmaaldrich.com/LT/en
MT51325000-1EA | Mettler-Toledo carrying case for Refract | 1X1EA | 1 | 288 | Sigma-Aldrich | MT51325000-1EA | https://www.sigmaaldrich.com/LT/en
MT51344110-1EA | Mettler-Toledo InLab(r) 73 series conduc | 1X1EA | 1 | 784 | Sigma-Aldrich | MT51344110-1EA | https://www.sigmaaldrich.com/LT/en
MT51344706-1EA | Mettler-Toledo perfectION(tm)-ISE combin | 1X1EA | 1 | 1610 | Sigma-Aldrich | MT51344706-1EA | https://www.sigmaaldrich.com/LT/en
MT30019029-1EA | Mettler-Toledo SevenCompact(TM) pH/ion m | 1X1EA | 1 | 1392 | Sigma-Aldrich | MT30019029-1EA | https://www.sigmaaldrich.com/LT/en
MT30046251-1EA | Mettler-Toledo SevenExcellence(TM) pH/Io | 1X1EA | 1 | 3391 | Sigma-Aldrich | MT30046251-1EA | https://www.sigmaaldrich.com/LT/en
MT51302600-1EA | Mettler-Toledo SevenGo(TM) Duo pH/conduc | 1X1EA | 1 | 953 | Sigma-Aldrich | MT51302600-1EA | https://www.sigmaaldrich.com/LT/en
MT51324650-1EA | Mettler-Toledo Refracto(TM) portable ref | 1X1EA | 1 | 2656 | Sigma-Aldrich | MT51324650-1EA | https://www.sigmaaldrich.com/LT/en
MT51343153-1EA | Mettler-Toledo InLab(r) Solids & Solids | 1X1EA | 1 | 451 | Sigma-Aldrich | MT51343153-1EA | https://www.sigmaaldrich.com/LT/en
MT51344102-1EA | Mettler-Toledo InLab(r) Expert Pro ISM-I | 1X1EA | 1 | 588 | Sigma-Aldrich | MT51344102-1EA | https://www.sigmaaldrich.com/LT/en
MT51302333-1EA | Mettler-Toledo SevenGo(tm) IR-RS232 adap | 1X1EA | 1 | 381 | Sigma-Aldrich | MT51302333-1EA | https://www.sigmaaldrich.com/LT/en
MT51324700-10EA | Mettler-Toledo memo covers, for Refracto | 1X10EA | 1 | 48 | Sigma-Aldrich | MT51324700-10EA | https://www.sigmaaldrich.com/LT/en
MT51340331-1EA | Mettler-Toledo LightEdition(tm) pH elect | 1X1EA | 1 | 164 | Sigma-Aldrich | MT51340331-1EA | https://www.sigmaaldrich.com/LT/en
MT51344024-1EA | Mettler-Toledo InLab(r) 74 series conduc | 1X1EA | 1 | 898 | Sigma-Aldrich | MT51344024-1EA | https://www.sigmaaldrich.com/LT/en
MT51344631-1EA | Mettler-Toledo OptiOx(r) calibration tub | 1X1EA | 1 | 310 | Sigma-Aldrich | MT51344631-1EA | https://www.sigmaaldrich.com/LT/en
Z740169-96EA | AMICON(R) ULTRA-0.5, ULTRACEL-3 MEMBRAN& | 1X96EA | 1 | 414 | Sigma-Aldrich | Z740169-96EA | https://www.sigmaaldrich.com/LT/en
MT30019032-1EA | Mettler-Toledo SevenCompact(TM) pH/ion m | 1X1EA | 1 | 1274 | Sigma-Aldrich | MT30019032-1EA | https://www.sigmaaldrich.com/LT/en
MT51302602-1EA | Mettler-Toledo SevenGo(TM) Duo pH/conduc | 1X1EA | 1 | 1666 | Sigma-Aldrich | MT51302602-1EA | https://www.sigmaaldrich.com/LT/en
MT51302664-1EA | Mettler-Toledo SevenGo(TM) Duo pH/DO SG9 | 1X1EA | 1 | 3078 | Sigma-Aldrich | MT51302664-1EA | https://www.sigmaaldrich.com/LT/en
MT51340288-1EA | Mettler-Toledo InLab(r) 413 SG pH electr | 1X1EA | 1 | 458 | Sigma-Aldrich | MT51340288-1EA | https://www.sigmaaldrich.com/LT/en
MT51343156-1EA | Mettler-Toledo InLab(r) Solids & Solids | 1X1EA | 1 | 604 | Sigma-Aldrich | MT51343156-1EA | https://www.sigmaaldrich.com/LT/en
MT51344163-1EA | Mettler-Toledo InLab(r) Micro Pro-ISM pH | 1X1EA | 1 | 730 | Sigma-Aldrich | MT51344163-1EA | https://www.sigmaaldrich.com/LT/en
MT12130716-1EA | Mettler-Toledo USB connection cable for | 1X1EA | 1 | 75 | Sigma-Aldrich | MT12130716-1EA | https://www.sigmaaldrich.com/LT/en
MT51324708-1EA | Mettler-Toledo battery case cover with s | 1X1EA | 1 | 68 | Sigma-Aldrich | MT51324708-1EA | https://www.sigmaaldrich.com/LT/en
MT51340333-1EA | Mettler-Toledo LightEdition(tm) combinat | 1X1EA | 1 | 292 | Sigma-Aldrich | MT51340333-1EA | https://www.sigmaaldrich.com/LT/en
MT51340403-1EA | Mettler-Toledo LightEdition(tm) dissolve | 1X1EA | 1 | 545 | Sigma-Aldrich | MT51340403-1EA | https://www.sigmaaldrich.com/LT/en
MT51344031-1EA | Mettler-Toledo InLab(r) 752 semi-micro c | 1X1EA | 1 | 787 | Sigma-Aldrich | MT51344031-1EA | https://www.sigmaaldrich.com/LT/en
MT51344633-1EA | Mettler-Toledo OptiOx(r) BOD adapter | 1X1EA | 1 | 166 | Sigma-Aldrich | MT51344633-1EA | https://www.sigmaaldrich.com/LT/en
Z740181-96EA | AMICON(R) ULTRA 0.5 ML VIALS, 96 | 1X96EA | 1 | 45 | Sigma-Aldrich | Z740181-96EA | https://www.sigmaaldrich.com/LT/en
Z740295-2EA | ROTOFLEX(TM) PLUS BENCH TOP TUBE ROTATO& | 1X2EA | 1 | 28 | Sigma-Aldrich | Z740295-2EA | https://www.sigmaaldrich.com/LT/en
Z740200-24EA | AMICON(R) ULTRA-15, PLBC ULTRACEL-PL ME& | 1X24EA | 1 | 315 | Sigma-Aldrich | Z740200-24EA | https://www.sigmaaldrich.com/LT/en
Z767298-1EA | QUICK CONNECT KIT FOR PUREPAC II DISPEN& | 1X1EA | 1 | 1363 | Sigma-Aldrich | Z767298-1EA | https://www.sigmaaldrich.com/LT/en
Z740274-1EA | GLACIERBRAND(TM), TRIPLE DENSITY ICE BU& | 1X1EA | 1 | 45 | Sigma-Aldrich | Z740274-1EA | https://www.sigmaaldrich.com/LT/en
Z740368-30EA | URISAFE(R) URINE COLLECTION CONTAINER, & | 1X30EA | 1 | 194 | Sigma-Aldrich | Z740368-30EA | https://www.sigmaaldrich.com/LT/en
Z740293-2EA | ROTOFLEX(TM) PLUS BENCH TOP TUBE ROTATO& | 1X2EA | 1 | 28 | Sigma-Aldrich | Z740293-2EA | https://www.sigmaaldrich.com/LT/en
Z740277-1EA | GLACIERBRAND(TM), TRIPLE DENSITY ICE BU& | 1X1EA | 1 | 56 | Sigma-Aldrich | Z740277-1EA | https://www.sigmaaldrich.com/LT/en
Z740196-96EA | AMICON(R) ULTRA-4, PLQK ULTRACEL-PL MEM& | 1X96EA | 1 | 626 | Sigma-Aldrich | Z740196-96EA | https://www.sigmaaldrich.com/LT/en
Z740251-100EA | ALUMINASEAL(TM) FOR COLD AND PCR STORAG& | 1X100EA | 1 | 86 | Sigma-Aldrich | Z740251-100EA | https://www.sigmaaldrich.com/LT/en
MT30046249-1EA | Mettler-Toledo SevenExcellence(TM) pH/Io | 1X1EA | 1 | 2695 | Sigma-Aldrich | MT30046249-1EA | https://www.sigmaaldrich.com/LT/en
MT51302662-1EA | Mettler-Toledo SevenGo(TM) Duo pH/DO SG9 | 1X1EA | 1 | 2725 | Sigma-Aldrich | MT51302662-1EA | https://www.sigmaaldrich.com/LT/en
MT51343101-1EA | Mettler-Toledo InLab(r) Expert pH electr | 1X1EA | 1 | 408 | Sigma-Aldrich | MT51343101-1EA | https://www.sigmaaldrich.com/LT/en
MT51344072-1EA | Mettler-Toledo InLab(r) Science Pro-ISM | 1X1EA | 1 | 679 | Sigma-Aldrich | MT51344072-1EA | https://www.sigmaaldrich.com/LT/en
MT12120734-1EA | Mettler-Toledo papercover for printer RS | 1X1EA | 1 | 49 | Sigma-Aldrich | MT12120734-1EA | https://www.sigmaaldrich.com/LT/en
MT51302256-1EA | Mettler-Toledo InLab(r) 710 conductivity | 1X1EA | 1 | 544 | Sigma-Aldrich | MT51302256-1EA | https://www.sigmaaldrich.com/LT/en
MT51340330-1EA | Mettler-Toledo LightEdition(tm) pH elect | 1X1EA | 1 | 136 | Sigma-Aldrich | MT51340330-1EA | https://www.sigmaaldrich.com/LT/en
MT51344020-1EA | Mettler-Toledo InLab(r) 73 series conduc | 1X1EA | 1 | 637 | Sigma-Aldrich | MT51344020-1EA | https://www.sigmaaldrich.com/LT/en
MT51344621-1EA | Mettler-Toledo InLab(r) OptiOx dissolved | 1X1EA | 1 | 1890 | Sigma-Aldrich | MT51344621-1EA | https://www.sigmaaldrich.com/LT/en
Z740180-500EA | AMICON(R) ULTRA-0.5, ULTRACEL-50 MEMBRA& | 1X500EA | 1 | 1715 | Sigma-Aldrich | Z740180-500EA | https://www.sigmaaldrich.com/LT/en
Z740197-8EA | AMICON(R) ULTRA-4, PLHK ULTRACEL-PL MEM& | 1X8EA | 1 | 83 | Sigma-Aldrich | Z740197-8EA | https://www.sigmaaldrich.com/LT/en
Z740246-1000EA | DIRECT THERMAL CRYO-SPOTS, 3/8 IN. DIAM. | 1X1000EA | 1 | 84 | Sigma-Aldrich | Z740246-1000EA | https://www.sigmaaldrich.com/LT/en
Z740262-1000EA | TOUGH-SPOTS(R), 1/2 IN., BLUE | 1X1000EA | 1 | 33 | Sigma-Aldrich | Z740262-1000EA | https://www.sigmaaldrich.com/LT/en
Z740282-1EA | GLACIERBRAND(TM), TRIPLE DENSITY ICE PAN | 1X1EA | 1 | 45 | Sigma-Aldrich | Z740282-1EA | https://www.sigmaaldrich.com/LT/en
Z740300-1EA | FLEXIROLL CELL ROLLER SYSTEM 230 V (INC& | 1X1EA | 1 | 2499 | Sigma-Aldrich | Z740300-1EA | https://www.sigmaaldrich.com/LT/en
Z740275-1EA | GLACIERBRAND(TM), TRIPLE DENSITY ICE BU& | 1X1EA | 1 | 45 | Sigma-Aldrich | Z740275-1EA | https://www.sigmaaldrich.com/LT/en
Z740362-6EA | EPPENDORF(R) REFERENCE(R) 2 VARIABLE VO& | 1X6EA | 1 | 2357 | Sigma-Aldrich | Z740362-6EA | https://www.sigmaaldrich.com/LT/en
Z740367-40EA | URISAFE(R) URINE COLLECTION CONTAINER, & | 1X40EA | 1 | 212 | Sigma-Aldrich | Z740367-40EA | https://www.sigmaaldrich.com/LT/en
Z740178-96EA | AMICON(R) ULTRA-0.5, ULTRACEL-50 MEMBRA& | 1X96EA | 1 | 414 | Sigma-Aldrich | Z740178-96EA | https://www.sigmaaldrich.com/LT/en
Z740261-1000EA | TOUGH-SPOTS(R), 1/2 IN., WHITE | 1X1000EA | 1 | 33 | Sigma-Aldrich | Z740261-1000EA | https://www.sigmaaldrich.com/LT/en
CLS3786-1EA | CORNING(R) MICROCARRIERS, COLLAGEN COAT& | 1X1EA | 1 | 186 | Sigma-Aldrich | CLS3786-1EA | https://www.sigmaaldrich.com/LT/en
Z740327-100EA | CLEARASEAL PEEL(TM) HEAT SEALABLE SEAL,& | 1X100EA | 1 | 61 | Sigma-Aldrich | Z740327-100EA | https://www.sigmaaldrich.com/LT/en
MT21901370-1EA | Mettler-Toledo barcode reader power adap | 1X1EA | 1 | 45 | Sigma-Aldrich | MT21901370-1EA | https://www.sigmaaldrich.com/LT/en
MT30046245-1EA | Mettler-Toledo SevenExcellence(TM) condu | 1X1EA | 1 | 2793 | Sigma-Aldrich | MT30046245-1EA | https://www.sigmaaldrich.com/LT/en
MT51302623-1EA | Mettler-Toledo SevenGo(TM) Duo Pro pH/Io | 1X1EA | 1 | 2470 | Sigma-Aldrich | MT51302623-1EA | https://www.sigmaaldrich.com/LT/en
MT51343070-1EA | Mettler-Toledo InLab(r) Science & Scienc | 1X1EA | 1 | 390 | Sigma-Aldrich | MT51343070-1EA | https://www.sigmaaldrich.com/LT/en
MT51343201-1EA | Mettler-Toledo InLab(r) redox Pro ORP el | 1X1EA | 1 | 559 | Sigma-Aldrich | MT51343201-1EA | https://www.sigmaaldrich.com/LT/en
MT30040000-1EA | Mettler-Toledo uMix(tm) magnetic stirrer | 1X1EA | 1 | 270 | Sigma-Aldrich | MT30040000-1EA | https://www.sigmaaldrich.com/LT/en
MT51324408-1EA | Mettler-Toledo battery cover for Refract | 1X1EA | 1 | 27 | Sigma-Aldrich | MT51324408-1EA | https://www.sigmaaldrich.com/LT/en
Z740175-500EA | AMICON(R) ULTRA-0.5, ULTRACEL-30 MEMBRA& | 1X500EA | 1 | 1647 | Sigma-Aldrich | Z740175-500EA | https://www.sigmaaldrich.com/LT/en
Z740211-96EA | AMICON(R) ULTRA-15, PLHK ULTRACEL-PL ME& | 1X96EA | 1 | 1108 | Sigma-Aldrich | Z740211-96EA | https://www.sigmaaldrich.com/LT/en
Z740258-1000EA | TOUGH-SPOTS(R), 3/8 IN., ORANGE | 1X1000EA | 1 | 33 | Sigma-Aldrich | Z740258-1000EA | https://www.sigmaaldrich.com/LT/en
MT11124303/EU-1EA | Mettler-Toledo printer RS-P26, RS232 int | 1X1EA | 1 | 931 | Sigma-Aldrich | MT11124303/EU-1EA | https://www.sigmaaldrich.com/LT/en
MT51302621-1EA | Mettler-Toledo SevenGo(TM) Duo Pro pH/Io | 1X1EA | 1 | 2049 | Sigma-Aldrich | MT51302621-1EA | https://www.sigmaaldrich.com/LT/en
MT51343054-1EA | Mettler-Toledo InLab(r) Routine & Routin | 1X1EA | 1 | 397 | Sigma-Aldrich | MT51343054-1EA | https://www.sigmaaldrich.com/LT/en
MT51343191-1EA | Mettler-Toledo InLab(r) Reference Pro el | 1X1EA | 1 | 367 | Sigma-Aldrich | MT51343191-1EA | https://www.sigmaaldrich.com/LT/en
MT52000379-1EA | Mettler-Toledo InLab(r) pH electrode 413 | 1X1EA | 1 | 394 | Sigma-Aldrich | MT52000379-1EA | https://www.sigmaaldrich.com/LT/en
MT30019823-1EA | Mettler-Toledo SevenCompact(tm) uPlace(t | 1X1EA | 1 | 210 | Sigma-Aldrich | MT30019823-1EA | https://www.sigmaaldrich.com/LT/en
MT51324406-1EA | Mettler-Toledo battery case for Refracto | 1X1EA | 1 | 23 | Sigma-Aldrich | MT51324406-1EA | https://www.sigmaaldrich.com/LT/en
MT51337223-1EA | Mettler-Toledo tube for Refractometer an | 1X1EA | 1 | 134 | Sigma-Aldrich | MT51337223-1EA | https://www.sigmaaldrich.com/LT/en
MT30019031-1EA | Mettler-Toledo SevenCompact(TM) pH/ion m | 1X1EA | 1 | 1480 | Sigma-Aldrich | MT30019031-1EA | https://www.sigmaaldrich.com/LT/en
BR76025-1EA | BRAND(R) SPRING CLIP, O.D. 19 MM, I.D. | 1X1EA | 1 | 10 | Sigma-Aldrich | BR76025-1EA | https://www.sigmaaldrich.com/LT/en
BR144330-10EA | BRAND(R) STOPPER, SILICONE RUBBER, H 25& | 1X10EA | 1 | 29 | Sigma-Aldrich | BR144330-10EA | https://www.sigmaaldrich.com/LT/en
BR23848-1EA | BRAND(R) SPARE BURETTE LENGTH FOR COMPA | 1X1EA | 1 | 47 | Sigma-Aldrich | BR23848-1EA | https://www.sigmaaldrich.com/LT/en
BR114730-1000EA | BRAND(R) GRIP STOPPER FOR SAMPLE TUBES,& | 1X1000EA | 1 | 25 | Sigma-Aldrich | BR114730-1000EA | https://www.sigmaaldrich.com/LT/en
BR759242-100EA | BRAND(R) CAP FOR UV CUVETTE MICRO, GREE& | 1X100EA | 1 | 13 | Sigma-Aldrich | BR759242-100EA | https://www.sigmaaldrich.com/LT/en
BR387662-1EA | BRAND(R) IMHOFF SEDIMENTATION CONE, SIL | 1X1EA | 1 | 187 | Sigma-Aldrich | BR387662-1EA | https://www.sigmaaldrich.com/LT/en
BR16505-1EA | BRAND(R) BURETTE CLAMP, FOR 1 BURETTE, & | 1X1EA | 1 | 29 | Sigma-Aldrich | BR16505-1EA | https://www.sigmaaldrich.com/LT/en
BR704486-1EA | BRAND(R) SEAL FOR VALVE BLOCK, PTFE, FO | 1X1EA | 1 | 12 | Sigma-Aldrich | BR704486-1EA | https://www.sigmaaldrich.com/LT/en
BR140004-1EA | BRAND(R) SEPARATING FUNNEL WITH SCREW C | 1X1EA | 1 | 144 | Sigma-Aldrich | BR140004-1EA | https://www.sigmaaldrich.com/LT/en
BR36402-2EA | BRAND(R) BLAUBRAND(R) VOLUMETRIC FLASK & | 1X2EA | 1 | 40 | Sigma-Aldrich | BR36402-2EA | https://www.sigmaaldrich.com/LT/en
BR782152-50EA | BRAND(R) LIDS FOR MICROPLATES BRAND(R)P | 1X50EA | 1 | 67 | Sigma-Aldrich | BR782152-50EA | https://www.sigmaaldrich.com/LT/en
BR702886-1SET | BRAND(R) COMBI-PACK CAPS AND SEAL FOR T | 1X1SET | 1 | 9 | Sigma-Aldrich | BR702886-1SET | https://www.sigmaaldrich.com/LT/en
BR146506-1EA | BRAND(R) GLASS POWDER FUNNEL SHORT WIDE | 1X1EA | 1 | 10 | Sigma-Aldrich | BR146506-1EA | https://www.sigmaaldrich.com/LT/en
BR25805-3EA | BRAND(R) MICRO PIPET CONTROLLER REPLACE | 1X3EA | 1 | 28 | Sigma-Aldrich | BR25805-3EA | https://www.sigmaaldrich.com/LT/en
BR130874-1EA | BRAND(R) STORAGE BOTTLE, 10 L, NARROW N& | 1X1EA | 1 | 39 | Sigma-Aldrich | BR130874-1EA | https://www.sigmaaldrich.com/LT/en
BR705025-1EA | BRAND(R) REPLACEMENT BATTERY PACK FOR H& | 1X1EA | 1 | 35 | Sigma-Aldrich | BR705025-1EA | https://www.sigmaaldrich.com/LT/en
BR143352-25M | BRAND(R) TUBING, I.D. 2 X O.D. 4 X W 1& | 1X25M | 1 | 38 | Sigma-Aldrich | BR143352-25M | https://www.sigmaaldrich.com/LT/en
BR114860-4EA | BRAND(R) RACK FOR CRYOGENIC TUBES, FOR | 1X4EA | 1 | 86 | Sigma-Aldrich | BR114860-4EA | https://www.sigmaaldrich.com/LT/en
BR144388-25EA | BRAND(R) STOPPER, RED RUBBER, H 25 MM, & | 1X25EA | 1 | 30 | Sigma-Aldrich | BR144388-25EA | https://www.sigmaaldrich.com/LT/en
BR148040-1EA | BRAND(R) PP POWDER FUNNEL, SHORT WIDE S | 1X1EA | 1 | 10 | Sigma-Aldrich | BR148040-1EA | https://www.sigmaaldrich.com/LT/en
BR144340-10EA | BRAND(R) STOPPER, SILICONE RUBBER, H 30& | 1X10EA | 1 | 47 | Sigma-Aldrich | BR144340-10EA | https://www.sigmaaldrich.com/LT/en
BR759500-1EA | BRAND(R) CUVETTE RACK, FOR 16 CUVETTES | 1X1EA | 1 | 11 | Sigma-Aldrich | BR759500-1EA | https://www.sigmaaldrich.com/LT/en
BR146511-1EA | BRAND(R) GLASS POWDER FUNNEL SHORT WIDE | 1X1EA | 1 | 10 | Sigma-Aldrich | BR146511-1EA | https://www.sigmaaldrich.com/LT/en
BR143358-25M | BRAND(R) TUBING, I.D. 5 X O.D. 8 X W 1& | 1X25M | 1 | 95 | Sigma-Aldrich | BR143358-25M | https://www.sigmaaldrich.com/LT/en
BR23868-1EA | BRAND(R) SPARE BURETTE LENGTH FOR COMPA | 1X1EA | 1 | 53 | Sigma-Aldrich | BR23868-1EA | https://www.sigmaaldrich.com/LT/en
BR144386-25EA | BRAND(R) STOPPER, RED RUBBER, H 20 MM, & | 1X25EA | 1 | 19 | Sigma-Aldrich | BR144386-25EA | https://www.sigmaaldrich.com/LT/en
BR144535-1EA | BRAND(R) CONICAL JOINT STOPPER, BOROSIL& | 1X1EA | 1 | 13 | Sigma-Aldrich | BR144535-1EA | https://www.sigmaaldrich.com/LT/en
BR704653-25EA | BRAND(R) FILTER FOR TRANSFERPETTE(R), 1& | 1X25EA | 1 | 10 | Sigma-Aldrich | BR704653-25EA | https://www.sigmaaldrich.com/LT/en
BR134002-10EA | BRAND(R) NON-RETURN VALVE, FOR TUBE I.D | 1X10EA | 1 | 34 | Sigma-Aldrich | BR134002-10EA | https://www.sigmaaldrich.com/LT/en
MT30019028-1EA | Mettler-Toledo SevenCompact(TM) pH/ion m | 1X1EA | 1 | 1078 | Sigma-Aldrich | MT30019028-1EA | https://www.sigmaaldrich.com/LT/en
MT30046250-1EA | Mettler-Toledo SevenExcellence(TM) pH/Io | 1X1EA | 1 | 2793 | Sigma-Aldrich | MT30046250-1EA | https://www.sigmaaldrich.com/LT/en
MT51343102-1EA | Mettler-Toledo InLab(r) Expert pH electr | 1X1EA | 1 | 476 | Sigma-Aldrich | MT51343102-1EA | https://www.sigmaaldrich.com/LT/en
MT51302332-1EA | Mettler-Toledo SevenGo(tm) IR-USB adapte | 1X1EA | 1 | 225 | Sigma-Aldrich | MT51302332-1EA | https://www.sigmaaldrich.com/LT/en
MT51324506-1EA | Mettler-Toledo sampling pump O-ring for | 1X1EA | 1 | 24 | Sigma-Aldrich | MT51324506-1EA | https://www.sigmaaldrich.com/LT/en
MT51344022-1EA | Mettler-Toledo InLab(r) 73 series conduc | 1X1EA | 1 | 679 | Sigma-Aldrich | MT51344022-1EA | https://www.sigmaaldrich.com/LT/en
MT51344630-1EA | Mettler-Toledo OptiOx(r) replacement cap | 1X1EA | 1 | 294 | Sigma-Aldrich | MT51344630-1EA | https://www.sigmaaldrich.com/LT/en
BR143359-25M | BRAND(R) TUBING, I.D. 6 X O.D. 9 X W 1 | 1X25M | 1 | 108 | Sigma-Aldrich | BR143359-25M | https://www.sigmaaldrich.com/LT/en
BR463036-10EA | BRAND(R) RUBBER CONICAL GASKET FOR FILT | 1X10EA | 1 | 88 | Sigma-Aldrich | BR463036-10EA | https://www.sigmaaldrich.com/LT/en
BR23876-1EA | BRAND(R) SPARE PUMP TOP FOR COMPACT TIT | 1X1EA | 1 | 42 | Sigma-Aldrich | BR23876-1EA | https://www.sigmaaldrich.com/LT/en
BR704338-1EA | BOTTLE ADAPTERS FOR BRAND(R) DISPENSERS& | 1X1EA | 1 | 9 | Sigma-Aldrich | BR704338-1EA | https://www.sigmaaldrich.com/LT/en
BR148025-20EA | BRAND(R) PP POWDER FUNNEL, SHORT WIDE S | 1X20EA | 1 | 82 | Sigma-Aldrich | BR148025-20EA | https://www.sigmaaldrich.com/LT/en
Z740264-1000EA | TOUGH-SPOTS(R), 1/2 IN., ORANGE | 1X1000EA | 1 | 33 | Sigma-Aldrich | Z740264-1000EA | https://www.sigmaaldrich.com/LT/en
Z740283-1EA | GLACIERBRAND(TM), TRIPLE DENSITY ICE PA& | 1X1EA | 1 | 45 | Sigma-Aldrich | Z740283-1EA | https://www.sigmaaldrich.com/LT/en
Z740301-200EA | DISPOSABLE PLASTIC BIOSAFE PIPETTE, 0.1& | 1X200EA | 1 | 94 | Sigma-Aldrich | Z740301-200EA | https://www.sigmaaldrich.com/LT/en
BR81937-1EA | BRAND(R) BURETTE STRAIGHT STOPCOCK, FOR& | 1X1EA | 1 | 44 | Sigma-Aldrich | BR81937-1EA | https://www.sigmaaldrich.com/LT/en
BR780770-1000EA | BRAND(R) SCREW CAPS WITH TAMPER-EVIDENT | 1X1000EA | 1 | 122 | Sigma-Aldrich | BR780770-1000EA | https://www.sigmaaldrich.com/LT/en
Z740271-1EA | ALUMINUM HEATING/COOLING BLOCK FOR 0.2 & | 1X1EA | 1 | 479 | Sigma-Aldrich | Z740271-1EA | https://www.sigmaaldrich.com/LT/en
Z740278-1EA | GLACIERBRAND(TM), TRIPLE DENSITY ICE BU& | 1X1EA | 1 | 56 | Sigma-Aldrich | Z740278-1EA | https://www.sigmaaldrich.com/LT/en
BR11800-1EA | BRAND(R) PTFE-STOPCOCK FOR ECONOMY BURE | 1X1EA | 1 | 25 | Sigma-Aldrich | BR11800-1EA | https://www.sigmaaldrich.com/LT/en
BR88635-1EA | BRAND(R) STOPCOCK ONE-WAY WITH NOZZLES,& | 1X1EA | 1 | 39 | Sigma-Aldrich | BR88635-1EA | https://www.sigmaaldrich.com/LT/en
BR136315-1EA | BRAND(R) STIRRING ROD, PE-HD, WITH STEE | 1X1EA | 1 | 16 | Sigma-Aldrich | BR136315-1EA | https://www.sigmaaldrich.com/LT/en
BR23715-1EA | BRAND(R) SPARE BURETTE FOR AUTOMATIC BU | 1X1EA | 1 | 43 | Sigma-Aldrich | BR23715-1EA | https://www.sigmaaldrich.com/LT/en
BR66025-1EA | BRAND(R) DESICCATOR PLATE, FOR NOMINAL & | 1X1EA | 1 | 17 | Sigma-Aldrich | BR66025-1EA | https://www.sigmaaldrich.com/LT/en
BR144391-25EA | BRAND(R) STOPPER, RED RUBBER, H 30 MM, & | 1X25EA | 1 | 63 | Sigma-Aldrich | BR144391-25EA | https://www.sigmaaldrich.com/LT/en
BR25900-1EA | BRAND(R) PIPETTE CONTROLLER, MICRO-CLAS | 1X1EA | 1 | 47 | Sigma-Aldrich | BR25900-1EA | https://www.sigmaaldrich.com/LT/en
BR707526-1EA | BRAND(R) TITRATING TUBE FOR TITRETTE(R)& | 1X1EA | 1 | 45 | Sigma-Aldrich | BR707526-1EA | https://www.sigmaaldrich.com/LT/en
BR27009-12EA | BRAND(R) SILBERBRAND(R) ETERNA GRADUATE& | 1X12EA | 1 | 50 | Sigma-Aldrich | BR27009-12EA | https://www.sigmaaldrich.com/LT/en
BR704554-1EA | BRAND(R) SERIPETTOR(R) CAP, FOR 25 ML | 1X1EA | 1 | 18 | Sigma-Aldrich | BR704554-1EA | https://www.sigmaaldrich.com/LT/en
WHA67041500 | WHATMAN(R) CARBON/HEPA FILTER CAPSULE,& | 1X1EA | 1 | 127 | Sigma-Aldrich | WHA67041500 | https://www.sigmaaldrich.com/LT/en
Z740259-1000EA | TOUGH-SPOTS(R), 3/8 IN., RED | 1X1000EA | 1 | 33 | Sigma-Aldrich | Z740259-1000EA | https://www.sigmaaldrich.com/LT/en
BR704268-1EA | BRAND(R) SUPPORT ROD CONNECTOR FOR REMO& | 1X1EA | 1 | 37 | Sigma-Aldrich | BR704268-1EA | https://www.sigmaaldrich.com/LT/en
BR144384-25EA | BRAND(R) STOPPER, RED RUBBER, H 20 MM, & | 1X25EA | 1 | 13 | Sigma-Aldrich | BR144384-25EA | https://www.sigmaaldrich.com/LT/en
BR66015-1EA | BRAND(R) DESICCATOR PLATE, FOR NOMINAL & | 1X1EA | 1 | 13 | Sigma-Aldrich | BR66015-1EA | https://www.sigmaaldrich.com/LT/en
BR135820-50EA | BRAND(R) STIRRING ROD, AR-GLAS(R), 250 | 1X50EA | 1 | 48 | Sigma-Aldrich | BR135820-50EA | https://www.sigmaaldrich.com/LT/en
BR452210-1000EA | BRAND(R) INOCULATION LOOPS WITH NEEDLE, | 1X1000EA | 1 | 71 | Sigma-Aldrich | BR452210-1000EA | https://www.sigmaaldrich.com/LT/en
Z740192-96EA | AMICON(R) ULTRA-4, PLTK ULTRACEL-PL MEM& | 1X96EA | 1 | 582 | Sigma-Aldrich | Z740192-96EA | https://www.sigmaaldrich.com/LT/en
Z740163-24EA | AMICON(R) ULTRA-2, ULTRACEL-3 MEMBRANE,& | 1X24EA | 1 | 142 | Sigma-Aldrich | Z740163-24EA | https://www.sigmaaldrich.com/LT/en
BR36552-2EA | BRAND(R) BLAUBRAND(R) VOLUMETRIC FLASK & | 1X2EA | 1 | 110 | Sigma-Aldrich | BR36552-2EA | https://www.sigmaaldrich.com/LT/en
BR781362-5EA | BRAND(R) PCR RACK BOX | 1X5EA | 1 | 44 | Sigma-Aldrich | BR781362-5EA | https://www.sigmaaldrich.com/LT/en
BR65822-1EA | BRAND(R) DESICCATOR SEALING RING, FOR N& | 1X1EA | 1 | 15 | Sigma-Aldrich | BR65822-1EA | https://www.sigmaaldrich.com/LT/en
BR708472-3EA | BRAND(R) SET OF LIDS FOR MICRO WEIGHING | 1X3EA | 1 | 30 | Sigma-Aldrich | BR708472-3EA | https://www.sigmaaldrich.com/LT/en
BR82220-1EA | BRAND(R) NEEDLE-VALVE STOPCOCKS FOR BUR | 1X1EA | 1 | 41 | Sigma-Aldrich | BR82220-1EA | https://www.sigmaaldrich.com/LT/en
BR156650-1EA | BRAND(R) TRAY, STACKABLE, 840 X 645 X 1& | 1X1EA | 1 | 92 | Sigma-Aldrich | BR156650-1EA | https://www.sigmaaldrich.com/LT/en
BR81815-1EA | BRAND(R) BURETTE STOPCOCK BISTABIL STRA& | 1X1EA | 1 | 26 | Sigma-Aldrich | BR81815-1EA | https://www.sigmaaldrich.com/LT/en
BR36176-1EA | BRAND(R) VOLUMETRIC FLASK, PMP, TRANSPA& | 1X1EA | 1 | 18 | Sigma-Aldrich | BR36176-1EA | https://www.sigmaaldrich.com/LT/en
BR144645-1EA | BRAND(R) CONICAL JOINT STOPPER, BISTABI& | 1X1EA | 1 | 22 | Sigma-Aldrich | BR144645-1EA | https://www.sigmaaldrich.com/LT/en
BR10014-2EA | BRAND(R) COMPACT ECONOMY BURETTE, SILBE | 1X2EA | 1 | 91 | Sigma-Aldrich | BR10014-2EA | https://www.sigmaaldrich.com/LT/en
BR140005-1EA | BRAND(R) SEPARATING FUNNEL WITH SCREW C | 1X1EA | 1 | 148 | Sigma-Aldrich | BR140005-1EA | https://www.sigmaaldrich.com/LT/en
BR23833-1EA | BRAND(R) SPARE BURETTE LENGTH FOR COMPA | 1X1EA | 1 | 44 | Sigma-Aldrich | BR23833-1EA | https://www.sigmaaldrich.com/LT/en
BR701936-3EA | BRAND(R) REPLACEMENT PISTON ROD FOR TRA | 1X3EA | 1 | 29 | Sigma-Aldrich | BR701936-3EA | https://www.sigmaaldrich.com/LT/en
BR708462-250EA | BRAND(R) EASYCAL(TM) TESTING TUBES FOR & | 1X250EA | 1 | 26 | Sigma-Aldrich | BR708462-250EA | https://www.sigmaaldrich.com/LT/en
BR768505-1EA | BRAND(R) TIDY TRAY WITH COMPARTMENTS, 5& | 1X1EA | 1 | 67 | Sigma-Aldrich | BR768505-1EA | https://www.sigmaaldrich.com/LT/en
BR6788-5EA | BRAND(R) SEALS FOR QUIKSIP(TM), SET OF | 1X5EA | 1 | 9 | Sigma-Aldrich | BR6788-5EA | https://www.sigmaaldrich.com/LT/en
BR81247-1EA | BRAND(R) BURETTE STRAIGHT STOPCOCK, FOR& | 1X1EA | 1 | 32 | Sigma-Aldrich | BR81247-1EA | https://www.sigmaaldrich.com/LT/en
BR29210-1EA | BRAND(R) SOAKING JAR, FOR PIPETTE LENGT | 1X1EA | 1 | 111 | Sigma-Aldrich | BR29210-1EA | https://www.sigmaaldrich.com/LT/en
BR780771-1000EA | BRAND(R) SCREW CAPS WITH TAMPER-EVIDENT | 1X1000EA | 1 | 122 | Sigma-Aldrich | BR780771-1000EA | https://www.sigmaaldrich.com/LT/en
BR707535-1EA | BRAND(R) DISPENSER CYLINDER WITH VALVE & | 1X1EA | 1 | 73 | Sigma-Aldrich | BR707535-1EA | https://www.sigmaaldrich.com/LT/en
BR65975-1EA | BRAND(R) DESICCATOR PLATE, FOR NOMINAL & | 1X1EA | 1 | 105 | Sigma-Aldrich | BR65975-1EA | https://www.sigmaaldrich.com/LT/en
BR26652-1EA | BRAND(R) ADAPTER HOUSING SUPPORT FOR AC& | 1X1EA | 1 | 9 | Sigma-Aldrich | BR26652-1EA | https://www.sigmaaldrich.com/LT/en
Z740165-24EA | AMICON(R) ULTRA-2, ULTRACEL-30 MEMBRANE& | 1X24EA | 1 | 142 | Sigma-Aldrich | Z740165-24EA | https://www.sigmaaldrich.com/LT/en
Z740202-24EA | AMICON(R) ULTRA-15, PLGC ULTRACEL-PL ME& | 1X24EA | 1 | 315 | Sigma-Aldrich | Z740202-24EA | https://www.sigmaaldrich.com/LT/en
Z740250-100EA | HOTSEAL(TM) SEALING FILM FOR PCR APPLIC& | 1X100EA | 1 | 75 | Sigma-Aldrich | Z740250-100EA | https://www.sigmaaldrich.com/LT/en
Z740302-200EA | DISPOSABLE PLASTIC BIOSAFE PIPETTE, 0.1& | 1X200EA | 1 | 98 | Sigma-Aldrich | Z740302-200EA | https://www.sigmaaldrich.com/LT/en
BR148030-20EA | BRAND(R) PP POWDER FUNNEL, SHORT WIDE S | 1X20EA | 1 | 86 | Sigma-Aldrich | BR148030-20EA | https://www.sigmaaldrich.com/LT/en
BR148020-20EA | BRAND(R) PP POWDER FUNNEL, SHORT WIDE S | 1X20EA | 1 | 43 | Sigma-Aldrich | BR148020-20EA | https://www.sigmaaldrich.com/LT/en
BR146523-1EA | BRAND(R) GLASS POWDER FUNNEL, SHORT WID | 1X1EA | 1 | 28 | Sigma-Aldrich | BR146523-1EA | https://www.sigmaaldrich.com/LT/en
Z740287-1EA | GLACIERBRAND(TM), TRIPLE DENSITY ICE PA& | 1X1EA | 1 | 62 | Sigma-Aldrich | Z740287-1EA | https://www.sigmaaldrich.com/LT/en
BR81256-1EA | BRAND(R) SPARE KEY FOR AUTOMATIC BURETT | 1X1EA | 1 | 25 | Sigma-Aldrich | BR81256-1EA | https://www.sigmaaldrich.com/LT/en
Z740188-96EA | AMICON(R) ULTRA-4, PLBC ULTRACEL-3 MEMB& | 1X96EA | 1 | 604 | Sigma-Aldrich | Z740188-96EA | https://www.sigmaaldrich.com/LT/en
Z740290-1EA | ROTOFLEX(TM) PLUS BENCH TOP TUBE ROTATO& | 1X1EA | 1 | 595 | Sigma-Aldrich | Z740290-1EA | https://www.sigmaaldrich.com/LT/en
Z740307-100EA | DISPOSABLE PLASTIC MINI SEROLOGICAL PIP& | 1X100EA | 1 | 117 | Sigma-Aldrich | Z740307-100EA | https://www.sigmaaldrich.com/LT/en
BR13956-1EA | BRAND(R) SPARE BURETTE LENGTH FOR COMPA | 1X1EA | 1 | 26 | Sigma-Aldrich | BR13956-1EA | https://www.sigmaaldrich.com/LT/en
BR6790-1SET | BRAND(R) VALVE SET FOR SERIPETTOR(R) | 1X1SET | 1 | 19 | Sigma-Aldrich | BR6790-1SET | https://www.sigmaaldrich.com/LT/en
BR23724-1EA | BRAND(R) SPARE BURETTE FOR AUTOMATIC BU | 1X1EA | 1 | 55 | Sigma-Aldrich | BR23724-1EA | https://www.sigmaaldrich.com/LT/en
BR462512-10EA | BRAND(R) RUBBER CONICAL GASKET FOR FILT | 1X10EA | 1 | 48 | Sigma-Aldrich | BR462512-10EA | https://www.sigmaaldrich.com/LT/en
Z740190-96EA | AMICON(R) ULTRA-4, PLGC ULTRACEL-PL MEM& | 1X96EA | 1 | 575 | Sigma-Aldrich | Z740190-96EA | https://www.sigmaaldrich.com/LT/en
BR88610-1EA | BRAND(R) STOPCOCK ONE-WAY WITH NOZZLES,& | 1X1EA | 1 | 34 | Sigma-Aldrich | BR88610-1EA | https://www.sigmaaldrich.com/LT/en
BR780608-20EA | BRAND(R) 0.5 ML TUBE ADAPTER FOR MICROC& | 1X20EA | 1 | 12 | Sigma-Aldrich | BR780608-20EA | https://www.sigmaaldrich.com/LT/en
BR136215-1EA | BRAND(R) STIRRING ROD, PTFE, WITH SPATU | 1X1EA | 1 | 12 | Sigma-Aldrich | BR136215-1EA | https://www.sigmaaldrich.com/LT/en
BR143275-20M | BRAND(R) SPECIAL LABORATORY TUBING, I.D | 1X20M | 1 | 285 | Sigma-Aldrich | BR143275-20M | https://www.sigmaaldrich.com/LT/en
BR148045-1EA | BRAND(R) PP POWDER FUNNEL, SHORT WIDE S | 1X1EA | 1 | 11 | Sigma-Aldrich | BR148045-1EA | https://www.sigmaaldrich.com/LT/en
BR704522-1EA | BRAND(R) DISCHARGE TUBE SERIPETTOR(R)/S& | 1X1EA | 1 | 71 | Sigma-Aldrich | BR704522-1EA | https://www.sigmaaldrich.com/LT/en
BR702884-1SET | BRAND(R) COMBI-PACK CAPS AND SEAL FOR T | 1X1SET | 1 | 9 | Sigma-Aldrich | BR702884-1SET | https://www.sigmaaldrich.com/LT/en
BR36178-1EA | BRAND(R) VOLUMETRIC FLASK, PMP, TRANSPA& | 1X1EA | 1 | 23 | Sigma-Aldrich | BR36178-1EA | https://www.sigmaaldrich.com/LT/en
Z740166-24EA | AMICON(R) ULTRA-2, ULTRACEL-50 MEMBRANE& | 1X24EA | 1 | 142 | Sigma-Aldrich | Z740166-24EA | https://www.sigmaaldrich.com/LT/en
Z740267-600EA | LASER CRYO-BABIES(R) AND CRYO-TAGS(R),& | 1X600EA | 1 | 78 | Sigma-Aldrich | Z740267-600EA | https://www.sigmaaldrich.com/LT/en
Z740303-150EA | DISPOSABLE PLASTIC BIOSAFE PIPETTE, 0.1& | 1X150EA | 1 | 154 | Sigma-Aldrich | Z740303-150EA | https://www.sigmaaldrich.com/LT/en
BR114740-2000EA | BRAND(R) SEDIMENTATION TUBE, PS, TRANSP | 1X2000EA | 1 | 148 | Sigma-Aldrich | BR114740-2000EA | https://www.sigmaaldrich.com/LT/en
BR463243-10EA | BRAND(R) RUBBER CONICAL GASKET FOR FILT | 1X10EA | 1 | 143 | Sigma-Aldrich | BR463243-10EA | https://www.sigmaaldrich.com/LT/en
HS27514D | ONERACK(TM) TEST TUBE RACK, FULL, FIBER& | 1X1EA | 1 | 205 | Sigma-Aldrich | HS27514D | https://www.sigmaaldrich.com/LT/en
HS8610B | LABORATORY NOTEBOOK, 200-PAGES, GRID BL& | 1X1EA | 1 | 588 | Sigma-Aldrich | HS8610B | https://www.sigmaaldrich.com/LT/en
HS120206 | ONERACK(TM) TEST TUBE RACK, FULL, FIBER& | 1X1EA | 1 | 187 | Sigma-Aldrich | HS120206 | https://www.sigmaaldrich.com/LT/en
HS1420C | WEIGH BOAT, LARGE, SQUARE, WHITE, POLYS& | 1X1EA | 1 | 115 | Sigma-Aldrich | HS1420C | https://www.sigmaaldrich.com/LT/en
HS23300D | ARCTIC SQUARES(R) CRYOSTORAGE BOX, FOR & | 1X1EA | 1 | 64 | Sigma-Aldrich | HS23300D | https://www.sigmaaldrich.com/LT/en
HS27502D | ONERACK(TM) TEST TUBE RACK, HALF, FIBER& | 1X1EA | 1 | 135 | Sigma-Aldrich | HS27502D | https://www.sigmaaldrich.com/LT/en
HS27511B | ONERACK(TM) TEST TUBE RACK, FULL, FIBER& | 1X1EA | 1 | 188 | Sigma-Aldrich | HS27511B | https://www.sigmaaldrich.com/LT/en
HS27515A | ONERACK(TM) TEST TUBE RACK, FULL, FIBER& | 1X1EA | 1 | 205 | Sigma-Aldrich | HS27515A | https://www.sigmaaldrich.com/LT/en
HS2860CR | TRUENORTH(R) CARDBOARD CRYOVIAL BOX AND& | 1X1EA | 1 | 64 | Sigma-Aldrich | HS2860CR | https://www.sigmaaldrich.com/LT/en
HS2864 | ARCTIC SQUARES(R) FREEZER RACK FOR UPRI& | 1X1EA | 1 | 259 | Sigma-Aldrich | HS2864 | https://www.sigmaaldrich.com/LT/en
WHA10445894 | WHATMAN(R) MICROBIOLOGICAL FILTRATION SY | 1X1EA | 1 | 81 | Sigma-Aldrich | WHA10445894 | https://www.sigmaaldrich.com/LT/en
Z741894-50EA | CAMEO SYRINGE FILTER, GLASS/NYLON MEMBR& | 1X50EA | 1 | 155 | Sigma-Aldrich | Z741894-50EA | https://www.sigmaaldrich.com/LT/en
Z741909-50EA | CAMEO SYRINGE FILTER, GLASS/POLYPROPYLE& | 1X50EA | 1 | 229 | Sigma-Aldrich | Z741909-50EA | https://www.sigmaaldrich.com/LT/en
HS15994B | PREMIUM SLIDE BOX, 100 PLACE, CORK LINI& | 1X1EA | 1 | 24 | Sigma-Aldrich | HS15994B | https://www.sigmaaldrich.com/LT/en
HS23471B | CLEARLYSAFE GLOVE BOX HOLDER | 1X1EA | 1 | 89 | Sigma-Aldrich | HS23471B | https://www.sigmaaldrich.com/LT/en
HS27504A | ONERACK(TM) TEST TUBE RACK, HALF, FIBER& | 1X1EA | 1 | 145 | Sigma-Aldrich | HS27504A | https://www.sigmaaldrich.com/LT/en
HS27512C | ONERACK(TM) TEST TUBE RACK, FULL, FIBER& | 1X1EA | 1 | 188 | Sigma-Aldrich | HS27512C | https://www.sigmaaldrich.com/LT/en
HS27551C | ONERACK(TM) TEST TUBE RACK, FULL, POLYP& | 1X1EA | 1 | 123 | Sigma-Aldrich | HS27551C | https://www.sigmaaldrich.com/LT/en
HS2860M | TRUENORTH(R) CARDBOARD STORAGE BOX, BOX& | 1X1EA | 1 | 72 | Sigma-Aldrich | HS2860M | https://www.sigmaaldrich.com/LT/en
HS5360B | BENCHTOP COUNTER, 9 KEY | 1X1EA | 1 | 553 | Sigma-Aldrich | HS5360B | https://www.sigmaaldrich.com/LT/en
WHA1201320 | WHATMAN(R) PREPLEATED QUALITATIVE FILTER | 1X1EA | 1 | 85 | Sigma-Aldrich | WHA1201320 | https://www.sigmaaldrich.com/LT/en
Z741896-50EA | CAMEO SYRINGE FILTER, GLASS/NYLON MEMBR& | 1X50EA | 1 | 155 | Sigma-Aldrich | Z741896-50EA | https://www.sigmaaldrich.com/LT/en
HS120070 | TRUENORTH(R) MINI COOLER FOR 0.5-2 ML T& | 1X1EA | 1 | 149 | Sigma-Aldrich | HS120070 | https://www.sigmaaldrich.com/LT/en
HS120376 | TRUENORTH(TM) FLATPACK PP FREEZER BOXES& | 1X1EA | 1 | 74 | Sigma-Aldrich | HS120376 | https://www.sigmaaldrich.com/LT/en
HS120392 | TRUENORTH(TM) FLATPACK PP FREEZER BOXES& | 1X1EA | 1 | 116 | Sigma-Aldrich | HS120392 | https://www.sigmaaldrich.com/LT/en
HS15994D | PREMIUM SLIDE BOX, 100 PLACE, CORK LINI& | 1X1EA | 1 | 24 | Sigma-Aldrich | HS15994D | https://www.sigmaaldrich.com/LT/en
HS24490D | LAB ALERT(R) POCKET TIMER/STOPWATCH, 4 & | 1X1EA | 1 | 35 | Sigma-Aldrich | HS24490D | https://www.sigmaaldrich.com/LT/en
HS27504C | ONERACK(TM) TEST TUBE RACK, HALF, FIBER& | 1X1EA | 1 | 145 | Sigma-Aldrich | HS27504C | https://www.sigmaaldrich.com/LT/en
HS27513A | ONERACK(TM) TEST TUBE RACK, FULL, FIBER& | 1X1EA | 1 | 188 | Sigma-Aldrich | HS27513A | https://www.sigmaaldrich.com/LT/en
HS27552A | ONERACK(TM) TEST TUBE RACK, FULL, POLYP& | 1X1EA | 1 | 123 | Sigma-Aldrich | HS27552A | https://www.sigmaaldrich.com/LT/en
HS2860T | TRUENORTH(R) CARDBOARD STORAGE BOX PART& | 1X1EA | 1 | 62 | Sigma-Aldrich | HS2860T | https://www.sigmaaldrich.com/LT/en
HS8171B | SPREADER, L-SHAPE, STERILE, 10 PER BAG,& | 1X1EA | 1 | 113 | Sigma-Aldrich | HS8171B | https://www.sigmaaldrich.com/LT/en
WHA1204240 | WHATMAN(R) PREPLEATED QUALITATIVE FILTER | 1X1EA | 1 | 74 | Sigma-Aldrich | WHA1204240 | https://www.sigmaaldrich.com/LT/en
Z741823-1EA | EXTECH TEMPERATURE, HUMIDITY DATALOGGER& | 1X1EA | 1 | 202 | Sigma-Aldrich | Z741823-1EA | https://www.sigmaaldrich.com/LT/en
Z741910-200EA | CAMEO SYRINGE FILTER, GLASS/PTFE MEMBRA& | 1X200EA | 1 | 519 | Sigma-Aldrich | Z741910-200EA | https://www.sigmaaldrich.com/LT/en
Z741916-200EA | CAMEO SYRINGE FILTER, GLASS/PTFE MEMBRA& | 1X200EA | 1 | 853 | Sigma-Aldrich | Z741916-200EA | https://www.sigmaaldrich.com/LT/en
Z741886-50EA | CAMEO SYRINGE FILTER, GLASS/CELLULOSE A& | 1X50EA | 1 | 229 | Sigma-Aldrich | Z741886-50EA | https://www.sigmaaldrich.com/LT/en
HS120207 | ONERACK(TM) TEST TUBE RACK, FULL, FIBER& | 1X1EA | 1 | 198 | Sigma-Aldrich | HS120207 | https://www.sigmaaldrich.com/LT/en
HS1420CC | WEIGH BOAT, LARGE, SQUARE, WHITE, POLYS& | 1X1EA | 1 | 114 | Sigma-Aldrich | HS1420CC | https://www.sigmaaldrich.com/LT/en
HS27503A | ONERACK(TM) TEST TUBE RACK, HALF, FIBER& | 1X1EA | 1 | 145 | Sigma-Aldrich | HS27503A | https://www.sigmaaldrich.com/LT/en
HS27511C | ONERACK(TM) TEST TUBE RACK, FULL, FIBER& | 1X1EA | 1 | 188 | Sigma-Aldrich | HS27511C | https://www.sigmaaldrich.com/LT/en
HS27515B | ONERACK(TM) TEST TUBE RACK, FULL, FIBER& | 1X1EA | 1 | 205 | Sigma-Aldrich | HS27515B | https://www.sigmaaldrich.com/LT/en
HS2860CY | TRUENORTH(R) CARDBOARD CRYOVIAL BOX AND& | 1X1EA | 1 | 64 | Sigma-Aldrich | HS2860CY | https://www.sigmaaldrich.com/LT/en
HS28714K | TRUENORTH(R) COOL CONTAINER WITH LID, 4& | 1X1EA | 1 | 119 | Sigma-Aldrich | HS28714K | https://www.sigmaaldrich.com/LT/en
Z741912-200EA | CAMEO SYRINGE FILTER, GLASS/PTFE MEMBRA& | 1X200EA | 1 | 853 | Sigma-Aldrich | Z741912-200EA | https://www.sigmaaldrich.com/LT/en
Z741946-50EA | CAMEO SYRINGE FILTER, POLYETHERSULFONE & | 1X50EA | 1 | 144 | Sigma-Aldrich | Z741946-50EA | https://www.sigmaaldrich.com/LT/en
Z741895-200EA | CAMEO SYRINGE FILTER, GLASS/NYLON MEMBR& | 1X200EA | 1 | 809 | Sigma-Aldrich | Z741895-200EA | https://www.sigmaaldrich.com/LT/en
HS120076 | TRUENORTH(R) MINI-COOLER FOR 0.2 ML TUB& | 1X1EA | 1 | 317 | Sigma-Aldrich | HS120076 | https://www.sigmaaldrich.com/LT/en
HS120205 | ONERACK(TM) TEST TUBE RACK, FULL, FIBER& | 1X1EA | 1 | 187 | Sigma-Aldrich | HS120205 | https://www.sigmaaldrich.com/LT/en
HS120383 | TRUENORTH(TM) FLATPACK PP FREEZER BOXES& | 1X1EA | 1 | 85 | Sigma-Aldrich | HS120383 | https://www.sigmaaldrich.com/LT/en
HS1420BB | WEIGH BOAT, MEDIUM, SQUARE, WHITE, POLY& | 1X1EA | 1 | 59 | Sigma-Aldrich | HS1420BB | https://www.sigmaaldrich.com/LT/en
HS2200B | DROPLET(TM) PHLEBOTOMY TRAY KIT, WITH I& | 1X1EA | 1 | 118 | Sigma-Aldrich | HS2200B | https://www.sigmaaldrich.com/LT/en
HS27502C | ONERACK(TM) TEST TUBE RACK, HALF, FIBER& | 1X1EA | 1 | 135 | Sigma-Aldrich | HS27502C | https://www.sigmaaldrich.com/LT/en
HS2860CB | TRUENORTH(R) CARDBOARD CRYOVIAL BOX AND& | 1X1EA | 1 | 64 | Sigma-Aldrich | HS2860CB | https://www.sigmaaldrich.com/LT/en
HS28630 | TRUENORTH(R) FREEZER AND REFRIDGERATOR & | 1X1EA | 1 | 37 | Sigma-Aldrich | HS28630 | https://www.sigmaaldrich.com/LT/en
HS120388 | TRUENORTH(TM) FLATPACK PP FREEZER BOXES& | 1X1EA | 1 | 85 | Sigma-Aldrich | HS120388 | https://www.sigmaaldrich.com/LT/en
HS15989A | PREMIUM SLIDE BOX, 25 PLACE, CORK LININ& | 1X1EA | 1 | 17 | Sigma-Aldrich | HS15989A | https://www.sigmaaldrich.com/LT/en
HS23458 | GLOVE BOX HOLDER, HOLDS 3 BOXES, STEEL & | 1X1EA | 1 | 51 | Sigma-Aldrich | HS23458 | https://www.sigmaaldrich.com/LT/en
HS27551A | ONERACK(TM) TEST TUBE RACK, FULL, POLYP& | 1X1EA | 1 | 123 | Sigma-Aldrich | HS27551A | https://www.sigmaaldrich.com/LT/en
HS2860G | TRUENORTH(R) CARDBOARD CRYOVIAL BOX CEL& | 1X1EA | 1 | 42 | Sigma-Aldrich | HS2860G | https://www.sigmaaldrich.com/LT/en
Z741950-50EA | CAMEO SYRINGE FILTER, POLYETHERSULFONE & | 1X50EA | 1 | 214 | Sigma-Aldrich | Z741950-50EA | https://www.sigmaaldrich.com/LT/en
Z741889-50EA | CAMEO SYRINGE FILTER, GLASS/CELLULOSE A& | 1X50EA | 1 | 229 | Sigma-Aldrich | Z741889-50EA | https://www.sigmaaldrich.com/LT/en
HS23325A | ARCTIC SQUARES(R) CRYOSTORAGE BOX, FOR & | 1X1EA | 1 | 84 | Sigma-Aldrich | HS23325A | https://www.sigmaaldrich.com/LT/en
HS10060 | SCREW-TOP TUBES WITH O-RING CAP, 2 ML C& | 1X1EA | 1 | 114 | Sigma-Aldrich | HS10060 | https://www.sigmaaldrich.com/LT/en
HS120391 | TRUENORTH(TM) FLATPACK PP FREEZER BOXES& | 1X1EA | 1 | 116 | Sigma-Aldrich | HS120391 | https://www.sigmaaldrich.com/LT/en
HS15994C | PREMIUM SLIDE BOX, 100 PLACE, CORK LINI& | 1X1EA | 1 | 24 | Sigma-Aldrich | HS15994C | https://www.sigmaaldrich.com/LT/en
HS23471C | CLEARLYSAFE GLOVE BOX HOLDER | 1X1EA | 1 | 95 | Sigma-Aldrich | HS23471C | https://www.sigmaaldrich.com/LT/en
HS27504B | ONERACK(TM) TEST TUBE RACK, HALF, FIBER& | 1X1EA | 1 | 145 | Sigma-Aldrich | HS27504B | https://www.sigmaaldrich.com/LT/en
HS27512D | ONERACK(TM) TEST TUBE RACK, FULL, FIBER& | 1X1EA | 1 | 188 | Sigma-Aldrich | HS27512D | https://www.sigmaaldrich.com/LT/en
HS27551D | ONERACK(TM) TEST TUBE RACK, FULL, POLYP& | 1X1EA | 1 | 123 | Sigma-Aldrich | HS27551D | https://www.sigmaaldrich.com/LT/en
HS2860P | TRUENORTH(R) CARDBOARD STORAGE BOX PART& | 1X1EA | 1 | 55 | Sigma-Aldrich | HS2860P | https://www.sigmaaldrich.com/LT/en
HS8151 | DELTA(TM) CELL SPREADER, INDIVIDUALLY W& | 1X1EA | 1 | 109 | Sigma-Aldrich | HS8151 | https://www.sigmaaldrich.com/LT/en
WHA1204150 | WHATMAN(R) PREPLEATED QUALITATIVE FILTER | 1X1EA | 1 | 33 | Sigma-Aldrich | WHA1204150 | https://www.sigmaaldrich.com/LT/en
Z741951-50EA | CAMEO SYRINGE FILTER, POLYETHERSULFONE & | 1X50EA | 1 | 144 | Sigma-Aldrich | Z741951-50EA | https://www.sigmaaldrich.com/LT/en
Z741964-200EA | CAMEO SYRINGE FILTER, PTFE MEMBRANE, 0.& | 1X200EA | 1 | 483 | Sigma-Aldrich | Z741964-200EA | https://www.sigmaaldrich.com/LT/en
Z741891-200EA | CAMEO SYRINGE FILTER, GLASS/NYLON MEMBR& | 1X200EA | 1 | 519 | Sigma-Aldrich | Z741891-200EA | https://www.sigmaaldrich.com/LT/en
Z741888-200EA | CAMEO SYRINGE FILTER, GLASS/CELLULOSE A& | 1X200EA | 1 | 809 | Sigma-Aldrich | Z741888-200EA | https://www.sigmaaldrich.com/LT/en
Z741893-200EA | CAMEO SYRINGE FILTER, GLASS/NYLON MEMBR& | 1X200EA | 1 | 809 | Sigma-Aldrich | Z741893-200EA | https://www.sigmaaldrich.com/LT/en
HS120372 | TRUENORTH(TM) FLATPACK PP THIN FILM FRE& | 1X1EA | 1 | 78 | Sigma-Aldrich | HS120372 | https://www.sigmaaldrich.com/LT/en
HS15994A | PREMIUM SLIDE BOX, 100 PLACE, CORK LINI& | 1X1EA | 1 | 24 | Sigma-Aldrich | HS15994A | https://www.sigmaaldrich.com/LT/en
HS27503D | ONERACK(TM) TEST TUBE RACK, HALF, FIBER& | 1X1EA | 1 | 145 | Sigma-Aldrich | HS27503D | https://www.sigmaaldrich.com/LT/en
HS27512B | ONERACK(TM) TEST TUBE RACK, FULL, FIBER& | 1X1EA | 1 | 188 | Sigma-Aldrich | HS27512B | https://www.sigmaaldrich.com/LT/en
HS27551B | ONERACK(TM) TEST TUBE RACK, FULL, POLYP& | 1X1EA | 1 | 123 | Sigma-Aldrich | HS27551B | https://www.sigmaaldrich.com/LT/en
HS2860H | TRUENORTH(R) CARDBOARD CRYOVIAL BOX CEL& | 1X1EA | 1 | 42 | Sigma-Aldrich | HS2860H | https://www.sigmaaldrich.com/LT/en
HS28729R | TRUENORTH(R) COOL CONTAINER WITH LID, 9& | 1X1EA | 1 | 164 | Sigma-Aldrich | HS28729R | https://www.sigmaaldrich.com/LT/en
WHA1201240 | WHATMAN(R) PREPLEATED QUALITATIVE FILTER | 1X1EA | 1 | 74 | Sigma-Aldrich | WHA1201240 | https://www.sigmaaldrich.com/LT/en
HS120073 | TRUENORTH(R) MINI COOLER FOR 0.5-2 ML T& | 1X1EA | 1 | 149 | Sigma-Aldrich | HS120073 | https://www.sigmaaldrich.com/LT/en
HS27501D | ONERACK(TM) TEST TUBE RACK, HALF, FIBER& | 1X1EA | 1 | 133 | Sigma-Aldrich | HS27501D | https://www.sigmaaldrich.com/LT/en
HS27505C | ONERACK(TM) TEST TUBE RACK, HALF, FIBER& | 1X1EA | 1 | 145 | Sigma-Aldrich | HS27505C | https://www.sigmaaldrich.com/LT/en
HS27514A | ONERACK(TM) TEST TUBE RACK, FULL, FIBER& | 1X1EA | 1 | 205 | Sigma-Aldrich | HS27514A | https://www.sigmaaldrich.com/LT/en
HS2860A | TRUENORTH(R) CARDBOARD CRYOVIAL BOX AND& | 1X1EA | 1 | 63 | Sigma-Aldrich | HS2860A | https://www.sigmaaldrich.com/LT/en
WHA10423029 | WHATMAN(R) TG100 SEPARATION GAUZE, DIAM | 1X1EA | 1 | 171 | Sigma-Aldrich | WHA10423029 | https://www.sigmaaldrich.com/LT/en
HS120399 | ONERACK(TM) TEST TUBE RACK, HALF, FIBER& | 1X1EA | 1 | 133 | Sigma-Aldrich | HS120399 | https://www.sigmaaldrich.com/LT/en
Z741911-50EA | CAMEO SYRINGE FILTER, GLASS/PTFE MEMBRA& | 1X50EA | 1 | 155 | Sigma-Aldrich | Z741911-50EA | https://www.sigmaaldrich.com/LT/en
Z741954-50EA | CAMEO SYRINGE FILTER, POLYETHERSULFONE & | 1X50EA | 1 | 214 | Sigma-Aldrich | Z741954-50EA | https://www.sigmaaldrich.com/LT/en
Z741887-200EA | CAMEO SYRINGE FILTER, GLASS/CELLULOSE A& | 1X200EA | 1 | 809 | Sigma-Aldrich | Z741887-200EA | https://www.sigmaaldrich.com/LT/en
HS27511A | ONERACK(TM) TEST TUBE RACK, FULL, FIBER& | 1X1EA | 1 | 188 | Sigma-Aldrich | HS27511A | https://www.sigmaaldrich.com/LT/en
HS8610D | LABORATORY NOTEBOOK, 200-PAGES, LINED R& | 1X1EA | 1 | 497 | Sigma-Aldrich | HS8610D | https://www.sigmaaldrich.com/LT/en
Z741897-200EA | CAMEO SYRINGE FILTER, GLASS/NYLON MEMBR& | 1X200EA | 1 | 519 | Sigma-Aldrich | Z741897-200EA | https://www.sigmaaldrich.com/LT/en
HS120071 | TRUENORTH(R) MINI COOLER FOR 0.5-2 ML T& | 1X1EA | 1 | 276 | Sigma-Aldrich | HS120071 | https://www.sigmaaldrich.com/LT/en
HS120262 | TRUENORTH(TM) FLATPACK PP FREEZER BOXES& | 1X1EA | 1 | 78 | Sigma-Aldrich | HS120262 | https://www.sigmaaldrich.com/LT/en
HS15994G | PREMIUM SLIDE BOX, 100 PLACE, CORK LINI& | 1X1EA | 1 | 24 | Sigma-Aldrich | HS15994G | https://www.sigmaaldrich.com/LT/en
HS27501A | ONERACK(TM) TEST TUBE RACK, HALF, FIBER& | 1X1EA | 1 | 133 | Sigma-Aldrich | HS27501A | https://www.sigmaaldrich.com/LT/en
HS27504D | ONERACK(TM) TEST TUBE RACK, HALF, FIBER& | 1X1EA | 1 | 145 | Sigma-Aldrich | HS27504D | https://www.sigmaaldrich.com/LT/en
HS27513B | ONERACK(TM) TEST TUBE RACK, FULL, FIBER& | 1X1EA | 1 | 188 | Sigma-Aldrich | HS27513B | https://www.sigmaaldrich.com/LT/en
HS27552B | ONERACK(TM) TEST TUBE RACK, FULL, POLYP& | 1X1EA | 1 | 123 | Sigma-Aldrich | HS27552B | https://www.sigmaaldrich.com/LT/en
WHA1204320 | WHATMAN(R) PREPLEATED QUALITATIVE FILTER | 1X1EA | 1 | 134 | Sigma-Aldrich | WHA1204320 | https://www.sigmaaldrich.com/LT/en
HS120074 | TRUENORTH(R) MINI COOLER FOR 0.5-2 ML T | 1X1EA | 1 | 276 | Sigma-Aldrich | HS120074 | https://www.sigmaaldrich.com/LT/en
HS120366 | TRUENORTH(TM) FLATPACK PP FREEZER BOXES& | 1X1EA | 1 | 115 | Sigma-Aldrich | HS120366 | https://www.sigmaaldrich.com/LT/en
HS1419B | POUR BOAT WEIGHING DISH, MEDIUM, POLYST& | 1X1EA | 1 | 94 | Sigma-Aldrich | HS1419B | https://www.sigmaaldrich.com/LT/en
HS27502A | ONERACK(TM) TEST TUBE RACK, HALF, FIBER& | 1X1EA | 1 | 135 | Sigma-Aldrich | HS27502A | https://www.sigmaaldrich.com/LT/en
HS27505D | ONERACK(TM) TEST TUBE RACK, HALF, FIBER& | 1X1EA | 1 | 145 | Sigma-Aldrich | HS27505D | https://www.sigmaaldrich.com/LT/en
HS27514B | ONERACK(TM) TEST TUBE RACK, FULL, FIBER& | 1X1EA | 1 | 205 | Sigma-Aldrich | HS27514B | https://www.sigmaaldrich.com/LT/en
HS2860B | TRUENORTH(R) CARDBOARD CRYOVIAL BOX AND& | 1X1EA | 1 | 63 | Sigma-Aldrich | HS2860B | https://www.sigmaaldrich.com/LT/en
WHA1044010 | WHATMAN(R) VACUUM FILTRATION APPARATUS A | 1X1EA | 1 | 1402 | Sigma-Aldrich | WHA1044010 | https://www.sigmaaldrich.com/LT/en
HS120220 | TRUENORTH(TM) CARDBORD MICROTUBE FREEZE& | 1X1EA | 1 | 83 | Sigma-Aldrich | HS120220 | https://www.sigmaaldrich.com/LT/en
HS120370 | TRUENORTH(TM) FLATPACK PP THIN FILM FRE& | 1X1EA | 1 | 78 | Sigma-Aldrich | HS120370 | https://www.sigmaaldrich.com/LT/en
HS15909 | LAB SPATULA, FLAT END & SPOON END, NICK& | 1X1EA | 1 | 12 | Sigma-Aldrich | HS15909 | https://www.sigmaaldrich.com/LT/en
HS23381B | ARCTIC SQUARES(R) CRYOSTORAGE BOX, FOR & | 1X1EA | 1 | 64 | Sigma-Aldrich | HS23381B | https://www.sigmaaldrich.com/LT/en
HS27503B | ONERACK(TM) TEST TUBE RACK, HALF, FIBER& | 1X1EA | 1 | 145 | Sigma-Aldrich | HS27503B | https://www.sigmaaldrich.com/LT/en
HS27511D | ONERACK(TM) TEST TUBE RACK, FULL, FIBER& | 1X1EA | 1 | 188 | Sigma-Aldrich | HS27511D | https://www.sigmaaldrich.com/LT/en
HS27515C | ONERACK(TM) TEST TUBE RACK, FULL, FIBER& | 1X1EA | 1 | 205 | Sigma-Aldrich | HS27515C | https://www.sigmaaldrich.com/LT/en
HS2860E | TRUENORTH(R) CARDBOARD CRYOVIAL BOX CEL& | 1X1EA | 1 | 42 | Sigma-Aldrich | HS2860E | https://www.sigmaaldrich.com/LT/en
HS28721G | TRUENORTH(R) COOL CONTAINER WITH LID, 1& | 1X1EA | 1 | 70 | Sigma-Aldrich | HS28721G | https://www.sigmaaldrich.com/LT/en
HS120075 | TRUENORTH(R) MINI COOLER FOR 0.5-2 ML T& | 1X1EA | 1 | 317 | Sigma-Aldrich | HS120075 | https://www.sigmaaldrich.com/LT/en
HS120367 | TRUENORTH(TM) FLATPACK PP FREEZER BOXES& | 1X1EA | 1 | 115 | Sigma-Aldrich | HS120367 | https://www.sigmaaldrich.com/LT/en
HS1420B | WEIGH BOAT, MEDIUM, SQUARE, WHITE, POLY& | 1X1EA | 1 | 57 | Sigma-Aldrich | HS1420B | https://www.sigmaaldrich.com/LT/en
HS27502B | ONERACK(TM) TEST TUBE RACK, HALF, FIBER& | 1X1EA | 1 | 135 | Sigma-Aldrich | HS27502B | https://www.sigmaaldrich.com/LT/en
HS27514C | ONERACK(TM) TEST TUBE RACK, FULL, FIBER& | 1X1EA | 1 | 205 | Sigma-Aldrich | HS27514C | https://www.sigmaaldrich.com/LT/en
HS2860C | TRUENORTH(R) CARDBOARD CRYOVIAL BOX AND& | 1X1EA | 1 | 64 | Sigma-Aldrich | HS2860C | https://www.sigmaaldrich.com/LT/en
WHA10443005 | WHATMAN(R) GLASS VACUUM FILTRATION DEVIC | 1X1EA | 1 | 427 | Sigma-Aldrich | WHA10443005 | https://www.sigmaaldrich.com/LT/en
HS120379 | TRUENORTH(TM) FLATPACK PP FREEZER BOXES& | 1X1EA | 1 | 85 | Sigma-Aldrich | HS120379 | https://www.sigmaaldrich.com/LT/en
HS120398 | ONERACK(TM) TEST TUBE RACK, HALF, FIBER& | 1X1EA | 1 | 133 | Sigma-Aldrich | HS120398 | https://www.sigmaaldrich.com/LT/en
HS27501C | ONERACK(TM) TEST TUBE RACK, HALF, FIBER& | 1X1EA | 1 | 133 | Sigma-Aldrich | HS27501C | https://www.sigmaaldrich.com/LT/en
HS27505B | ONERACK(TM) TEST TUBE RACK, HALF, FIBER& | 1X1EA | 1 | 145 | Sigma-Aldrich | HS27505B | https://www.sigmaaldrich.com/LT/en
HS27513D | ONERACK(TM) TEST TUBE RACK, FULL, FIBER& | 1X1EA | 1 | 188 | Sigma-Aldrich | HS27513D | https://www.sigmaaldrich.com/LT/en
HS27552D | ONERACK(TM) TEST TUBE RACK, FULL, POLYP& | 1X1EA | 1 | 123 | Sigma-Aldrich | HS27552D | https://www.sigmaaldrich.com/LT/en
CLS11500-4EA | CORNING(R) TRANFSER CAP WITH DIPTUBE & | 1X4EA | 1 | 671 | Sigma-Aldrich | CLS11500-4EA | https://www.sigmaaldrich.com/LT/en
HS120072 | TRUENORTH(R) MINI COOLER FOR 0.5-2 ML T& | 1X1EA | 1 | 317 | Sigma-Aldrich | HS120072 | https://www.sigmaaldrich.com/LT/en
HS120316 | TRUENORTH(TM) MICROSCOPE SLIDE BOX, 25 & | 1X1EA | 1 | 16 | Sigma-Aldrich | HS120316 | https://www.sigmaaldrich.com/LT/en
HS15994R | PREMIUM SLIDE BOX, 100 PLACE, FOAM LINI& | 1X1EA | 1 | 26 | Sigma-Aldrich | HS15994R | https://www.sigmaaldrich.com/LT/en
HS27501B | ONERACK(TM) TEST TUBE RACK, HALF, FIBER& | 1X1EA | 1 | 133 | Sigma-Aldrich | HS27501B | https://www.sigmaaldrich.com/LT/en
HS27505A | ONERACK(TM) TEST TUBE RACK, HALF, FIBER& | 1X1EA | 1 | 145 | Sigma-Aldrich | HS27505A | https://www.sigmaaldrich.com/LT/en
HS27513C | ONERACK(TM) TEST TUBE RACK, FULL, FIBER& | 1X1EA | 1 | 188 | Sigma-Aldrich | HS27513C | https://www.sigmaaldrich.com/LT/en
HS27552C | ONERACK(TM) TEST TUBE RACK, FULL, POLYP& | 1X1EA | 1 | 123 | Sigma-Aldrich | HS27552C | https://www.sigmaaldrich.com/LT/en
WHA10342579 | WHATMAN(R) SEED TESTING PAPER, GRADE 362 | 1X1EA | 1 | 2225 | Sigma-Aldrich | WHA10342579 | https://www.sigmaaldrich.com/LT/en
WHA185303750 | WHATMAN(R) QUARTZ FILTER, GRADE QM-H, CI | 1X1EA | 1 | 138 | Sigma-Aldrich | WHA185303750 | https://www.sigmaaldrich.com/LT/en
Z741913-200EA | CAMEO SYRINGE FILTER, GLASS/PTFE MEMBRA& | 1X200EA | 1 | 519 | Sigma-Aldrich | Z741913-200EA | https://www.sigmaaldrich.com/LT/en
HS120221 | TRUENORTH(TM) CARDBORD MICROTUBE FREEZE& | 1X1EA | 1 | 83 | Sigma-Aldrich | HS120221 | https://www.sigmaaldrich.com/LT/en
HS120371 | TRUENORTH(TM) FLATPACK PP THIN FILM FRE& | 1X1EA | 1 | 78 | Sigma-Aldrich | HS120371 | https://www.sigmaaldrich.com/LT/en
HS120387 | TRUENORTH(TM) FLATPACK PP FREEZER BOXES& | 1X1EA | 1 | 85 | Sigma-Aldrich | HS120387 | https://www.sigmaaldrich.com/LT/en
HS15988H | TRUENORTH(TM) MIRCOSCOPE SLIDE BOX, 100& | 1X1EA | 1 | 37 | Sigma-Aldrich | HS15988H | https://www.sigmaaldrich.com/LT/en
HS27503C | ONERACK(TM) TEST TUBE RACK, HALF, FIBER& | 1X1EA | 1 | 145 | Sigma-Aldrich | HS27503C | https://www.sigmaaldrich.com/LT/en
HS27512A | ONERACK(TM) TEST TUBE RACK, FULL, FIBER& | 1X1EA | 1 | 188 | Sigma-Aldrich | HS27512A | https://www.sigmaaldrich.com/LT/en
HS27515D | ONERACK(TM) TEST TUBE RACK, FULL, FIBER& | 1X1EA | 1 | 205 | Sigma-Aldrich | HS27515D | https://www.sigmaaldrich.com/LT/en
HS2860F | TRUENORTH(R) CARDBOARD CRYOVIAL BOX CEL& | 1X1EA | 1 | 42 | Sigma-Aldrich | HS2860F | https://www.sigmaaldrich.com/LT/en
HS28724B | TRUENORTH(R) COOL CONTAINER WITH LID, 4& | 1X1EA | 1 | 122 | Sigma-Aldrich | HS28724B | https://www.sigmaaldrich.com/LT/en
WHA1201150 | WHATMAN(R) PREPLEATED QUALITATIVE FILTER | 1X1EA | 1 | 26 | Sigma-Aldrich | WHA1201150 | https://www.sigmaaldrich.com/LT/en
309818-250G | MERCURISORB(TM) | 1X250G | 1 | 314 | Sigma-Aldrich | 309818-250G | https://www.sigmaaldrich.com/LT/en
328693-10PAK | NOCHROMIX(TM) | 1X10PAK | 1 | 167 | Sigma-Aldrich | 328693-10PAK | https://www.sigmaaldrich.com/LT/en
33317-U | BLOCK 2, 12 HOLE, 17MM DIA | 1X1EA | 1 | 150 | Sigma-Aldrich | 33317-U | https://www.sigmaaldrich.com/LT/en
33318-U | 230V BLOCK HEATER - STANDARD | 1X1EA | 1 | 500 | Sigma-Aldrich | 33318-U | https://www.sigmaaldrich.com/LT/en
Z548022-1EA | ALDRICH(R) SEPARATORY FUNNEL WITH GLASS& | 1X1EA | 1 | 73 | Sigma-Aldrich | Z548022-1EA | https://www.sigmaaldrich.com/LT/en
CLS3728BC-10EA | CORNING PLT, 1536WL, BLACK, FB, NBS, PS& | 1X10EA | 1 | 433 | Sigma-Aldrich | CLS3728BC-10EA | https://www.sigmaaldrich.com/LT/en
CLS3893BC-10EA | CORNING PLT, 1536WL, BLK/CLR BTM, PS, T& | 1X10EA | 1 | 674 | Sigma-Aldrich | CLS3893BC-10EA | https://www.sigmaaldrich.com/LT/en
Z569550-1EA | WILMAD(R) COAXIAL INSERT, 519-SPACER ON& | 1X1EA | 1 | 14 | Sigma-Aldrich | Z569550-1EA | https://www.sigmaaldrich.com/LT/en
CLS3264-1EA | CORNING CELLCUBE MODULE, 100 LAYER | 1X1EA | 1 | 2756 | Sigma-Aldrich | CLS3264-1EA | https://www.sigmaaldrich.com/LT/en
CLS3879-50EA | CORNING(R) 96 WELL PLATE, POLYPROPYLENE | 1X50EA | 1 | 242 | Sigma-Aldrich | CLS3879-50EA | https://www.sigmaaldrich.com/LT/en
Q46576-1EA | ALDRICH(R) ATMOSBAG TWO-HAND, PROCESSE | 1X1EA | 1 | 123 | Sigma-Aldrich | Q46576-1EA | https://www.sigmaaldrich.com/LT/en
Z568945-1EA | ALDRICH(R) LIEBIG CONDENSER WITH CUP, O& | 1X1EA | 1 | 70 | Sigma-Aldrich | Z568945-1EA | https://www.sigmaaldrich.com/LT/en
Z568961-1EA | ALDRICH(R) LIEBIG CONDENSER WITH CUP, O& | 1X1EA | 1 | 90 | Sigma-Aldrich | Z568961-1EA | https://www.sigmaaldrich.com/LT/en
Z569011-1EA | ALDRICH(R) LIEBIG CONDENSER WITH CUP, O& | 1X1EA | 1 | 270 | Sigma-Aldrich | Z569011-1EA | https://www.sigmaaldrich.com/LT/en
Z569348-5EA | ALDRICH(R) COLORSPEC(TM) NMR TUBES, 7 I& | 1X5EA | 1 | 59 | Sigma-Aldrich | Z569348-5EA | https://www.sigmaaldrich.com/LT/en
Z569429-2EA | ALDRICH(R) THERMOMETER ADAPTER SEALING & | 1X2EA | 1 | 12 | Sigma-Aldrich | Z569429-2EA | https://www.sigmaaldrich.com/LT/en
Z569445-1EA | WILMAD(R) COAXIAL INSERT, 519-COMPLETE & | 1X1EA | 1 | 62 | Sigma-Aldrich | Z569445-1EA | https://www.sigmaaldrich.com/LT/en
Z569453-1EA | WILMAD(R) COAXIAL INSERT, 517-INNER TUB& | 1X1EA | 1 | 26 | Sigma-Aldrich | Z569453-1EA | https://www.sigmaaldrich.com/LT/en
Z569461-1EA | WILMAD(R) COAXIAL INSERT, 518-INNER TUB& | 1X1EA | 1 | 27 | Sigma-Aldrich | Z569461-1EA | https://www.sigmaaldrich.com/LT/en
Z569488-1EA | WILMAD(R) COAXIAL INSERT, 519-INNER TUB& | 1X1EA | 1 | 27 | Sigma-Aldrich | Z569488-1EA | https://www.sigmaaldrich.com/LT/en
Z569496-1EA | WILMAD(R) COAXIAL INSERT, 517-OUTER TUB& | 1X1EA | 1 | 22 | Sigma-Aldrich | Z569496-1EA | https://www.sigmaaldrich.com/LT/en
Z569518-1EA | WILMAD(R) COAXIAL INSERT, 518-OUTER TUB& | 1X1EA | 1 | 23 | Sigma-Aldrich | Z569518-1EA | https://www.sigmaaldrich.com/LT/en
Z569526-1EA | WILMAD(R) COAXIAL INSERT, 519-OUTER TUB& | 1X1EA | 1 | 22 | Sigma-Aldrich | Z569526-1EA | https://www.sigmaaldrich.com/LT/en
Z569542-1EA | WILMAD(R) COAXIAL INSERT, 518-SPACER ON& | 1X1EA | 1 | 14 | Sigma-Aldrich | Z569542-1EA | https://www.sigmaaldrich.com/LT/en
Z740338-1EA | GAS PERMASEAL(TM) HEAT SEALABLE SEAL& | 1X1EA | 1 | 480 | Sigma-Aldrich | Z740338-1EA | https://www.sigmaaldrich.com/LT/en
Z740340-100EA | GAS PERMASEAL(TM) HEAT SEALABLE SEAL& | 1X100EA | 1 | 63 | Sigma-Aldrich | Z740340-100EA | https://www.sigmaaldrich.com/LT/en
Z740335-1EA | THERMASEAL FOIL(TM) HEAT SEALABLE SEAL,& | 1X1EA | 1 | 897 | Sigma-Aldrich | Z740335-1EA | https://www.sigmaaldrich.com/LT/en
Z740333-1EA | PIERCEASEAL FOIL(TM) HEAT SEALABLE SEAL& | 1X1EA | 1 | 761 | Sigma-Aldrich | Z740333-1EA | https://www.sigmaaldrich.com/LT/en
Z740326-1EA | CLEARASEAL PEEL(TM) HEAT SEALABLE SEAL,& | 1X1EA | 1 | 643 | Sigma-Aldrich | Z740326-1EA | https://www.sigmaaldrich.com/LT/en
Z740332-1EA | PIERCEASEAL FOIL(TM) HEAT SEALABLE SEAL& | 1X1EA | 1 | 706 | Sigma-Aldrich | Z740332-1EA | https://www.sigmaaldrich.com/LT/en
Z740238-1EA | QIANCAP(TM) SAFETY CAP SYSTEM WITH PRES& | 1X1EA | 1 | 1078 | Sigma-Aldrich | Z740238-1EA | https://www.sigmaaldrich.com/LT/en
Z740331-100EA | PEELASEAL FOIL(TM) HEAT SEALABLE SEAL, & | 1X100EA | 1 | 57 | Sigma-Aldrich | Z740331-100EA | https://www.sigmaaldrich.com/LT/en
Z740242-1EA | QIANCAP(TM) GAS PURGING SET FOR ACE PRE& | 1X1EA | 1 | 2676 | Sigma-Aldrich | Z740242-1EA | https://www.sigmaaldrich.com/LT/en
Z740359-450EA | NUNC(R) BIO-BANKING AND CELL CULTURE CRY | 1X450EA | 1 | 221 | Sigma-Aldrich | Z740359-450EA | https://www.sigmaaldrich.com/LT/en
Z740334-100EA | PIERCEASEAL FOIL(TM) HEAT SEALABLE SEAL& | 1X100EA | 1 | 62 | Sigma-Aldrich | Z740334-100EA | https://www.sigmaaldrich.com/LT/en
Z740354-50EA | NUNC(R) FLASKS, NUNCLON(R) ? SURFACE, 80 | 1X50EA | 1 | 94 | Sigma-Aldrich | Z740354-50EA | https://www.sigmaaldrich.com/LT/en
BR759800-500EA | BRAND(TM) STIRRING SPATULA, DISPOSABLE& | 1X500EA | 1 | 12 | Sigma-Aldrich | BR759800-500EA | https://www.sigmaaldrich.com/LT/en
Z740336-1EA | THERMASEAL FOIL(TM) HEAT SEALABLE SEAL,& | 1X1EA | 1 | 1137 | Sigma-Aldrich | Z740336-1EA | https://www.sigmaaldrich.com/LT/en
Z740325-1EA | CLEARASEAL PEEL(TM) HEAT SEALABLE SEAL,& | 1X1EA | 1 | 634 | Sigma-Aldrich | Z740325-1EA | https://www.sigmaaldrich.com/LT/en
MT51107894-20ML | METTLER TOLEDO ELECTROLYTE FOR ISE, FOR | 1X20ML | 1 | 60 | Sigma-Aldrich | MT51107894-20ML | https://www.sigmaaldrich.com/LT/en
Z740339-1EA | GAS PERMASEAL(TM) HEAT SEALABLE SEAL& | 1X1EA | 1 | 623 | Sigma-Aldrich | Z740339-1EA | https://www.sigmaaldrich.com/LT/en
ACE729810-1EA | ACE ADDITION FUNNEL, CAPACITY 250 ML | 1X1EA | 1 | 335 | Sigma-Aldrich | ACE729810-1EA | https://www.sigmaaldrich.com/LT/en
Z740356-80EA | NUNC(R) PETRI DISHES, DIAM. X H 150 MM X | 1X80EA | 1 | 164 | Sigma-Aldrich | Z740356-80EA | https://www.sigmaaldrich.com/LT/en
MT51340006-1EA | METTLER TOLEDO DX SERIES ISE HALF-CELL M | 1X1EA | 1 | 752 | Sigma-Aldrich | MT51340006-1EA | https://www.sigmaaldrich.com/LT/en
MT51340007-1EA | METTLER TOLEDO DX SERIES ISE HALF-CELL M | 1X1EA | 1 | 752 | Sigma-Aldrich | MT51340007-1EA | https://www.sigmaaldrich.com/LT/en
MT51340008-1EA | METTLER TOLEDO DX SERIES ISE HALF-CELL M | 1X1EA | 1 | 759 | Sigma-Aldrich | MT51340008-1EA | https://www.sigmaaldrich.com/LT/en
MT51340009-1EA | METTLER TOLEDO DX SERIES ISE HALF-CELL M | 1X1EA | 1 | 752 | Sigma-Aldrich | MT51340009-1EA | https://www.sigmaaldrich.com/LT/en
MT51340010-1EA | METTLER TOLEDO DX SERIES ISE HALF-CELL M | 1X1EA | 1 | 733 | Sigma-Aldrich | MT51340010-1EA | https://www.sigmaaldrich.com/LT/en
MT51340011-1EA | METTLER TOLEDO DX SERIES ISE HALF-CELL M | 1X1EA | 1 | 773 | Sigma-Aldrich | MT51340011-1EA | https://www.sigmaaldrich.com/LT/en
MT51340012-1EA | METTLER TOLEDO DX SERIES ISE HALF-CELL M | 1X1EA | 1 | 752 | Sigma-Aldrich | MT51340012-1EA | https://www.sigmaaldrich.com/LT/en
MT51340013-1EA | METTLER TOLEDO DX SERIES GSE HALF-CELL M | 1X1EA | 1 | 608 | Sigma-Aldrich | MT51340013-1EA | https://www.sigmaaldrich.com/LT/en
MT51340021-1EA | METTLER TOLEDO WETTING CAP FOR 8 MM AND | 1X1EA | 1 | 14 | Sigma-Aldrich | MT51340021-1EA | https://www.sigmaaldrich.com/LT/en
MT51340024-1EA | METTLER TOLEDO ELECTRODE ADAPTER NS 14/1 | 1X1EA | 1 | 24 | Sigma-Aldrich | MT51340024-1EA | https://www.sigmaaldrich.com/LT/en
MT51340029-20ML | METTLER TOLEDO ELECTROLYTE FOR ISE, FOR | 1X20ML | 1 | 42 | Sigma-Aldrich | MT51340029-20ML | https://www.sigmaaldrich.com/LT/en
MT51340030-20ML | METTLER TOLEDO ELECTROLYTE FOR ISE, FOR | 1X20ML | 1 | 42 | Sigma-Aldrich | MT51340030-20ML | https://www.sigmaaldrich.com/LT/en
MT51340031-20ML | METTLER TOLEDO ELECTROLYTE FOR ISE, FOR | 1X20ML | 1 | 42 | Sigma-Aldrich | MT51340031-20ML | https://www.sigmaaldrich.com/LT/en
MT51340032-20ML | METTLER TOLEDO ELECTROLYTE FOR ISE, FOR | 1X20ML | 1 | 42 | Sigma-Aldrich | MT51340032-20ML | https://www.sigmaaldrich.com/LT/en
MT51340033-20ML | METTLER TOLEDO ELECTROLYTE FOR ISE, FOR | 1X20ML | 1 | 42 | Sigma-Aldrich | MT51340033-20ML | https://www.sigmaaldrich.com/LT/en
MT51340034-20ML | METTLER TOLEDO ELECTROLYTE FOR ISE, FOR | 1X20ML | 1 | 42 | Sigma-Aldrich | MT51340034-20ML | https://www.sigmaaldrich.com/LT/en
MT51340035-20ML | METTLER TOLEDO ELECTROLYTE FOR ISE, FOR | 1X20ML | 1 | 42 | Sigma-Aldrich | MT51340035-20ML | https://www.sigmaaldrich.com/LT/en
MT51340036-25ML | METTLER TOLEDO ELECTROLYTE FOR GSE, FOR | 1X25ML | 1 | 40 | Sigma-Aldrich | MT51340036-25ML | https://www.sigmaaldrich.com/LT/en
MT51340037-25ML | METTLER TOLEDO ELECTROLYTE FOR GSE, FOR | 1X25ML | 1 | 40 | Sigma-Aldrich | MT51340037-25ML | https://www.sigmaaldrich.com/LT/en
MT51340038-25ML | METTLER TOLEDO ELECTROLYTE FOR GSE, FOR | 1X25ML | 1 | 40 | Sigma-Aldrich | MT51340038-25ML | https://www.sigmaaldrich.com/LT/en
MT51340242-1EA | METTLER TOLEDO ECONOMIC & EASY PH ELECTR | 1X1EA | 1 | 262 | Sigma-Aldrich | MT51340242-1EA | https://www.sigmaaldrich.com/LT/en
MT51340263-1EA | METTLER TOLEDO DX SERIES ISE HALF-CELLS | 1X1EA | 1 | 577 | Sigma-Aldrich | MT51340263-1EA | https://www.sigmaaldrich.com/LT/en
MT51340267-1EA | METTLER TOLEDO REPLACEABLE JUNCTION TOOL | 1X1EA | 1 | 85 | Sigma-Aldrich | MT51340267-1EA | https://www.sigmaaldrich.com/LT/en
MT51340268-1EA | METTLER TOLEDO SET OF REPLACEABLE JUNCTI | 1X1EA | 1 | 64 | Sigma-Aldrich | MT51340268-1EA | https://www.sigmaaldrich.com/LT/en
MT51340291-1EA | METTLER TOLEDO INLAB(R) 605 DISSOLVED OX | 1X1EA | 1 | 1146 | Sigma-Aldrich | MT51340291-1EA | https://www.sigmaaldrich.com/LT/en
MT51340292-1EA | METTLER TOLEDO INLAB(R) 605 DISSOLVED OX | 1X1EA | 1 | 1329 | Sigma-Aldrich | MT51340292-1EA | https://www.sigmaaldrich.com/LT/en
MT51340298-1EA | METTLER TOLEDO INLAB(R) 605 DISSOLVED OX | 1X1EA | 1 | 1270 | Sigma-Aldrich | MT51340298-1EA | https://www.sigmaaldrich.com/LT/en
MT51340300-1EA | METTLER TOLEDO DX SERIES ISE HALF-CELLS | 1X1EA | 1 | 1329 | Sigma-Aldrich | MT51340300-1EA | https://www.sigmaaldrich.com/LT/en
MT51340400-1EA | METTLER TOLEDO DX SERIES ISE HALF-CELLS | 1X1EA | 1 | 1329 | Sigma-Aldrich | MT51340400-1EA | https://www.sigmaaldrich.com/LT/en
MT51340500-1EA | METTLER TOLEDO DX SERIES ISE HALF-CELLS | 1X1EA | 1 | 1329 | Sigma-Aldrich | MT51340500-1EA | https://www.sigmaaldrich.com/LT/en
MT51340600-1EA | METTLER TOLEDO DX SERIES ISE HALF-CELLS | 1X1EA | 1 | 1329 | Sigma-Aldrich | MT51340600-1EA | https://www.sigmaaldrich.com/LT/en
MT51340700-1EA | METTLER TOLEDO DX SERIES ISE HALF-CELLS | 1X1EA | 1 | 1329 | Sigma-Aldrich | MT51340700-1EA | https://www.sigmaaldrich.com/LT/en
MT51340800-1EA | METTLER TOLEDO DX SERIES ISE HALF-CELLS | 1X1EA | 1 | 1337 | Sigma-Aldrich | MT51340800-1EA | https://www.sigmaaldrich.com/LT/en
MT51340900-1EA | METTLER TOLEDO DX SERIES ISE HALF-CELLS | 1X1EA | 1 | 1337 | Sigma-Aldrich | MT51340900-1EA | https://www.sigmaaldrich.com/LT/en
MT51341000-1EA | METTLER TOLEDO DX SERIES GSE HALF-CELLS | 1X1EA | 1 | 1337 | Sigma-Aldrich | MT51341000-1EA | https://www.sigmaaldrich.com/LT/en
MT51343010-1EA | METTLER TOLEDO INLAB(R) EASY PH ELECTROD | 1X1EA | 1 | 161 | Sigma-Aldrich | MT51343010-1EA | https://www.sigmaaldrich.com/LT/en
MT51343011-1EA | METTLER TOLEDO INLAB(R) EASY PH ELECTROD | 1X1EA | 1 | 208 | Sigma-Aldrich | MT51343011-1EA | https://www.sigmaaldrich.com/LT/en
MT51343056-1EA | METTLER TOLEDO INLAB(R) ROUTINE & ROUTIN | 1X1EA | 1 | 397 | Sigma-Aldrich | MT51343056-1EA | https://www.sigmaaldrich.com/LT/en
MT51343061-1EA | METTLER TOLEDO INLAB(R) REACH PH ELECTRO | 1X1EA | 1 | 506 | Sigma-Aldrich | MT51343061-1EA | https://www.sigmaaldrich.com/LT/en
MT51343062-1EA | METTLER TOLEDO INLAB(R) REACH PH ELECTRO | 1X1EA | 1 | 506 | Sigma-Aldrich | MT51343062-1EA | https://www.sigmaaldrich.com/LT/en
MT51343103-1EA | METTLER TOLEDO INLAB(R) EXPERT PH ELECTR | 1X1EA | 1 | 364 | Sigma-Aldrich | MT51343103-1EA | https://www.sigmaaldrich.com/LT/en
MT51343104-1EA | METTLER TOLEDO INLAB(R) EXPERT PH ELECTR | 1X1EA | 1 | 352 | Sigma-Aldrich | MT51343104-1EA | https://www.sigmaaldrich.com/LT/en
MT51343105-1EA | METTLER TOLEDO INLAB(R) EXPERT PH ELECTR | 1X1EA | 1 | 352 | Sigma-Aldrich | MT51343105-1EA | https://www.sigmaaldrich.com/LT/en
MT51343110-1EA | METTLER TOLEDO INLAB(R) POWER & POWER PR | 1X1EA | 1 | 591 | Sigma-Aldrich | MT51343110-1EA | https://www.sigmaaldrich.com/LT/en
MT51343150-1EA | METTLER TOLEDO INLAB(R) VISCOUS & VISCOU | 1X1EA | 1 | 616 | Sigma-Aldrich | MT51343150-1EA | https://www.sigmaaldrich.com/LT/en
MT51343151-1EA | METTLER TOLEDO INLAB(R) VISCOUS & VISCOU | 1X1EA | 1 | 815 | Sigma-Aldrich | MT51343151-1EA | https://www.sigmaaldrich.com/LT/en
MT51343174-1EA | METTLER TOLEDO INLAB(R) COOL PH ELECTROD | 1X1EA | 1 | 429 | Sigma-Aldrich | MT51343174-1EA | https://www.sigmaaldrich.com/LT/en
MT51343192-1EA | METTLER TOLEDO INLAB(R) REFERENCE FLOW E | 1X1EA | 1 | 406 | Sigma-Aldrich | MT51343192-1EA | https://www.sigmaaldrich.com/LT/en
MT51343195-1EA | METTLER TOLEDO INLAB(R) MONO PH HALF-CEL | 1X1EA | 1 | 198 | Sigma-Aldrich | MT51343195-1EA | https://www.sigmaaldrich.com/LT/en
MT51343196-1EA | METTLER TOLEDO INLAB(R) MONO PH HALF-CEL | 1X1EA | 1 | 374 | Sigma-Aldrich | MT51343196-1EA | https://www.sigmaaldrich.com/LT/en
MT51343202-1EA | METTLER TOLEDO INLAB(R) REDOX-L ORP ELEC | 1X1EA | 1 | 405 | Sigma-Aldrich | MT51343202-1EA | https://www.sigmaaldrich.com/LT/en
MT51343204-1EA | METTLER TOLEDO INLAB(R) REDOX AU ORP ELE | 1X1EA | 1 | 541 | Sigma-Aldrich | MT51343204-1EA | https://www.sigmaaldrich.com/LT/en
MT51343205-1EA | METTLER TOLEDO INLAB(R) REDOX AG ORP ELE | 1X1EA | 1 | 432 | Sigma-Aldrich | MT51343205-1EA | https://www.sigmaaldrich.com/LT/en
MT51343312-1EA | METTLER TOLEDO TEMPERATURE PROBE, INLAB( | 1X1EA | 1 | 415 | Sigma-Aldrich | MT51343312-1EA | https://www.sigmaaldrich.com/LT/en
MT51343320-1EA | METTLER TOLEDO ELECTRODE STORAGE VIAL | 1X1EA | 1 | 14 | Sigma-Aldrich | MT51343320-1EA | https://www.sigmaaldrich.com/LT/en
MT51344026-1EA | METTLER TOLEDO INLAB(R) 74 SERIES CONDUC | 1X1EA | 1 | 947 | Sigma-Aldrich | MT51344026-1EA | https://www.sigmaaldrich.com/LT/en
MT51344103-1EA | METTLER TOLEDO INLAB(R) EXPERT PRO ISM-I | 1X1EA | 1 | 635 | Sigma-Aldrich | MT51344103-1EA | https://www.sigmaaldrich.com/LT/en
MT51344104-1EA | METTLER TOLEDO INLAB(R) EXPERT PRO ISM-I | 1X1EA | 1 | 678 | Sigma-Aldrich | MT51344104-1EA | https://www.sigmaaldrich.com/LT/en
MT51344112-1EA | METTLER TOLEDO INLAB(R) 73 SERIES CONDUC | 1X1EA | 1 | 839 | Sigma-Aldrich | MT51344112-1EA | https://www.sigmaaldrich.com/LT/en
MT51344114-1EA | METTLER TOLEDO INLAB(R) 73 SERIES CONDUC | 1X1EA | 1 | 880 | Sigma-Aldrich | MT51344114-1EA | https://www.sigmaaldrich.com/LT/en
MT51344118-1EA | METTLER TOLEDO INLAB(R) 74 SERIES CONDUC | 1X1EA | 1 | 1013 | Sigma-Aldrich | MT51344118-1EA | https://www.sigmaaldrich.com/LT/en
MT51344122-1EA | METTLER TOLEDO INLAB(R) 73 SERIES CONDUC | 1X1EA | 1 | 740 | Sigma-Aldrich | MT51344122-1EA | https://www.sigmaaldrich.com/LT/en
MT51344124-1EA | METTLER TOLEDO INLAB(R) 73 SERIES CONDUC | 1X1EA | 1 | 791 | Sigma-Aldrich | MT51344124-1EA | https://www.sigmaaldrich.com/LT/en
MT51344128-1EA | METTLER TOLEDO INLAB(R) 74 SERIES CONDUC | 1X1EA | 1 | 955 | Sigma-Aldrich | MT51344128-1EA | https://www.sigmaaldrich.com/LT/en
MT51344612-1EA | METTLER TOLEDO INLAB(R) 605-ISM DISSOLVE | 1X1EA | 1 | 1344 | Sigma-Aldrich | MT51344612-1EA | https://www.sigmaaldrich.com/LT/en
MT51344613-1EA | METTLER TOLEDO INLAB(R) 605-ISM DISSOLVE | 1X1EA | 1 | 1386 | Sigma-Aldrich | MT51344613-1EA | https://www.sigmaaldrich.com/LT/en
MT51344622-1EA | METTLER TOLEDO INLAB(R) OPTIOX DISSOLVED | 1X1EA | 1 | 2002 | Sigma-Aldrich | MT51344622-1EA | https://www.sigmaaldrich.com/LT/en
MT51344623-1EA | METTLER TOLEDO INLAB(R) OPTIOX DISSOLVED | 1X1EA | 1 | 2072 | Sigma-Aldrich | MT51344623-1EA | https://www.sigmaaldrich.com/LT/en
MT51344800-1EA | METTLER TOLEDO PERFECTION(TM) COMBINATIO | 1X1EA | 1 | 1848 | Sigma-Aldrich | MT51344800-1EA | https://www.sigmaaldrich.com/LT/en
MT51344803-1EA | METTLER TOLEDO PERFECTION(TM) COMBINATIO | 1X1EA | 1 | 1848 | Sigma-Aldrich | MT51344803-1EA | https://www.sigmaaldrich.com/LT/en
MT51344806-1EA | METTLER TOLEDO PERFECTION(TM) COMBINATIO | 1X1EA | 1 | 1694 | Sigma-Aldrich | MT51344806-1EA | https://www.sigmaaldrich.com/LT/en
MT51344809-1EA | METTLER TOLEDO PERFECTION(TM) COMBINATIO | 1X1EA | 1 | 1694 | Sigma-Aldrich | MT51344809-1EA | https://www.sigmaaldrich.com/LT/en
MT51344812-1EA | METTLER TOLEDO PERFECTION(TM) COMBINATIO | 1X1EA | 1 | 1848 | Sigma-Aldrich | MT51344812-1EA | https://www.sigmaaldrich.com/LT/en
MT51344815-1EA | METTLER TOLEDO PERFECTION(TM) COMBINATIO | 1X1EA | 1 | 1694 | Sigma-Aldrich | MT51344815-1EA | https://www.sigmaaldrich.com/LT/en
MT51344818-1EA | METTLER TOLEDO PERFECTION(TM) COMBINATIO | 1X1EA | 1 | 1694 | Sigma-Aldrich | MT51344818-1EA | https://www.sigmaaldrich.com/LT/en
MT51344821-1EA | METTLER TOLEDO PERFECTION(TM) COMBINATIO | 1X1EA | 1 | 1848 | Sigma-Aldrich | MT51344821-1EA | https://www.sigmaaldrich.com/LT/en
MT51344827-1EA | METTLER TOLEDO PERFECTION(TM) COMBINATIO | 1X1EA | 1 | 1848 | Sigma-Aldrich | MT51344827-1EA | https://www.sigmaaldrich.com/LT/en
MT51344830-1EA | METTLER TOLEDO PERFECTION(TM) COMBINATIO | 1X1EA | 1 | 1848 | Sigma-Aldrich | MT51344830-1EA | https://www.sigmaaldrich.com/LT/en
MT51344850-1EA | METTLER TOLEDO PERFECTION(TM) MEMBRANE M | 1X1EA | 1 | 479 | Sigma-Aldrich | MT51344850-1EA | https://www.sigmaaldrich.com/LT/en
MT51344851-1EA | METTLER TOLEDO PERFECTION(TM) MEMBRANE M | 1X1EA | 1 | 469 | Sigma-Aldrich | MT51344851-1EA | https://www.sigmaaldrich.com/LT/en
MT51344852-1EA | METTLER TOLEDO PERFECTION(TM) MEMBRANE M | 1X1EA | 1 | 479 | Sigma-Aldrich | MT51344852-1EA | https://www.sigmaaldrich.com/LT/en
MT52000441-1EA | METTLER TOLEDO WATERING CAP, ID=2.5 X 30 | 1X1EA | 1 | 15 | Sigma-Aldrich | MT52000441-1EA | https://www.sigmaaldrich.com/LT/en
MT59902854-1EA | METTLER TOLEDO REDCAP PH ELECTRODE, FOR | 1X1EA | 1 | 377 | Sigma-Aldrich | MT59902854-1EA | https://www.sigmaaldrich.com/LT/en
MT59902917-1EA | METTLER TOLEDO REDCAP COMBINED PH ELECTR | 1X1EA | 1 | 497 | Sigma-Aldrich | MT59902917-1EA | https://www.sigmaaldrich.com/LT/en
MT59904354-1EA | METTLER TOLEDO THERMOSTABLE FLOWTHROUGH | 1X1EA | 1 | 519 | Sigma-Aldrich | MT59904354-1EA | https://www.sigmaaldrich.com/LT/en
MT59904377-1EA | METTLER TOLEDO REDCAP ORP PROBE, REDOX I | 1X1EA | 1 | 325 | Sigma-Aldrich | MT59904377-1EA | https://www.sigmaaldrich.com/LT/en
MT59904391-1EA | METTLER TOLEDO REDCAP ORP PROBE, REDOX I | 1X1EA | 1 | 373 | Sigma-Aldrich | MT59904391-1EA | https://www.sigmaaldrich.com/LT/en
MT59904408-1EA | METTLER TOLEDO REDCAP ORP PROBE, REDOX I | 1X1EA | 1 | 357 | Sigma-Aldrich | MT59904408-1EA | https://www.sigmaaldrich.com/LT/en
MT59904438-1EA | METTLER TOLEDO REDCAP CONDUCTIVITY PROBE | 1X1EA | 1 | 486 | Sigma-Aldrich | MT59904438-1EA | https://www.sigmaaldrich.com/LT/en
MT59904572-1EA | METTLER TOLEDO REDCAP PH ELECTRODE, FOR | 1X1EA | 1 | 734 | Sigma-Aldrich | MT59904572-1EA | https://www.sigmaaldrich.com/LT/en
MT59904591-1EA | METTLER TOLEDO REDCAP PH ELECTRODE, EASY | 1X1EA | 1 | 482 | Sigma-Aldrich | MT59904591-1EA | https://www.sigmaaldrich.com/LT/en
BR701330-100EA | BRAND(TM) 96-WELL MICROPLATE, U-BOTTOM& | 1X100EA | 1 | 120 | Sigma-Aldrich | BR701330-100EA | https://www.sigmaaldrich.com/LT/en
Z740328-1EA | PEELASEAL FOIL(TM) HEAT SEALABLE SEAL, & | 1X1EA | 1 | 613 | Sigma-Aldrich | Z740328-1EA | https://www.sigmaaldrich.com/LT/en
WIM327PP725-25EA | WILMAD(R) NMR TUBES 3 MM DIAM., MICROSA& | 1X25EA | 1 | 451 | Sigma-Aldrich | WIM327PP725-25EA | https://www.sigmaaldrich.com/LT/en
MT21901297-1EA | METTLER TOLEDO BARCODE READER HANDHELD S | 1X1EA | 1 | 669 | Sigma-Aldrich | MT21901297-1EA | https://www.sigmaaldrich.com/LT/en
MT21901309-1EA | METTLER TOLEDO USB CABLE FOR BARCODE REA | 1X1EA | 1 | 45 | Sigma-Aldrich | MT21901309-1EA | https://www.sigmaaldrich.com/LT/en
MT30014097-1EA | METTLER TOLEDO INLAB(R) TRACE CONDUCTIVI | 1X1EA | 1 | 1890 | Sigma-Aldrich | MT30014097-1EA | https://www.sigmaaldrich.com/LT/en
MT30014098-1EA | METTLER TOLEDO FLOW-CELL FOR INLAB(R) TR | 1X1EA | 1 | 1652 | Sigma-Aldrich | MT30014098-1EA | https://www.sigmaaldrich.com/LT/en
MT30014099-1EA | METTLER TOLEDO INLAB(R) TRACE KIT | 1X1EA | 1 | 3416 | Sigma-Aldrich | MT30014099-1EA | https://www.sigmaaldrich.com/LT/en
MT30014160-1EA | METTLER TOLEDO INLAB(R) 725 CONDUCTIVITY | 1X1EA | 1 | 656 | Sigma-Aldrich | MT30014160-1EA | https://www.sigmaaldrich.com/LT/en
MT30027775-1EA | METTLER TOLEDO INLAB(R) SMART PRO-ISM(R) | 1X1EA | 1 | 1228 | Sigma-Aldrich | MT30027775-1EA | https://www.sigmaaldrich.com/LT/en
MT30027776-1EA | METTLER TOLEDO ELECTRODE CABLE, CONNECTO | 1X1EA | 1 | 146 | Sigma-Aldrich | MT30027776-1EA | https://www.sigmaaldrich.com/LT/en
MT30034471-1EA | METTLER TOLEDO SEVENEXCELLENCE(TM) PH/IO | 1X1EA | 1 | 1049 | Sigma-Aldrich | MT30034471-1EA | https://www.sigmaaldrich.com/LT/en
MT30034472-1EA | METTLER TOLEDO SEVENEXCELLENCE(TM) PH/MV | 1X1EA | 1 | 826 | Sigma-Aldrich | MT30034472-1EA | https://www.sigmaaldrich.com/LT/en
MT30034473-1EA | METTLER TOLEDO SEVENEXCELLENCE(TM) CONDU | 1X1EA | 1 | 980 | Sigma-Aldrich | MT30034473-1EA | https://www.sigmaaldrich.com/LT/en
MT30034475-1EA | METTLER TOLEDO SEVENEXCELLENCE(TM) BLANK | 1X1EA | 1 | 40 | Sigma-Aldrich | MT30034475-1EA | https://www.sigmaaldrich.com/LT/en
MT30041154-1EA | METTLER TOLEDO SEVENEXCELLENCE(TM) SEMI- | 1X1EA | 1 | 63 | Sigma-Aldrich | MT30041154-1EA | https://www.sigmaaldrich.com/LT/en
MT51107672-1EA | METTLER TOLEDO DX SERIES ISE HALF-CELLS | 1X1EA | 1 | 1638 | Sigma-Aldrich | MT51107672-1EA | https://www.sigmaaldrich.com/LT/en
MT51107673-1EA | METTLER TOLEDO DX SERIES ISE HALF-CELLS | 1X1EA | 1 | 1582 | Sigma-Aldrich | MT51107673-1EA | https://www.sigmaaldrich.com/LT/en
MT51107674-1EA | METTLER TOLEDO DX SERIES ISE HALF-CELLS | 1X1EA | 1 | 1582 | Sigma-Aldrich | MT51107674-1EA | https://www.sigmaaldrich.com/LT/en
MT51107675-1EA | METTLER TOLEDO DX SERIES ISE HALF-CELLS | 1X1EA | 1 | 1484 | Sigma-Aldrich | MT51107675-1EA | https://www.sigmaaldrich.com/LT/en
MT51107676-1EA | METTLER TOLEDO DX SERIES ISE HALF-CELLS | 1X1EA | 1 | 1582 | Sigma-Aldrich | MT51107676-1EA | https://www.sigmaaldrich.com/LT/en
MT51107678-1EA | METTLER TOLEDO DX SERIES ISE HALF-CELLS | 1X1EA | 1 | 1596 | Sigma-Aldrich | MT51107678-1EA | https://www.sigmaaldrich.com/LT/en
MT51107680-1EA | METTLER TOLEDO DX SERIES ISE HALF-CELLS | 1X1EA | 1 | 1456 | Sigma-Aldrich | MT51107680-1EA | https://www.sigmaaldrich.com/LT/en
MT51107681-1EA | METTLER TOLEDO DX SERIES ISE HALF-CELLS | 1X1EA | 1 | 1470 | Sigma-Aldrich | MT51107681-1EA | https://www.sigmaaldrich.com/LT/en
MT51107686-1EA | METTLER TOLEDO DX SERIES ISE HALF-CELL M | 1X1EA | 1 | 733 | Sigma-Aldrich | MT51107686-1EA | https://www.sigmaaldrich.com/LT/en
MT51107687-1EA | METTLER TOLEDO DX SERIES ISE HALF-CELL M | 1X1EA | 1 | 733 | Sigma-Aldrich | MT51107687-1EA | https://www.sigmaaldrich.com/LT/en
MT51107688-1EA | METTLER TOLEDO DX SERIES ISE HALF-CELL M | 1X1EA | 1 | 733 | Sigma-Aldrich | MT51107688-1EA | https://www.sigmaaldrich.com/LT/en
MT51107689-1EA | METTLER TOLEDO DX SERIES ISE HALF-CELL M | 1X1EA | 1 | 733 | Sigma-Aldrich | MT51107689-1EA | https://www.sigmaaldrich.com/LT/en
MT51107690-1EA | METTLER TOLEDO DX SERIES ISE HALF-CELL M | 1X1EA | 1 | 733 | Sigma-Aldrich | MT51107690-1EA | https://www.sigmaaldrich.com/LT/en
MT51107692-1EA | METTLER TOLEDO DX SERIES ISE HALF-CELL M | 1X1EA | 1 | 744 | Sigma-Aldrich | MT51107692-1EA | https://www.sigmaaldrich.com/LT/en
MT51107694-1EA | METTLER TOLEDO DX SERIES ISE HALF-CELL M | 1X1EA | 1 | 733 | Sigma-Aldrich | MT51107694-1EA | https://www.sigmaaldrich.com/LT/en
MT51107695-1EA | METTLER TOLEDO DX SERIES ISE HALF-CELL M | 1X1EA | 1 | 733 | Sigma-Aldrich | MT51107695-1EA | https://www.sigmaaldrich.com/LT/en
MT51107870-1EA | METTLER TOLEDO DX SERIES ISE HALF-CELLS | 1X1EA | 1 | 1456 | Sigma-Aldrich | MT51107870-1EA | https://www.sigmaaldrich.com/LT/en
MT51107871-1EA | METTLER TOLEDO DX SERIES ISE HALF-CELL M | 1X1EA | 1 | 733 | Sigma-Aldrich | MT51107871-1EA | https://www.sigmaaldrich.com/LT/en
MT51107872-20ML | METTLER TOLEDO ELECTROLYTE FOR ISE, FOR | 1X20ML | 1 | 60 | Sigma-Aldrich | MT51107872-20ML | https://www.sigmaaldrich.com/LT/en
MT51107873-1EA | METTLER TOLEDO DX SERIES ISE HALF-CELLS | 1X1EA | 1 | 1484 | Sigma-Aldrich | MT51107873-1EA | https://www.sigmaaldrich.com/LT/en
MT51107874-1EA | METTLER TOLEDO DX SERIES ISE HALF-CELL M | 1X1EA | 1 | 733 | Sigma-Aldrich | MT51107874-1EA | https://www.sigmaaldrich.com/LT/en
MT51107875-20ML | METTLER TOLEDO ELECTROLYTE FOR ISE, FOR | 1X20ML | 1 | 60 | Sigma-Aldrich | MT51107875-20ML | https://www.sigmaaldrich.com/LT/en
MT51107881-20ML | METTLER TOLEDO ELECTROLYTE FOR ISE, FOR | 1X20ML | 1 | 60 | Sigma-Aldrich | MT51107881-20ML | https://www.sigmaaldrich.com/LT/en
MT51107889-20ML | METTLER TOLEDO ELECTROLYTE FOR ISE, FOR | 1X20ML | 1 | 60 | Sigma-Aldrich | MT51107889-20ML | https://www.sigmaaldrich.com/LT/en
MT51107890-20ML | METTLER TOLEDO ELECTROLYTE FOR ISE, FOR | 1X20ML | 1 | 60 | Sigma-Aldrich | MT51107890-20ML | https://www.sigmaaldrich.com/LT/en
MT51107891-20ML | METTLER TOLEDO ELECTROLYTE FOR ISE, FOR | 1X20ML | 1 | 60 | Sigma-Aldrich | MT51107891-20ML | https://www.sigmaaldrich.com/LT/en
MT51107892-20ML | METTLER TOLEDO ELECTROLYTE FOR ISE, FOR | 1X20ML | 1 | 60 | Sigma-Aldrich | MT51107892-20ML | https://www.sigmaaldrich.com/LT/en
MT51107893-20ML | METTLER TOLEDO ELECTROLYTE FOR ISE, FOR | 1X20ML | 1 | 60 | Sigma-Aldrich | MT51107893-20ML | https://www.sigmaaldrich.com/LT/en
MT51107898-20ML | METTLER TOLEDO ELECTROLYTE FOR ISE, FOR | 1X20ML | 1 | 60 | Sigma-Aldrich | MT51107898-20ML | https://www.sigmaaldrich.com/LT/en
MT51192107-1EA | METTLER TOLEDO LOGSTRAIGHT FINGERPRINT R | 1X1EA | 1 | 332 | Sigma-Aldrich | MT51192107-1EA | https://www.sigmaaldrich.com/LT/en
MT51300164-1EA | METTLER TOLEDO TEMPERATURE PROBE ATC NTC | 1X1EA | 1 | 142 | Sigma-Aldrich | MT51300164-1EA | https://www.sigmaaldrich.com/LT/en
MT51300165-1EA | METTLER TOLEDO TEMPERATURE PROBE PT1000 | 1X1EA | 1 | 356 | Sigma-Aldrich | MT51300165-1EA | https://www.sigmaaldrich.com/LT/en
MT51302257-1EA | METTLER TOLEDO GLASS FLOW-THROUGH CELL | 1X1EA | 1 | 363 | Sigma-Aldrich | MT51302257-1EA | https://www.sigmaaldrich.com/LT/en
MT51302319-1EA | METTLER TOLEDO SEVENGO(TM) TWO-ELECTRODE | 1X1EA | 1 | 30 | Sigma-Aldrich | MT51302319-1EA | https://www.sigmaaldrich.com/LT/en
MT51302322-1EA | METTLER TOLEDO SEVENGO(TM) RUBBER HOLSTE | 1X1EA | 1 | 47 | Sigma-Aldrich | MT51302322-1EA | https://www.sigmaaldrich.com/LT/en
MT51302324-1EA | METTLER TOLEDO SEVENGO(TM) BOTTOM CAP | 1X1EA | 1 | 29 | Sigma-Aldrich | MT51302324-1EA | https://www.sigmaaldrich.com/LT/en
MT51302325-1EA | METTLER TOLEDO SEVENGO(TM) CLIP | 1X1EA | 1 | 40 | Sigma-Aldrich | MT51302325-1EA | https://www.sigmaaldrich.com/LT/en
MT51302328-1EA | METTLER TOLEDO SEVENGO(TM) BATTERY COVER | 1X1EA | 1 | 63 | Sigma-Aldrich | MT51302328-1EA | https://www.sigmaaldrich.com/LT/en
MT51302329-1EA | METTLER TOLEDO SEVENGO(TM) MINIDIN ADAPT | 1X1EA | 1 | 95 | Sigma-Aldrich | MT51302329-1EA | https://www.sigmaaldrich.com/LT/en
MT51302331-1EA | METTLER TOLEDO SEVENGO(TM) WRIST STRAP | 1X1EA | 1 | 45 | Sigma-Aldrich | MT51302331-1EA | https://www.sigmaaldrich.com/LT/en
MT51302335-1EA | METTLER TOLEDO SEVENGO(TM) REPLACEMENT R | 1X1EA | 1 | 26 | Sigma-Aldrich | MT51302335-1EA | https://www.sigmaaldrich.com/LT/en
MT51302336-1EA | METTLER TOLEDO SEVENGO(TM) SEALING KIT | 1X1EA | 1 | 39 | Sigma-Aldrich | MT51302336-1EA | https://www.sigmaaldrich.com/LT/en
MT51302374-1EA | METTLER TOLEDO BATTERY CONTACT SET, COMP | 1X1EA | 1 | 99 | Sigma-Aldrich | MT51302374-1EA | https://www.sigmaaldrich.com/LT/en
MT51302393-1EA | METTLER TOLEDO CONNECTOR SET, BNC, CINCH | 1X1EA | 1 | 229 | Sigma-Aldrich | MT51302393-1EA | https://www.sigmaaldrich.com/LT/en
MT51302401-1EA | METTLER TOLEDO INLAB(R) 717 CONDUCTIVITY | 1X1EA | 1 | 622 | Sigma-Aldrich | MT51302401-1EA | https://www.sigmaaldrich.com/LT/en
Z740329-1EA | PEELASEAL FOIL(TM) HEAT SEALABLE SEAL, & | 1X1EA | 1 | 763 | Sigma-Aldrich | Z740329-1EA | https://www.sigmaaldrich.com/LT/en
Z740337-100EA | THERMASEAL FOIL(TM) HEAT SEALABLE SEAL,& | 1X100EA | 1 | 64 | Sigma-Aldrich | Z740337-100EA | https://www.sigmaaldrich.com/LT/en
CLS4579-100EA | CORNING(R) 384 WELL PLATE, CLEAR, CELLB& | 1X100EA | 1 | 1120 | Sigma-Aldrich | CLS4579-100EA | https://www.sigmaaldrich.com/LT/en
Z740137-25EA | WILMAD(R) TUBES DISAM. 3 MM, MICROSAMPL& | 1X25EA | 1 | 451 | Sigma-Aldrich | Z740137-25EA | https://www.sigmaaldrich.com/LT/en
Z741374-1EA | ACCURIS(TM) PRECISION BALANCE, 3200 GRA& | 1X1EA | 1 | 1157 | Sigma-Aldrich | Z741374-1EA | https://www.sigmaaldrich.com/LT/en
Z741364-1EA | ACCURIS(TM) PRECISION BALANCE, 320 GRAM& | 1X1EA | 1 | 1147 | Sigma-Aldrich | Z741364-1EA | https://www.sigmaaldrich.com/LT/en
Z741347-1EA | ACCURIS(TM) ANALYTICAL BALANCE, 120 GRA& | 1X1EA | 1 | 1970 | Sigma-Aldrich | Z741347-1EA | https://www.sigmaaldrich.com/LT/en
Z741340-1EA | MAGIC CLAMP(TM) UNIVERSAL PLATFORM FOR F | 1X1EA | 1 | 376 | Sigma-Aldrich | Z741340-1EA | https://www.sigmaaldrich.com/LT/en
Z741367-1EA | ACCURIS(TM) PRECISION BALANCE, 500 GRAM& | 1X1EA | 1 | 1333 | Sigma-Aldrich | Z741367-1EA | https://www.sigmaaldrich.com/LT/en
Z741371-1EA | ACCURIS(TM) PRECISION BALANCE, 1200 GRA& | 1X1EA | 1 | 1137 | Sigma-Aldrich | Z741371-1EA | https://www.sigmaaldrich.com/LT/en
Z741355-1EA | ACCURIS(TM) ANALYTICAL BALANCE, 210 GRA& | 1X1EA | 1 | 2303 | Sigma-Aldrich | Z741355-1EA | https://www.sigmaaldrich.com/LT/en
Z741370-1EA | ACCURIS(TM) PRECISION BALANCE, 1200 GRA& | 1X1EA | 1 | 1118 | Sigma-Aldrich | Z741370-1EA | https://www.sigmaaldrich.com/LT/en
Z741358-1EA | ACCURIS(TM) ANALYTICAL BALANCE, 210 GRA& | 1X1EA | 1 | 2431 | Sigma-Aldrich | Z741358-1EA | https://www.sigmaaldrich.com/LT/en
Z741344-1EA | INCU-SHAKER(TM) SHELF, 14 X 5.5 IN. FOR& | 1X1EA | 1 | 145 | Sigma-Aldrich | Z741344-1EA | https://www.sigmaaldrich.com/LT/en
CLS11460-2EA | CORNING(R) ERLENMEYER FLASK, 2 L CAPACI& | 1X2EA | 1 | 497 | Sigma-Aldrich | CLS11460-2EA | https://www.sigmaaldrich.com/LT/en
Z740558-12EA | ALDRICH(R) ESSENTIALS BEAKER, GRIFFIN,& | 1X12EA | 1 | 54 | Sigma-Aldrich | Z740558-12EA | https://www.sigmaaldrich.com/LT/en
Z741052-16EA | CELLUSPONGE-GALACTOSE, 16 PIECES/PLATE | 1X16EA | 1 | 377 | Sigma-Aldrich | Z741052-16EA | https://www.sigmaaldrich.com/LT/en
CLS4516-5EA | CORNING(R) SPHEROID MICROPLATE, 384 WEL& | 1X5EA | 1 | 307 | Sigma-Aldrich | CLS4516-5EA | https://www.sigmaaldrich.com/LT/en
CLS4515-5EA | CORNING(R) SPHEROID MICROPLATE, 96 WELL& | 1X5EA | 1 | 223 | Sigma-Aldrich | CLS4515-5EA | https://www.sigmaaldrich.com/LT/en
Z741117-1KT | STUART(TM) SCT1 TEMPERATURE CONTROLLER | 1X1KT | 1 | 383 | Sigma-Aldrich | Z741117-1KT | https://www.sigmaaldrich.com/LT/en
CLS402576-1EA | CORNING(R) 120 MM CENTER CAP ASSEMBLY F& | 1X1EA | 1 | 776 | Sigma-Aldrich | CLS402576-1EA | https://www.sigmaaldrich.com/LT/en
Z741341-1EA | MAGIC CLAMP(TM) TILTED HOLDER FOR 15 ML& | 1X1EA | 1 | 125 | Sigma-Aldrich | Z741341-1EA | https://www.sigmaaldrich.com/LT/en
Z741351-1EA | ACCURIS(TM) ANALYTICAL BALANCE, 120 GRA& | 1X1EA | 1 | 2107 | Sigma-Aldrich | Z741351-1EA | https://www.sigmaaldrich.com/LT/en
Z741368-1EA | ACCURIS(TM) PRECISION BALANCE, 500 GRAM& | 1X1EA | 1 | 1343 | Sigma-Aldrich | Z741368-1EA | https://www.sigmaaldrich.com/LT/en
Z741357-1EA | ACCURIS(TM) ANALYTICAL BALANCE, 210 GRA& | 1X1EA | 1 | 2421 | Sigma-Aldrich | Z741357-1EA | https://www.sigmaaldrich.com/LT/en
Z741360-1EA | ACCURIS(TM) PRECISION BALANCE, 120 GRAM& | 1X1EA | 1 | 1118 | Sigma-Aldrich | Z741360-1EA | https://www.sigmaaldrich.com/LT/en
Z741350-1EA | ACCURIS(TM) ANALYTICAL BALANCE, 120 GRA& | 1X1EA | 1 | 2098 | Sigma-Aldrich | Z741350-1EA | https://www.sigmaaldrich.com/LT/en
Z741373-1EA | ACCURIS(TM) PRECISION BALANCE, 3200 GRA& | 1X1EA | 1 | 1147 | Sigma-Aldrich | Z741373-1EA | https://www.sigmaaldrich.com/LT/en
Z741362-1EA | ACCURIS(TM) PRECISION BALANCE, 120 GRAM& | 1X1EA | 1 | 1137 | Sigma-Aldrich | Z741362-1EA | https://www.sigmaaldrich.com/LT/en
Z741354-1EA | ACCURIS(TM) ANALYTICAL BALANCE, 210 GRA& | 1X1EA | 1 | 2294 | Sigma-Aldrich | Z741354-1EA | https://www.sigmaaldrich.com/LT/en
CLS7369-5EA | CORNING(R) HTS TRANSWELL(R) 96 WELL PLA& | 1X5EA | 1 | 1389 | Sigma-Aldrich | CLS7369-5EA | https://www.sigmaaldrich.com/LT/en
Z741049-8EA | CELLUSPONGE-GALACTOSE, 8 PIECES/PLATE | 1X8EA | 1 | 389 | Sigma-Aldrich | Z741049-8EA | https://www.sigmaaldrich.com/LT/en
Z741936-50EA | CAMEO SYRINGE FILTER, NYLON MEMBRANE, 1& | 1X50EA | 1 | 144 | Sigma-Aldrich | Z741936-50EA | https://www.sigmaaldrich.com/LT/en
Z741872-50EA | CAMEO SYRINGE FILTER, CELLULOSE ACETATE& | 1X50EA | 1 | 214 | Sigma-Aldrich | Z741872-50EA | https://www.sigmaaldrich.com/LT/en
Z741925-200EA | CAMEO SYRINGE FILTER, NYLON MEMBRANE, 0& | 1X200EA | 1 | 749 | Sigma-Aldrich | Z741925-200EA | https://www.sigmaaldrich.com/LT/en
Z741974-100EA | GVS FILTRATION MEMBRANE, NYLON, 5.0 UM & | 1X100EA | 1 | 191 | Sigma-Aldrich | Z741974-100EA | https://www.sigmaaldrich.com/LT/en
Z742004-30EA | LOW PROFILE ROLLER REPLACEMENT O-RINGS | 1X30EA | 1 | 51 | Sigma-Aldrich | Z742004-30EA | https://www.sigmaaldrich.com/LT/en
Z741924-50EA | CAMEO SYRINGE FILTER, NYLON MEMBRANE, 0& | 1X50EA | 1 | 214 | Sigma-Aldrich | Z741924-50EA | https://www.sigmaaldrich.com/LT/en
Z741958-200EA | CAMEO SYRINGE FILTER, POLYPROPYLENE MEM& | 1X200EA | 1 | 749 | Sigma-Aldrich | Z741958-200EA | https://www.sigmaaldrich.com/LT/en
Z741969-50EA | GVS ABLUO SYRINGE FILTER, 25 MM, ACRYLI& | 1X50EA | 1 | 97 | Sigma-Aldrich | Z741969-50EA | https://www.sigmaaldrich.com/LT/en
Z741945-200EA | CAMEO SYRINGE FILTER, NYLON MEMBRANE, 5& | 1X200EA | 1 | 749 | Sigma-Aldrich | Z741945-200EA | https://www.sigmaaldrich.com/LT/en
Z741960-200EA | CAMEO SYRINGE FILTER, POLYPROPYLENE MEM& | 1X200EA | 1 | 749 | Sigma-Aldrich | Z741960-200EA | https://www.sigmaaldrich.com/LT/en
Z741935-200EA | CAMEO SYRINGE FILTER, NYLON MEMBRANE, 1& | 1X200EA | 1 | 483 | Sigma-Aldrich | Z741935-200EA | https://www.sigmaaldrich.com/LT/en
Z741901-50EA | CAMEO SYRINGE FILTER, GLASS/POLYETHERSU | 1X50EA | 1 | 229 | Sigma-Aldrich | Z741901-50EA | https://www.sigmaaldrich.com/LT/en
Z741961-50EA | CAMEO SYRINGE FILTER, POLYVINYLIDENE FL& | 1X50EA | 1 | 274 | Sigma-Aldrich | Z741961-50EA | https://www.sigmaaldrich.com/LT/en
Z741867-50EA | CAMEO SYRINGE FILTER, CELLULOSE ACETATE& | 1X50EA | 1 | 149 | Sigma-Aldrich | Z741867-50EA | https://www.sigmaaldrich.com/LT/en
Z741940-50EA | CAMEO SYRINGE FILTER, NYLON MEMBRANE, 1& | 1X50EA | 1 | 214 | Sigma-Aldrich | Z741940-50EA | https://www.sigmaaldrich.com/LT/en
Z741971-100EA | GVS FILTRATION MEMBRANE, NITROCELLULOSE& | 1X100EA | 1 | 155 | Sigma-Aldrich | Z741971-100EA | https://www.sigmaaldrich.com/LT/en
Z741929-200EA | CAMEO SYRINGE FILTER, NYLON MEMBRANE, 0& | 1X200EA | 1 | 749 | Sigma-Aldrich | Z741929-200EA | https://www.sigmaaldrich.com/LT/en
Z741956-200EA | CAMEO SYRINGE FILTER, POLYPROPYLENE MEM& | 1X200EA | 1 | 483 | Sigma-Aldrich | Z741956-200EA | https://www.sigmaaldrich.com/LT/en
Z741865-50EA | CAMEO SYRINGE FILTER, CELLULOSE ACETATE& | 1X50EA | 1 | 214 | Sigma-Aldrich | Z741865-50EA | https://www.sigmaaldrich.com/LT/en
Z741864-200EA | CAMEO SYRINGE FILTER, CELLULOSE ACETATE& | 1X200EA | 1 | 749 | Sigma-Aldrich | Z741864-200EA | https://www.sigmaaldrich.com/LT/en
Z741959-200EA | CAMEO SYRINGE FILTER, POLYPROPYLENE MEM& | 1X200EA | 1 | 483 | Sigma-Aldrich | Z741959-200EA | https://www.sigmaaldrich.com/LT/en
Z741967-200EA | CAMEO SYRINGE FILTER, PTFE MEMBRANE, 0.& | 1X200EA | 1 | 483 | Sigma-Aldrich | Z741967-200EA | https://www.sigmaaldrich.com/LT/en
Z742001-1EA | LOW PROFILE ROLLER LAB START-UP KIT | 1X1EA | 1 | 1941 | Sigma-Aldrich | Z742001-1EA | https://www.sigmaaldrich.com/LT/en
Z741931-200EA | CAMEO SYRINGE FILTER, NYLON MEMBRANE, 0& | 1X200EA | 1 | 483 | Sigma-Aldrich | Z741931-200EA | https://www.sigmaaldrich.com/LT/en
Z741934-200EA | CAMEO SYRINGE FILTER, NYLON MEMBRANE, 0& | 1X200EA | 1 | 749 | Sigma-Aldrich | Z741934-200EA | https://www.sigmaaldrich.com/LT/en
Z741860-200EA | CAMEO SYRINGE FILTER, CELLULOSE ACETATE& | 1X200EA | 1 | 508 | Sigma-Aldrich | Z741860-200EA | https://www.sigmaaldrich.com/LT/en
Z741962-50EA | CAMEO SYRINGE FILTER, POLYVINYLIDENE FL& | 1X50EA | 1 | 144 | Sigma-Aldrich | Z741962-50EA | https://www.sigmaaldrich.com/LT/en
Z741874-200EA | CAMEO SYRINGE FILTER, CELLULOSE ACETATE& | 1X200EA | 1 | 749 | Sigma-Aldrich | Z741874-200EA | https://www.sigmaaldrich.com/LT/en
Z741903-200EA | CAMEO SYRINGE FILTER, GLASS/POLYPROPYLE& | 1X200EA | 1 | 519 | Sigma-Aldrich | Z741903-200EA | https://www.sigmaaldrich.com/LT/en
Z741921-500EA | CAMEO SYRINGE FILTER, NYLON MEMBRANE, 0& | 1X500EA | 1 | 1598 | Sigma-Aldrich | Z741921-500EA | https://www.sigmaaldrich.com/LT/en
Z741941-200EA | CAMEO SYRINGE FILTER, NYLON MEMBRANE, 5& | 1X200EA | 1 | 483 | Sigma-Aldrich | Z741941-200EA | https://www.sigmaaldrich.com/LT/en
Z741926-200EA | CAMEO SYRINGE FILTER, NYLON MEMBRANE, 0& | 1X200EA | 1 | 483 | Sigma-Aldrich | Z741926-200EA | https://www.sigmaaldrich.com/LT/en
Z742003-1EA | LOW PROFILE ROLLER DOUBLE PLATFORM STACK | 1X1EA | 1 | 352 | Sigma-Aldrich | Z742003-1EA | https://www.sigmaaldrich.com/LT/en
Z741878-50EA | CAMEO SYRINGE FILTER, GLASS FIBER MEMBR& | 1X50EA | 1 | 214 | Sigma-Aldrich | Z741878-50EA | https://www.sigmaaldrich.com/LT/en
Z741904-200EA | CAMEO SYRINGE FILTER, GLASS/POLYPROPYLE& | 1X200EA | 1 | 809 | Sigma-Aldrich | Z741904-200EA | https://www.sigmaaldrich.com/LT/en
Z741963-50EA | CAMEO SYRINGE FILTER, POLYVINYLIDENE FL& | 1X50EA | 1 | 274 | Sigma-Aldrich | Z741963-50EA | https://www.sigmaaldrich.com/LT/en
Z741866-200EA | CAMEO SYRINGE FILTER, CELLULOSE ACETATE& | 1X200EA | 1 | 525 | Sigma-Aldrich | Z741866-200EA | https://www.sigmaaldrich.com/LT/en
Z741905-50EA | CAMEO SYRINGE FILTER, GLASS/POLYPROPYLE& | 1X50EA | 1 | 229 | Sigma-Aldrich | Z741905-50EA | https://www.sigmaaldrich.com/LT/en
Z741908-200EA | CAMEO SYRINGE FILTER, GLASS/POLYPROPYLE& | 1X200EA | 1 | 809 | Sigma-Aldrich | Z741908-200EA | https://www.sigmaaldrich.com/LT/en
Z741907-200EA | CAMEO SYRINGE FILTER, GLASS/POLYPROPYLE& | 1X200EA | 1 | 519 | Sigma-Aldrich | Z741907-200EA | https://www.sigmaaldrich.com/LT/en
Z741966-200EA | CAMEO SYRINGE FILTER, PTFE MEMBRANE, 0.& | 1X200EA | 1 | 794 | Sigma-Aldrich | Z741966-200EA | https://www.sigmaaldrich.com/LT/en
Z741879-200EA | CAMEO SYRINGE FILTER, GLASS/CELLULOSE A& | 1X200EA | 1 | 809 | Sigma-Aldrich | Z741879-200EA | https://www.sigmaaldrich.com/LT/en
Z741861-50EA | CAMEO SYRINGE FILTER, CELLULOSE ACETATE& | 1X50EA | 1 | 149 | Sigma-Aldrich | Z741861-50EA | https://www.sigmaaldrich.com/LT/en
Z741972-100EA | GVS FILTRATION MEMBRANE, NYLON, 0.45 UM& | 1X100EA | 1 | 173 | Sigma-Aldrich | Z741972-100EA | https://www.sigmaaldrich.com/LT/en
Z741939-200EA | CAMEO SYRINGE FILTER, NYLON MEMBRANE, 1. | 1X200EA | 1 | 749 | Sigma-Aldrich | Z741939-200EA | https://www.sigmaaldrich.com/LT/en
Z741875-50EA | CAMEO SYRINGE FILTER, CELLULOSE ACETATE& | 1X50EA | 1 | 214 | Sigma-Aldrich | Z741875-50EA | https://www.sigmaaldrich.com/LT/en
Z741871-200EA | CAMEO SYRINGE FILTER, CELLULOSE ACETATE& | 1X200EA | 1 | 749 | Sigma-Aldrich | Z741871-200EA | https://www.sigmaaldrich.com/LT/en
Z741942-50EA | CAMEO SYRINGE FILTER, NYLON MEMBRANE, 5& | 1X50EA | 1 | 144 | Sigma-Aldrich | Z741942-50EA | https://www.sigmaaldrich.com/LT/en
371211-1EA | LABCLEAR(TM) GAS FILTER REFILLABLE, WEI& | 1X1EA | 1 | 213 | Sigma-Aldrich | 371211-1EA | https://www.sigmaaldrich.com/LT/en
371238-1EA | LABCLEAR(TM) GAS FILTER REFILLABLE, WEI& | 1X1EA | 1 | 260 | Sigma-Aldrich | 371238-1EA | https://www.sigmaaldrich.com/LT/en
396613-1KT | MERCURY ABSORPTION KIT | 1X1KIT | 1 | 158 | Sigma-Aldrich | 396613-1KT | https://www.sigmaaldrich.com/LT/en
Z717266-60EA | NUNC(R) 96 DEEPWELL PLATES VOLUME 2 ML,& | 1X60EA | 1 | 460 | Sigma-Aldrich | Z717266-60EA | https://www.sigmaaldrich.com/LT/en
Z717274-60EA | NUNC(R) 96 DEEPWELL PLATES VOLUME 2 ML,& | 1X60EA | 1 | 727 | Sigma-Aldrich | Z717274-60EA | https://www.sigmaaldrich.com/LT/en
Z558206-10EA | SUBA-SEAL(R) SEPTA WHITE RUBBER, SUBA S& | 1X10EA | 1 | 401 | Sigma-Aldrich | Z558206-10EA | https://www.sigmaaldrich.com/LT/en
Z641839-1EA | SCHOTT CONICAL FLASK WITH WIDE NECK CAP& | 1X1EA | 1 | 118 | Sigma-Aldrich | Z641839-1EA | https://www.sigmaaldrich.com/LT/en
Z546739-1EA | ALDRICH(R) BUCHNER FUNNEL FUNNEL CAPACI& | 1X1EA | 1 | 336 | Sigma-Aldrich | Z546739-1EA | https://www.sigmaaldrich.com/LT/en
Z558516-10EA | WILMAD NMR CAPILLARY TUBES SEALED AT ON& | 1X10EA | 1 | 38 | Sigma-Aldrich | Z558516-10EA | https://www.sigmaaldrich.com/LT/en
Z558230-100EA | SUBA-SEAL(R) SEPTA BLUE RUBBER, SUBA SE& | 1X100EA | 1 | 94 | Sigma-Aldrich | Z558230-100EA | https://www.sigmaaldrich.com/LT/en
Z342254-250EA | Schott NMR Tube, ECONOMIC | 1X250EA | 1 | 660 | Sigma-Aldrich | Z342254-250EA | https://www.sigmaaldrich.com/LT/en
Z342262-250EA | Schott NMR Tube, PROFESSIONAL | 1X250EA | 1 | 2156 | Sigma-Aldrich | Z342262-250EA | https://www.sigmaaldrich.com/LT/en
634506-1KT | MERCSORB(TM) MERCURY SPILL KIT | 1X1KIT | 1 | 187 | Sigma-Aldrich | 634506-1KT | https://www.sigmaaldrich.com/LT/en
V8384-1200EA | VIAL, 4.5 ML CRYOTUBE, ROUND, INTERNAL T | 1X1200EA | 1 | 825 | Sigma-Aldrich | V8384-1200EA | https://www.sigmaaldrich.com/LT/en
M6062-1200EA | GREINER HLA MICROTESTPLATE 60-WELL SPAC& | 1X1200EA | 1 | 1176 | Sigma-Aldrich | M6062-1200EA | https://www.sigmaaldrich.com/LT/en
Z558567-1EA | ALDRICH(R) MICROSCALE GLASSWARE KIT DEL& | 1X1EA | 1 | 637 | Sigma-Aldrich | Z558567-1EA | https://www.sigmaaldrich.com/LT/en
Z558575-1EA | ALDRICH(R) MICROSCALE GLASSWARE KIT ECO& | 1X1EA | 1 | 291 | Sigma-Aldrich | Z558575-1EA | https://www.sigmaaldrich.com/LT/en
CLS4519162-1EA | CORNING(R) PROCULTURE(TM) SPINNER FLASK& | 1X1EA | 1 | 582 | Sigma-Aldrich | CLS4519162-1EA | https://www.sigmaaldrich.com/LT/en
CLS982016XX-72EA | PYREX(R) CULTURE TUBES, RIMLESS CAPACIT& | 1X72EA | 1 | 106 | Sigma-Aldrich | CLS982016XX-72EA | https://www.sigmaaldrich.com/LT/en
CLS9944518-500EA | PYREX(R) DISPOSABLE CULTURE TUBES, RIML& | 1X500EA | 1 | 128 | Sigma-Aldrich | CLS9944518-500EA | https://www.sigmaaldrich.com/LT/en
CLS9944520-500EA | PYREX(R) DISPOSABLE CULTURE TUBES, RIML& | 1X500EA | 1 | 166 | Sigma-Aldrich | CLS9944520-500EA | https://www.sigmaaldrich.com/LT/en
CLS9944920-500EA | PYREX(R) DISPOSABLE CULTURE TUBES, SCRE& | 1X500EA | 1 | 370 | Sigma-Aldrich | CLS9944920-500EA | https://www.sigmaaldrich.com/LT/en
CLS139545HTR-50EA | POURING RING FOR CORNING(R) MEDIA STORA& | 1X50EA | 1 | 144 | Sigma-Aldrich | CLS139545HTR-50EA | https://www.sigmaaldrich.com/LT/en
CLS139545LTC-20EA | PLUG SEAL CAP FOR CORNING(R) MEDIA STOR& | 1X20EA | 1 | 137 | Sigma-Aldrich | CLS139545LTC-20EA | https://www.sigmaaldrich.com/LT/en
CLS9944920X-500EA | PYREX(R) DISPOSABLE CULTURE TUBES, SCRE& | 1X500EA | 1 | 423 | Sigma-Aldrich | CLS9944920X-500EA | https://www.sigmaaldrich.com/LT/en
CLS139545LTC2-20EA | PLUG SEAL CAP FOR CORNING(R) MEDIA STOR& | 1X20EA | 1 | 70 | Sigma-Aldrich | CLS139545LTC2-20EA | https://www.sigmaaldrich.com/LT/en
CLS139545LTC3-20EA | PLUG SEAL CAP FOR CORNING(R) MEDIA STOR& | 1X20EA | 1 | 69 | Sigma-Aldrich | CLS139545LTC3-20EA | https://www.sigmaaldrich.com/LT/en
CLS2679525-100EA | CORNING(R) CULTURE FLASK CLOSURE, POLYP& | 1X100EA | 1 | 125 | Sigma-Aldrich | CLS2679525-100EA | https://www.sigmaaldrich.com/LT/en
CLS2679738-100EA | CORNING(R) CULTURE FLASK CLOSURE, POLYP& | 1X100EA | 1 | 208 | Sigma-Aldrich | CLS2679738-100EA | https://www.sigmaaldrich.com/LT/en
CLS430490-500EA | CORNING(R) CRYOGENIC VIALS, INTERNAL TH& | 1X500EA | 1 | 481 | Sigma-Aldrich | CLS430490-500EA | https://www.sigmaaldrich.com/LT/en
CLS430491-500EA | CORNING(R) CRYOGENIC VIALS, INTERNAL TH& | 1X500EA | 1 | 498 | Sigma-Aldrich | CLS430491-500EA | https://www.sigmaaldrich.com/LT/en
CLS430492-500EA | CORNING(R) CRYOGENIC VIALS, INTERNAL TH& | 1X500EA | 1 | 498 | Sigma-Aldrich | CLS430492-500EA | https://www.sigmaaldrich.com/LT/en
CLS430499-500EA | CORNING(R) CAP INSERTS FOR CRYOGENIC VI& | 1X500EA | 1 | 51 | Sigma-Aldrich | CLS430499-500EA | https://www.sigmaaldrich.com/LT/en
CLS430588-500EA | CORNING(R) NON-TREATED CULTURE DISHES, & | 1X500EA | 1 | 264 | Sigma-Aldrich | CLS430588-500EA | https://www.sigmaaldrich.com/LT/en
CLS430589-500EA | CORNING(R) NON-TREATED CULTURE DISHES, & | 1X500EA | 1 | 272 | Sigma-Aldrich | CLS430589-500EA | https://www.sigmaaldrich.com/LT/en
CLS430591-500EA | CORNING(R) NON-TREATED CULTURE DISHES, & | 1X500EA | 1 | 453 | Sigma-Aldrich | CLS430591-500EA | https://www.sigmaaldrich.com/LT/en
CLS430639-200EA | CORNING(R) CELL CULTURE FLASKS SURFACE & | 1X200EA | 1 | 377 | Sigma-Aldrich | CLS430639-200EA | https://www.sigmaaldrich.com/LT/en
CLS430656-500EA | CORNING(R) CRYOGENIC VIALS, INTERNAL TH& | 1X500EA | 1 | 498 | Sigma-Aldrich | CLS430656-500EA | https://www.sigmaaldrich.com/LT/en
CLS430658-500EA | CORNING(R) CRYOGENIC VIALS, EXTERNAL TH& | 1X500EA | 1 | 389 | Sigma-Aldrich | CLS430658-500EA | https://www.sigmaaldrich.com/LT/en
CLS430659-500EA | CORNING(R) CRYOGENIC VIALS, EXTERNAL TH& | 1X500EA | 1 | 389 | Sigma-Aldrich | CLS430659-500EA | https://www.sigmaaldrich.com/LT/en
CLS430661-500EA | CORNING(R) CRYOGENIC VIALS, EXTERNAL TH& | 1X500EA | 1 | 389 | Sigma-Aldrich | CLS430661-500EA | https://www.sigmaaldrich.com/LT/en
CLS430662-500EA | CORNING(R) CRYOGENIC VIALS, EXTERNAL TH& | 1X500EA | 1 | 481 | Sigma-Aldrich | CLS430662-500EA | https://www.sigmaaldrich.com/LT/en
CLS430663-500EA | CORNING(R) CRYOGENIC VIALS, EXTERNAL TH& | 1X500EA | 1 | 498 | Sigma-Aldrich | CLS430663-500EA | https://www.sigmaaldrich.com/LT/en
CLS430720-100EA | CORNING(R) CELL CULTURE FLASKS SURFACE & | 1X100EA | 1 | 297 | Sigma-Aldrich | CLS430720-100EA | https://www.sigmaaldrich.com/LT/en
CLS430766-500EA | CORNING(R) CENTRIFUGE TUBES, 15 ML POLY& | 1X500EA | 1 | 227 | Sigma-Aldrich | CLS430766-500EA | https://www.sigmaaldrich.com/LT/en
CLS430776-102EA | CORNING(R) LARGE VOLUME CENTRIFUGE TUB | 1X102EA | 1 | 328 | Sigma-Aldrich | CLS430776-102EA | https://www.sigmaaldrich.com/LT/en
CLS430790-500EA | CORNING(R) CENTRIFUGE TUBES, 15 ML POLY& | 1X500EA | 1 | 224 | Sigma-Aldrich | CLS430790-500EA | https://www.sigmaaldrich.com/LT/en
CLS430791-500EA | CORNING(R) CENTRIFUGE TUBES, 15 ML POLY& | 1X500EA | 1 | 222 | Sigma-Aldrich | CLS430791-500EA | https://www.sigmaaldrich.com/LT/en
CLS430828-100EA | CORNING(R) CENTRIFUGE TUBES, 50 ML POLY& | 1X100EA | 1 | 72 | Sigma-Aldrich | CLS430828-100EA | https://www.sigmaaldrich.com/LT/en
CLS430828-500EA | CORNING(R) CENTRIFUGE TUBES, 50 ML POLY& | 1X500EA | 1 | 256 | Sigma-Aldrich | CLS430828-500EA | https://www.sigmaaldrich.com/LT/en
CLS430829-500EA | CORNING(R) CENTRIFUGE TUBES, 50 ML POLY& | 1X500EA | 1 | 230 | Sigma-Aldrich | CLS430829-500EA | https://www.sigmaaldrich.com/LT/en
CLS430897-100EA | CORNING(R) CENTRIFUGE TUBES, 50 ML SELF& | 1X100EA | 1 | 103 | Sigma-Aldrich | CLS430897-100EA | https://www.sigmaaldrich.com/LT/en
CLS430897-500EA | CORNING(R) CENTRIFUGE TUBES, 50 ML SELF& | 1X500EA | 1 | 276 | Sigma-Aldrich | CLS430897-500EA | https://www.sigmaaldrich.com/LT/en
CLS430909-500EA | CORNING(R) MICROCENTRIFUGE TUBES WITH S& | 1X500EA | 1 | 336 | Sigma-Aldrich | CLS430909-500EA | https://www.sigmaaldrich.com/LT/en
CLS430915-500EA | CORNING(R) MICROCENTRIFUGE TUBES WITH S& | 1X500EA | 1 | 339 | Sigma-Aldrich | CLS430915-500EA | https://www.sigmaaldrich.com/LT/en
CLS430917-500EA | CORNING(R) MICROCENTRIFUGE TUBES WITH S& | 1X500EA | 1 | 250 | Sigma-Aldrich | CLS430917-500EA | https://www.sigmaaldrich.com/LT/en
CLS430921-500EA | CORNING(R) CENTRIFUGE TUBES, 50 ML SELF& | 1X500EA | 1 | 276 | Sigma-Aldrich | CLS430921-500EA | https://www.sigmaaldrich.com/LT/en
CLS430052-500EA | CORNING(R) CENTRIFUGE TUBES, 15 ML POLY& | 1X500EA | 1 | 224 | Sigma-Aldrich | CLS430052-500EA | https://www.sigmaaldrich.com/LT/en
CLS430053-500EA | CORNING(R) CENTRIFUGE TUBES, 15 ML PET,& | 1X500EA | 1 | 227 | Sigma-Aldrich | CLS430053-500EA | https://www.sigmaaldrich.com/LT/en
CLS430055-500EA | CORNING(R) CENTRIFUGE TUBES, 15 ML PET,& | 1X500EA | 1 | 233 | Sigma-Aldrich | CLS430055-500EA | https://www.sigmaaldrich.com/LT/en
CLS430157-500EA | CORNING(R) CULTURE TUBES CELL CULTURE T& | 1X500EA | 1 | 427 | Sigma-Aldrich | CLS430157-500EA | https://www.sigmaaldrich.com/LT/en
CLS430165-500EA | CORNING(R) TISSUE-CULTURE TREATED CULT& | 1X500EA | 1 | 324 | Sigma-Aldrich | CLS430165-500EA | https://www.sigmaaldrich.com/LT/en
CLS430166-500EA | CORNING(R) TISSUE-CULTURE TREATED CULT& | 1X500EA | 1 | 353 | Sigma-Aldrich | CLS430166-500EA | https://www.sigmaaldrich.com/LT/en
CLS430167-100EA | CORNING(R) TISSUE-CULTURE TREATED CULT& | 1X100EA | 1 | 149 | Sigma-Aldrich | CLS430167-100EA | https://www.sigmaaldrich.com/LT/en
CLS430167-500EA | CORNING(R) TISSUE-CULTURE TREATED CULT& | 1X500EA | 1 | 529 | Sigma-Aldrich | CLS430167-500EA | https://www.sigmaaldrich.com/LT/en
CLS430168-500EA | CORNING(R) CELL CULTURE FLASKS SURFACE & | 1X500EA | 1 | 756 | Sigma-Aldrich | CLS430168-500EA | https://www.sigmaaldrich.com/LT/en
CLS430172-500EA | CORNING(R) CULTURE TUBES CELL CULTURE T& | 1X500EA | 1 | 499 | Sigma-Aldrich | CLS430172-500EA | https://www.sigmaaldrich.com/LT/en
CLS430179-100EA | CORNING(R) POLYPROPYLENE BEAKER CONTAIN& | 1X100EA | 1 | 390 | Sigma-Aldrich | CLS430179-100EA | https://www.sigmaaldrich.com/LT/en
CLS430180-500EA | CORNING(R) POLYPROPYLENE BEAKER CONTAIN& | 1X500EA | 1 | 957 | Sigma-Aldrich | CLS430180-500EA | https://www.sigmaaldrich.com/LT/en
CLS430181-500EA | CORNING(R) POLYPROPYLENE BEAKER LID ONL& | 1X500EA | 1 | 308 | Sigma-Aldrich | CLS430181-500EA | https://www.sigmaaldrich.com/LT/en
CLS430196-500EA | CORNING(R) TISSUE-CULTURE TREATED CULT& | 1X500EA | 1 | 394 | Sigma-Aldrich | CLS430196-500EA | https://www.sigmaaldrich.com/LT/en
CLS430290-500EA | CORNING(R) CENTRIFUGE TUBES, 50 ML POLY& | 1X500EA | 1 | 256 | Sigma-Aldrich | CLS430290-500EA | https://www.sigmaaldrich.com/LT/en
CLS430291-500EA | CORNING(R) CENTRIFUGE TUBES, 50 ML POLY& | 1X500EA | 1 | 230 | Sigma-Aldrich | CLS430291-500EA | https://www.sigmaaldrich.com/LT/en
CLS430293-480EA | CORNING(R) TISSUE-CULTURE TREATED CULT& | 1X480EA | 1 | 517 | Sigma-Aldrich | CLS430293-480EA | https://www.sigmaaldrich.com/LT/en
CLS430304-500EA | CORNING(R) CENTRIFUGE TUBES, 50 ML PET,& | 1X500EA | 1 | 369 | Sigma-Aldrich | CLS430304-500EA | https://www.sigmaaldrich.com/LT/en
CLS430372-500EA | CORNING(R) CELL CULTURE FLASKS SURFACE & | 1X500EA | 1 | 756 | Sigma-Aldrich | CLS430372-500EA | https://www.sigmaaldrich.com/LT/en
CLS430487-500EA | CORNING(R) CRYOGENIC VIALS, INTERNAL TH& | 1X500EA | 1 | 389 | Sigma-Aldrich | CLS430487-500EA | https://www.sigmaaldrich.com/LT/en
CLS430488-500EA | CORNING(R) CRYOGENIC VIALS, INTERNAL TH& | 1X500EA | 1 | 389 | Sigma-Aldrich | CLS430488-500EA | https://www.sigmaaldrich.com/LT/en
CLS430489-500EA | CORNING(R) CRYOGENIC VIALS, INTERNAL TH& | 1X500EA | 1 | 389 | Sigma-Aldrich | CLS430489-500EA | https://www.sigmaaldrich.com/LT/en
CLS9186-1000EA | CORNING(R) ASPIRATION PIPETTES VOLUME 2& | 1X1000EA | 1 | 664 | Sigma-Aldrich | CLS9186-1000EA | https://www.sigmaaldrich.com/LT/en
CLS982010-72EA | PYREX(R) CULTURE TUBES, RIMLESS CAPACIT& | 1X72EA | 1 | 69 | Sigma-Aldrich | CLS982010-72EA | https://www.sigmaaldrich.com/LT/en
CLS982012-72EA | PYREX(R) CULTURE TUBES, RIMLESS CAPACIT& | 1X72EA | 1 | 69 | Sigma-Aldrich | CLS982012-72EA | https://www.sigmaaldrich.com/LT/en
CLS982025-72EA | PYREX(R) CULTURE TUBES, RIMLESS CAPACIT& | 1X72EA | 1 | 212 | Sigma-Aldrich | CLS982025-72EA | https://www.sigmaaldrich.com/LT/en
CLS558010-12EA | PYREX(R) CLASS A VOLUMETRIC FLASK WITH & | 1X12EA | 1 | 353 | Sigma-Aldrich | CLS558010-12EA | https://www.sigmaaldrich.com/LT/en
CLS431082-25EA | CORNING(R) CELL CULTURE FLASKS SURFACE & | 1X25EA | 1 | 304 | Sigma-Aldrich | CLS431082-25EA | https://www.sigmaaldrich.com/LT/en
CLS431085-50EA | CORNING(R) CELL CULTURE FLASKS SURFACE & | 1X50EA | 1 | 385 | Sigma-Aldrich | CLS431085-50EA | https://www.sigmaaldrich.com/LT/en
CLS431096-12EA | CORNING(R) VACUUM FILTRATION SYSTEM POL& | 1X12EA | 1 | 149 | Sigma-Aldrich | CLS431096-12EA | https://www.sigmaaldrich.com/LT/en
CLS431097-12EA | CORNING(R) VACUUM FILTRATION SYSTEM POL& | 1X12EA | 1 | 246 | Sigma-Aldrich | CLS431097-12EA | https://www.sigmaaldrich.com/LT/en
CLS431098-12EA | CORNING(R) VACUUM FILTRATION SYSTEM POL& | 1X12EA | 1 | 356 | Sigma-Aldrich | CLS431098-12EA | https://www.sigmaaldrich.com/LT/en
CLS431110-16EA | CORNING(R) SQUARE BIOASSAY DISHES TISSU& | 1X16EA | 1 | 273 | Sigma-Aldrich | CLS431110-16EA | https://www.sigmaaldrich.com/LT/en
CLS431111-16EA | CORNING(R) SQUARE BIOASSAY DISHES WITHO& | 1X16EA | 1 | 255 | Sigma-Aldrich | CLS431111-16EA | https://www.sigmaaldrich.com/LT/en
CLS431117-12EA | CORNING(R) BOTTLE-TOP VACUUM FILTERS, PO | 1X12EA | 1 | 156 | Sigma-Aldrich | CLS431117-12EA | https://www.sigmaaldrich.com/LT/en
CLS431118-12EA | CORNING(R) BOTTLE-TOP VACUUM FILTERS, PO | 1X12EA | 1 | 156 | Sigma-Aldrich | CLS431118-12EA | https://www.sigmaaldrich.com/LT/en
CLS431119-10EA | CORNING(R) CRYOGENIC BOXES, RACKS && | 1X10EA | 1 | 209 | Sigma-Aldrich | CLS431119-10EA | https://www.sigmaaldrich.com/LT/en
CLS431120-10EA | CORNING(R) CRYOGENIC BOXES, RACKS && | 1X10EA | 1 | 308 | Sigma-Aldrich | CLS431120-10EA | https://www.sigmaaldrich.com/LT/en
CLS431121-10EA | CORNING(R) CRYOGENIC BOXES, RACKS && | 1X10EA | 1 | 242 | Sigma-Aldrich | CLS431121-10EA | https://www.sigmaaldrich.com/LT/en
CLS431123-36EA | CORNING LARGE VOLUME CENTRIFUGE TUBE, 5& | 1X36EA | 1 | 338 | Sigma-Aldrich | CLS431123-36EA | https://www.sigmaaldrich.com/LT/en
CLS431143-50EA | CORNING(TM) ERLENMEYER CELL CULTURE FLA& | 1X50EA | 1 | 650 | Sigma-Aldrich | CLS431143-50EA | https://www.sigmaaldrich.com/LT/en
CLS431144-50EA | CORNING(R) ERLENMEYER FLASK POLYCARBONA& | 1X50EA | 1 | 707 | Sigma-Aldrich | CLS431144-50EA | https://www.sigmaaldrich.com/LT/en
CLS431145-25EA | CORNING(R) ERLENMEYER FLASK POLYCARBONA& | 1X25EA | 1 | 474 | Sigma-Aldrich | CLS431145-25EA | https://www.sigmaaldrich.com/LT/en
CLS431146-25EA | CORNING(R) ERLENMEYER FLASK POLYCARBONA& | 1X25EA | 1 | 592 | Sigma-Aldrich | CLS431146-25EA | https://www.sigmaaldrich.com/LT/en
CLS431147-25EA | CORNING(R) ERLENMEYER FLASK POLYCARBONA& | 1X25EA | 1 | 660 | Sigma-Aldrich | CLS431147-25EA | https://www.sigmaaldrich.com/LT/en
CLS431153-12EA | CORNING(R) VACUUM FILTRATION SYSTEM POL& | 1X12EA | 1 | 146 | Sigma-Aldrich | CLS431153-12EA | https://www.sigmaaldrich.com/LT/en
CLS431154-12EA | CORNING(R) VACUUM FILTRATION SYSTEM CEL& | 1X12EA | 1 | 146 | Sigma-Aldrich | CLS431154-12EA | https://www.sigmaaldrich.com/LT/en
CLS431155-12EA | CORNING(R) VACUUM FILTRATION SYSTEM CEL& | 1X12EA | 1 | 146 | Sigma-Aldrich | CLS431155-12EA | https://www.sigmaaldrich.com/LT/en
CLS431160-48EA | CORNING(R) BOTTLE-TOP VACUUM FILTERS, PO | 1X48EA | 1 | 420 | Sigma-Aldrich | CLS431160-48EA | https://www.sigmaaldrich.com/LT/en
CLS431161-48EA | CORNING(R) BOTTLE-TOP STERILE FILTER UN | 1X48EA | 1 | 420 | Sigma-Aldrich | CLS431161-48EA | https://www.sigmaaldrich.com/LT/en
CLS431174-12EA | CORNING(R) BOTTLE-TOP VACUUM FILTERS, PO | 1X12EA | 1 | 264 | Sigma-Aldrich | CLS431174-12EA | https://www.sigmaaldrich.com/LT/en
CLS431175-24EA | CORNING(R) EASY-GRIP ROUND, PLASTIC, STO | 1X24EA | 1 | 121 | Sigma-Aldrich | CLS431175-24EA | https://www.sigmaaldrich.com/LT/en
CLS431205-12EA | CORNING(R) VACUUM FILTRATION SYSTEM CEL& | 1X12EA | 1 | 356 | Sigma-Aldrich | CLS431205-12EA | https://www.sigmaaldrich.com/LT/en
CLS431206-12EA | CORNING(R) VACUUM FILTRATION SYSTEM CEL& | 1X12EA | 1 | 356 | Sigma-Aldrich | CLS431206-12EA | https://www.sigmaaldrich.com/LT/en
CLS431212-50EA | CORNING(R) SYRINGE FILTERS MEMBRANE DIA& | 1X50EA | 1 | 149 | Sigma-Aldrich | CLS431212-50EA | https://www.sigmaaldrich.com/LT/en
CLS431215-50EA | CORNING(R) SYRINGE FILTERS MEMBRANE DIA& | 1X50EA | 1 | 174 | Sigma-Aldrich | CLS431215-50EA | https://www.sigmaaldrich.com/LT/en
CLS431218-50EA | CORNING(R) SYRINGE FILTERS, STERILE, CE& | 1X50EA | 1 | 186 | Sigma-Aldrich | CLS431218-50EA | https://www.sigmaaldrich.com/LT/en
CLS431219-50EA | CORNING(R) SYRINGE FILTERS MEMBRANE DIA& | 1X50EA | 1 | 186 | Sigma-Aldrich | CLS431219-50EA | https://www.sigmaaldrich.com/LT/en
CLS431220-50EA | CORNING(R) SYRINGE FILTERS MEMBRANE DIA& | 1X50EA | 1 | 186 | Sigma-Aldrich | CLS431220-50EA | https://www.sigmaaldrich.com/LT/en
CLS431221-50EA | CORNING(R) SYRINGE FILTERS MEMBRANE DIA& | 1X50EA | 1 | 186 | Sigma-Aldrich | CLS431221-50EA | https://www.sigmaaldrich.com/LT/en
CLS431222-50EA | CORNING(R) SYRINGE FILTERS MEMBRANE DIA& | 1X50EA | 1 | 186 | Sigma-Aldrich | CLS431222-50EA | https://www.sigmaaldrich.com/LT/en
CLS431224-50EA | CORNING(R) SYRINGE FILTERS MEMBRANE DIA& | 1X50EA | 1 | 186 | Sigma-Aldrich | CLS431224-50EA | https://www.sigmaaldrich.com/LT/en
CLS431225-50EA | CORNING(R) SYRINGE FILTERS MEMBRANE DIA& | 1X50EA | 1 | 186 | Sigma-Aldrich | CLS431225-50EA | https://www.sigmaaldrich.com/LT/en
CLS431227-12EA | CORNING(R) SYRINGE FILTERS MEMBRANE DIA& | 1X12EA | 1 | 208 | Sigma-Aldrich | CLS431227-12EA | https://www.sigmaaldrich.com/LT/en
CLS431229-50EA | CORNING(R) SYRINGE FILTERS MEMBRANE DIA& | 1X50EA | 1 | 186 | Sigma-Aldrich | CLS431229-50EA | https://www.sigmaaldrich.com/LT/en
CLS431231-50EA | CORNING(R) SYRINGE FILTERS MEMBRANE DIA& | 1X50EA | 1 | 189 | Sigma-Aldrich | CLS431231-50EA | https://www.sigmaaldrich.com/LT/en
CLS431272-16EA | CORNING(R) SQUARE BIOASSAY DISHES WITH & | 1X16EA | 1 | 255 | Sigma-Aldrich | CLS431272-16EA | https://www.sigmaaldrich.com/LT/en
CLS431301-20EA | CORNING(R) SQUARE BIOASSAY DISHES LOW P& | 1X20EA | 1 | 313 | Sigma-Aldrich | CLS431301-20EA | https://www.sigmaaldrich.com/LT/en
CLS431306-84EA | CORNING(R) 175 CM2 CELL CULTURE FLASK W& | 1X84EA | 1 | 1067 | Sigma-Aldrich | CLS431306-84EA | https://www.sigmaaldrich.com/LT/en
CLS4485-1000EA | CORNING(R) STRIPETTE(R) SEROLOGICAL PIP& | 1X1000EA | 1 | 273 | Sigma-Aldrich | CLS4485-1000EA | https://www.sigmaaldrich.com/LT/en
CLS4486-1000EA | CORNING(R) STRIPETTE(R) SEROLOGICAL PIP& | 1X1000EA | 1 | 301 | Sigma-Aldrich | CLS4486-1000EA | https://www.sigmaaldrich.com/LT/en
CLS4500125-1EA | CORNING(R) PROCULTURE(TM) SPINNER FLASK& | 1X1EA | 1 | 852 | Sigma-Aldrich | CLS4500125-1EA | https://www.sigmaaldrich.com/LT/en
CLS450015L-1EA | CORNING(R) PROCULTURE(TM) SPINNER FLASK& | 1X1EA | 1 | 2677 | Sigma-Aldrich | CLS450015L-1EA | https://www.sigmaaldrich.com/LT/en
CLS450036L-1EA | CORNING(R) PROCULTURE(TM) SPINNER FLASK& | 1X1EA | 1 | 3909 | Sigma-Aldrich | CLS450036L-1EA | https://www.sigmaaldrich.com/LT/en
CLS4500500-1EA | CORNING(R) PROCULTURE(TM) SPINNER FLASK& | 1X1EA | 1 | 935 | Sigma-Aldrich | CLS4500500-1EA | https://www.sigmaaldrich.com/LT/en
CLS450215L-1EA | CORNING(R) PROCULTURE(TM) SPINNER FLASK& | 1X1EA | 1 | 2700 | Sigma-Aldrich | CLS450215L-1EA | https://www.sigmaaldrich.com/LT/en
CLS450236L-1EA | CORNING(R) PROCULTURE(TM) SPINNER FLASK& | 1X1EA | 1 | 4032 | Sigma-Aldrich | CLS450236L-1EA | https://www.sigmaaldrich.com/LT/en
CLS451015L-1EA | CORNING(R) PROCULTURE(TM) SPINNER FLASK& | 1X1EA | 1 | 2532 | Sigma-Aldrich | CLS451015L-1EA | https://www.sigmaaldrich.com/LT/en
CLS451036L-1EA | CORNING(R) PROCULTURE(TM) SPINNER FLASK& | 1X1EA | 1 | 3853 | Sigma-Aldrich | CLS451036L-1EA | https://www.sigmaaldrich.com/LT/en
CLS451215L-1EA | CORNING(R) PROCULTURE(TM) SPINNER FLASK& | 1X1EA | 1 | 2610 | Sigma-Aldrich | CLS451215L-1EA | https://www.sigmaaldrich.com/LT/en
CLS451236L-1EA | CORNING(R) PROCULTURE(TM) SPINNER FLASK& | 1X1EA | 1 | 3932 | Sigma-Aldrich | CLS451236L-1EA | https://www.sigmaaldrich.com/LT/en
CLS451515L-1EA | CORNING(R) DIRECT DRIVE ASSEMBLIES FOR & | 1X1EA | 1 | 431 | Sigma-Aldrich | CLS451515L-1EA | https://www.sigmaaldrich.com/LT/en
CLS451536L-1EA | CORNING(R) DIRECT DRIVE ASSEMBLIES FOR & | 1X1EA | 1 | 440 | Sigma-Aldrich | CLS451536L-1EA | https://www.sigmaaldrich.com/LT/en
CLS4519100-1EA | CORNING(R) PROCULTURE(TM) SPINNER FLASK& | 1X1EA | 1 | 478 | Sigma-Aldrich | CLS4519100-1EA | https://www.sigmaaldrich.com/LT/en
CLS4519102-1EA | CORNING(R) PROCULTURE(TM) SPINNER FLASK& | 1X1EA | 1 | 503 | Sigma-Aldrich | CLS4519102-1EA | https://www.sigmaaldrich.com/LT/en
CLS4519104-1EA | CORNING(R) PROCULTURE(TM) SPINNER FLASK& | 1X1EA | 1 | 801 | Sigma-Aldrich | CLS4519104-1EA | https://www.sigmaaldrich.com/LT/en
CLS4519106-1EA | CORNING(R) PROCULTURE(TM) SPINNER FLASK& | 1X1EA | 1 | 298 | Sigma-Aldrich | CLS4519106-1EA | https://www.sigmaaldrich.com/LT/en
CLS4519108-1EA | CORNING(R) PROCULTURE(TM) SPINNER FLASK& | 1X1EA | 1 | 319 | Sigma-Aldrich | CLS4519108-1EA | https://www.sigmaaldrich.com/LT/en
CLS4519110-1EA | CORNING(R) PROCULTURE(TM) SPINNER FLASK& | 1X1EA | 1 | 319 | Sigma-Aldrich | CLS4519110-1EA | https://www.sigmaaldrich.com/LT/en
CLS4519112-1EA | CORNING(R) PROCULTURE(TM) SPINNER FLASK& | 1X1EA | 1 | 754 | Sigma-Aldrich | CLS4519112-1EA | https://www.sigmaaldrich.com/LT/en
CLS4519114-1EA | CORNING(R) PROCULTURE(TM) SPINNER FLASK& | 1X1EA | 1 | 754 | Sigma-Aldrich | CLS4519114-1EA | https://www.sigmaaldrich.com/LT/en
CLS4519116-1EA | CORNING(R) PROCULTURE(TM) SPINNER FLASK& | 1X1EA | 1 | 791 | Sigma-Aldrich | CLS4519116-1EA | https://www.sigmaaldrich.com/LT/en
CLS4519118-1EA | CORNING(R) PROCULTURE(TM) SPINNER FLASK& | 1X1EA | 1 | 791 | Sigma-Aldrich | CLS4519118-1EA | https://www.sigmaaldrich.com/LT/en
CLS4519120-1EA | CORNING(R) PROCULTURE(TM) SPINNER FLASK& | 1X1EA | 1 | 768 | Sigma-Aldrich | CLS4519120-1EA | https://www.sigmaaldrich.com/LT/en
CLS4519122-1EA | CORNING(R) PROCULTURE(TM) SPINNER FLASK& | 1X1EA | 1 | 768 | Sigma-Aldrich | CLS4519122-1EA | https://www.sigmaaldrich.com/LT/en
CLS4519124-1EA | CORNING(R) PROCULTURE(TM) SPINNER FLASK& | 1X1EA | 1 | 628 | Sigma-Aldrich | CLS4519124-1EA | https://www.sigmaaldrich.com/LT/en
CLS4519126-1EA | CORNING(R) PROCULTURE(TM) SPINNER FLASK& | 1X1EA | 1 | 676 | Sigma-Aldrich | CLS4519126-1EA | https://www.sigmaaldrich.com/LT/en
CLS4519128-1EA | CORNING(R) PROCULTURE(TM) SPINNER FLASK& | 1X1EA | 1 | 319 | Sigma-Aldrich | CLS4519128-1EA | https://www.sigmaaldrich.com/LT/en
CLS3208-1000EA | CORNING(R) MICROCENTRIFUGE TUBES, SNAP-& | 1X1000EA | 1 | 120 | Sigma-Aldrich | CLS3208-1000EA | https://www.sigmaaldrich.com/LT/en
CLS3209-1000EA | CORNING(R) MICROCENTRIFUGE TUBES, SNAP-& | 1X1000EA | 1 | 120 | Sigma-Aldrich | CLS3209-1000EA | https://www.sigmaaldrich.com/LT/en
CLS3213-1000EA | CORNING(R) MICROCENTRIFUGE TUBES, SNAP-& | 1X1000EA | 1 | 102 | Sigma-Aldrich | CLS3213-1000EA | https://www.sigmaaldrich.com/LT/en
CLS3621-5000EA | CORNING(R) MICROCENTRIFUGE TUBES, SNAP-& | 1X5000EA | 1 | 404 | Sigma-Aldrich | CLS3621-5000EA | https://www.sigmaaldrich.com/LT/en
CLS3740-1250EA | CORNING(R) THERMOWELL(R) GOLD 8 WELL PC& | 1X1250EA | 1 | 1423 | Sigma-Aldrich | CLS3740-1250EA | https://www.sigmaaldrich.com/LT/en
CLS3741-1250EA | CORNING(R) THERMOWELL(R) GOLD 8 WELL PC& | 1X1250EA | 1 | 1423 | Sigma-Aldrich | CLS3741-1250EA | https://www.sigmaaldrich.com/LT/en
CLS3742-1250EA | CORNING(R) THERMOWELL(R) GOLD 8 WELL PC& | 1X1250EA | 1 | 556 | Sigma-Aldrich | CLS3742-1250EA | https://www.sigmaaldrich.com/LT/en
CLS3743-1250EA | CORNING(R) THERMOWELL(R) GOLD 8 WELL PC& | 1X1250EA | 1 | 556 | Sigma-Aldrich | CLS3743-1250EA | https://www.sigmaaldrich.com/LT/en
CLS3744-1000EA | CORNING(R) THERMOWELL(R) PCR TUBES CAPA& | 1X1000EA | 1 | 140 | Sigma-Aldrich | CLS3744-1000EA | https://www.sigmaaldrich.com/LT/en
CLS3745-1000EA | CORNING(R) THERMOWELL(R) PCR TUBES CAPA& | 1X1000EA | 1 | 140 | Sigma-Aldrich | CLS3745-1000EA | https://www.sigmaaldrich.com/LT/en
CLS3746-1000EA | CORNING(R) THERMOWELL(R) PCR TUBES CAPA& | 1X1000EA | 1 | 140 | Sigma-Aldrich | CLS3746-1000EA | https://www.sigmaaldrich.com/LT/en
CLS3747-1000EA | CORNING(R) THERMOWELL(R) PCR TUBES CAPA& | 1X1000EA | 1 | 140 | Sigma-Aldrich | CLS3747-1000EA | https://www.sigmaaldrich.com/LT/en
CLS3748-1250EA | CORNING(R) THERMOWELL(R) GOLD 8 WELL PC& | 1X1250EA | 1 | 556 | Sigma-Aldrich | CLS3748-1250EA | https://www.sigmaaldrich.com/LT/en
CLS3749-1000EA | CORNING(R) THERMOWELL(R) PCR TUBES CAPA& | 1X1000EA | 1 | 108 | Sigma-Aldrich | CLS3749-1000EA | https://www.sigmaaldrich.com/LT/en
CLS3750-1000EA | CORNING(R) THERMOWELL(R) PCR TUBES CAPA& | 1X1000EA | 1 | 108 | Sigma-Aldrich | CLS3750-1000EA | https://www.sigmaaldrich.com/LT/en
CLS4010-1000EA | CORNING(R) STRIPETTE(R) SEROLOGICAL PIP& | 1X1000EA | 1 | 285 | Sigma-Aldrich | CLS4010-1000EA | https://www.sigmaaldrich.com/LT/en
CLS4020-1000EA | CORNING(R) STRIPETTE(R) SEROLOGICAL PIP& | 1X1000EA | 1 | 278 | Sigma-Aldrich | CLS4020-1000EA | https://www.sigmaaldrich.com/LT/en
CLS430015-12EA | CORNING(R) BOTTLE-TOP STERILE FILTER UN& | 1X12EA | 1 | 264 | Sigma-Aldrich | CLS430015-12EA | https://www.sigmaaldrich.com/LT/en
CLS430049-12EA | CORNING(R) BOTTLE-TOP STERILE FILTER UN& | 1X12EA | 1 | 156 | Sigma-Aldrich | CLS430049-12EA | https://www.sigmaaldrich.com/LT/en
CLS430182-50EA | CORNING(R) POLYSTYRENE GRADUATED CYLIND& | 1X50EA | 1 | 353 | Sigma-Aldrich | CLS430182-50EA | https://www.sigmaaldrich.com/LT/en
CLS430183-50EA | CORNING(R) ERLENMEYER FLASK POLYCARBONA& | 1X50EA | 1 | 603 | Sigma-Aldrich | CLS430183-50EA | https://www.sigmaaldrich.com/LT/en
CLS430186-12EA | CORNING(R) VACUUM FILTRATION SYSTEM CEL& | 1X12EA | 1 | 356 | Sigma-Aldrich | CLS430186-12EA | https://www.sigmaaldrich.com/LT/en
CLS430281-24EA | CORNING(R) EASY-GRIP ROUND, PLASTIC, STO | 1X24EA | 1 | 125 | Sigma-Aldrich | CLS430281-24EA | https://www.sigmaaldrich.com/LT/en
CLS430282-24EA | CORNING(R) EASY-GRIP ROUND, PLASTIC, STO | 1X24EA | 1 | 171 | Sigma-Aldrich | CLS430282-24EA | https://www.sigmaaldrich.com/LT/en
CLS430314-12EA | CORNING(R) FILTER-TOP CENTRIFUGE TUBES & | 1X12EA | 1 | 123 | Sigma-Aldrich | CLS430314-12EA | https://www.sigmaaldrich.com/LT/en
CLS430320-12EA | CORNING(R) FILTER-TOP CENTRIFUGE TUBES & | 1X12EA | 1 | 123 | Sigma-Aldrich | CLS430320-12EA | https://www.sigmaaldrich.com/LT/en
CLS430421-50EA | CORNING(R) ERLENMEYER FLASK POLYCARBONA& | 1X50EA | 1 | 509 | Sigma-Aldrich | CLS430421-50EA | https://www.sigmaaldrich.com/LT/en
CLS430422-25EA | CORNING(R) ERLENMEYER FLASK POLYCARBONA& | 1X25EA | 1 | 426 | Sigma-Aldrich | CLS430422-25EA | https://www.sigmaaldrich.com/LT/en
CLS430513-12EA | CORNING(R) BOTTLE-TOP STERILE FILTER UN& | 1X12EA | 1 | 156 | Sigma-Aldrich | CLS430513-12EA | https://www.sigmaaldrich.com/LT/en
CLS430514-12EA | CORNING(R) BOTTLE-TOP STERILE FILTER UN& | 1X12EA | 1 | 156 | Sigma-Aldrich | CLS430514-12EA | https://www.sigmaaldrich.com/LT/en
CLS430515-12EA | CORNING(R) VACUUM FILTRATION SYSTEM NYL& | 1X12EA | 1 | 356 | Sigma-Aldrich | CLS430515-12EA | https://www.sigmaaldrich.com/LT/en
CLS430516-12EA | CORNING(R) VACUUM FILTRATION SYSTEM CEL& | 1X12EA | 1 | 356 | Sigma-Aldrich | CLS430516-12EA | https://www.sigmaaldrich.com/LT/en
CLS430517-12EA | CORNING(R) VACUUM FILTRATION SYSTEM CEL& | 1X12EA | 1 | 356 | Sigma-Aldrich | CLS430517-12EA | https://www.sigmaaldrich.com/LT/en
CLS430518-24EA | CORNING(R) EASY-GRIP ROUND, PLASTIC, STO | 1X24EA | 1 | 256 | Sigma-Aldrich | CLS430518-24EA | https://www.sigmaaldrich.com/LT/en
CLS430521-12EA | CORNING(R) BOTTLE-TOP VACUUM FILTERS, PO | 1X12EA | 1 | 156 | Sigma-Aldrich | CLS430521-12EA | https://www.sigmaaldrich.com/LT/en
CLS430597-60EA | CORNING(R) NON-TREATED CULTURE DISHES, & | 1X60EA | 1 | 221 | Sigma-Aldrich | CLS430597-60EA | https://www.sigmaaldrich.com/LT/en
CLS430599-60EA | CORNING(R) TISSUE-CULTURE TREATED CULT& | 1X60EA | 1 | 261 | Sigma-Aldrich | CLS430599-60EA | https://www.sigmaaldrich.com/LT/en
CLS430624-48EA | CORNING(R) BOTTLE-TOP VACUUM FILTERS, PO | 1X48EA | 1 | 420 | Sigma-Aldrich | CLS430624-48EA | https://www.sigmaaldrich.com/LT/en
CLS430625-48EA | CORNING(R) BOTTLE-TOP VACUUM FILTERS, PO | 1X48EA | 1 | 420 | Sigma-Aldrich | CLS430625-48EA | https://www.sigmaaldrich.com/LT/en
CLS430626-48EA | CORNING(R) BOTTLE-TOP VACUUM FILTERS, PO | 1X48EA | 1 | 420 | Sigma-Aldrich | CLS430626-48EA | https://www.sigmaaldrich.com/LT/en
CLS430627-48EA | CORNING(R) BOTTLE-TOP VACUUM FILTERS, PO | 1X48EA | 1 | 420 | Sigma-Aldrich | CLS430627-48EA | https://www.sigmaaldrich.com/LT/en
CLS430756-12EA | CORNING(R) VACUUM FILTRATION SYSTEM CEL& | 1X12EA | 1 | 149 | Sigma-Aldrich | CLS430756-12EA | https://www.sigmaaldrich.com/LT/en
CLS430758-12EA | CORNING(R) VACUUM FILTRATION SYSTEM CEL& | 1X12EA | 1 | 246 | Sigma-Aldrich | CLS430758-12EA | https://www.sigmaaldrich.com/LT/en
CLS430767-12EA | CORNING(R) VACUUM FILTRATION SYSTEM CEL& | 1X12EA | 1 | 149 | Sigma-Aldrich | CLS430767-12EA | https://www.sigmaaldrich.com/LT/en
CLS430768-12EA | CORNING(R) VACUUM FILTRATION SYSTEM CEL& | 1X12EA | 1 | 149 | Sigma-Aldrich | CLS430768-12EA | https://www.sigmaaldrich.com/LT/en
CLS430769-12EA | CORNING(R) VACUUM FILTRATION SYSTEM CEL& | 1X12EA | 1 | 246 | Sigma-Aldrich | CLS430769-12EA | https://www.sigmaaldrich.com/LT/en
CLS430770-12EA | CORNING(R) VACUUM FILTRATION SYSTEM CEL& | 1X12EA | 1 | 246 | Sigma-Aldrich | CLS430770-12EA | https://www.sigmaaldrich.com/LT/en
CLS430771-12EA | CORNING(R) VACUUM FILTRATION SYSTEM NYL& | 1X12EA | 1 | 149 | Sigma-Aldrich | CLS430771-12EA | https://www.sigmaaldrich.com/LT/en
CLS430773-12EA | CORNING(R) VACUUM FILTRATION SYSTEM NYL& | 1X12EA | 1 | 246 | Sigma-Aldrich | CLS430773-12EA | https://www.sigmaaldrich.com/LT/en
CLS430823-50EA | CORNING(R) CELL CULTURE FLASKS SURFACE & | 1X50EA | 1 | 274 | Sigma-Aldrich | CLS430823-50EA | https://www.sigmaaldrich.com/LT/en
CLS430824-50EA | CORNING(R) CELL CULTURE FLASKS SURFACE & | 1X50EA | 1 | 274 | Sigma-Aldrich | CLS430824-50EA | https://www.sigmaaldrich.com/LT/en
CLS431079-50EA | CORNING(R) CELL CULTURE FLASKS SURFACE & | 1X50EA | 1 | 385 | Sigma-Aldrich | CLS431079-50EA | https://www.sigmaaldrich.com/LT/en
CLS431080-50EA | CORNING(R) CELL CULTURE FLASKS SURFACE & | 1X50EA | 1 | 431 | Sigma-Aldrich | CLS431080-50EA | https://www.sigmaaldrich.com/LT/en
CLS431081-25EA | CORNING(R) CELL CULTURE FLASKS SURFACE & | 1X25EA | 1 | 269 | Sigma-Aldrich | CLS431081-25EA | https://www.sigmaaldrich.com/LT/en
CLS606090-1EA | PYREX(R) BUCHNER FUNNEL, WITH PERFORATE& | 1X1EA | 1 | 298 | Sigma-Aldrich | CLS606090-1EA | https://www.sigmaaldrich.com/LT/en
CLS6531-960EA | CORNING(R) PCR TUBES VOLUME 0.2 ML, CAP& | 1X960EA | 1 | 203 | Sigma-Aldrich | CLS6531-960EA | https://www.sigmaaldrich.com/LT/en
CLS6542-300EA | CORNING(R)THERMOWELL PCR 8 WELL STRIP& | 1X300EA | 1 | 662 | Sigma-Aldrich | CLS6542-300EA | https://www.sigmaaldrich.com/LT/en
CLS6547-300EA | CORNING(R)THERMOWELL PCR 8 WELL STRIP& | 1X300EA | 1 | 662 | Sigma-Aldrich | CLS6547-300EA | https://www.sigmaaldrich.com/LT/en
CLS6570-100EA | CORNING(R) SEALING TAPES ALUMINUM SEALI& | 1X100EA | 1 | 81 | Sigma-Aldrich | CLS6570-100EA | https://www.sigmaaldrich.com/LT/en
CLS6571-960EA | CORNING(R) PCR TUBES VOLUME 0.2 ML, CAP& | 1X960EA | 1 | 209 | Sigma-Aldrich | CLS6571-960EA | https://www.sigmaaldrich.com/LT/en
CLS6575-100EA | CORNING(R) UNIVERSAL OPTICAL SEALING TAP | 1X100EA | 1 | 519 | Sigma-Aldrich | CLS6575-100EA | https://www.sigmaaldrich.com/LT/en
CLS8161-100EA | COSTAR(R) SPIN-X(R) CENTRIFUGE TUBE FIL& | 1X100EA | 1 | 209 | Sigma-Aldrich | CLS8161-100EA | https://www.sigmaaldrich.com/LT/en
CLS8163-100EA | COSTAR(R) SPIN-X(R) CENTRIFUGE TUBE FIL& | 1X100EA | 1 | 217 | Sigma-Aldrich | CLS8163-100EA | https://www.sigmaaldrich.com/LT/en
CLS8169-200EA | COSTAR(R) SPIN-X(R) CENTRIFUGE TUBE FIL& | 1X200EA | 1 | 464 | Sigma-Aldrich | CLS8169-200EA | https://www.sigmaaldrich.com/LT/en
CLS8170-200EA | COSTAR(R) SPIN-X(R) CENTRIFUGE TUBE FIL& | 1X200EA | 1 | 464 | Sigma-Aldrich | CLS8170-200EA | https://www.sigmaaldrich.com/LT/en
CLS9017-100EA | CORNING(TM) 96 WELL EIA/RIA ASSAY MICROP | 1X100EA | 1 | 280 | Sigma-Aldrich | CLS9017-100EA | https://www.sigmaaldrich.com/LT/en
CLS9018-100EA | CORNING(TM) 96 WELL EIA/RIA ASSAY MICROP | 1X100EA | 1 | 291 | Sigma-Aldrich | CLS9018-100EA | https://www.sigmaaldrich.com/LT/en
CLS9099-200EA | CORNING(R) ASPIRATION PIPETTES VOLUME 5& | 1X200EA | 1 | 170 | Sigma-Aldrich | CLS9099-200EA | https://www.sigmaaldrich.com/LT/en
CLS4872-200EA | CORNING(R) COSTAR(R) REAGENT RESERVOIRS& | 1X200EA | 1 | 362 | Sigma-Aldrich | CLS4872-200EA | https://www.sigmaaldrich.com/LT/en
CLS4873-100EA | CORNING(R) COSTAR(R) REAGENT RESERVOIRS& | 1X100EA | 1 | 414 | Sigma-Aldrich | CLS4873-100EA | https://www.sigmaaldrich.com/LT/en
CLS4876-100EA | CORNING TRANSTAR DISP RESERV LINER,OPEN | 1X100EA | 1 | 222 | Sigma-Aldrich | CLS4876-100EA | https://www.sigmaaldrich.com/LT/en
CLS4877-100EA | CORNING(R) TRANSTAR(R) LIQUID HANDLING & | 1X100EA | 1 | 251 | Sigma-Aldrich | CLS4877-100EA | https://www.sigmaaldrich.com/LT/en
CLS4878-100EA | CORNING TRANSTAR DISP RESERV LINER,8 CHN | 1X100EA | 1 | 244 | Sigma-Aldrich | CLS4878-100EA | https://www.sigmaaldrich.com/LT/en
CLS3915-100EA | CORNING(TM) 96 WELL SOLID BLACK POLYSTYR | 1X100EA | 1 | 592 | Sigma-Aldrich | CLS3915-100EA | https://www.sigmaaldrich.com/LT/en
CLS3916-100EA | CORNING(TM) 96 WELL SOLID BLACK POLYSTYR | 1X100EA | 1 | 695 | Sigma-Aldrich | CLS3916-100EA | https://www.sigmaaldrich.com/LT/en
CLS3917-100EA | CORNING(R)#96 WELL SOLID WHITE POLYSTYRE | 1X100EA | 1 | 754 | Sigma-Aldrich | CLS3917-100EA | https://www.sigmaaldrich.com/LT/en
CLS3922-100EA | CORNING(R) 96 WELL PLATES BLACK FLAT BO | 1X100EA | 1 | 548 | Sigma-Aldrich | CLS3922-100EA | https://www.sigmaaldrich.com/LT/en
CLS3925-100EA | CORNING(R) 96 WELL PLATES BLACK FLAT BO& | 1X100EA | 1 | 548 | Sigma-Aldrich | CLS3925-100EA | https://www.sigmaaldrich.com/LT/en
CLS3930-100EA | CORNING(R) 96 WELL PLATE LIDS AND MATS & | 1X100EA | 1 | 319 | Sigma-Aldrich | CLS3930-100EA | https://www.sigmaaldrich.com/LT/en
CLS3957-100EA | CORNING(R) 96 WELL STORAGE PLATES, BLOC& | 1X100EA | 1 | 864 | Sigma-Aldrich | CLS3957-100EA | https://www.sigmaaldrich.com/LT/en
CLS3959-100EA | CORNING(R) 96 WELL STORAGE PLATES, BLOC& | 1X100EA | 1 | 742 | Sigma-Aldrich | CLS3959-100EA | https://www.sigmaaldrich.com/LT/en
CLS3961-100EA | CORNING(R) 96 WELL STORAGE PLATES, BLOC& | 1X100EA | 1 | 1266 | Sigma-Aldrich | CLS3961-100EA | https://www.sigmaaldrich.com/LT/en
CLS3965-100EA | CORNING(R) 384 WELL DEEP WELL PLATE | 1X100EA | 1 | 1094 | Sigma-Aldrich | CLS3965-100EA | https://www.sigmaaldrich.com/LT/en
CLS4011-100EA | CORNING(R) STRIPETTE(R) SEROLOGICAL PIP& | 1X100EA | 1 | 38 | Sigma-Aldrich | CLS4011-100EA | https://www.sigmaaldrich.com/LT/en
CLS4012-200EA | CORNING(R) STRIPETTE(R) SEROLOGICAL PIP& | 1X200EA | 1 | 73 | Sigma-Aldrich | CLS4012-200EA | https://www.sigmaaldrich.com/LT/en
CLS4050-500EA | CORNING(R) STRIPETTE(R) SEROLOGICAL PIP& | 1X500EA | 1 | 246 | Sigma-Aldrich | CLS4050-500EA | https://www.sigmaaldrich.com/LT/en
CLS4051-200EA | CORNING(R) STRIPETTE(R) SEROLOGICAL PIP& | 1X200EA | 1 | 85 | Sigma-Aldrich | CLS4051-200EA | https://www.sigmaaldrich.com/LT/en
CLS4100-500EA | CORNING(R) STRIPETTE(R) SEROLOGICAL PIP& | 1X500EA | 1 | 258 | Sigma-Aldrich | CLS4100-500EA | https://www.sigmaaldrich.com/LT/en
CLS4101-200EA | CORNING(R) STRIPETTE(R) SEROLOGICAL PIP& | 1X200EA | 1 | 87 | Sigma-Aldrich | CLS4101-200EA | https://www.sigmaaldrich.com/LT/en
CLS4250-200EA | CORNING(R) STRIPETTE(R) SEROLOGICAL PIP& | 1X200EA | 1 | 190 | Sigma-Aldrich | CLS4250-200EA | https://www.sigmaaldrich.com/LT/en
CLS4251-200EA | CORNING(R) STRIPETTE(R) SEROLOGICAL PIP& | 1X200EA | 1 | 172 | Sigma-Aldrich | CLS4251-200EA | https://www.sigmaaldrich.com/LT/en
CLS430236-6EA | SUPPORT CUSHION FOR CORNING(R) LARGE VO& | 1X6EA | 1 | 154 | Sigma-Aldrich | CLS430236-6EA | https://www.sigmaaldrich.com/LT/en
CLS430525-1EA | CORNING(R) CRYOGENIC BOXES, RACKS && | 1X1EA | 1 | 165 | Sigma-Aldrich | CLS430525-1EA | https://www.sigmaaldrich.com/LT/en
CLS430776-6EA | CORNING(R) LARGE VOLUME CENTRIFUGE TUB | 1X6EA | 1 | 27 | Sigma-Aldrich | CLS430776-6EA | https://www.sigmaaldrich.com/LT/en
CLS431123-6EA | CORNING LARGE VOLUME CENTRIFUGE TUBE, 5& | 1X6EA | 1 | 79 | Sigma-Aldrich | CLS431123-6EA | https://www.sigmaaldrich.com/LT/en
CLS431124-6EA | SUPPORT CUSHION FOR CORNING(R) LARGE VO& | 1X6EA | 1 | 235 | Sigma-Aldrich | CLS431124-6EA | https://www.sigmaaldrich.com/LT/en
CLS431131-2EA | CORNING(R) CRYOGENIC BOXES, RACKS && | 1X2EA | 1 | 116 | Sigma-Aldrich | CLS431131-2EA | https://www.sigmaaldrich.com/LT/en
CLS431252-4EA | CORNING(R) ERLENMEYER (FERNBACH DESIGN)& | 1X4EA | 1 | 390 | Sigma-Aldrich | CLS431252-4EA | https://www.sigmaaldrich.com/LT/en
CLS431253-4EA | CORNING(R) FERNBACH CULTURE FLASK, POLY& | 1X4EA | 1 | 407 | Sigma-Aldrich | CLS431253-4EA | https://www.sigmaaldrich.com/LT/en
CLS431255-6EA | CORNING(R) ERLENMEYER FLASK POLYCARBONA& | 1X6EA | 1 | 452 | Sigma-Aldrich | CLS431255-6EA | https://www.sigmaaldrich.com/LT/en
CLS431256-6EA | CORNING(R) ERLENMEYER FLASK POLYCARBONA& | 1X6EA | 1 | 452 | Sigma-Aldrich | CLS431256-6EA | https://www.sigmaaldrich.com/LT/en
CLS4401-960EA | CORNING(R) 96 WELL PP 1.2 ML CLUSTER TU& | 1X960EA | 1 | 128 | Sigma-Aldrich | CLS4401-960EA | https://www.sigmaaldrich.com/LT/en
CLS4410-960EA | CORNING(R) MICROCENTRIFUGE TUBES 1.2ML,& | 1X960EA | 1 | 261 | Sigma-Aldrich | CLS4410-960EA | https://www.sigmaaldrich.com/LT/en
CLS4484-100EA | CORNING(R) STRIPETTE(R) SEROLOGICAL PIP& | 1X100EA | 1 | 810 | Sigma-Aldrich | CLS4484-100EA | https://www.sigmaaldrich.com/LT/en
CLS4486-100EA | CORNING(R) STRIPETTE(R) SEROLOGICAL PIP& | 1X100EA | 1 | 42 | Sigma-Aldrich | CLS4486-100EA | https://www.sigmaaldrich.com/LT/en
CLS4487-200EA | CORNING(R) STRIPETTE(R) SEROLOGICAL PIP& | 1X200EA | 1 | 92 | Sigma-Aldrich | CLS4487-200EA | https://www.sigmaaldrich.com/LT/en
CLS4488-200EA | CORNING(R) STRIPETTE(R) SEROLOGICAL PIP& | 1X200EA | 1 | 93 | Sigma-Aldrich | CLS4488-200EA | https://www.sigmaaldrich.com/LT/en
CLS4489-200EA | CORNING(R) STRIPETTE(R) SEROLOGICAL PIP& | 1X200EA | 1 | 172 | Sigma-Aldrich | CLS4489-200EA | https://www.sigmaaldrich.com/LT/en
CLS4490-100EA | CORNING(R) STRIPETTE(R) SEROLOGICAL PIP& | 1X100EA | 1 | 192 | Sigma-Aldrich | CLS4490-100EA | https://www.sigmaaldrich.com/LT/en
CLS4492-200EA | CORNING(R) STRIPETTE(R) SEROLOGICAL PIP& | 1X200EA | 1 | 144 | Sigma-Aldrich | CLS4492-200EA | https://www.sigmaaldrich.com/LT/en
CLS4500-100EA | CORNING(R) STRIPETTE(R) SEROLOGICAL PIP& | 1X100EA | 1 | 186 | Sigma-Aldrich | CLS4500-100EA | https://www.sigmaaldrich.com/LT/en
CLS45003L-1EA | CORNING(R) PROCULTURE(TM) SPINNER FLASK& | 1X1EA | 1 | 1524 | Sigma-Aldrich | CLS45003L-1EA | https://www.sigmaaldrich.com/LT/en
CLS45006L-1EA | CORNING(R) PROCULTURE(TM) SPINNER FLASK& | 1X1EA | 1 | 1792 | Sigma-Aldrich | CLS45006L-1EA | https://www.sigmaaldrich.com/LT/en
CLS45008L-1EA | CORNING(R) PROCULTURE(TM) SPINNER FLASK& | 1X1EA | 1 | 2072 | Sigma-Aldrich | CLS45008L-1EA | https://www.sigmaaldrich.com/LT/en
CLS4501-100EA | CORNING(R) STRIPETTE(R) SEROLOGICAL PIP& | 1X100EA | 1 | 190 | Sigma-Aldrich | CLS4501-100EA | https://www.sigmaaldrich.com/LT/en
CLS45023L-1EA | CORNING(R) PROCULTURE(TM) SPINNER FLASK& | 1X1EA | 1 | 1591 | Sigma-Aldrich | CLS45023L-1EA | https://www.sigmaaldrich.com/LT/en
CLS45026L-1EA | CORNING(R) PROCULTURE(TM) SPINNER FLASK& | 1X1EA | 1 | 1916 | Sigma-Aldrich | CLS45026L-1EA | https://www.sigmaaldrich.com/LT/en
CLS45028L-1EA | CORNING(R) PROCULTURE(TM) SPINNER FLASK& | 1X1EA | 1 | 2151 | Sigma-Aldrich | CLS45028L-1EA | https://www.sigmaaldrich.com/LT/en
CLS45108L-1EA | CORNING(R) PROCULTURE(TM) SPINNER FLASK& | 1X1EA | 1 | 2072 | Sigma-Aldrich | CLS45108L-1EA | https://www.sigmaaldrich.com/LT/en
CLS45128L-1EA | CORNING(R) PROCULTURE(TM) SPINNER FLASK& | 1X1EA | 1 | 1994 | Sigma-Aldrich | CLS45128L-1EA | https://www.sigmaaldrich.com/LT/en
CLS45158L-1EA | CORNING(R) DIRECT DRIVE ASSEMBLIES FOR & | 1X1EA | 1 | 426 | Sigma-Aldrich | CLS45158L-1EA | https://www.sigmaaldrich.com/LT/en
CLS4870-200EA | CORNING(R) COSTAR(R) REAGENT RESERVOIRS& | 1X200EA | 1 | 301 | Sigma-Aldrich | CLS4870-200EA | https://www.sigmaaldrich.com/LT/en
CLS4871-100EA | CORNING(R) COSTAR(R) REAGENT RESERVOIRS& | 1X100EA | 1 | 352 | Sigma-Aldrich | CLS4871-100EA | https://www.sigmaaldrich.com/LT/en
CLS3512-100EA | CORNING(TM) COSTAR(TM) TC-TREATED MULTI& | 1X100EA | 1 | 414 | Sigma-Aldrich | CLS3512-100EA | https://www.sigmaaldrich.com/LT/en
CLS3517-200EA | CORNING(R) NETWELLS(R) ACCESSORIES BLAC& | 1X200EA | 1 | 289 | Sigma-Aldrich | CLS3517-200EA | https://www.sigmaaldrich.com/LT/en
CLS3519-200EA | CORNING(R) NETWELLS(R) ACCESSORIES WHIT& | 1X200EA | 1 | 289 | Sigma-Aldrich | CLS3519-200EA | https://www.sigmaaldrich.com/LT/en
CLS3527-100EA | CORNING(TM) COSTAR(TM) CLEAR TC-TREATED& | 1X100EA | 1 | 377 | Sigma-Aldrich | CLS3527-100EA | https://www.sigmaaldrich.com/LT/en
CLS3548-100EA | CORNING(TM) COSTAR(TM) CLEAR TC-TREATED& | 1X100EA | 1 | 530 | Sigma-Aldrich | CLS3548-100EA | https://www.sigmaaldrich.com/LT/en
CLS3590-100EA | CORNING(TM) 96 WELL EIA/RIA ASSAY MICROP | 1X100EA | 1 | 360 | Sigma-Aldrich | CLS3590-100EA | https://www.sigmaaldrich.com/LT/en
CLS3598-100EA | CORNING(TM) 96 WELL CLEAR TC | 1X100EA | 1 | 395 | Sigma-Aldrich | CLS3598-100EA | https://www.sigmaaldrich.com/LT/en
CLS3599-100EA | CORNING(TM) 96 WELL CLEAR TC | 1X100EA | 1 | 422 | Sigma-Aldrich | CLS3599-100EA | https://www.sigmaaldrich.com/LT/en
CLS3600-100EA | CORNING(R) NBS(TM) 96 WELL PLATES WITHO& | 1X100EA | 1 | 1400 | Sigma-Aldrich | CLS3600-100EA | https://www.sigmaaldrich.com/LT/en
CLS3601-100EA | CORNING(R) 96 WELL BLACK POLYSTYRENE MIC | 1X100EA | 1 | 1085 | Sigma-Aldrich | CLS3601-100EA | https://www.sigmaaldrich.com/LT/en
CLS3604-100EA | CORNING(R) NBS(TM) 96 WELL PLATES WITHO& | 1X100EA | 1 | 1703 | Sigma-Aldrich | CLS3604-100EA | https://www.sigmaaldrich.com/LT/en
CLS3605-100EA | CORNING(R) NBS(TM) 96 WELL PLATES WITHO& | 1X100EA | 1 | 1154 | Sigma-Aldrich | CLS3605-100EA | https://www.sigmaaldrich.com/LT/en
CLS3614-100EA | CORNING(R)#96 WELL SPECIAL OPTICS MICROP | 1X100EA | 1 | 1647 | Sigma-Aldrich | CLS3614-100EA | https://www.sigmaaldrich.com/LT/en
CLS3615-100EA | CORNING(R)#96 WELL SPECIAL OPTICS MICROP | 1X100EA | 1 | 1557 | Sigma-Aldrich | CLS3615-100EA | https://www.sigmaaldrich.com/LT/en
CLS3620-500EA | CORNING(R) MICROCENTRIFUGE TUBES, SNAP-& | 1X500EA | 1 | 49 | Sigma-Aldrich | CLS3620-500EA | https://www.sigmaaldrich.com/LT/en
CLS3622-500EA | CORNING(R) MICROCENTRIFUGE TUBES, SNAP-& | 1X500EA | 1 | 47 | Sigma-Aldrich | CLS3622-500EA | https://www.sigmaaldrich.com/LT/en
CLS3628-100EA | CORNING(R)#96 WELL CLEAR POLYSTYRENE MIC | 1X100EA | 1 | 344 | Sigma-Aldrich | CLS3628-100EA | https://www.sigmaaldrich.com/LT/en
CLS3631-100EA | CORNING(R) 96 WELL BLACK POLYSTYRENE MIC | 1X100EA | 1 | 1116 | Sigma-Aldrich | CLS3631-100EA | https://www.sigmaaldrich.com/LT/en
CLS3632-100EA | CORNING(R) CLEAR BOTTOM 96 WELL PLATES & | 1X100EA | 1 | 1188 | Sigma-Aldrich | CLS3632-100EA | https://www.sigmaaldrich.com/LT/en
CLS3640-100EA | CORNING(R) NBS(TM) 384 WELL PLATES WITH& | 1X100EA | 1 | 1277 | Sigma-Aldrich | CLS3640-100EA | https://www.sigmaaldrich.com/LT/en
CLS3641-100EA | CORNING(R) NBS(TM) 96 WELL PLATES WITHO& | 1X100EA | 1 | 827 | Sigma-Aldrich | CLS3641-100EA | https://www.sigmaaldrich.com/LT/en
CLS3642-100EA | CORNING(R) 96 WELL HALF-AREA MICROPLATE, | 1X100EA | 1 | 1244 | Sigma-Aldrich | CLS3642-100EA | https://www.sigmaaldrich.com/LT/en
CLS3650-100EA | CORNING(R) NBS(TM) 96 WELL PLATES WITHO& | 1X100EA | 1 | 1288 | Sigma-Aldrich | CLS3650-100EA | https://www.sigmaaldrich.com/LT/en
CLS3651-100EA | CORNING(R) NBS(TM) 96 WELL PLATES WITHO& | 1X100EA | 1 | 1288 | Sigma-Aldrich | CLS3651-100EA | https://www.sigmaaldrich.com/LT/en
CLS3656-100EA | CORNING(R) 384 WELL MICROPLATE | 1X100EA | 1 | 637 | Sigma-Aldrich | CLS3656-100EA | https://www.sigmaaldrich.com/LT/en
CLS3658-100EA | CORNING(R) 384 WELL MICROPLATE | 1X100EA | 1 | 913 | Sigma-Aldrich | CLS3658-100EA | https://www.sigmaaldrich.com/LT/en
CLS3680-100EA | CORNING(R) POLYSTYRENE 384 WELL PLATES & | 1X100EA | 1 | 851 | Sigma-Aldrich | CLS3680-100EA | https://www.sigmaaldrich.com/LT/en
CLS3686-100EA | CORNING(R) 96 WELL HALF-AREA MICROPLATE, | 1X100EA | 1 | 1434 | Sigma-Aldrich | CLS3686-100EA | https://www.sigmaaldrich.com/LT/en
CLS3688-100EA | CORNING(R) 96 WELL HALF-AREA MICROPLATE, | 1X100EA | 1 | 1007 | Sigma-Aldrich | CLS3688-100EA | https://www.sigmaaldrich.com/LT/en
CLS3690-100EA | CORNING(R) 96 WELL HALF-AREA MICROPLATE, | 1X100EA | 1 | 609 | Sigma-Aldrich | CLS3690-100EA | https://www.sigmaaldrich.com/LT/en
CLS3693-100EA | CORNING(R) 96 WELL HALF-AREA MICROPLATE, | 1X100EA | 1 | 687 | Sigma-Aldrich | CLS3693-100EA | https://www.sigmaaldrich.com/LT/en
CLS3694-100EA | CORNING(R) 96 WELL HALF-AREA MICROPLATE, | 1X100EA | 1 | 641 | Sigma-Aldrich | CLS3694-100EA | https://www.sigmaaldrich.com/LT/en
CLS3695-100EA | CORNING(R) 96 WELL HALF-AREA MICROPLATE, | 1X100EA | 1 | 582 | Sigma-Aldrich | CLS3695-100EA | https://www.sigmaaldrich.com/LT/en
CLS3697-100EA | CORNING(R) 96 WELL HALF-AREA MICROPLATE, | 1X100EA | 1 | 674 | Sigma-Aldrich | CLS3697-100EA | https://www.sigmaaldrich.com/LT/en
CLS3700-100EA | CORNING(R) 384 WELL MICROPLATE | 1X100EA | 1 | 879 | Sigma-Aldrich | CLS3700-100EA | https://www.sigmaaldrich.com/LT/en
CLS3701-100EA | CORNING(R) 384 WELL MICROPLATE | 1X100EA | 1 | 931 | Sigma-Aldrich | CLS3701-100EA | https://www.sigmaaldrich.com/LT/en
CLS3702-100EA | CORNING(R) 384 WELL MICROPLATE | 1X100EA | 1 | 805 | Sigma-Aldrich | CLS3702-100EA | https://www.sigmaaldrich.com/LT/en
CLS3788-100EA | CORNING(R)#96 WELL CLEAR POLYSTYRENE MIC | 1X100EA | 1 | 367 | Sigma-Aldrich | CLS3788-100EA | https://www.sigmaaldrich.com/LT/en
CLS3792-100EA | CORNING(TM) 96 WELL SOLID BLACK POLYSTYR | 1X100EA | 1 | 610 | Sigma-Aldrich | CLS3792-100EA | https://www.sigmaaldrich.com/LT/en
CLS3795-100EA | CORNING(R)96 WELL CLEAR POLYSTYRENE MIC | 1X100EA | 1 | 276 | Sigma-Aldrich | CLS3795-100EA | https://www.sigmaaldrich.com/LT/en
CLS3797-100EA | CORNING(TM) 96 WELL EIA/RIA ASSAY MICROP | 1X100EA | 1 | 280 | Sigma-Aldrich | CLS3797-100EA | https://www.sigmaaldrich.com/LT/en
CLS3798-100EA | CORNING(R)#96 WELL CLEAR POLYSTYRENE MIC | 1X100EA | 1 | 304 | Sigma-Aldrich | CLS3798-100EA | https://www.sigmaaldrich.com/LT/en
CLS3875-100EA | CORNING(R) 96 WELL HALF-AREA MICROPLATE, | 1X100EA | 1 | 787 | Sigma-Aldrich | CLS3875-100EA | https://www.sigmaaldrich.com/LT/en
CLS3880-100EA | CORNING(R) 96 WELL HALF-AREA MICROPLATE, | 1X100EA | 1 | 1389 | Sigma-Aldrich | CLS3880-100EA | https://www.sigmaaldrich.com/LT/en
CLS3881-100EA | CORNING(R) 96 WELL HALF-AREA MICROPLATE, | 1X100EA | 1 | 1490 | Sigma-Aldrich | CLS3881-100EA | https://www.sigmaaldrich.com/LT/en
CLS3882-100EA | CORNING(R) 96 WELL HALF-AREA MICROPLATE, | 1X100EA | 1 | 1378 | Sigma-Aldrich | CLS3882-100EA | https://www.sigmaaldrich.com/LT/en
CLS3883-100EA | CORNING(R) 96 WELL HALF-AREA MICROPLATE, | 1X100EA | 1 | 1389 | Sigma-Aldrich | CLS3883-100EA | https://www.sigmaaldrich.com/LT/en
CLS3884-100EA | CORNING(R) 96 WELL HALF-AREA MICROPLATE, | 1X100EA | 1 | 1490 | Sigma-Aldrich | CLS3884-100EA | https://www.sigmaaldrich.com/LT/en
CLS3885-100EA | CORNING(R) 96 WELL HALF-AREA MICROPLATE, | 1X100EA | 1 | 1378 | Sigma-Aldrich | CLS3885-100EA | https://www.sigmaaldrich.com/LT/en
CLS3886-100EA | CORNING(R) 96 WELL HALF-AREA MICROPLATE, | 1X100EA | 1 | 1344 | Sigma-Aldrich | CLS3886-100EA | https://www.sigmaaldrich.com/LT/en
CLS3887-100EA | CORNING(R) 96 WELL HALF-AREA MICROPLATE, | 1X100EA | 1 | 1322 | Sigma-Aldrich | CLS3887-100EA | https://www.sigmaaldrich.com/LT/en
CLS3897-100EA | CORNING(R)#96 WELL CLEAR POLYSTYRENE MIC | 1X100EA | 1 | 334 | Sigma-Aldrich | CLS3897-100EA | https://www.sigmaaldrich.com/LT/en
CLS3898-100EA | CORNING(R)#96 WELL CLEAR POLYSTYRENE MIC | 1X100EA | 1 | 409 | Sigma-Aldrich | CLS3898-100EA | https://www.sigmaaldrich.com/LT/en
CLS3903-100EA | CORNING« 96 WELL WHITE POLYSTYRENE MI | 1X100EA | 1 | 1333 | Sigma-Aldrich | CLS3903-100EA | https://www.sigmaaldrich.com/LT/en
CLS3904-100EA | CORNING(R) 96 WELL BLACK POLYSTYRENE MIC | 1X100EA | 1 | 1154 | Sigma-Aldrich | CLS3904-100EA | https://www.sigmaaldrich.com/LT/en
CLS3912-100EA | CORNING(R)#96 WELL SOLID WHITE POLYSTYRE | 1X100EA | 1 | 492 | Sigma-Aldrich | CLS3912-100EA | https://www.sigmaaldrich.com/LT/en
CLS2595-100EA | CORNING(R) 96 WELL PLATES PVC FLAT BOTT | 1X100EA | 1 | 267 | Sigma-Aldrich | CLS2595-100EA | https://www.sigmaaldrich.com/LT/en
CLS2797-100EA | CORNING(R) 96 WELL PLATES PVC ROUND BOT& | 1X100EA | 1 | 267 | Sigma-Aldrich | CLS2797-100EA | https://www.sigmaaldrich.com/LT/en
CLS2897-100EA | CORNING(R) 96 WELL PLATES PVC V-BOTTOM,& | 1X100EA | 1 | 291 | Sigma-Aldrich | CLS2897-100EA | https://www.sigmaaldrich.com/LT/en
CLS3003-100EA | CORNING(R) SINGLE USE SPATULAS TAPERED& | 1X100EA | 1 | 306 | Sigma-Aldrich | CLS3003-100EA | https://www.sigmaaldrich.com/LT/en
CLS3004-100EA | CORNING(R) SINGLE USE SPATULAS SMALL S | 1X100EA | 1 | 306 | Sigma-Aldrich | CLS3004-100EA | https://www.sigmaaldrich.com/LT/en
CLS3005-100EA | CORNING(R) SINGLE USE SPATULAS ROUND E& | 1X100EA | 1 | 306 | Sigma-Aldrich | CLS3005-100EA | https://www.sigmaaldrich.com/LT/en
CLS3006-100EA | CORNING(R) SINGLE USE SPATULAS V-SCOOP | 1X100EA | 1 | 306 | Sigma-Aldrich | CLS3006-100EA | https://www.sigmaaldrich.com/LT/en
CLS3007-100EA | CORNING(R) SINGLE USE SPATULAS FLAT EN& | 1X100EA | 1 | 306 | Sigma-Aldrich | CLS3007-100EA | https://www.sigmaaldrich.com/LT/en
CLS3008-100EA | CORNING(R) CELL LIFTER | 1X100EA | 1 | 324 | Sigma-Aldrich | CLS3008-100EA | https://www.sigmaaldrich.com/LT/en
CLS3010-100EA | CORNING(R) CELL SCRAPERS BLADE L 1.8 CM& | 1X100EA | 1 | 352 | Sigma-Aldrich | CLS3010-100EA | https://www.sigmaaldrich.com/LT/en
CLS3011-100EA | CORNING(R) CELL SCRAPERS BLADE L 3.0 CM& | 1X100EA | 1 | 455 | Sigma-Aldrich | CLS3011-100EA | https://www.sigmaaldrich.com/LT/en
CLS3080-100EA | CORNING(R) 96 WELL STORAGE PLATES, BLOC& | 1X100EA | 1 | 390 | Sigma-Aldrich | CLS3080-100EA | https://www.sigmaaldrich.com/LT/en
CLS3098-100EA | CORNING(R) 96 WELL PLATE LIDS AND MATS & | 1X100EA | 1 | 310 | Sigma-Aldrich | CLS3098-100EA | https://www.sigmaaldrich.com/LT/en
CLS3206-500EA | CORNING(R) MICROCENTRIFUGE TUBES, PRE-L& | 1X500EA | 1 | 53 | Sigma-Aldrich | CLS3206-500EA | https://www.sigmaaldrich.com/LT/en
CLS3207-250EA | CORNING(R) MICROCENTRIFUGE TUBES, PRE-L& | 1X250EA | 1 | 45 | Sigma-Aldrich | CLS3207-250EA | https://www.sigmaaldrich.com/LT/en
CLS3260-500EA | CORNING(R) IVF CULTURE DISH | 1X500EA | 1 | 1199 | Sigma-Aldrich | CLS3260-500EA | https://www.sigmaaldrich.com/LT/en
CLS3289-200EA | CORNING(R) CELL CULTURE FLASKS WITH CEL& | 1X200EA | 1 | 479 | Sigma-Aldrich | CLS3289-200EA | https://www.sigmaaldrich.com/LT/en
CLS3355-100EA | CORNING(R) 96 WELL STORAGE PLATES, BLOC& | 1X100EA | 1 | 438 | Sigma-Aldrich | CLS3355-100EA | https://www.sigmaaldrich.com/LT/en
CLS3356-100EA | CORNING(R) 96 WELL STORAGE PLATES, BLOC& | 1X100EA | 1 | 577 | Sigma-Aldrich | CLS3356-100EA | https://www.sigmaaldrich.com/LT/en
CLS3357-100EA | CORNING(R) 96 WELL STORAGE PLATES, BLOC | 1X100EA | 1 | 431 | Sigma-Aldrich | CLS3357-100EA | https://www.sigmaaldrich.com/LT/en
CLS3358-100EA | CORNING(R)#96 WELL CLEAR POLYSTYRENE MIC | 1X100EA | 1 | 367 | Sigma-Aldrich | CLS3358-100EA | https://www.sigmaaldrich.com/LT/en
CLS3359-100EA | CORNING(R) 96 WELL STORAGE PLATES, BLOC& | 1X100EA | 1 | 424 | Sigma-Aldrich | CLS3359-100EA | https://www.sigmaaldrich.com/LT/en
CLS3360-100EA | CORNING(R)#96 WELL CLEAR POLYSTYRENE MIC | 1X100EA | 1 | 324 | Sigma-Aldrich | CLS3360-100EA | https://www.sigmaaldrich.com/LT/en
CLS3361-100EA | CORNING(TM) 96 WELL EIA/RIA ASSAY MICROP | 1X100EA | 1 | 387 | Sigma-Aldrich | CLS3361-100EA | https://www.sigmaaldrich.com/LT/en
CLS3362-100EA | CORNING(R)#96 WELL SOLID WHITE POLYSTYRE | 1X100EA | 1 | 656 | Sigma-Aldrich | CLS3362-100EA | https://www.sigmaaldrich.com/LT/en
CLS3363-100EA | CORNING(R) 96 WELL STORAGE PLATES, BLOC | 1X100EA | 1 | 372 | Sigma-Aldrich | CLS3363-100EA | https://www.sigmaaldrich.com/LT/en
CLS3364-100EA | CORNING(R) 96 WELL STORAGE PLATES, BLOC& | 1X100EA | 1 | 372 | Sigma-Aldrich | CLS3364-100EA | https://www.sigmaaldrich.com/LT/en
CLS3366-100EA | CORNING(TM) 96 WELL EIA/RIA ASSAY MICROP | 1X100EA | 1 | 380 | Sigma-Aldrich | CLS3366-100EA | https://www.sigmaaldrich.com/LT/en
CLS3368-100EA | CORNING(TM) 96 WELL EIA/RIA ASSAY MICROP | 1X100EA | 1 | 390 | Sigma-Aldrich | CLS3368-100EA | https://www.sigmaaldrich.com/LT/en
CLS3370-100EA | CORNING(R)96 WELL CLEAR POLYSTYRENE MIC | 1X100EA | 1 | 326 | Sigma-Aldrich | CLS3370-100EA | https://www.sigmaaldrich.com/LT/en
CLS3506-100EA | CORNING(TM) COSTAR(TM) CLEAR TC-TREATED& | 1X100EA | 1 | 363 | Sigma-Aldrich | CLS3506-100EA | https://www.sigmaaldrich.com/LT/en
CLS3994-25EA | CORNING(R) 96 WELL HALF-AREA MICROPLATE, | 1X25EA | 1 | 377 | Sigma-Aldrich | CLS3994-25EA | https://www.sigmaaldrich.com/LT/en
CLS3995-25EA | CORNING(R) CLEAR BOTTOM 96 WELL PLATES & | 1X25EA | 1 | 428 | Sigma-Aldrich | CLS3995-25EA | https://www.sigmaaldrich.com/LT/en
CLS3997-50EA | CORNING(TM) 96 WELL CLEAR TC | 1X50EA | 1 | 220 | Sigma-Aldrich | CLS3997-50EA | https://www.sigmaaldrich.com/LT/en
CLS4487-50EA | CORNING(R) STRIPETTE(R) SEROLOGICAL PIP& | 1X50EA | 1 | 32 | Sigma-Aldrich | CLS4487-50EA | https://www.sigmaaldrich.com/LT/en
CLS4488-50EA | CORNING(R) STRIPETTE(R) SEROLOGICAL PIP& | 1X50EA | 1 | 33 | Sigma-Aldrich | CLS4488-50EA | https://www.sigmaaldrich.com/LT/en
CLS4489-50EA | CORNING(R) STRIPETTE(R) SEROLOGICAL PIP& | 1X50EA | 1 | 61 | Sigma-Aldrich | CLS4489-50EA | https://www.sigmaaldrich.com/LT/en
CLS6509-25EA | CORNING(R) THERMOWELL(R) PCR PLATE 96 W& | 1X25EA | 1 | 190 | Sigma-Aldrich | CLS6509-25EA | https://www.sigmaaldrich.com/LT/en
CLS6511-25EA | CORNING(R) THERMOWELL(R) PCR PLATE 96 W& | 1X25EA | 1 | 190 | Sigma-Aldrich | CLS6511-25EA | https://www.sigmaaldrich.com/LT/en
CLS6520-25EA | CORNING(R) 96 WELL PLATE LIDS AND MATS & | 1X25EA | 1 | 152 | Sigma-Aldrich | CLS6520-25EA | https://www.sigmaaldrich.com/LT/en
CLS6551-25EA | CORNING(R) THERMOWELL(R) PCR PLATE 96 W& | 1X25EA | 1 | 212 | Sigma-Aldrich | CLS6551-25EA | https://www.sigmaaldrich.com/LT/en
CLS7610-24EA | CORNING(R) TRANSTAR(R) LIQUID HANDLING & | 1X24EA | 1 | 351 | Sigma-Aldrich | CLS7610-24EA | https://www.sigmaaldrich.com/LT/en
CLS8160-96EA | COSTAR(R) SPIN-X(R) CENTRIFUGE TUBE FIL& | 1X96EA | 1 | 347 | Sigma-Aldrich | CLS8160-96EA | https://www.sigmaaldrich.com/LT/en
CLS8388-24EA | CORNING(R) TRADITIONAL STYLE PLASTIC ST& | 1X24EA | 1 | 114 | Sigma-Aldrich | CLS8388-24EA | https://www.sigmaaldrich.com/LT/en
CLS8390-12EA | CORNING(R) TRADITIONAL STYLE PLASTIC ST& | 1X12EA | 1 | 102 | Sigma-Aldrich | CLS8390-12EA | https://www.sigmaaldrich.com/LT/en
CLS8393-12EA | CORNING(TM) COSTAR(TM) TRADITIONAL, ROUN | 1X12EA | 1 | 90 | Sigma-Aldrich | CLS8393-12EA | https://www.sigmaaldrich.com/LT/en
CLS8396-12EA | CORNING(R) COSTAR(R) TRADITIONAL, ROUND, | 1X12EA | 1 | 132 | Sigma-Aldrich | CLS8396-12EA | https://www.sigmaaldrich.com/LT/en
CLS3412-24EA | CORNING(R) TRANSWELL(R) POLYCARBONATE M& | 1X24EA | 1 | 267 | Sigma-Aldrich | CLS3412-24EA | https://www.sigmaaldrich.com/LT/en
CLS3413-48EA | CORNING(R) TRANSWELL(R) POLYCARBONATE M& | 1X48EA | 1 | 445 | Sigma-Aldrich | CLS3413-48EA | https://www.sigmaaldrich.com/LT/en
CLS3414-24EA | CORNING(R) TRANSWELL(R) POLYCARBONATE M& | 1X24EA | 1 | 267 | Sigma-Aldrich | CLS3414-24EA | https://www.sigmaaldrich.com/LT/en
CLS3415-48EA | CORNING(R) TRANSWELL(R) POLYCARBONATE M& | 1X48EA | 1 | 445 | Sigma-Aldrich | CLS3415-48EA | https://www.sigmaaldrich.com/LT/en
CLS3420-12EA | CORNING(R) TRANSWELL(R) POLYCARBONATE M& | 1X12EA | 1 | 733 | Sigma-Aldrich | CLS3420-12EA | https://www.sigmaaldrich.com/LT/en
CLS3421-48EA | CORNING(R) TRANSWELL(R) POLYCARBONATE M& | 1X48EA | 1 | 456 | Sigma-Aldrich | CLS3421-48EA | https://www.sigmaaldrich.com/LT/en
CLS3422-48EA | CORNING(R) TRANSWELL(R) POLYCARBONATE M& | 1X48EA | 1 | 456 | Sigma-Aldrich | CLS3422-48EA | https://www.sigmaaldrich.com/LT/en
CLS3428-24EA | CORNING(R) TRANSWELL(R) POLYCARBONATE M& | 1X24EA | 1 | 256 | Sigma-Aldrich | CLS3428-24EA | https://www.sigmaaldrich.com/LT/en
CLS3450-24EA | CORNING(R) TRANSWELL(R) POLYESTER MEMBR& | 1X24EA | 1 | 246 | Sigma-Aldrich | CLS3450-24EA | https://www.sigmaaldrich.com/LT/en
CLS3452-24EA | CORNING(R) TRANSWELL(R) POLYESTER MEMBR& | 1X24EA | 1 | 246 | Sigma-Aldrich | CLS3452-24EA | https://www.sigmaaldrich.com/LT/en
CLS3460-48EA | CORNING TW PE MEMBRANE,12MM,0.4UM,TCT,S | 1X48EA | 1 | 424 | Sigma-Aldrich | CLS3460-48EA | https://www.sigmaaldrich.com/LT/en
CLS3462-48EA | CORNING(R) TRANSWELL(R) POLYESTER MEMBR& | 1X48EA | 1 | 424 | Sigma-Aldrich | CLS3462-48EA | https://www.sigmaaldrich.com/LT/en
CLS3470-48EA | CORNING TW PE MEMBRANE,6.5MM,0.4UM,TCT,S | 1X48EA | 1 | 424 | Sigma-Aldrich | CLS3470-48EA | https://www.sigmaaldrich.com/LT/en
CLS3471-24EA | CORNING(R) ULTRA-LOW ATTACHMENT MULTIWE& | 1X24EA | 1 | 679 | Sigma-Aldrich | CLS3471-24EA | https://www.sigmaaldrich.com/LT/en
CLS3472-48EA | CORNING TW PE MEMBRANE,6.5MM,3.0UM,TCT,S | 1X48EA | 1 | 424 | Sigma-Aldrich | CLS3472-48EA | https://www.sigmaaldrich.com/LT/en
CLS3473-24EA | CORNING ULTRA-LOW BINDING MULTIWELL PLAT | 1X24EA | 1 | 695 | Sigma-Aldrich | CLS3473-24EA | https://www.sigmaaldrich.com/LT/en
CLS3474-24EA | CORNING ULTRA-LOW BINDING MULTIWELL PLAT | 1X24EA | 1 | 714 | Sigma-Aldrich | CLS3474-24EA | https://www.sigmaaldrich.com/LT/en
CLS3477-48EA | CORNING(R) NETWELLS(R) INSERTS MEMBRANE& | 1X48EA | 1 | 518 | Sigma-Aldrich | CLS3477-48EA | https://www.sigmaaldrich.com/LT/en
CLS3478-48EA | CORNING(R) NETWELLS(R) INSERTS MEMBRANE& | 1X48EA | 1 | 518 | Sigma-Aldrich | CLS3478-48EA | https://www.sigmaaldrich.com/LT/en
CLS3479-48EA | CORNING(R) NETWELLS(R) INSERTS MEMBRANE& | 1X48EA | 1 | 483 | Sigma-Aldrich | CLS3479-48EA | https://www.sigmaaldrich.com/LT/en
CLS3480-48EA | CORNING(R) NETWELLS(R) INSERTS MEMBRANE& | 1X48EA | 1 | 483 | Sigma-Aldrich | CLS3480-48EA | https://www.sigmaaldrich.com/LT/en
CLS3491-24EA | CORNING(R) TRANSWELL(R)-COL COLLAGEN-CO& | 1X24EA | 1 | 565 | Sigma-Aldrich | CLS3491-24EA | https://www.sigmaaldrich.com/LT/en
CLS3492-24EA | CORNING(R) TRANSWELL(R)-COL COLLAGEN-CO& | 1X24EA | 1 | 565 | Sigma-Aldrich | CLS3492-24EA | https://www.sigmaaldrich.com/LT/en
CLS3493-24EA | CORNING(R) TRANSWELL(R)-COL COLLAGEN-CO& | 1X24EA | 1 | 483 | Sigma-Aldrich | CLS3493-24EA | https://www.sigmaaldrich.com/LT/en
CLS3494-24EA | CORNING(R) TRANSWELL(R)-COL COLLAGEN-CO& | 1X24EA | 1 | 480 | Sigma-Aldrich | CLS3494-24EA | https://www.sigmaaldrich.com/LT/en
CLS3495-24EA | CORNING(R) TRANSWELL(R)-COL COLLAGEN-CO& | 1X24EA | 1 | 470 | Sigma-Aldrich | CLS3495-24EA | https://www.sigmaaldrich.com/LT/en
CLS3496-24EA | CORNING(R) TRANSWELL(R)-COL COLLAGEN-CO& | 1X24EA | 1 | 465 | Sigma-Aldrich | CLS3496-24EA | https://www.sigmaaldrich.com/LT/en
CLS3504-50EA | CORNING(R) FILTREX(TM) 96 WELL FILTER PL | 1X50EA | 1 | 1848 | Sigma-Aldrich | CLS3504-50EA | https://www.sigmaaldrich.com/LT/en
CLS3505-50EA | CORNING(R) FILTREX(TM) 96 WELL FILTER PL | 1X50EA | 1 | 1848 | Sigma-Aldrich | CLS3505-50EA | https://www.sigmaaldrich.com/LT/en
CLS3508-50EA | CORNING(R) 96 WELL PLATE WITH 0.2 PVDF & | 1X50EA | 1 | 1848 | Sigma-Aldrich | CLS3508-50EA | https://www.sigmaaldrich.com/LT/en
CLS3510-50EA | CORNING(R) FILTREX(TM) 96 WELL FILTER PL | 1X50EA | 1 | 1815 | Sigma-Aldrich | CLS3510-50EA | https://www.sigmaaldrich.com/LT/en
CLS3511-50EA | CORNING(R) FILTREX(TM) 96 WELL FILTER PL | 1X50EA | 1 | 1960 | Sigma-Aldrich | CLS3511-50EA | https://www.sigmaaldrich.com/LT/en
CLS3513-50EA | CORNING(TM) COSTAR(TM) CLEAR TC-TREATED& | 1X50EA | 1 | 241 | Sigma-Aldrich | CLS3513-50EA | https://www.sigmaaldrich.com/LT/en
CLS3516-50EA | CORNING(TM) COSTAR(TM) CLEAR TC-TREATED& | 1X50EA | 1 | 184 | Sigma-Aldrich | CLS3516-50EA | https://www.sigmaaldrich.com/LT/en
CLS3585-50EA | CORNING(TM) 96 WELL CLEAR TC | 1X50EA | 1 | 229 | Sigma-Aldrich | CLS3585-50EA | https://www.sigmaaldrich.com/LT/en
CLS3591-50EA | CORNING(TM) 96 WELL EIA/RIA ASSAY MICROP | 1X50EA | 1 | 188 | Sigma-Aldrich | CLS3591-50EA | https://www.sigmaaldrich.com/LT/en
CLS3595-50EA | CORNING(TM) 96 WELL TC-TREATED MICROPLA& | 1X50EA | 1 | 217 | Sigma-Aldrich | CLS3595-50EA | https://www.sigmaaldrich.com/LT/en
CLS3596-50EA | CORNING(TM) 96 WELL CLEAR TC | 1X50EA | 1 | 213 | Sigma-Aldrich | CLS3596-50EA | https://www.sigmaaldrich.com/LT/en
CLS3603-48EA | CORNING(R) 96 WELL BLACK POLYSTYRENE MIC | 1X48EA | 1 | 575 | Sigma-Aldrich | CLS3603-48EA | https://www.sigmaaldrich.com/LT/en
CLS3610-48EA | CORNING« 96 WELL WHITE POLYSTYRENE MI | 1X48EA | 1 | 651 | Sigma-Aldrich | CLS3610-48EA | https://www.sigmaaldrich.com/LT/en
CLS3635-50EA | CORNING(R) UV 96 WELL PLATES | 1X50EA | 1 | 964 | Sigma-Aldrich | CLS3635-50EA | https://www.sigmaaldrich.com/LT/en
CLS3694-25EA | CORNING(R) 96 WELL HALF-AREA MICROPLATE, | 1X25EA | 1 | 224 | Sigma-Aldrich | CLS3694-25EA | https://www.sigmaaldrich.com/LT/en
CLS3695-25EA | CORNING(R) 96 WELL HALF-AREA MICROPLATE, | 1X25EA | 1 | 204 | Sigma-Aldrich | CLS3695-25EA | https://www.sigmaaldrich.com/LT/en
CLS3721-25EA | CORNING(R) 96 WELL HALF-AREA MICROPLATE, | 1X25EA | 1 | 339 | Sigma-Aldrich | CLS3721-25EA | https://www.sigmaaldrich.com/LT/en
CLS3752-50EA | CORNING(R) THERMOWELL(R) GOLD 96 PLATES& | 1X50EA | 1 | 493 | Sigma-Aldrich | CLS3752-50EA | https://www.sigmaaldrich.com/LT/en
CLS3753-50EA | CORNING(R) THERMOWELL(R) GOLD 96 PLATES& | 1X50EA | 1 | 493 | Sigma-Aldrich | CLS3753-50EA | https://www.sigmaaldrich.com/LT/en
CLS3754-50EA | CORNING(R) THERMOWELL(R) GOLD 96 PLATES& | 1X50EA | 1 | 493 | Sigma-Aldrich | CLS3754-50EA | https://www.sigmaaldrich.com/LT/en
CLS3757-50EA | CORNING(R) THERMOWELL(R) GOLD 384 PLATE& | 1X50EA | 1 | 732 | Sigma-Aldrich | CLS3757-50EA | https://www.sigmaaldrich.com/LT/en
CLS3773-50EA | CORNING(R) CRYSTALEX(TM) 96 WELL PROTEIN | 1X50EA | 1 | 797 | Sigma-Aldrich | CLS3773-50EA | https://www.sigmaaldrich.com/LT/en
CLS3775-50EA | CORNING(R) PROTEIN CRYSTALLIZATION 384 & | 1X50EA | 1 | 1434 | Sigma-Aldrich | CLS3775-50EA | https://www.sigmaaldrich.com/LT/en
CLS3799-50EA | CORNING(R) COSTAR(R) CELL CULTURE PLATE& | 1X50EA | 1 | 195 | Sigma-Aldrich | CLS3799-50EA | https://www.sigmaaldrich.com/LT/en
CLS3801-24EA | CORNING(R) SNAPWELLS(R) INSERTS MEMBRAN& | 1X24EA | 1 | 419 | Sigma-Aldrich | CLS3801-24EA | https://www.sigmaaldrich.com/LT/en
CLS3894-50EA | CORNING(TM) 96 WELL CLEAR TC | 1X50EA | 1 | 252 | Sigma-Aldrich | CLS3894-50EA | https://www.sigmaaldrich.com/LT/en
CLS3896-48EA | CORNING(R)96 WELL CLEAR POLYSTYRENE MIC | 1X48EA | 1 | 272 | Sigma-Aldrich | CLS3896-48EA | https://www.sigmaaldrich.com/LT/en
CLS3931-50EA | CORNING(R) 96 WELL PLATE LIDS AND MATS & | 1X50EA | 1 | 138 | Sigma-Aldrich | CLS3931-50EA | https://www.sigmaaldrich.com/LT/en
CLS3935-50EA | CORNING(R) 96 WELL PLATE LIDS AND MATS & | 1X50EA | 1 | 138 | Sigma-Aldrich | CLS3935-50EA | https://www.sigmaaldrich.com/LT/en
CLS3936-50EA | CORNING(R) 1536 WELL PLATE SOLID BLACK,& | 1X50EA | 1 | 1568 | Sigma-Aldrich | CLS3936-50EA | https://www.sigmaaldrich.com/LT/en
CLS3937-50EA | CORNING(R) 1536 WELL PLATE SOLID WHITE,& | 1X50EA | 1 | 1568 | Sigma-Aldrich | CLS3937-50EA | https://www.sigmaaldrich.com/LT/en
CLS3956-50EA | CORNING(R) 96 WELL STORAGE PLATES, BLOC | 1X50EA | 1 | 457 | Sigma-Aldrich | CLS3956-50EA | https://www.sigmaaldrich.com/LT/en
CLS3958-25EA | CORNING(R) 96 WELL STORAGE PLATES, BLOC | 1X25EA | 1 | 222 | Sigma-Aldrich | CLS3958-25EA | https://www.sigmaaldrich.com/LT/en
CLS3960-25EA | CORNING(R) 96 WELL STORAGE PLATES, BLOC& | 1X25EA | 1 | 369 | Sigma-Aldrich | CLS3960-25EA | https://www.sigmaaldrich.com/LT/en
CLS3964-25EA | CORNING(R) 384 WELL DEEP WELL PLATE | 1X25EA | 1 | 349 | Sigma-Aldrich | CLS3964-25EA | https://www.sigmaaldrich.com/LT/en
CLS3990-25EA | CORNING(R) 96 WELL PLATES WHITE POLYSTY& | 1X25EA | 1 | 356 | Sigma-Aldrich | CLS3990-25EA | https://www.sigmaaldrich.com/LT/en
CLS3991-25EA | CORNING(R) 96 WELL PLATES BLACK POLYSTY& | 1X25EA | 1 | 326 | Sigma-Aldrich | CLS3991-25EA | https://www.sigmaaldrich.com/LT/en
CLS3992-25EA | CORNING(R) 96 WELL HALF-AREA MICROPLATE, | 1X25EA | 1 | 375 | Sigma-Aldrich | CLS3992-25EA | https://www.sigmaaldrich.com/LT/en
CLS3993-25EA | CORNING(R) 96 WELL HALF-AREA MICROPLATE, | 1X25EA | 1 | 361 | Sigma-Aldrich | CLS3993-25EA | https://www.sigmaaldrich.com/LT/en
CLS3081-1EA | CORNING(R) 96 WELL STORAGE PLATES, BLOC& | 1X1EA | 1 | 2487 | Sigma-Aldrich | CLS3081-1EA | https://www.sigmaaldrich.com/LT/en
CLS3396-2EA | CORNING(R) HTS TRANSWELL(R)-24 MEMBRANE& | 1X2EA | 1 | 504 | Sigma-Aldrich | CLS3396-2EA | https://www.sigmaaldrich.com/LT/en
CLS3398-2EA | CORNING(R) HTS TRANSWELL(R)-24 MEMBRANE& | 1X2EA | 1 | 504 | Sigma-Aldrich | CLS3398-2EA | https://www.sigmaaldrich.com/LT/en
CLS3507-1EA | CORNING(R) APPLICATOR FOR 96 WELL FILTE& | 1X1EA | 1 | 3416 | Sigma-Aldrich | CLS3507-1EA | https://www.sigmaaldrich.com/LT/en
CLS3520-8EA | CORNING(R) NETWELLS(R) ACCESSORIES CARR& | 1X8EA | 1 | 190 | Sigma-Aldrich | CLS3520-8EA | https://www.sigmaaldrich.com/LT/en
CLS3521-8EA | CORNING(R) NETWELLS(R) ACCESSORIES CARR& | 1X8EA | 1 | 183 | Sigma-Aldrich | CLS3521-8EA | https://www.sigmaaldrich.com/LT/en
CLS4870-5EA | CORNING(R) COSTAR(R) REAGENT RESERVOIRS& | 1X5EA | 1 | 11 | Sigma-Aldrich | CLS4870-5EA | https://www.sigmaaldrich.com/LT/en
CLS4930-1EA | CORNING(R) VACUUM ASPIRATOR FOR MULTI-W& | 1X1EA | 1 | 521 | Sigma-Aldrich | CLS4930-1EA | https://www.sigmaaldrich.com/LT/en
CLS4931-1EA | CORNING(R) VACUUM ASPIRATOR 8-CHANNEL A& | 1X1EA | 1 | 292 | Sigma-Aldrich | CLS4931-1EA | https://www.sigmaaldrich.com/LT/en
CLS7605-1EA | CORNING(R) TRANSTAR(R) LIQUID HANDLING & | 1X1EA | 1 | 3013 | Sigma-Aldrich | CLS7605-1EA | https://www.sigmaaldrich.com/LT/en
CLS7606-1EA | CORNING TRANSTAR ELEVATOR | 1X1EA | 1 | 641 | Sigma-Aldrich | CLS7606-1EA | https://www.sigmaaldrich.com/LT/en
CLS2505-50EA | CORNING(R) DNA-BIND(R) SURFACE MULTIWEL& | 1X50EA | 1 | 924 | Sigma-Aldrich | CLS2505-50EA | https://www.sigmaaldrich.com/LT/en
CLS2507-50EA | CORNING(R) CARBO-BIND(TM) PLATE 96 WELL | 1X50EA | 1 | 722 | Sigma-Aldrich | CLS2507-50EA | https://www.sigmaaldrich.com/LT/en
CLS2509-50EA | CORNING(R) SULFHYDRYL-BIND(TM) PLATE 96& | 1X50EA | 1 | 728 | Sigma-Aldrich | CLS2509-50EA | https://www.sigmaaldrich.com/LT/en
CLS2525-10EA | CORNING(R) DNA-BIND(R) SURFACE MULTIWEL& | 1X10EA | 1 | 201 | Sigma-Aldrich | CLS2525-10EA | https://www.sigmaaldrich.com/LT/en
CLS3012-50EA | CORNING(R) SINGLE USE SPATULAS MICROSP | 1X50EA | 1 | 171 | Sigma-Aldrich | CLS3012-50EA | https://www.sigmaaldrich.com/LT/en
CLS3083-50EA | CORNING(R) 96 WELL STORAGE PLATES, BLOC& | 1X50EA | 1 | 379 | Sigma-Aldrich | CLS3083-50EA | https://www.sigmaaldrich.com/LT/en
CLS3085-50EA | CORNING(R) 96 WELL PLATE LIDS AND MATS & | 1X50EA | 1 | 349 | Sigma-Aldrich | CLS3085-50EA | https://www.sigmaaldrich.com/LT/en
CLS3087-50EA | CORNING(R) 96 WELL PLATE LIDS AND MATS & | 1X50EA | 1 | 1445 | Sigma-Aldrich | CLS3087-50EA | https://www.sigmaaldrich.com/LT/en
CLS3089-50EA | CORNING(R) 384 WELL ROBOLIDS 384-WELL | 1X50EA | 1 | 1030 | Sigma-Aldrich | CLS3089-50EA | https://www.sigmaaldrich.com/LT/en
CLS3090-50EA | CORNING(R) 96 WELL ROBOLIDS 96-WELL | 1X50EA | 1 | 913 | Sigma-Aldrich | CLS3090-50EA | https://www.sigmaaldrich.com/LT/en
CLS3099-50EA | CORNING(R) 96 WELL PLATE LIDS AND MATS & | 1X50EA | 1 | 158 | Sigma-Aldrich | CLS3099-50EA | https://www.sigmaaldrich.com/LT/en
CLS3261-20EA | CORNING(R) ULTRA-LOW ATTACHMENT CULTURE& | 1X20EA | 1 | 667 | Sigma-Aldrich | CLS3261-20EA | https://www.sigmaaldrich.com/LT/en
CLS3262-20EA | CORNING(R) ULTRA-LOW ATTACHMENT CULTURE& | 1X20EA | 1 | 792 | Sigma-Aldrich | CLS3262-20EA | https://www.sigmaaldrich.com/LT/en
CLS3395-48EA | CORNING(R) HTS TRANSWELL(R)-24 MEMBRANE& | 1X48EA | 1 | 362 | Sigma-Aldrich | CLS3395-48EA | https://www.sigmaaldrich.com/LT/en
CLS3397-12EA | CORNING(R) HTS TRANSWELL(R)-24 MEMBRANE& | 1X12EA | 1 | 2632 | Sigma-Aldrich | CLS3397-12EA | https://www.sigmaaldrich.com/LT/en
CLS3399-12EA | CORNING(R) HTS TRANSWELL(R)-24 MEMBRANE& | 1X12EA | 1 | 2632 | Sigma-Aldrich | CLS3399-12EA | https://www.sigmaaldrich.com/LT/en
CLS3401-48EA | CORNING(R) TRANSWELL(R) POLYCARBONATE M& | 1X48EA | 1 | 457 | Sigma-Aldrich | CLS3401-48EA | https://www.sigmaaldrich.com/LT/en
CLS3402-48EA | CORNING(R) TRANSWELL(R) POLYCARBONATE M& | 1X48EA | 1 | 457 | Sigma-Aldrich | CLS3402-48EA | https://www.sigmaaldrich.com/LT/en
CLS3407-24EA | CORNING(R) SNAPWELLS(R) INSERTS MEMBRAN& | 1X24EA | 1 | 258 | Sigma-Aldrich | CLS3407-24EA | https://www.sigmaaldrich.com/LT/en
BR26323-1EA | BRAND(TM) ACCU-JET(R) PRO PIPETTE CONT& | 1X1EA | 1 | 435 | Sigma-Aldrich | BR26323-1EA | https://www.sigmaaldrich.com/LT/en
BR27822-12EA | BRAND(TM) GRADUATED PIPETTE, 5 ML,WITH 0 | 1X12EA | 1 | 70 | Sigma-Aldrich | BR27822-12EA | https://www.sigmaaldrich.com/LT/en
BR30605-6EA | BRAND(TM) USP BLAUBRAND(R) VOLUMETRIC | 1X6EA | 1 | 45 | Sigma-Aldrich | BR30605-6EA | https://www.sigmaaldrich.com/LT/en
BR30900-1EA | BRAND(R) DIGITAL TRANSFERPETTE(R)S VOLU | 1X1EA | 1 | 59 | Sigma-Aldrich | BR30900-1EA | https://www.sigmaaldrich.com/LT/en
BR32862-1EA | BRAND(TM) USP BLAUBRAND(R) CLASS A MEA& | 1X1EA | 1 | 76 | Sigma-Aldrich | BR32862-1EA | https://www.sigmaaldrich.com/LT/en
BR36945-2EA | BRAND(TM) VOLUMETRIC FLASK, BLAUBRAND(& | 1X2EA | 1 | 35 | Sigma-Aldrich | BR36945-2EA | https://www.sigmaaldrich.com/LT/en
BR36981-2EA | BRAND(TM) VOLUMETRIC FLASK, USP BLAUBR& | 1X2EA | 1 | 58 | Sigma-Aldrich | BR36981-2EA | https://www.sigmaaldrich.com/LT/en
BR37470-2EA | BRAND(TM) VOLUMETRIC FLASK, USP, BLAUB& | 1X2EA | 1 | 112 | Sigma-Aldrich | BR37470-2EA | https://www.sigmaaldrich.com/LT/en
BR38210-1EA | BRAND(TM) VOLUMETRIC FLASKS WITH 3 MAR& | 1X1EA | 1 | 121 | Sigma-Aldrich | BR38210-1EA | https://www.sigmaaldrich.com/LT/en
BR43008-1EA | BRAND(TM) GLASS BOTTLE-TOP TILT PIPETT& | 1X1EA | 1 | 70 | Sigma-Aldrich | BR43008-1EA | https://www.sigmaaldrich.com/LT/en
BR43238-2EA | BRAND(TM) DENSITY BOTTLE, GAY-LUSSAC P& | 1X2EA | 1 | 104 | Sigma-Aldrich | BR43238-2EA | https://www.sigmaaldrich.com/LT/en
BR458731-10EA | BRAND(TM) FILTER CRUCIBLE, GLASS, 50 M& | 1X10EA | 1 | 303 | Sigma-Aldrich | BR458731-10EA | https://www.sigmaaldrich.com/LT/en
BR470045-2000EA | BRAND(TM) COVER GLASS, FOR MICROSCOPE & | 1X2000EA | 1 | 59 | Sigma-Aldrich | BR470045-2000EA | https://www.sigmaaldrich.com/LT/en
BR472600-10EA | BRAND(TM) STAINING TROUGH, HELLENDAHL & | 1X10EA | 1 | 219 | Sigma-Aldrich | BR472600-10EA | https://www.sigmaaldrich.com/LT/en
BR474743-2500EA | BRAND(TM) MICROSCOPE SLIDE, GROUND EDG& | 1X2500EA | 1 | 247 | Sigma-Aldrich | BR474743-2500EA | https://www.sigmaaldrich.com/LT/en
BR61750-1ROLL | BRAND(TM) STERILIZATION INDICATOR TAPE& | 1X1ROLL | 1 | 13 | Sigma-Aldrich | BR61750-1ROLL | https://www.sigmaaldrich.com/LT/en
BR62315-1000EA | BRAND(TM) JAR WITH SNAP-ON LID, PS WIT& | 1X1000EA | 1 | 238 | Sigma-Aldrich | BR62315-1000EA | https://www.sigmaaldrich.com/LT/en
BR701342-32EA | BRAND(TM) 96-WELL PLATE, DEEP WELL, 1.& | 1X32EA | 1 | 141 | Sigma-Aldrich | BR701342-32EA | https://www.sigmaaldrich.com/LT/en
BR701371-50EA | BRAND(TM) SEALING FILM FOR MICROPLATES& | 1X50EA | 1 | 61 | Sigma-Aldrich | BR701371-50EA | https://www.sigmaaldrich.com/LT/en
BR704793-1SET | BRAND(TM) TRANSFERPETTE(R) S STARTER K& | 1X1SET | 1 | 731 | Sigma-Aldrich | BR704793-1SET | https://www.sigmaaldrich.com/LT/en
BR705480-1EA | BRAND(TM) ELECTRONIC TRANSFERPETTE(R) | 1X1EA | 1 | 794 | Sigma-Aldrich | BR705480-1EA | https://www.sigmaaldrich.com/LT/en
BR708745-1000EA | BRAND(TM) BLAUBRAND(R) MICROPIPETTES, & | 1X1000EA | 1 | 118 | Sigma-Aldrich | BR708745-1000EA | https://www.sigmaaldrich.com/LT/en
BR717810-1EA | BRAND(TM) BLAUBRAND(R) COUNTING CHAMBE& | 1X1EA | 1 | 115 | Sigma-Aldrich | BR717810-1EA | https://www.sigmaaldrich.com/LT/en
BR723014-100EA | BRAND(TM) HAEMACYTOMETER COVER GLASS, & | 1X100EA | 1 | 217 | Sigma-Aldrich | BR723014-100EA | https://www.sigmaaldrich.com/LT/en
BR758901-1000EA | BRAND(TM) URINE BEAKER POLYPROPYLENE, CA | 1X1000EA | 1 | 98 | Sigma-Aldrich | BR758901-1000EA | https://www.sigmaaldrich.com/LT/en
BR759705-100EA | BRAND(TM) DISPOSAL BAG, PP& | 1X100EA | 1 | 15 | Sigma-Aldrich | BR759705-100EA | https://www.sigmaaldrich.com/LT/en
BR780540-1000EA | BRAND(TM) MICROCENTRIFUGE TUBE, DISPOS& | 1X1000EA | 1 | 46 | Sigma-Aldrich | BR780540-1000EA | https://www.sigmaaldrich.com/LT/en
BR780753-500EA | BRAND(TM) MICRO TUBE WITH BULK SCREW C& | 1X500EA | 1 | 167 | Sigma-Aldrich | BR780753-500EA | https://www.sigmaaldrich.com/LT/en
BR781311-1000EA | BRAND(TM) PCR-TUBES, 0.5 ML, ROSE, IND& | 1X1000EA | 1 | 48 | Sigma-Aldrich | BR781311-1000EA | https://www.sigmaaldrich.com/LT/en
BR781333-120EA | BRAND(TM) PCR TUBE, STRIPS OF 8, ATTAC& | 1X120EA | 1 | 143 | Sigma-Aldrich | BR781333-120EA | https://www.sigmaaldrich.com/LT/en
BR781365-50EA | BRAND(TM) 96-WELL PCR PLATE, SEMI-SKIR& | 1X50EA | 1 | 310 | Sigma-Aldrich | BR781365-50EA | https://www.sigmaaldrich.com/LT/en
BR781390-100EA | BRAND(TM) SEALING FILM FOR MICROPLATES& | 1X100EA | 1 | 119 | Sigma-Aldrich | BR781390-100EA | https://www.sigmaaldrich.com/LT/en
BR781525-120EA | BRAND(TM) 1.2 ML TUBES WITH RACK, 8 STR& | 1X120EA | 1 | 70 | Sigma-Aldrich | BR781525-120EA | https://www.sigmaaldrich.com/LT/en
BR781614-50EA | BRAND(TM) MICROPLATE BRANDPLATES(R), P& | 1X50EA | 1 | 663 | Sigma-Aldrich | BR781614-50EA | https://www.sigmaaldrich.com/LT/en
BR781670-50EA | BRAND(TM) MICROPLATE BRANDPLATES(R), P& | 1X50EA | 1 | 604 | Sigma-Aldrich | BR781670-50EA | https://www.sigmaaldrich.com/LT/en
BR781910-40EA | BRAND(TM) MICROPLATE BRANDPLATES(R), I& | 1X40EA | 1 | 980 | Sigma-Aldrich | BR781910-40EA | https://www.sigmaaldrich.com/LT/en
BR781981-50EA | BRAND(TM) MICROPLATE BRANDPLATES(R), C& | 1X50EA | 1 | 416 | Sigma-Aldrich | BR781981-50EA | https://www.sigmaaldrich.com/LT/en
BR782821-12EA | BRAND(TM) INSERT STRIPS FOR 24 X 6-WEL& | 1X12EA | 1 | 322 | Sigma-Aldrich | BR782821-12EA | https://www.sigmaaldrich.com/LT/en
BR782861-12EA | BRAND(TM) INSERT STRIPS FOR 24 X 6-WEL& | 1X12EA | 1 | 322 | Sigma-Aldrich | BR782861-12EA | https://www.sigmaaldrich.com/LT/en
BR87610-12EA | BRAND(TM) PP BEAKER WITH SPOUT, LOW FO& | 1X12EA | 1 | 27 | Sigma-Aldrich | BR87610-12EA | https://www.sigmaaldrich.com/LT/en
BR87818-6EA | BRAND(TM) PP BEAKER WITH SPOUT, LOW FO& | 1X6EA | 1 | 21 | Sigma-Aldrich | BR87818-6EA | https://www.sigmaaldrich.com/LT/en
BR90254-1EA | BRAND(TM) ETFE BEAKER WITH SPOUT, LOW& | 1X1EA | 1 | 54 | Sigma-Aldrich | BR90254-1EA | https://www.sigmaaldrich.com/LT/en
BR90654-10EA | BRAND(TM) GLASS BEAKER WITH SPOUT, TAL& | 1X10EA | 1 | 181 | Sigma-Aldrich | BR90654-10EA | https://www.sigmaaldrich.com/LT/en
BR91268-4EA | BRAND(TM) GLASS BEAKER WITH SPOUT, LOW& | 1X4EA | 1 | 215 | Sigma-Aldrich | BR91268-4EA | https://www.sigmaaldrich.com/LT/en
BR92824-10EA | BRAND(TM) ERLENMEYER FLASK WITH BEADED& | 1X10EA | 1 | 80 | Sigma-Aldrich | BR92824-10EA | https://www.sigmaaldrich.com/LT/en
WHA1001045 | WHATMAN(TM) QUALITATIVE FILTER PAPER, G& | 1X1EA | 1 | 10 | Sigma-Aldrich | WHA1001045 | https://www.sigmaaldrich.com/LT/en
WHA1002042 | WHATMAN(R) QUALITATIVE FILTER PAPERS, G& | 1X1EA | 1 | 11 | Sigma-Aldrich | WHA1002042 | https://www.sigmaaldrich.com/LT/en
WHA68722504 | WHATMAN(R) GD/X SYRINGE FILTERS, PVDF M& | 1X1EA | 1 | 503 | Sigma-Aldrich | WHA68722504 | https://www.sigmaaldrich.com/LT/en
WHA1823025 | WHATMAN(R) GLASS MICROFIBER FILTERS, GR& | 1X1EA | 1 | 40 | Sigma-Aldrich | WHA1823025 | https://www.sigmaaldrich.com/LT/en
WHA10370119 | WHATMAN(TM) GLASS MICROFIBER FILTERS WI& | 1X1EA | 1 | 97 | Sigma-Aldrich | WHA10370119 | https://www.sigmaaldrich.com/LT/en
WHA10401672 | WHATMAN(TM) MEMBRANE FILTERS MIXED CELL& | 1X1EA | 1 | 152 | Sigma-Aldrich | WHA10401672 | https://www.sigmaaldrich.com/LT/en
WHA1825037 | WHATMAN(TM) GLASS MICROFIBER FILTERS, GR | 1X1EA | 1 | 108 | Sigma-Aldrich | WHA1825037 | https://www.sigmaaldrich.com/LT/en
WHA1827090 | WHATMAN(R) GLASS MICROFIBER FILTERS, GR& | 1X1EA | 1 | 130 | Sigma-Aldrich | WHA1827090 | https://www.sigmaaldrich.com/LT/en
WHA10401726 | WHATMAN(TM) MEMBRANE FILTERS MIXED CELL& | 1X1EA | 1 | 353 | Sigma-Aldrich | WHA10401726 | https://www.sigmaaldrich.com/LT/en
WHA67661304 | WHATMAN(TM) PURADISC(TM) 13 SYRINGE FIL& | 1X1EA | 1 | 2392 | Sigma-Aldrich | WHA67661304 | https://www.sigmaaldrich.com/LT/en
WHAGN203NPEAQUSP | WHATMAN(R) MINI-UNIPREP(TM) G2 STARTER & | 1X1EA | 1 | 468 | Sigma-Aldrich | WHAGN203NPEAQUSP | https://www.sigmaaldrich.com/LT/en
WHA3001917 | WHATMAN(R) CHROMATOGRAPHY PAPERS 1 CHR,& | 1X1EA | 1 | 209 | Sigma-Aldrich | WHA3001917 | https://www.sigmaaldrich.com/LT/en
WHA2105862 | WHATMAN(TM) LENS CLEANING TISSUE, GRADE& | 1X1EA | 1 | 46 | Sigma-Aldrich | WHA2105862 | https://www.sigmaaldrich.com/LT/en
WHA10370004 | WHATMAN(TM) GLASS MICROFIBER FILTERS WI& | 1X1EA | 1 | 114 | Sigma-Aldrich | WHA10370004 | https://www.sigmaaldrich.com/LT/en
WHA10440020 | WHATMAN(TM) STAINLESS STEEL VACUUM FILT& | 1X1EA | 1 | 1176 | Sigma-Aldrich | WHA10440020 | https://www.sigmaaldrich.com/LT/en
BR780734-1000EA | BRAND(TM) MICRO TUBE WITHOUT SCREW CAP& | 1X1000EA | 1 | 102 | Sigma-Aldrich | BR780734-1000EA | https://www.sigmaaldrich.com/LT/en
BR781039-10EA | BRAND(TM) PC CENTRIFUGE TUBE, VOLUME 1& | 1X10EA | 1 | 428 | Sigma-Aldrich | BR781039-10EA | https://www.sigmaaldrich.com/LT/en
BR781304-1000EA | BRAND(TM) PCR-TUBES, 0.2 ML, BLUE, IND& | 1X1000EA | 1 | 52 | Sigma-Aldrich | BR781304-1000EA | https://www.sigmaaldrich.com/LT/en
BR781326-1PK | BRAND(TM) PCR TUBES AND CAPS, STRIPS O& | 1X1PAK | 1 | 221 | Sigma-Aldrich | BR781326-1PK | https://www.sigmaaldrich.com/LT/en
BR781354-50EA | BRAND(TM) 96-WELL PCR PLATE, NON-SKIRT& | 1X50EA | 1 | 200 | Sigma-Aldrich | BR781354-50EA | https://www.sigmaaldrich.com/LT/en
BR781377-50EA | BRAND(TM) 96-WELL PCR PLATE, SKIRTED,& | 1X50EA | 1 | 280 | Sigma-Aldrich | BR781377-50EA | https://www.sigmaaldrich.com/LT/en
BR781416-20EA | BRAND(TM) 48-WELL PCR-PLATE, NO SKIRT,& | 1X20EA | 1 | 72 | Sigma-Aldrich | BR781416-20EA | https://www.sigmaaldrich.com/LT/en
BR781607-100EA | BRAND(TM) MICROPLATE BRANDPLATES(R), P& | 1X100EA | 1 | 266 | Sigma-Aldrich | BR781607-100EA | https://www.sigmaaldrich.com/LT/en
BR781662-50EA | BRAND(TM) MICROPLATE BRANDPLATES(R), P& | 1X50EA | 1 | 127 | Sigma-Aldrich | BR781662-50EA | https://www.sigmaaldrich.com/LT/en
BR781721-100EA | BRAND(TM) MICROPLATE BRANDPLATES(R), I& | 1X100EA | 1 | 161 | Sigma-Aldrich | BR781721-100EA | https://www.sigmaaldrich.com/LT/en
BR781971-50EA | BRAND(TM) MICROPLATE BRANDPLATES(R), C& | 1X50EA | 1 | 625 | Sigma-Aldrich | BR781971-50EA | https://www.sigmaaldrich.com/LT/en
BR782031-50EA | BRAND(TM) MICROPLATE BRANDPLATES(R), C& | 1X50EA | 1 | 659 | Sigma-Aldrich | BR782031-50EA | https://www.sigmaaldrich.com/LT/en
BR782811-12EA | BRAND(TM) INSERT STRIPS FOR 24 X 6-WEL& | 1X12EA | 1 | 322 | Sigma-Aldrich | BR782811-12EA | https://www.sigmaaldrich.com/LT/en
BR87602-12EA | BRAND(TM) PP BEAKER WITH SPOUT, LOW FO& | 1X12EA | 1 | 19 | Sigma-Aldrich | BR87602-12EA | https://www.sigmaaldrich.com/LT/en
BR90228-1EA | BRAND(TM) ETFE BEAKER WITH SPOUT, LOW& | 1X1EA | 1 | 14 | Sigma-Aldrich | BR90228-1EA | https://www.sigmaaldrich.com/LT/en
BR92768-2EA | BRAND(TM) ERLENMEYER FLASK WITH BEADED& | 1X2EA | 1 | 113 | Sigma-Aldrich | BR92768-2EA | https://www.sigmaaldrich.com/LT/en
WHA10416294 | WHATMAN NYTRAN SUPERCHARGE (SPC) NYLON & | 1X1EA | 1 | 556 | Sigma-Aldrich | WHA10416294 | https://www.sigmaaldrich.com/LT/en
WHA1213240 | WHATMAN(R) PREPLEATED QUALITATIVE FILTE& | 1X1EA | 1 | 148 | Sigma-Aldrich | WHA1213240 | https://www.sigmaaldrich.com/LT/en
WHA1827070 | WHATMAN(R) GLASS MICROFIBER FILTERS, GR& | 1X1EA | 1 | 93 | Sigma-Aldrich | WHA1827070 | https://www.sigmaaldrich.com/LT/en
WHA67131651 | WHATMAN(TM) POLYVENT(TM) AND STERIVENT(& | 1X1EA | 1 | 1000 | Sigma-Aldrich | WHA67131651 | https://www.sigmaaldrich.com/LT/en
WHA7184009 | WHATMAN(TM) MEMBRANE FILTERS CELLULOSE & | 1X1EA | 1 | 194 | Sigma-Aldrich | WHA7184009 | https://www.sigmaaldrich.com/LT/en
WHA1442055 | WHATMAN(R) QUANTITATIVE FILTER PAPERS, & | 1X1EA | 1 | 20 | Sigma-Aldrich | WHA1442055 | https://www.sigmaaldrich.com/LT/en
WHA69702504 | WHATMAN(R) GD/XP SYRINGE FILTERS NYLON,& | 1X1EA | 1 | 508 | Sigma-Aldrich | WHA69702504 | https://www.sigmaaldrich.com/LT/en
WHA3020917 | WHATMAN(TM) CELLULOSE CHROMATOGRAPHY PA& | 1X1EA | 1 | 363 | Sigma-Aldrich | WHA3020917 | https://www.sigmaaldrich.com/LT/en
WHA1851082 | WHATMAN(TM) QM-A QUARTZ FILTERS, CIRCLES | 1X1EA | 1 | 366 | Sigma-Aldrich | WHA1851082 | https://www.sigmaaldrich.com/LT/en
WHA2609T | WHATMAN(TM) IN-LINE HEPA FILTRATION UNI& | 1X1EA | 1 | 295 | Sigma-Aldrich | WHA2609T | https://www.sigmaaldrich.com/LT/en
WHA10347521 | WHATMAN(R) QUALITATIVE FILTER PAPER FOR& | 1X1EA | 1 | 49 | Sigma-Aldrich | WHA10347521 | https://www.sigmaaldrich.com/LT/en
WHA67802502 | WHATMAN(TM) PURADISC(TM) 25 SYRINGE FIL& | 1X1EA | 1 | 120 | Sigma-Aldrich | WHA67802502 | https://www.sigmaaldrich.com/LT/en
WHA1003917 | WHATMAN(TM) QUALITATIVE FILTER PAPER, G& | 1X1EA | 1 | 467 | Sigma-Aldrich | WHA1003917 | https://www.sigmaaldrich.com/LT/en
WHA10411111 | WHATMAN(TM) MEMBRANE PTFE FILTERS, TE38& | 1X1EA | 1 | 288 | Sigma-Aldrich | WHA10411111 | https://www.sigmaaldrich.com/LT/en
WHA1542150 | WHATMAN(R) QUANTITATIVE FILTER PAPERS, & | 1X1EA | 1 | 76 | Sigma-Aldrich | WHA1542150 | https://www.sigmaaldrich.com/LT/en
WHA67920402 | WHATMAN PURADISC 4 SYRINGE FILTER 0.2 UM | 1X1EA | 1 | 928 | Sigma-Aldrich | WHA67920402 | https://www.sigmaaldrich.com/LT/en
WHA3001931 | WHATMAN(TM) CELLULOSE CHROMATOGRAPHY PA& | 1X1EA | 1 | 321 | Sigma-Aldrich | WHA3001931 | https://www.sigmaaldrich.com/LT/en
WHA2200125 | WHATMAN(R) 1PS PHASE SEPARATOR FILTER P& | 1X1EA | 1 | 63 | Sigma-Aldrich | WHA2200125 | https://www.sigmaaldrich.com/LT/en
WHA18208013 | WHATMAN(TM) GLASS MICROFIBER FILTERS, G& | 1X1EA | 1 | 48 | Sigma-Aldrich | WHA18208013 | https://www.sigmaaldrich.com/LT/en
WHA67982502 | WHATMAN(TM) PURADISC(TM) 25 SYRINGE FIL& | 1X1EA | 1 | 1265 | Sigma-Aldrich | WHA67982502 | https://www.sigmaaldrich.com/LT/en
WHA10347670 | WHATMAN(TM) WEIGHING BOATS AND PAPER, B& | 1X1EA | 1 | 90 | Sigma-Aldrich | WHA10347670 | https://www.sigmaaldrich.com/LT/en
WHA1821047 | WHATMAN(R) GLASS MICROFIBER FILTERS, GR& | 1X1EA | 1 | 80 | Sigma-Aldrich | WHA1821047 | https://www.sigmaaldrich.com/LT/en
WHA10442213 | WHATMAN(TM) GLASS VACUUM FILTRATION DEV& | 1X1EA | 1 | 193 | Sigma-Aldrich | WHA10442213 | https://www.sigmaaldrich.com/LT/en
WHA1001400 | WHATMAN(R) QUALITATIVE FILTER PAPERS, G& | 1X1EA | 1 | 119 | Sigma-Aldrich | WHA1001400 | https://www.sigmaaldrich.com/LT/en
WHA1450916 | WHATMAN(TM) QUANTITATIVE FILTER PAPER, H | 1X1EA | 1 | 150 | Sigma-Aldrich | WHA1450916 | https://www.sigmaaldrich.com/LT/en
WHA5230500 | WHATMAN(R) FILTER PAPER, GRADE 230, CRE& | 1X1EA | 1 | 131 | Sigma-Aldrich | WHA5230500 | https://www.sigmaaldrich.com/LT/en
WHA1827110 | WHATMAN(R) GLASS MICROFIBER FILTERS, GR& | 1X1EA | 1 | 178 | Sigma-Aldrich | WHA1827110 | https://www.sigmaaldrich.com/LT/en
WHA7404009 | WHATMAN(TM) MEMBRANE FILTERS, NYLON, 0.& | 1X1EA | 1 | 211 | Sigma-Aldrich | WHA7404009 | https://www.sigmaaldrich.com/LT/en
WHA10463543 | WHATMAN(TM) REZIST(TM) SYRINGE FILTERS,& | 1X1EA | 1 | 201 | Sigma-Aldrich | WHA10463543 | https://www.sigmaaldrich.com/LT/en
WHA68781302 | WHATMAN(R) GD/X SYRINGE FILTERS, POLYPR& | 1X1EA | 1 | 476 | Sigma-Aldrich | WHA68781302 | https://www.sigmaaldrich.com/LT/en
WHA10347672 | WHATMAN WEIGHING BOATS AND PAPER, B-2 & | 1X1EA | 1 | 35 | Sigma-Aldrich | WHA10347672 | https://www.sigmaaldrich.com/LT/en
WHA10328170 | WHATMAN(TMWHATMAN(TM) FILTER DISCS, GRA& | 1X1EA | 1 | 279 | Sigma-Aldrich | WHA10328170 | https://www.sigmaaldrich.com/LT/en
WHA1452090 | WHATMAN(R) QUANTITATIVE FILTER PAPERS, & | 1X1EA | 1 | 35 | Sigma-Aldrich | WHA1452090 | https://www.sigmaaldrich.com/LT/en
WHA67255002A | WHATMAN(TM) IN-LINE FILTER / DEGASSERS & | 1X1EA | 1 | 203 | Sigma-Aldrich | WHA67255002A | https://www.sigmaaldrich.com/LT/en
WHA1960054 | WHATMAN (R) GLASS MICROFIBER MEMBRANE HO | 1X1EA | 1 | 459 | Sigma-Aldrich | WHA1960054 | https://www.sigmaaldrich.com/LT/en
WHA111156 | WHATMAN(R) NUCLEPORE(R) TRACK-ETCHED & | 1X1EA | 1 | 131 | Sigma-Aldrich | WHA111156 | https://www.sigmaaldrich.com/LT/en
WHA2812259 | WHATMAN(TM) HIGH-PURITY GLASS MICROFIBE& | 1X1EA | 1 | 77 | Sigma-Aldrich | WHA2812259 | https://www.sigmaaldrich.com/LT/en
WHAAV125UORG | WHATMAN(R) AUTOVIALS(TM) PTFE MEMBRANE,& | 1X1EA | 1 | 244 | Sigma-Aldrich | WHAAV125UORG | https://www.sigmaaldrich.com/LT/en
WHA1442240 | WHATMAN(R) QUANTITATIVE FILTER PAPERS, & | 1X1EA | 1 | 143 | Sigma-Aldrich | WHA1442240 | https://www.sigmaaldrich.com/LT/en
WHA10404044 | WHATMAN(TM) CELLULOSE ACETATE MEMBRANE,& | 1X1EA | 1 | 303 | Sigma-Aldrich | WHA10404044 | https://www.sigmaaldrich.com/LT/en
WHA3030917 | WHATMAN(R) CHROMATOGRAPHY PAPERS 3MM CH& | 1X1EA | 1 | 309 | Sigma-Aldrich | WHA3030917 | https://www.sigmaaldrich.com/LT/en
WHA10311812 | WHATMAN(R) QUALITATIVE FILTER PAPER, GR& | 1X1EA | 1 | 24 | Sigma-Aldrich | WHA10311812 | https://www.sigmaaldrich.com/LT/en
WHA1827082 | WHATMAN(R) GLASS MICROFIBER FILTERS, GR& | 1X1EA | 1 | 108 | Sigma-Aldrich | WHA1827082 | https://www.sigmaaldrich.com/LT/en
WHA10401626 | WHATMAN(TM) MEMBRANE FILTERS MIXED CELL& | 1X1EA | 1 | 353 | Sigma-Aldrich | WHA10401626 | https://www.sigmaaldrich.com/LT/en
WHA67215010 | WHATMAN(TM) POLYDISC TF CHEMICAL RESIST& | 1X1EA | 1 | 151 | Sigma-Aldrich | WHA67215010 | https://www.sigmaaldrich.com/LT/en
WHA1001110 | WHATMAN(R) QUALITATIVE FILTER PAPERS, G& | 1X1EA | 1 | 12 | Sigma-Aldrich | WHA1001110 | https://www.sigmaaldrich.com/LT/en
WHA67492504 | WHATMAN(TM) PURADISC(TM) 25 SYRINGE FIL& | 1X1EA | 1 | 2231 | Sigma-Aldrich | WHA67492504 | https://www.sigmaaldrich.com/LT/en
BR30608-6EA | BRAND(TM) USP BLAUBRAND(R) VOLUMETRIC& | 1X6EA | 1 | 61 | Sigma-Aldrich | BR30608-6EA | https://www.sigmaaldrich.com/LT/en
BR65043-1EA | BRAND(TM) DESICCATOR 'NOVUS', NOMINAL & | 1X1EA | 1 | 314 | Sigma-Aldrich | BR65043-1EA | https://www.sigmaaldrich.com/LT/en
BR781731-100EA | BRAND(TM) MICROPLATE BRANDPLATES(R), I& | 1X100EA | 1 | 780 | Sigma-Aldrich | BR781731-100EA | https://www.sigmaaldrich.com/LT/en
BR781913-5EA | BRAND(TM) MICROPLATE BRANDPLATES(R), I& | 1X5EA | 1 | 127 | Sigma-Aldrich | BR781913-5EA | https://www.sigmaaldrich.com/LT/en
BR781987-50EA | BRAND(TM) MICROPLATE BRANDPLATES(R), C& | 1X50EA | 1 | 804 | Sigma-Aldrich | BR781987-50EA | https://www.sigmaaldrich.com/LT/en
WHA2228 | WHATMAN(TM) POLYDISC HD HEAVY DUTY IN-L& | 1X1EA | 1 | 436 | Sigma-Aldrich | WHA2228 | https://www.sigmaaldrich.com/LT/en
GN203APEORG | WHATMAN(R) MINI-UNIPREP(TM) G2 STANDARD& | 1X1EA | 1 | 484 | Sigma-Aldrich | GN203APEORG | https://www.sigmaaldrich.com/LT/en
WHA1823035 | WHATMAN(TM) GLASS MICROFIBER FILTERS, G& | 1X1EA | 1 | 42 | Sigma-Aldrich | WHA1823035 | https://www.sigmaaldrich.com/LT/en
WHA1540324 | WHATMAN(TM) QUANTITATIVE FILTER PAPER, & | 1X1EA | 1 | 20 | Sigma-Aldrich | WHA1540324 | https://www.sigmaaldrich.com/LT/en
WHA10401614 | WHATMAN MEMBRANE FILTERS MIXED CELLULOS& | 1X1EA | 1 | 142 | Sigma-Aldrich | WHA10401614 | https://www.sigmaaldrich.com/LT/en
WHA10462701 | WHATMAN(R) PURADISC(TM) FP30 SYRINGE FI& | 1X1EA | 1 | 114 | Sigma-Aldrich | WHA10462701 | https://www.sigmaaldrich.com/LT/en
WHA1450320 | WHATMAN(TM) QUANTITATIVE FILTER PAPER, & | 1X1EA | 1 | 245 | Sigma-Aldrich | WHA1450320 | https://www.sigmaaldrich.com/LT/en
WHA10421019 | WHATMAN(TM) GLASS MICROFIBER FILTERS WI& | 1X1EA | 1 | 126 | Sigma-Aldrich | WHA10421019 | https://www.sigmaaldrich.com/LT/en
WHA5230150 | WHATMAN(R) FILTER PAPER, GRADE 230, CRE& | 1X1EA | 1 | 13 | Sigma-Aldrich | WHA5230150 | https://www.sigmaaldrich.com/LT/en
WHA1002147 | WHATMAN(TM) QUALITATIVE FILTER PAPER, G& | 1X1EA | 1 | 49 | Sigma-Aldrich | WHA1002147 | https://www.sigmaaldrich.com/LT/en
WHA1821037 | WHATMAN(R) GLASS MICROFIBER FILTERS, GR& | 1X1EA | 1 | 64 | Sigma-Aldrich | WHA1821037 | https://www.sigmaaldrich.com/LT/en
WHA10442212 | WHATMAN(TM) GLASS VACUUM FILTRATION DEV& | 1X1EA | 1 | 178 | Sigma-Aldrich | WHA10442212 | https://www.sigmaaldrich.com/LT/en
WHA2613991 | WHATMAN(TM) PH INDICATORS, COLOR BONDED& | 1X1EA | 1 | 19 | Sigma-Aldrich | WHA2613991 | https://www.sigmaaldrich.com/LT/en
WHA1004240 | WHATMAN(R) QUALITATIVE FILTER PAPERS, G& | 1X1EA | 1 | 66 | Sigma-Aldrich | WHA1004240 | https://www.sigmaaldrich.com/LT/en
WHA7585004 | WHATMAN(TM) MEMBRANE FILTERS, PTFE, 0.5& | 1X1EA | 1 | 528 | Sigma-Aldrich | WHA7585004 | https://www.sigmaaldrich.com/LT/en
WHA10343630 | WHATMAN(R) QUALITATIVE FILTER PAPER FOR& | 1X1EA | 1 | 281 | Sigma-Aldrich | WHA10343630 | https://www.sigmaaldrich.com/LT/en
WHAGS203NPUORGSP | WHATMAN(R) MINI-UNIPREP(TM) G2 STARTER & | 1X1EA | 1 | 490 | Sigma-Aldrich | WHAGS203NPUORGSP | https://www.sigmaaldrich.com/LT/en
WHA111101 | WHATMAN(TM) NUCLEPORE(TM) TRACK-ETCHED & | 1X1EA | 1 | 321 | Sigma-Aldrich | WHA111101 | https://www.sigmaaldrich.com/LT/en
WHA1827025 | WHATMAN(R) GLASS MICROFIBER FILTERS, GR& | 1X1EA | 1 | 27 | Sigma-Aldrich | WHA1827025 | https://www.sigmaaldrich.com/LT/en
WHAUS203NPUPP | WHATMAN(R) MINI-UNIPREP(TM) SYRINGELESS& | 1X1EA | 1 | 249 | Sigma-Aldrich | WHAUS203NPUPP | https://www.sigmaaldrich.com/LT/en
WHA10463809 | WHATMAN(TM) ROBY AUTOMATED FILTER 25 MM& | 1X1EA | 1 | 762 | Sigma-Aldrich | WHA10463809 | https://www.sigmaaldrich.com/LT/en
WHA1440125 | WHATMAN(R) QUANTITATIVE FILTER PAPERS, & | 1X1EA | 1 | 47 | Sigma-Aldrich | WHA1440125 | https://www.sigmaaldrich.com/LT/en
WHA1541320 | WHATMAN(TM) QUANTITATIVE FILTER PAPER, H | 1X1EA | 1 | 339 | Sigma-Aldrich | WHA1541320 | https://www.sigmaaldrich.com/LT/en
WHA10347033 | WHATMAN(TM) 8 RULED CIRCLES, 75 MM, 100& | 1X1EA | 1 | 42 | Sigma-Aldrich | WHA10347033 | https://www.sigmaaldrich.com/LT/en
WHA10414006 | WHATMAN(R) NYLON-66 MEMBRANE FILTERS, N& | 1X1EA | 1 | 129 | Sigma-Aldrich | WHA10414006 | https://www.sigmaaldrich.com/LT/en
WHA1202385 | WHATMAN(TM) QUALITATIVE FILTER PAPER, G& | 1X1EA | 1 | 235 | Sigma-Aldrich | WHA1202385 | https://www.sigmaaldrich.com/LT/en
GN203NPENYL | WHATMAN(R) MINI-UNIPREP(TM) G2 STANDARD& | 1X1EA | 1 | 463 | Sigma-Aldrich | GN203NPENYL | https://www.sigmaaldrich.com/LT/en
WHA67512504 | WHATMAN PURADISC 25 SYRINGE FILTER 0.45 | 1X1EA | 1 | 554 | Sigma-Aldrich | WHA67512504 | https://www.sigmaaldrich.com/LT/en
WHA1004270 | WHATMAN(R) QUALITATIVE FILTER PAPERS, G& | 1X1EA | 1 | 70 | Sigma-Aldrich | WHA1004270 | https://www.sigmaaldrich.com/LT/en
WHA10371114 | WHATMAN(TM) STANDARD GLASS MICROFIBER E& | 1X1EA | 1 | 170 | Sigma-Aldrich | WHA10371114 | https://www.sigmaaldrich.com/LT/en
WHA1440320 | WHATMAN(TM) QUANTITATIVE FILTER PAPER, A | 1X1EA | 1 | 314 | Sigma-Aldrich | WHA1440320 | https://www.sigmaaldrich.com/LT/en
WHA1441320 | WHATMAN(TM) QUANTITATIVE FILTER PAPER, & | 1X1EA | 1 | 164 | Sigma-Aldrich | WHA1441320 | https://www.sigmaaldrich.com/LT/en
GN203APEAQU | WHATMAN(R) MINI-UNIPREP(TM) G2 STANDARD& | 1X1EA | 1 | 484 | Sigma-Aldrich | GN203APEAQU | https://www.sigmaaldrich.com/LT/en
WHAUN203NPENYL | WHATMAN(R) MINI-UNIPREP(TM) SYRINGELESS& | 1X1EA | 1 | 244 | Sigma-Aldrich | WHAUN203NPENYL | https://www.sigmaaldrich.com/LT/en
WHA5202200 | WHATMAN(R)FILTER PAPER, GRADE 202, CREP& | 1X1EA | 1 | 21 | Sigma-Aldrich | WHA5202200 | https://www.sigmaaldrich.com/LT/en
WHA1851047 | WHATMAN QM-A QUARTZ FILTERS, 47MM DIAM. | 1X1EA | 1 | 257 | Sigma-Aldrich | WHA1851047 | https://www.sigmaaldrich.com/LT/en
WHA1006240 | WHATMAN(TM) QUALITATIVE FILTER PAPER, G& | 1X1EA | 1 | 70 | Sigma-Aldrich | WHA1006240 | https://www.sigmaaldrich.com/LT/en
WHA10347890 | WHATMAN(TM) QUALITATIVE FILTER PAPER, G& | 1X1EA | 1 | 118 | Sigma-Aldrich | WHA10347890 | https://www.sigmaaldrich.com/LT/en
WHA1542090 | WHATMAN(R) QUANTITATIVE FILTER PAPERS, & | 1X1EA | 1 | 33 | Sigma-Aldrich | WHA1542090 | https://www.sigmaaldrich.com/LT/en
WHA10311547 | WHATMAN(R) PREPLEATED QUALITATIVE FILTE& | 1X1EA | 1 | 72 | Sigma-Aldrich | WHA10311547 | https://www.sigmaaldrich.com/LT/en
WHA2614991 | WHATMAN(TM) PH INDICATORS, COLOR BONDED& | 1X1EA | 1 | 19 | Sigma-Aldrich | WHA2614991 | https://www.sigmaaldrich.com/LT/en
WHA10463802 | WHATMAN(TM) ROBY AUTOMATED FILTER 25 MM& | 1X1EA | 1 | 2098 | Sigma-Aldrich | WHA10463802 | https://www.sigmaaldrich.com/LT/en
WHA10400106 | WHATMAN(TM) MEMBRANE FILTERS CELLULOSE & | 1X1EA | 1 | 156 | Sigma-Aldrich | WHA10400106 | https://www.sigmaaldrich.com/LT/en
WHA1822070 | WHATMAN(R) GLASS MICROFIBER FILTERS, GR& | 1X1EA | 1 | 89 | Sigma-Aldrich | WHA1822070 | https://www.sigmaaldrich.com/LT/en
WHA10370391 | WHATMAN(TM) GLASS MICROFIBER FILTERS WI& | 1X1EA | 1 | 87 | Sigma-Aldrich | WHA10370391 | https://www.sigmaaldrich.com/LT/en
WHA10416304 | WHATMAN(TM) NYTRAN(R) SUPERCHARGE (SPC)& | 1X1EA | 1 | 244 | Sigma-Aldrich | WHA10416304 | https://www.sigmaaldrich.com/LT/en
WHA10404112 | WHATMAN(TM) CELLULOSE ACETATE MEMBRANE,& | 1X1EA | 1 | 178 | Sigma-Aldrich | WHA10404112 | https://www.sigmaaldrich.com/LT/en
WHAAV115UGMF | WHATMAN(TM) AUTOVIALS(TM) SYRINGELESS F& | 1X1EA | 1 | 171 | Sigma-Aldrich | WHAAV115UGMF | https://www.sigmaaldrich.com/LT/en
WHA110405 | WHATMAN(TM) NUCLEPORE(TM) TRACK-ETCHED & | 1X1EA | 1 | 101 | Sigma-Aldrich | WHA110405 | https://www.sigmaaldrich.com/LT/en
WHA10370394 | WHATMAN(TM) GLASS MICROFIBER FILTERS WI& | 1X1EA | 1 | 481 | Sigma-Aldrich | WHA10370394 | https://www.sigmaaldrich.com/LT/en
WHA1005240 | WHATMAN(R) QUALITATIVE FILTER PAPERS GR& | 1X1EA | 1 | 70 | Sigma-Aldrich | WHA1005240 | https://www.sigmaaldrich.com/LT/en
WHAWB129243 | WHATMAN(R) FTA(R) CARD TECHNOLOGY, FTA & | 1X1EA | 1 | 520 | Sigma-Aldrich | WHAWB129243 | https://www.sigmaaldrich.com/LT/en
WHA7402004 | WHATMAN(TM) MEMBRANE FILTERS NYLON, 0.2& | 1X1EA | 1 | 184 | Sigma-Aldrich | WHA7402004 | https://www.sigmaaldrich.com/LT/en
GN203NPURC | WHATMAN(R) MINI-UNIPREP(TM) G2 STANDARD& | 1X1EA | 1 | 463 | Sigma-Aldrich | GN203NPURC | https://www.sigmaaldrich.com/LT/en
WHA10477601 | WHATMAN(TM) VACUUM FILTRATION APPARATUS& | 1X1EA | 1 | 333 | Sigma-Aldrich | WHA10477601 | https://www.sigmaaldrich.com/LT/en
WHA10312251 | WHATMAN(R) PREPLEATED QUALITATIVE FILTE& | 1X1EA | 1 | 98 | Sigma-Aldrich | WHA10312251 | https://www.sigmaaldrich.com/LT/en
WHA10334365 | WHATMAN(R) QUALITATIVE FILTER PAPER FOR& | 1X1EA | 1 | 143 | Sigma-Aldrich | WHA10334365 | https://www.sigmaaldrich.com/LT/en
WHA67037521 | WHATMAN(TM) POLYCAP HD HEAVY DUTY ENCAP& | 1X1EA | 1 | 85 | Sigma-Aldrich | WHA67037521 | https://www.sigmaaldrich.com/LT/en
WHA1542125 | WHATMAN(R) QUANTITATIVE FILTER PAPERS, & | 1X1EA | 1 | 52 | Sigma-Aldrich | WHA1542125 | https://www.sigmaaldrich.com/LT/en
BR114822-250EA | BRAND(TM) PP GRADUATED CENTRIFUGE TUBE& | 1X250EA | 1 | 122 | Sigma-Aldrich | BR114822-250EA | https://www.sigmaaldrich.com/LT/en
BR114845-1000EA | BRAND(TM) CRYOGENIC TUBE WITH SCREW CA& | 1X1000EA | 1 | 484 | Sigma-Aldrich | BR114845-1000EA | https://www.sigmaaldrich.com/LT/en
BR122570-1EA | BRAND(TM) LABORATORY BOTTLE, CAPACITY& | 1X1EA | 1 | 150 | Sigma-Aldrich | BR122570-1EA | https://www.sigmaaldrich.com/LT/en
BR128962-1EA | BRAND(TM) PLASTIBRAND(TM) NARROW-MOUTH B | 1X1EA | 1 | 234 | Sigma-Aldrich | BR128962-1EA | https://www.sigmaaldrich.com/LT/en
BR130414-1EA | BRAND(TM) SQUARE PE-HD BOTTLE WITH TAM& | 1X1EA | 1 | 10 | Sigma-Aldrich | BR130414-1EA | https://www.sigmaaldrich.com/LT/en
BR137750-1EA | BRAND(TM) MAGNETIC STIRRING BAR RETRIE& | 1X1EA | 1 | 16 | Sigma-Aldrich | BR137750-1EA | https://www.sigmaaldrich.com/LT/en
BR139820-10EA | BRAND(TM) LABORATORY SPATULA, DOUBLE E& | 1X10EA | 1 | 27 | Sigma-Aldrich | BR139820-10EA | https://www.sigmaaldrich.com/LT/en
BR145540-1EA | BRAND(TM) FUNNEL SHORT STEM, GLASS, OU& | 1X1EA | 1 | 10 | Sigma-Aldrich | BR145540-1EA | https://www.sigmaaldrich.com/LT/en
BR155548-500EA | BRAND(TM) WEIGHING DISH, PS, 80 X 60 & | 1X500EA | 1 | 58 | Sigma-Aldrich | BR155548-500EA | https://www.sigmaaldrich.com/LT/en
BR23766-1EA | BRAND(TM) SILBERBRAND AUTOMATIC BURETT& | 1X1EA | 1 | 102 | Sigma-Aldrich | BR23766-1EA | https://www.sigmaaldrich.com/LT/en
BR23921-1EA | BRAND(TM) BLAUBRAND(R) COMPACT AUTOMAT& | 1X1EA | 1 | 145 | Sigma-Aldrich | BR23921-1EA | https://www.sigmaaldrich.com/LT/en
BR29125-1EA | BRAND(TM) PIPETTE RINSING SYSTEM, RINS& | 1X1EA | 1 | 281 | Sigma-Aldrich | BR29125-1EA | https://www.sigmaaldrich.com/LT/en
BR30616-6EA | BRAND(TM) USP BLAUBRAND(R) VOLUMETRIC | 1X6EA | 1 | 68 | Sigma-Aldrich | BR30616-6EA | https://www.sigmaaldrich.com/LT/en
BR32828-2EA | BRAND(TM) USP BLAUBRAND(R) CLASS A MEA& | 1X2EA | 1 | 28 | Sigma-Aldrich | BR32828-2EA | https://www.sigmaaldrich.com/LT/en
BR36841-2EA | BRAND(R) VOLUMETRIC FLASK BLAUBRAND(R) E | 1X2EA | 1 | 33 | Sigma-Aldrich | BR36841-2EA | https://www.sigmaaldrich.com/LT/en
BR36977-2EA | BRAND(TM) VOLUMETRIC FLASK, USP BLAUBR& | 1X2EA | 1 | 42 | Sigma-Aldrich | BR36977-2EA | https://www.sigmaaldrich.com/LT/en
BR37465-2EA | BRAND(TM) VOLUMETRIC FLASK, USP, BLAUB& | 1X2EA | 1 | 67 | Sigma-Aldrich | BR37465-2EA | https://www.sigmaaldrich.com/LT/en
BR37491-1EA | BRAND(TM) VOLUMETRIC FLASK, USP, BLAUB& | 1X1EA | 1 | 79 | Sigma-Aldrich | BR37491-1EA | https://www.sigmaaldrich.com/LT/en
BR43205-2EA | BRAND(TM) DENSITY BOTTLE, GAY-LUSSAC P& | 1X2EA | 1 | 56 | Sigma-Aldrich | BR43205-2EA | https://www.sigmaaldrich.com/LT/en
BR44870-6ROLL | BRAND(TM) PURSEPT(TM)-A DISINFECTANT, & | 1X6ROLL | 1 | 133 | Sigma-Aldrich | BR44870-6ROLL | https://www.sigmaaldrich.com/LT/en
BR455743-10EA | BRAND(R) PETRI DISH, GLASS, WITH LID, SO | 1X10EA | 1 | 27 | Sigma-Aldrich | BR455743-10EA | https://www.sigmaaldrich.com/LT/en
BR466133-1EA | BRAND(TM) FILTER FUNNEL, GLASS, 500 ML& | 1X1EA | 1 | 109 | Sigma-Aldrich | BR466133-1EA | https://www.sigmaaldrich.com/LT/en
BR4720120-1EA | BRAND(TM) BOTTLETOP DISPENSER SERIPETT& | 1X1EA | 1 | 152 | Sigma-Aldrich | BR4720120-1EA | https://www.sigmaaldrich.com/LT/en
BR474400-4EA | BRAND(TM) STAINING TROUGH, HELLENDAHL & | 1X4EA | 1 | 79 | Sigma-Aldrich | BR474400-4EA | https://www.sigmaaldrich.com/LT/en
BR51467-1EA | BRAND(TM) GROUND SOCKET, PTFE, NS 29/3& | 1X1EA | 1 | 23 | Sigma-Aldrich | BR51467-1EA | https://www.sigmaaldrich.com/LT/en
BR65738-1EA | BRAND(TM) DESSICATOR 'NOVUS' LID WITH& | 1X1EA | 1 | 134 | Sigma-Aldrich | BR65738-1EA | https://www.sigmaaldrich.com/LT/en
BR701365-50EA | BRAND(TM) SEALING FILM FOR MICROPLATES& | 1X50EA | 1 | 88 | Sigma-Aldrich | BR701365-50EA | https://www.sigmaaldrich.com/LT/en
BR704018-1EA | BRAND(TM) BOTTLE FOR BRAND DISPENSERS,& | 1X1EA | 1 | 10 | Sigma-Aldrich | BR704018-1EA | https://www.sigmaaldrich.com/LT/en
BR705433-1EA | BRAND(TM) ELECTRONIC TRANSFERPETTE(R)& | 1X1EA | 1 | 687 | Sigma-Aldrich | BR705433-1EA | https://www.sigmaaldrich.com/LT/en
BR708728-1000EA | BRAND(TM) BLAUBRAND(R) MICROPIPETTES, & | 1X1000EA | 1 | 118 | Sigma-Aldrich | BR708728-1000EA | https://www.sigmaaldrich.com/LT/en
BR709144-1000EA | BRAND(TM) BLAUBRAND(R) MICROPIPETTES, & | 1X1000EA | 1 | 81 | Sigma-Aldrich | BR709144-1000EA | https://www.sigmaaldrich.com/LT/en
BR719520-1EA | BRAND(TM) BLAUBRAND(R) COUNTING CHAMBE& | 1X1EA | 1 | 79 | Sigma-Aldrich | BR719520-1EA | https://www.sigmaaldrich.com/LT/en
BR749311-1000EA | BRAND(TM) MICRO HAEMATOCRIT CAPILLARY,& | 1X1000EA | 1 | 30 | Sigma-Aldrich | BR749311-1000EA | https://www.sigmaaldrich.com/LT/en
BR759235-100EA | BRAND(TM) UV MICRO CUVETTE, H 15 MM, V& | 1X100EA | 1 | 57 | Sigma-Aldrich | BR759235-100EA | https://www.sigmaaldrich.com/LT/en
BR779022-100EA | BRAND(TM) CENTRIFUGE TUBE, 15 ML, RIML& | 1X100EA | 1 | 52 | Sigma-Aldrich | BR779022-100EA | https://www.sigmaaldrich.com/LT/en
BR113135-1EA | BRAND(TM) FORCEP WITH RECTANGULAR ENDS& | 1X1EA | 1 | 63 | Sigma-Aldrich | BR113135-1EA | https://www.sigmaaldrich.com/LT/en
BR114508-10EA | BRAND(TM) GRADUATED GLASS TEST TUBE, C& | 1X10EA | 1 | 94 | Sigma-Aldrich | BR114508-10EA | https://www.sigmaaldrich.com/LT/en
BR115020-1000EA | BRAND(TM) PUSH-ON CAP FOR TECHNICON AN& | 1X1000EA | 1 | 31 | Sigma-Aldrich | BR115020-1000EA | https://www.sigmaaldrich.com/LT/en
BR124539-1EA | BRAND(TM) DROPPIN&G BOTTLE WITH DROPPIN& | 1X1EA | 1 | 15 | Sigma-Aldrich | BR124539-1EA | https://www.sigmaaldrich.com/LT/en
BR130426-1EA | BRAND(TM) SQUARE PE-HD BOTTLE WITH TAM& | 1X1EA | 1 | 10 | Sigma-Aldrich | BR130426-1EA | https://www.sigmaaldrich.com/LT/en
BR137935-10EA | BRAND(TM) MAGNETIC STIRRING BAR, PTFE,& | 1X10EA | 1 | 212 | Sigma-Aldrich | BR137935-10EA | https://www.sigmaaldrich.com/LT/en
BR139125-6EA | BRAND(TM) SCOOP, VOLUME 250 ML, L 260 & | 1X6EA | 1 | 22 | Sigma-Aldrich | BR139125-6EA | https://www.sigmaaldrich.com/LT/en
BR145611-10EA | BRAND(TM) FUNNEL SHORT STEM, GLASS, FL& | 1X10EA | 1 | 345 | Sigma-Aldrich | BR145611-10EA | https://www.sigmaaldrich.com/LT/en
BR150905-1EA | BRAND(TM) WATCH GLASS, PTFE, DIAM. 50 & | 1X1EA | 1 | 10 | Sigma-Aldrich | BR150905-1EA | https://www.sigmaaldrich.com/LT/en
BR21912-1EA | BRAND(TM) BLAUBRAND(R) AUTOMATIC BURET& | 1X1EA | 1 | 168 | Sigma-Aldrich | BR21912-1EA | https://www.sigmaaldrich.com/LT/en
BR22318-1EA | BRAND(TM) BLAUBRAND(R) AUTOMATIC BURET& | 1X1EA | 1 | 198 | Sigma-Aldrich | BR22318-1EA | https://www.sigmaaldrich.com/LT/en
BR23811-1EA | BRAND(TM) SILBERBRAND COMPACT AUTOMATIC | 1X1EA | 1 | 103 | Sigma-Aldrich | BR23811-1EA | https://www.sigmaaldrich.com/LT/en
WHA10406512 | WHATMAN(TM) ME MEMBRANES FOR MICROBIOLO& | 1X1EA | 1 | 122 | Sigma-Aldrich | WHA10406512 | https://www.sigmaaldrich.com/LT/en
WHA1851110 | WHATMAN(TM) QM-A QUARTZ FILTERS, CIRCLE& | 1X1EA | 1 | 532 | Sigma-Aldrich | WHA1851110 | https://www.sigmaaldrich.com/LT/en
WHA1542240 | WHATMAN(R) QUANTITATIVE FILTER PAPERS, & | 1X1EA | 1 | 166 | Sigma-Aldrich | WHA1542240 | https://www.sigmaaldrich.com/LT/en
WHA1820125 | WHATMAN(R) GLASS MICROFIBER FILTERS, GR& | 1X1EA | 1 | 135 | Sigma-Aldrich | WHA1820125 | https://www.sigmaaldrich.com/LT/en
WHA2300599 | WHATMAN(TM) BENCHKOTE(R) SURFACE PROTEC& | 1X1EA | 1 | 110 | Sigma-Aldrich | WHA2300599 | https://www.sigmaaldrich.com/LT/en
WHA10370111 | WHATMAN(TM) GLASS MICROFIBER FILTERS WI& | 1X1EA | 1 | 158 | Sigma-Aldrich | WHA10370111 | https://www.sigmaaldrich.com/LT/en
WHA68094012 | WHATMAN(TM) ANOTOP(TM) 25 SYRINGE FILTE& | 1X1EA | 1 | 814 | Sigma-Aldrich | WHA68094012 | https://www.sigmaaldrich.com/LT/en
WHA1823055 | WHATMAN(R) GLASS MICROFIBER FILTERS, GR& | 1X1EA | 1 | 60 | Sigma-Aldrich | WHA1823055 | https://www.sigmaaldrich.com/LT/en
WHA10350238 | WHATMAN(TM) CELLULOSE EXTRACTION THIMBL& | 1X1EA | 1 | 89 | Sigma-Aldrich | WHA10350238 | https://www.sigmaaldrich.com/LT/en
WHA10347004 | WHATMAN(TM) 8 RULED CIRCLES, 45 MM, 100& | 1X1EA | 1 | 31 | Sigma-Aldrich | WHA10347004 | https://www.sigmaaldrich.com/LT/en
WHA112105 | WHATMAN(TM) NUCLEPORE(TM) TRACK-ETCHED & | 1X1EA | 1 | 225 | Sigma-Aldrich | WHA112105 | https://www.sigmaaldrich.com/LT/en
WHA3004917 | WHATMAN(R) CHROMATOGRAPHY PAPERS 4 CHR,& | 1X1EA | 1 | 255 | Sigma-Aldrich | WHA3004917 | https://www.sigmaaldrich.com/LT/en
WHA10370010 | WHATMAN(TM) GLASS MICROFIBER FILTERS WI& | 1X1EA | 1 | 416 | Sigma-Aldrich | WHA10370010 | https://www.sigmaaldrich.com/LT/en
WHA68094022 | WHATMAN(TM) ANOTOP(TM) 25 SYRINGE FILTE& | 1X1EA | 1 | 774 | Sigma-Aldrich | WHA68094022 | https://www.sigmaaldrich.com/LT/en
WHA10382514 | WHATMAN(TM) CELLULOSE CHROMATOGRAPHY PA& | 1X1EA | 1 | 351 | Sigma-Aldrich | WHA10382514 | https://www.sigmaaldrich.com/LT/en
WHA10347530 | WHATMAN(R) QUALITATIVE FILTER PAPER FOR& | 1X1EA | 1 | 51 | Sigma-Aldrich | WHA10347530 | https://www.sigmaaldrich.com/LT/en
WHA2800260 | WHATMAN(TM) HIGH PERFORMANCE CELLULOSE & | 1X1EA | 1 | 101 | Sigma-Aldrich | WHA2800260 | https://www.sigmaaldrich.com/LT/en
WHA1003240 | WHATMAN(R) QUALITATIVE FILTER PAPERS, G& | 1X1EA | 1 | 101 | Sigma-Aldrich | WHA1003240 | https://www.sigmaaldrich.com/LT/en
WHA10409970 | WHATMAN(TM) ME MEMBRANES FOR MICROBIOLO& | 1X1EA | 1 | 187 | Sigma-Aldrich | WHA10409970 | https://www.sigmaaldrich.com/LT/en
WHA1822055 | WHATMAN(R) GLASS MICROFIBER FILTERS, GR& | 1X1EA | 1 | 76 | Sigma-Aldrich | WHA1822055 | https://www.sigmaaldrich.com/LT/en
WHA67157502 | WHATMAN(TM) POLYCAP TC ENCAPSULATED FIL& | 1X1EA | 1 | 135 | Sigma-Aldrich | WHA67157502 | https://www.sigmaaldrich.com/LT/en
WHA3030335 | WHATMAN(TM) CELLULOSE CHROMATOGRAPHY PA& | 1X1EA | 1 | 166 | Sigma-Aldrich | WHA3030335 | https://www.sigmaaldrich.com/LT/en
WHA10334885 | WHATMAN(R) QUALITATIVE FILTER PAPER FOR& | 1X1EA | 1 | 439 | Sigma-Aldrich | WHA10334885 | https://www.sigmaaldrich.com/LT/en
WHA10371025 | WHATMAN STANDARD GLASS MICROFIBER EXTRA& | 1X1EA | 1 | 170 | Sigma-Aldrich | WHA10371025 | https://www.sigmaaldrich.com/LT/en
WHA10010155 | WHATMAN(R) QUALITATIVE FILTER PAPERS, G& | 1X1EA | 1 | 36 | Sigma-Aldrich | WHA10010155 | https://www.sigmaaldrich.com/LT/en
WHA2814199 | WHATMAN(R) GLASS MICROFIBER THIMBLE I.D& | 1X1EA | 1 | 260 | Sigma-Aldrich | WHA2814199 | https://www.sigmaaldrich.com/LT/en
WHA67037550 | WHATMAN(TM) POLYCAP HD HEAVY DUTY ENCAP& | 1X1EA | 1 | 85 | Sigma-Aldrich | WHA67037550 | https://www.sigmaaldrich.com/LT/en
WHA67063602 | WHATMAN(TM) POLYCAP AS ENCAPSULATED FIL& | 1X1EA | 1 | 71 | Sigma-Aldrich | WHA67063602 | https://www.sigmaaldrich.com/LT/en
WHA1454185 | WHATMAN(R) QUANTITATIVE FILTER PAPERS, & | 1X1EA | 1 | 78 | Sigma-Aldrich | WHA1454185 | https://www.sigmaaldrich.com/LT/en
Z740148-1EA | XPELL(TM) R INDICATING REAGENT POWDER F& | 1X1EA | 1 | 143 | Sigma-Aldrich | Z740148-1EA | https://www.sigmaaldrich.com/LT/en
WHA1454055 | WHATMAN(R) QUANTITATIVE FILTER PAPERS, & | 1X1EA | 1 | 17 | Sigma-Aldrich | WHA1454055 | https://www.sigmaaldrich.com/LT/en
WHA10453007 | WHATMAN(TM) PRESSURE FILTRATION DEVICES& | 1X1EA | 1 | 106 | Sigma-Aldrich | WHA10453007 | https://www.sigmaaldrich.com/LT/en
WHA2800258 | WHATMAN(R) CELLULOSE EXTRACTION THIMBLE& | 1X1EA | 1 | 101 | Sigma-Aldrich | WHA2800258 | https://www.sigmaaldrich.com/LT/en
WHA10350234 | WHATMAN(TM) CELLULOSE EXTRACTION THIMBL& | 1X1EA | 1 | 89 | Sigma-Aldrich | WHA10350234 | https://www.sigmaaldrich.com/LT/en
WHA10301645 | WHATMAN(R) APPLICATION SPECIFIC FILTER,& | 1X1EA | 1 | 129 | Sigma-Aldrich | WHA10301645 | https://www.sigmaaldrich.com/LT/en
WHAUN503NPENYL | WHATMAN(R) MINI-UNIPREP(TM) SYRINGELESS& | 1X1EA | 1 | 2225 | Sigma-Aldrich | WHAUN503NPENYL | https://www.sigmaaldrich.com/LT/en
WHAUS503NPUGMF | WHATMAN(R) MINI-UNIPREP(TM) SYRINGELESS& | 1X1EA | 1 | 2294 | Sigma-Aldrich | WHAUS503NPUGMF | https://www.sigmaaldrich.com/LT/en
WHAWB100034 | WHATMAN(TM) FTA(TM) CARD TECHNOLOGY, SP& | 1X1EA | 1 | 535 | Sigma-Aldrich | WHAWB100034 | https://www.sigmaaldrich.com/LT/en
WHA5230240 | WHATMAN(R) FILTER PAPER, GRADE 230, CRE& | 1X1EA | 1 | 31 | Sigma-Aldrich | WHA5230240 | https://www.sigmaaldrich.com/LT/en
WHA10538018 | WHATMAN(R) QUALITATIVE FILTER PAPER, GR& | 1X1EA | 1 | 554 | Sigma-Aldrich | WHA10538018 | https://www.sigmaaldrich.com/LT/en
WHA1820866 | WHATMAN(TM) GLASS MICROFIBER FILTERS, G& | 1X1EA | 1 | 358 | Sigma-Aldrich | WHA1820866 | https://www.sigmaaldrich.com/LT/en
WHA2629990 | WHATMAN(TM) PH INDICATORS, INTEGRAL COM& | 1X1EA | 1 | 30 | Sigma-Aldrich | WHA2629990 | https://www.sigmaaldrich.com/LT/en
WHA1001270 | WHATMAN(R) QUALITATIVE FILTER PAPERS, G& | 1X1EA | 1 | 53 | Sigma-Aldrich | WHA1001270 | https://www.sigmaaldrich.com/LT/en
WHA10300014 | WHATMAN(R) QUANTITATIVE FILTER PAPERS, & | 1X1EA | 1 | 102 | Sigma-Aldrich | WHA10300014 | https://www.sigmaaldrich.com/LT/en
WHA10372803 | WHATMAN(TM) GLASS MICROFIBER FILTERS, G& | 1X1EA | 1 | 43 | Sigma-Aldrich | WHA10372803 | https://www.sigmaaldrich.com/LT/en
WHA1093126 | WHATMAN(TM) QUALITATIVE FILTER PAPER, G& | 1X1EA | 1 | 195 | Sigma-Aldrich | WHA1093126 | https://www.sigmaaldrich.com/LT/en
WHA7181004 | WHATMAN(TM) MEMBRANE FILTERS CELLULOSE & | 1X1EA | 1 | 212 | Sigma-Aldrich | WHA7181004 | https://www.sigmaaldrich.com/LT/en
WHA10405079 | WHATMAN(TM) MEMBRANE FILTERS CELLULOSE & | 1X1EA | 1 | 273 | Sigma-Aldrich | WHA10405079 | https://www.sigmaaldrich.com/LT/en
WHA10411211 | WHATMAN(TM) MEMBRANE PTFE FILTERS, TE37& | 1X1EA | 1 | 288 | Sigma-Aldrich | WHA10411211 | https://www.sigmaaldrich.com/LT/en
WHA1001055 | WHATMAN(R) QUALITATIVE FILTER PAPERS, G& | 1X1EA | 1 | 10 | Sigma-Aldrich | WHA1001055 | https://www.sigmaaldrich.com/LT/en
WHA10406970 | WHATMAN(R) ME MEMBRANES FOR BIOLOGICAL & | 1X1EA | 1 | 150 | Sigma-Aldrich | WHA10406970 | https://www.sigmaaldrich.com/LT/en
WHA67265002A | WHATMAN(TM) IN-LINE FILTER / DEGASSERS & | 1X1EA | 1 | 206 | Sigma-Aldrich | WHA67265002A | https://www.sigmaaldrich.com/LT/en
WHA10334547 | WHATMAN(R) PREPLEATED QUALITATIVE FILTE& | 1X1EA | 1 | 44 | Sigma-Aldrich | WHA10334547 | https://www.sigmaaldrich.com/LT/en
WHA10347522 | WHATMAN(R) QUALITATIVE FILTER PAPER FOR& | 1X1EA | 1 | 52 | Sigma-Aldrich | WHA10347522 | https://www.sigmaaldrich.com/LT/en
WHA110401 | WHATMAN(TM) NUCLEPORE(TM) TRACK-ETCHED & | 1X1EA | 1 | 157 | Sigma-Aldrich | WHA110401 | https://www.sigmaaldrich.com/LT/en
WHA10442203 | WHATMAN(TM) GLASS VACUUM FILTRATION DEV& | 1X1EA | 1 | 193 | Sigma-Aldrich | WHA10442203 | https://www.sigmaaldrich.com/LT/en
WHA10370003 | WHATMAN(TM) GLASS MICROFIBER FILTERS WI& | 1X1EA | 1 | 90 | Sigma-Aldrich | WHA10370003 | https://www.sigmaaldrich.com/LT/en
WHA77002801 | UNIFILTER(R) PLATES SIZE 800 ML, WITH W& | 1X1EA | 1 | 928 | Sigma-Aldrich | WHA77002801 | https://www.sigmaaldrich.com/LT/en
WHA10442200 | WHATMAN SOLVENT FILTRATION KIT, GV 050/2 | 1X1EA | 1 | 693 | Sigma-Aldrich | WHA10442200 | https://www.sigmaaldrich.com/LT/en
WHA1825021 | WHATMAN(R) GLASS MICROFIBER FILTERS, GR& | 1X1EA | 1 | 74 | Sigma-Aldrich | WHA1825021 | https://www.sigmaaldrich.com/LT/en
WHA68231327 | WHATMAN(TM) PURADISC(TM) 13 SYRINGE FIL& | 1X1EA | 1 | 233 | Sigma-Aldrich | WHA68231327 | https://www.sigmaaldrich.com/LT/en
WHA10347525 | WHATMAN(R) QUALITATIVE FILTER PAPER FOR& | 1X1EA | 1 | 62 | Sigma-Aldrich | WHA10347525 | https://www.sigmaaldrich.com/LT/en
WHA1001385 | WHATMAN(TM) QUALITATIVE FILTER PAPER, G& | 1X1EA | 1 | 127 | Sigma-Aldrich | WHA1001385 | https://www.sigmaaldrich.com/LT/en
WHA1444090 | WHATMAN(R) QUANTITATIVE FILTER PAPERS, & | 1X1EA | 1 | 28 | Sigma-Aldrich | WHA1444090 | https://www.sigmaaldrich.com/LT/en
WHA10314844 | WHATMAN(R) PREPLEATED QUALITATIVE FILTE& | 1X1EA | 1 | 67 | Sigma-Aldrich | WHA10314844 | https://www.sigmaaldrich.com/LT/en
WHA2612990 | WHATMAN(TM) PH INDICATORS, INTEGRAL COM& | 1X1EA | 1 | 40 | Sigma-Aldrich | WHA2612990 | https://www.sigmaaldrich.com/LT/en
WHA1441110 | WHATMAN(R) QUANTITATIVE FILTER PAPERS, & | 1X1EA | 1 | 38 | Sigma-Aldrich | WHA1441110 | https://www.sigmaaldrich.com/LT/en
WHA1202185 | WHATMAN(R) QUALITATIVE FILTER PAPERS, G& | 1X1EA | 1 | 56 | Sigma-Aldrich | WHA1202185 | https://www.sigmaaldrich.com/LT/en
WHA7184004 | WHATMAN(TM) MEMBRANE FILTERS CELLULOSE & | 1X1EA | 1 | 175 | Sigma-Aldrich | WHA7184004 | https://www.sigmaaldrich.com/LT/en
WHA77041001 | WHATMAN(TM) MULTIWELL PLATE LID, POLYST& | 1X1EA | 1 | 139 | Sigma-Aldrich | WHA77041001 | https://www.sigmaaldrich.com/LT/en
WHA10350242 | WHATMAN(TM) CELLULOSE EXTRACTION THIMBL& | 1X1EA | 1 | 109 | Sigma-Aldrich | WHA10350242 | https://www.sigmaaldrich.com/LT/en
WHAWB100003 | WHATMAN(TM) FTA(TM) CARD TECHNOLOGY, DE& | 1X1EA | 1 | 394 | Sigma-Aldrich | WHAWB100003 | https://www.sigmaaldrich.com/LT/en
WHA2712T | WHATMAN(TM) POLYCAP HD HEAVY DUTY ENCAP& | 1X1EA | 1 | 390 | Sigma-Aldrich | WHA2712T | https://www.sigmaaldrich.com/LT/en
WHA10400714 | WHATMAN(TM) MEMBRANE FILTERS MIXED CELL& | 1X1EA | 1 | 184 | Sigma-Aldrich | WHA10400714 | https://www.sigmaaldrich.com/LT/en
WHA10300210 | WHATMAN(R) QUANTITATIVE FILTER PAPER, A& | 1X1EA | 1 | 39 | Sigma-Aldrich | WHA10300210 | https://www.sigmaaldrich.com/LT/en
WHA10382581 | WHATMAN(TM) CELLULOSE CHROMATOGRAPHY PA& | 1X1EA | 1 | 581 | Sigma-Aldrich | WHA10382581 | https://www.sigmaaldrich.com/LT/en
WHA1454917 | WHATMAN(TM) QUANTITATIVE FILTER PAPER, H | 1X1EA | 1 | 656 | Sigma-Aldrich | WHA1454917 | https://www.sigmaaldrich.com/LT/en
WHA3017820 | WHATMAN(TM) CELLULOSE CHROMATOGRAPHY PA& | 1X1EA | 1 | 79 | Sigma-Aldrich | WHA3017820 | https://www.sigmaaldrich.com/LT/en
WHAGN203APEAQUSP | WHATMAN(R) MINI-UNIPREP(TM) G2 STARTER & | 1X1EA | 1 | 490 | Sigma-Aldrich | WHAGN203APEAQUSP | https://www.sigmaaldrich.com/LT/en
WHA7191005 | WHATMAN(TM) MEMBRANE FILTERS CELLULOSE & | 1X1EA | 1 | 197 | Sigma-Aldrich | WHA7191005 | https://www.sigmaaldrich.com/LT/en
WHA1823042 | WHATMAN(R) GLASS MICROFIBER FILTERS, GR& | 1X1EA | 1 | 45 | Sigma-Aldrich | WHA1823042 | https://www.sigmaaldrich.com/LT/en
WHA10343876 | WHATMAN(R) QUALITATIVE FILTER PAPER FOR& | 1X1EA | 1 | 57 | Sigma-Aldrich | WHA10343876 | https://www.sigmaaldrich.com/LT/en
WHA10462200 | WHATMAN(R) PURADISC(TM) FP30 SYRINGE FI& | 1X1EA | 1 | 172 | Sigma-Aldrich | WHA10462200 | https://www.sigmaaldrich.com/LT/en
WHA1820240 | WHATMAN(TM) GLASS MICROFIBER FILTERS, GR | 1X1EA | 1 | 226 | Sigma-Aldrich | WHA1820240 | https://www.sigmaaldrich.com/LT/en
WHA10406871 | WHATMAN(R) ME MEMBRANES FOR BIOLOGICAL & | 1X1EA | 1 | 990 | Sigma-Aldrich | WHA10406871 | https://www.sigmaaldrich.com/LT/en
WHA10400214 | WHATMAN(TM) MEMBRANE FILTERS CELLULOSE & | 1X1EA | 1 | 220 | Sigma-Aldrich | WHA10400214 | https://www.sigmaaldrich.com/LT/en
WHAUN113UORG | WHATMAN UNIPREP SYRINGELESS FILTERS, PTF | 1X1EA | 1 | 262 | Sigma-Aldrich | WHAUN113UORG | https://www.sigmaaldrich.com/LT/en
WHA10370006 | WHATMAN(TM) GLASS MICROFIBER FILTERS WI& | 1X1EA | 1 | 260 | Sigma-Aldrich | WHA10370006 | https://www.sigmaaldrich.com/LT/en
WHA10414114 | WHATMAN(TM) POLYAMIDE MEMBRANE FILTERS,& | 1X1EA | 1 | 189 | Sigma-Aldrich | WHA10414114 | https://www.sigmaaldrich.com/LT/en
WHA1001813 | WHATMAN(TM) QUALITATIVE FILTER PAPER, G& | 1X1EA | 1 | 70 | Sigma-Aldrich | WHA1001813 | https://www.sigmaaldrich.com/LT/en
WHA2800228 | WHATMAN(R) CELLULOSE EXTRACTION THIMBLE& | 1X1EA | 1 | 101 | Sigma-Aldrich | WHA2800228 | https://www.sigmaaldrich.com/LT/en
WHA18229916 | WHATMAN(TM) GLASS MICROFIBER FILTERS, G& | 1X1EA | 1 | 343 | Sigma-Aldrich | WHA18229916 | https://www.sigmaaldrich.com/LT/en
WHA10443002 | WHATMAN(TM) GLASS VACUUM FILTRATION DEV& | 1X1EA | 1 | 246 | Sigma-Aldrich | WHA10443002 | https://www.sigmaaldrich.com/LT/en
WHA10463608 | WHATMAN(TM) REZIST(TM) SYRINGE FILTERS,& | 1X1EA | 1 | 141 | Sigma-Aldrich | WHA10463608 | https://www.sigmaaldrich.com/LT/en
WHA18208296 | WHATMAN(TM) GLASS MICROFIBER FILTERS, & | 1X1EA | 1 | 125 | Sigma-Aldrich | WHA18208296 | https://www.sigmaaldrich.com/LT/en
WHA68701302 | WHATMAN(R) GD/X SYRINGE FILTERS, NYLON & | 1X1EA | 1 | 476 | Sigma-Aldrich | WHA68701302 | https://www.sigmaaldrich.com/LT/en
WHA68093122 | WHATMAN(R) ANOTOP(R) 10 PLUS SYRINGE F& | 1X1EA | 1 | 617 | Sigma-Aldrich | WHA68093122 | https://www.sigmaaldrich.com/LT/en
WHA10442004 | WHATMAN(TM) GLASS VACUUM FILTRATION DEV& | 1X1EA | 1 | 23 | Sigma-Aldrich | WHA10442004 | https://www.sigmaaldrich.com/LT/en
WHA1820050 | WHATMAN(TM) GLASS MICROFIBER FILTERS, G& | 1X1EA | 1 | 46 | Sigma-Aldrich | WHA1820050 | https://www.sigmaaldrich.com/LT/en
WHA7153104 | WHATMAN(TM) MEMBRANE FILTERS CELLULOSE & | 1X1EA | 1 | 251 | Sigma-Aldrich | WHA7153104 | https://www.sigmaaldrich.com/LT/en
WHA2711T | WHATMAN(TM) POLYCAP HD HEAVY DUTY ENCAP& | 1X1EA | 1 | 391 | Sigma-Aldrich | WHA2711T | https://www.sigmaaldrich.com/LT/en
WHA7582002 | WHATMAN(TM) MEMBRANE FILTERS, PTFE, 0.2 | 1X1EA | 1 | 401 | Sigma-Aldrich | WHA7582002 | https://www.sigmaaldrich.com/LT/en
WHA7590004 | WHATMAN(TM) MEMBRANE FILTERS, PTFE, 1 U& | 1X1EA | 1 | 553 | Sigma-Aldrich | WHA7590004 | https://www.sigmaaldrich.com/LT/en
WHA1827150 | WHATMAN(R) GLASS MICROFIBER FILTERS, GR& | 1X1EA | 1 | 235 | Sigma-Aldrich | WHA1827150 | https://www.sigmaaldrich.com/LT/en
WHA1827085 | WHATMAN(R) GLASS MICROFIBER FILTERS, GR& | 1X1EA | 1 | 115 | Sigma-Aldrich | WHA1827085 | https://www.sigmaaldrich.com/LT/en
WHA67113601 | WHATMAN(TM) POLYCAP TF ENCAPSULATED FIL& | 1X1EA | 1 | 92 | Sigma-Aldrich | WHA67113601 | https://www.sigmaaldrich.com/LT/en
WHA10311854 | WHATMAN(R) PREPLEATED QUALITATIVE FILTE& | 1X1EA | 1 | 231 | Sigma-Aldrich | WHA10311854 | https://www.sigmaaldrich.com/LT/en
WHA10347511 | WHATMAN(R) QUALITATIVE FILTER PAPER FOR& | 1X1EA | 1 | 37 | Sigma-Aldrich | WHA10347511 | https://www.sigmaaldrich.com/LT/en
WHA7141114 | WHATMAN(TM) MEMBRANE FILTERS CELLULOSE & | 1X1EA | 1 | 108 | Sigma-Aldrich | WHA7141114 | https://www.sigmaaldrich.com/LT/en
WHA68271315 | WHATMAN(TM) PURADISC(TM) 13 SYRINGE FIL& | 1X1EA | 1 | 233 | Sigma-Aldrich | WHA68271315 | https://www.sigmaaldrich.com/LT/en
WHA3030690 | WHATMAN(TM) CELLULOSE CHROMATOGRAPHY PA& | 1X1EA | 1 | 294 | Sigma-Aldrich | WHA3030690 | https://www.sigmaaldrich.com/LT/en
WHAWB120306 | WHATMAN(TM) FTA(TM) CARD TECHNOLOGY, CL& | 1X1EA | 1 | 201 | Sigma-Aldrich | WHAWB120306 | https://www.sigmaaldrich.com/LT/en
WHA10462206 | WHATMAN(R) PURADISC(TM) FP30 SYRINGE FI& | 1X1EA | 1 | 895 | Sigma-Aldrich | WHA10462206 | https://www.sigmaaldrich.com/LT/en
WHA10426890 | WHATMAN(TM) GEL BLOTTING PAPERS, GRADE & | 1X1EA | 1 | 113 | Sigma-Aldrich | WHA10426890 | https://www.sigmaaldrich.com/LT/en
WHA110659 | WHATMAN(R) NUCLEPORE(R) TRACK-ETCHED & | 1X1EA | 1 | 106 | Sigma-Aldrich | WHA110659 | https://www.sigmaaldrich.com/LT/en
WHA10416096 | WHATMAN(TM) NYTRAN(R) N NYLON BLOTTING & | 1X1EA | 1 | 510 | Sigma-Aldrich | WHA10416096 | https://www.sigmaaldrich.com/LT/en
WHA2614T | WHATMAN(TM) POLYCAP HD HEAVY DUTY ENCAP& | 1X1EA | 1 | 295 | Sigma-Aldrich | WHA2614T | https://www.sigmaaldrich.com/LT/en
WHA67872520 | WHATMAN(TM) PURADISC(TM) 25 SYRINGE FIL& | 1X1EA | 1 | 1265 | Sigma-Aldrich | WHA67872520 | https://www.sigmaaldrich.com/LT/en
WHA10312611 | WHATMAN(R) QUALITATIVE FILTER PAPER, GR& | 1X1EA | 1 | 25 | Sigma-Aldrich | WHA10312611 | https://www.sigmaaldrich.com/LT/en
WHA10300103 | WHATMAN(R) QUANTITATIVE FILTER PAPER, A& | 1X1EA | 1 | 20 | Sigma-Aldrich | WHA10300103 | https://www.sigmaaldrich.com/LT/en
WHA69022504 | WHATMAN(R) GD/X SYRINGE FILTERS, GLASS & | 1X1EA | 1 | 206 | Sigma-Aldrich | WHA69022504 | https://www.sigmaaldrich.com/LT/en
WHA1872055 | WHATMAN(R) APPLICATION SPECIFIC FILTER,& | 1X1EA | 1 | 74 | Sigma-Aldrich | WHA1872055 | https://www.sigmaaldrich.com/LT/en
WHAAV125UGMF | WHATMAN(TM) AUTOVIALS(TM) SYRINGELESS F& | 1X1EA | 1 | 244 | Sigma-Aldrich | WHAAV125UGMF | https://www.sigmaaldrich.com/LT/en
WHA1825070 | WHATMAN(R) GLASS MICROFIBER FILTERS, GR& | 1X1EA | 1 | 196 | Sigma-Aldrich | WHA1825070 | https://www.sigmaaldrich.com/LT/en
WHAWB120065 | WHATMAN(R) FTA(R) TECHNOLOGY PLANTSAVER& | 1X1EA | 1 | 565 | Sigma-Aldrich | WHAWB120065 | https://www.sigmaaldrich.com/LT/en
WHAUN503NPUPES | WHATMAN(R) MINI-UNIPREP(TM) SYRINGELESS& | 1X1EA | 1 | 2225 | Sigma-Aldrich | WHAUN503NPUPES | https://www.sigmaaldrich.com/LT/en
WHA1822110 | WHATMAN(R) GLASS MICROFIBER FILTERS, GR& | 1X1EA | 1 | 168 | Sigma-Aldrich | WHA1822110 | https://www.sigmaaldrich.com/LT/en
WHA1821185 | WHATMAN(TM) GLASS MICROFIBER FILTERS, G& | 1X1EA | 1 | 125 | Sigma-Aldrich | WHA1821185 | https://www.sigmaaldrich.com/LT/en
WHA10314712 | WHATMAN(TM) QUALITATIVE FILTER PAPER, G& | 1X1EA | 1 | 46 | Sigma-Aldrich | WHA10314712 | https://www.sigmaaldrich.com/LT/en
WHA18206537 | WHATMAN(TM) GLASS MICROFIBER FILTERS, G& | 1X1EA | 1 | 75 | Sigma-Aldrich | WHA18206537 | https://www.sigmaaldrich.com/LT/en
WHA68092122 | WHATMAN(TM) ANOTOP(TM) 25 SYRINGE FILTE& | 1X1EA | 1 | 863 | Sigma-Aldrich | WHA68092122 | https://www.sigmaaldrich.com/LT/en
WHA3030347 | WHATMAN(TM) CELLULOSE CHROMATOGRAPHY PA& | 1X1EA | 1 | 197 | Sigma-Aldrich | WHA3030347 | https://www.sigmaaldrich.com/LT/en
WHA10463898 | WHATMAN(TM) ROBY AUTOMATED FILTER 25 MM& | 1X1EA | 1 | 714 | Sigma-Aldrich | WHA10463898 | https://www.sigmaaldrich.com/LT/en
WHA67890404 | WHATMAN(TM) PURADISC(TM) 4 SYRINGE FILT& | 1X1EA | 1 | 178 | Sigma-Aldrich | WHA67890404 | https://www.sigmaaldrich.com/LT/en
WHA10370305 | WHATMAN(TM) GLASS MICROFIBER FILTERS WI& | 1X1EA | 1 | 158 | Sigma-Aldrich | WHA10370305 | https://www.sigmaaldrich.com/LT/en
WHA9907090 | WHATMAN(R) 934-AH(R) RTU GLASS MICROFIB& | 1X1EA | 1 | 133 | Sigma-Aldrich | WHA9907090 | https://www.sigmaaldrich.com/LT/en
WHA7141204 | WHATMAN(TM) MEMBRANE FILTERS MIXED CELL& | 1X1EA | 1 | 58 | Sigma-Aldrich | WHA7141204 | https://www.sigmaaldrich.com/LT/en
WHA20025200 | WHATMAN(R) ANOTOP(R) 25 LC SYRINGE FILT& | 1X1EA | 1 | 2499 | Sigma-Aldrich | WHA20025200 | https://www.sigmaaldrich.com/LT/en
WHA10401118 | WHATMAN(TM) MEMBRANE FILTERS CELLULOSE & | 1X1EA | 1 | 412 | Sigma-Aldrich | WHA10401118 | https://www.sigmaaldrich.com/LT/en
WHA7190002 | WHATMAN(TM) MEMBRANE FILTERS CELLULOSE & | 1X1EA | 1 | 141 | Sigma-Aldrich | WHA7190002 | https://www.sigmaaldrich.com/LT/en
WHA5230185 | WHATMAN(R) FILTER PAPER, GRADE 230, CRE& | 1X1EA | 1 | 19 | Sigma-Aldrich | WHA5230185 | https://www.sigmaaldrich.com/LT/en
BR112810-10EA | BRAND(TM) FORCEP WITH POINTED ENDS, PM& | 1X10EA | 1 | 22 | Sigma-Aldrich | BR112810-10EA | https://www.sigmaaldrich.com/LT/en
BR113943-100EA | BRAND(TM) CULTURE TUBE, SCREW CAP, 18 & | 1X100EA | 1 | 89 | Sigma-Aldrich | BR113943-100EA | https://www.sigmaaldrich.com/LT/en
BR114105-250EA | BRAND(TM) CULTURE TUBE, RIMLESS, 10 X & | 1X250EA | 1 | 22 | Sigma-Aldrich | BR114105-250EA | https://www.sigmaaldrich.com/LT/en
BR114120-105EA | BRAND(TM) CULTURE TUBE, RIMLESS, 16 X & | 1X105EA | 1 | 16 | Sigma-Aldrich | BR114120-105EA | https://www.sigmaaldrich.com/LT/en
BR114715-2000EA | BRAND(TM) SAMPLE TUBE, UNIVERSAL, 16 X& | 1X2000EA | 1 | 96 | Sigma-Aldrich | BR114715-2000EA | https://www.sigmaaldrich.com/LT/en
BR114750-5000EA | BRAND(TM) SAMPLE TUBE, FOR COAGULOMETE& | 1X5000EA | 1 | 133 | Sigma-Aldrich | BR114750-5000EA | https://www.sigmaaldrich.com/LT/en
BR114818-750EA | BRAND(TM) PP GRADUATED CENTRIFUGE TUBE& | 1X750EA | 1 | 392 | Sigma-Aldrich | BR114818-750EA | https://www.sigmaaldrich.com/LT/en
BR114834-1000EA | BRAND(TM) CRYOGENIC TUBE WITH SCREW CA& | 1X1000EA | 1 | 369 | Sigma-Aldrich | BR114834-1000EA | https://www.sigmaaldrich.com/LT/en
BR114835-1000EA | BRAND(TM) CRYOGENIC TUBE WITH SCREW CA& | 1X1000EA | 1 | 390 | Sigma-Aldrich | BR114835-1000EA | https://www.sigmaaldrich.com/LT/en
BR115520-1EA | BRAND(TM) TEST TUBE RACK, PTFE, CAPACI& | 1X1EA | 1 | 107 | Sigma-Aldrich | BR115520-1EA | https://www.sigmaaldrich.com/LT/en
BR122520-10EA | BRAND(TM) LABORATORY BOTTLE, CAPACITY& | 1X10EA | 1 | 82 | Sigma-Aldrich | BR122520-10EA | https://www.sigmaaldrich.com/LT/en
BR122554-10EA | BRAND(TM) LABORATORY BOTTLE, CAPACITY& | 1X10EA | 1 | 119 | Sigma-Aldrich | BR122554-10EA | https://www.sigmaaldrich.com/LT/en
BR128748-1EA | BRAND(TM) PLASTIBRAND(TM) WIDE-MOUTH B& | 1X1EA | 1 | 123 | Sigma-Aldrich | BR128748-1EA | https://www.sigmaaldrich.com/LT/en
BR128754-1EA | BRAND(TM) PLASTIBRAND(TM) WIDE-MOUTH B& | 1X1EA | 1 | 171 | Sigma-Aldrich | BR128754-1EA | https://www.sigmaaldrich.com/LT/en
BR128938-1EA | BRAND(R) NARROW-MOUTH BOTTLES, PFA& | 1X1EA | 1 | 102 | Sigma-Aldrich | BR128938-1EA | https://www.sigmaaldrich.com/LT/en
BR130228-1EA | BRAND(TM) PLASTIBRAND(TM) AMBER NARROW& | 1X1EA | 1 | 10 | Sigma-Aldrich | BR130228-1EA | https://www.sigmaaldrich.com/LT/en
BR130238-1EA | BRAND(TM) PLASTIBRAND(TM) AMBER NARROW& | 1X1EA | 1 | 10 | Sigma-Aldrich | BR130238-1EA | https://www.sigmaaldrich.com/LT/en
BR137634-10EA | BRAND(TM) MAGNETIC STIRRING BAR, PTFE,& | 1X10EA | 1 | 64 | Sigma-Aldrich | BR137634-10EA | https://www.sigmaaldrich.com/LT/en
BR139040-6EA | BRAND(TM) SCOOP, VOLUME 1000 ML, L 400& | 1X6EA | 1 | 51 | Sigma-Aldrich | BR139040-6EA | https://www.sigmaaldrich.com/LT/en
BR13906-1EA | BRAND(TM) COMPACT SILBERBRAND BURETTE,& | 1X1EA | 1 | 58 | Sigma-Aldrich | BR13906-1EA | https://www.sigmaaldrich.com/LT/en
BR13916-1EA | BRAND(TM) COMPACT BLAUBRAND(R) BURETTE& | 1X1EA | 1 | 65 | Sigma-Aldrich | BR13916-1EA | https://www.sigmaaldrich.com/LT/en
BR139810-10EA | BRAND(TM) LABORATORY SPATULA, DOUBLE E& | 1X10EA | 1 | 23 | Sigma-Aldrich | BR139810-10EA | https://www.sigmaaldrich.com/LT/en
BR145505-1EA | BRAND(TM) FUNNEL SHORT STEM, GLASS, OU& | 1X1EA | 1 | 10 | Sigma-Aldrich | BR145505-1EA | https://www.sigmaaldrich.com/LT/en
BR145507-1EA | BRAND(TM) FUNNEL SHORT STEM, GLASS, OU& | 1X1EA | 1 | 10 | Sigma-Aldrich | BR145507-1EA | https://www.sigmaaldrich.com/LT/en
BR145525-1EA | BRAND(TM) FUNNEL SHORT STEM, GLASS, OU& | 1X1EA | 1 | 10 | Sigma-Aldrich | BR145525-1EA | https://www.sigmaaldrich.com/LT/en
BR145638-1EA | BRAND(TM) FUNNEL SHORT STEM, GLASS, FL& | 1X1EA | 1 | 77 | Sigma-Aldrich | BR145638-1EA | https://www.sigmaaldrich.com/LT/en
BR148225-20EA | BRAND(TM) FUNNEL WITH INTERNAL FLUTING& | 1X20EA | 1 | 120 | Sigma-Aldrich | BR148225-20EA | https://www.sigmaaldrich.com/LT/en
BR148235-1EA | BRAND(TM) FUNNEL WITH INTERNAL FLUTING& | 1X1EA | 1 | 10 | Sigma-Aldrich | BR148235-1EA | https://www.sigmaaldrich.com/LT/en
WHA10464103 | WHATMAN(TM) VACUUM FILTRATION APPARATUS& | 1X1EA | 1 | 102 | Sigma-Aldrich | WHA10464103 | https://www.sigmaaldrich.com/LT/en
WHA1003150 | WHATMAN(R) QUALITATIVE FILTER PAPERS, G& | 1X1EA | 1 | 46 | Sigma-Aldrich | WHA1003150 | https://www.sigmaaldrich.com/LT/en
WHA3002917 | WHATMAN(R) CHROMATOGRAPHY PAPERS 2 CHR,& | 1X1EA | 1 | 284 | Sigma-Aldrich | WHA3002917 | https://www.sigmaaldrich.com/LT/en
WHA10401114 | WHATMAN NITROCELLULOSE MEMBRANE FILTERS& | 1X1EA | 1 | 203 | Sigma-Aldrich | WHA10401114 | https://www.sigmaaldrich.com/LT/en
WHA68096022 | WHATMAN(TM) ANODISC(TM) INORGANIC FILTE& | 1X1EA | 1 | 454 | Sigma-Aldrich | WHA68096022 | https://www.sigmaaldrich.com/LT/en
WHA1006070 | WHATMAN(R) QUALITATIVE FILTER PAPERS GR& | 1X1EA | 1 | 12 | Sigma-Aldrich | WHA1006070 | https://www.sigmaaldrich.com/LT/en
WHA68094112 | WHATMAN(TM) ANOTOP(TM) 25 SYRINGE FILTE& | 1X1EA | 1 | 881 | Sigma-Aldrich | WHA68094112 | https://www.sigmaaldrich.com/LT/en
WHA10350219 | WHATMAN(TM) CELLULOSE EXTRACTION THIMBL& | 1X1EA | 1 | 92 | Sigma-Aldrich | WHA10350219 | https://www.sigmaaldrich.com/LT/en
WHA10461000 | WHATMAN(TM) FP 025/1 FILTER HOLDER, POL& | 1X1EA | 1 | 141 | Sigma-Aldrich | WHA10461000 | https://www.sigmaaldrich.com/LT/en
WHA70604713 | WHATMAN(TM) CYCLOPORE(TM) POLYCARBONATE& | 1X1EA | 1 | 129 | Sigma-Aldrich | WHA70604713 | https://www.sigmaaldrich.com/LT/en
BR150030-10EA | BRAND(TM) WATCH GLASS, DIAM. 70 MM, SO& | 1X10EA | 1 | 28 | Sigma-Aldrich | BR150030-10EA | https://www.sigmaaldrich.com/LT/en
BR150040-10EA | BRAND(TM) WATCH GLASS, DIAM. 80 MM, SO& | 1X10EA | 1 | 28 | Sigma-Aldrich | BR150040-10EA | https://www.sigmaaldrich.com/LT/en
BR150065-10EA | BRAND(TM) WATCH GLASS, DIAM. 125 MM, S& | 1X10EA | 1 | 44 | Sigma-Aldrich | BR150065-10EA | https://www.sigmaaldrich.com/LT/en
BR150915-1EA | BRAND(TM) WATCH GLASS, PTFE, DIAM. 100& | 1X1EA | 1 | 22 | Sigma-Aldrich | BR150915-1EA | https://www.sigmaaldrich.com/LT/en
BR150920-1EA | BRAND(TM) WATCH GLASS, PTFE, DIAM. 125& | 1X1EA | 1 | 30 | Sigma-Aldrich | BR150920-1EA | https://www.sigmaaldrich.com/LT/en
BR155544-500EA | BRAND(TM) WEIGHING DISH, PS, 140 X 140& | 1X500EA | 1 | 136 | Sigma-Aldrich | BR155544-500EA | https://www.sigmaaldrich.com/LT/en
BR21918-1EA | BRAND(TM) SILBERBRAND(R) AUTOMATIC BUR& | 1X1EA | 1 | 197 | Sigma-Aldrich | BR21918-1EA | https://www.sigmaaldrich.com/LT/en
BR22524-1EA | BRAND(TM) BLAUBRAND(R) AUTOMATIC BURET& | 1X1EA | 1 | 242 | Sigma-Aldrich | BR22524-1EA | https://www.sigmaaldrich.com/LT/en
BR22528-1EA | BRAND(TM) BLAUBRAND(R) AUTOMATIC BURET& | 1X1EA | 1 | 242 | Sigma-Aldrich | BR22528-1EA | https://www.sigmaaldrich.com/LT/en
BR23755-1EA | BRAND(TM) SILBERBRAND AUTOMATIC BURETT& | 1X1EA | 1 | 75 | Sigma-Aldrich | BR23755-1EA | https://www.sigmaaldrich.com/LT/en
BR23821-1EA | BRAND(TM) BLAUBRAND(R) COMPACT AUTOMAT& | 1X1EA | 1 | 119 | Sigma-Aldrich | BR23821-1EA | https://www.sigmaaldrich.com/LT/en
BR23829-1EA | BRAND(TM) SILBERBRAND COMPACT AUTOMATIC | 1X1EA | 1 | 137 | Sigma-Aldrich | BR23829-1EA | https://www.sigmaaldrich.com/LT/en
BR24269-2EA | BRAND(TM) BLAUBRAND(R) MICROBURETTE, B& | 1X2EA | 1 | 301 | Sigma-Aldrich | BR24269-2EA | https://www.sigmaaldrich.com/LT/en
BR27506-12EA | BRAND(TM) USP BLAUBRAND(R) CLASS AS G& | 1X12EA | 1 | 69 | Sigma-Aldrich | BR27506-12EA | https://www.sigmaaldrich.com/LT/en
BR27816-12EA | BRAND(TM) GRADUATED PIPETTE, 0.5 ML& | 1X12EA | 1 | 76 | Sigma-Aldrich | BR27816-12EA | https://www.sigmaaldrich.com/LT/en
BR27826-6EA | BRAND(TM) GRADUATED PIPETTE, 50 ML& | 1X6EA | 1 | 121 | Sigma-Aldrich | BR27826-6EA | https://www.sigmaaldrich.com/LT/en
BR27827-12EA | BRAND(TM) GRADUATED PIPETTE, 1 ML& | 1X12EA | 1 | 72 | Sigma-Aldrich | BR27827-12EA | https://www.sigmaaldrich.com/LT/en
BR28300-1EA | BRAND(TM) PIPETTE TRAY, PVC, 280 X 220& | 1X1EA | 1 | 25 | Sigma-Aldrich | BR28300-1EA | https://www.sigmaaldrich.com/LT/en
BR28305-1EA | BRAND(TM) PIPETTE TRAY, PVC, 420 X 300& | 1X1EA | 1 | 42 | Sigma-Aldrich | BR28305-1EA | https://www.sigmaaldrich.com/LT/en
BR29010-1EA | BRAND(TM) PIPETTE RINSING SYSTEM, BASK& | 1X1EA | 1 | 59 | Sigma-Aldrich | BR29010-1EA | https://www.sigmaaldrich.com/LT/en
BR30609-6EA | BRAND(TM) USP BLAUBRAND(R) VOLUMETRIC | 1X6EA | 1 | 61 | Sigma-Aldrich | BR30609-6EA | https://www.sigmaaldrich.com/LT/en
BR30613-6EA | BRAND(TM) USP BLAUBRAND(R) VOLUMETRIC& | 1X6EA | 1 | 57 | Sigma-Aldrich | BR30613-6EA | https://www.sigmaaldrich.com/LT/en
BR31738-2EA | BRAND(TM) SILBERBRAND CLASS B GLASS ME& | 1X2EA | 1 | 22 | Sigma-Aldrich | BR31738-2EA | https://www.sigmaaldrich.com/LT/en
BR31748-2EA | BRAND(TM) SILBERBRAND CLASS B GLASS ME& | 1X2EA | 1 | 41 | Sigma-Aldrich | BR31748-2EA | https://www.sigmaaldrich.com/LT/en
BR32805-2EA | BRAND(TM) USP BLAUBRAND(R) CLASS A MEA& | 1X2EA | 1 | 25 | Sigma-Aldrich | BR32805-2EA | https://www.sigmaaldrich.com/LT/en
BR36208-1EA | BRAND(TM) MEASURING FLASK, CAPACITY 10& | 1X1EA | 1 | 139 | Sigma-Aldrich | BR36208-1EA | https://www.sigmaaldrich.com/LT/en
BR362138-2EA | BRAND(TM) BLAUBRAND(R)ASTM CENTRIFUGE & | 1X2EA | 1 | 119 | Sigma-Aldrich | BR362138-2EA | https://www.sigmaaldrich.com/LT/en
BR36238-1EA | BRAND(TM) MEASURING FLASK, CAPACITY 10& | 1X1EA | 1 | 182 | Sigma-Aldrich | BR36238-1EA | https://www.sigmaaldrich.com/LT/en
BR36950-2EA | BRAND(TM) VOLUMETRIC FLASK, USP BLAUBR& | 1X2EA | 1 | 49 | Sigma-Aldrich | BR36950-2EA | https://www.sigmaaldrich.com/LT/en
BR36951-2EA | BRAND(TM) VOLUMETRIC FLASK, USP BLAUBR& | 1X2EA | 1 | 51 | Sigma-Aldrich | BR36951-2EA | https://www.sigmaaldrich.com/LT/en
BR36954-1EA | BRAND(TM) VOLUMETRIC FLASK, USP BLAUBR& | 1X1EA | 1 | 73 | Sigma-Aldrich | BR36954-1EA | https://www.sigmaaldrich.com/LT/en
BR37245-2EA | BRAND(R) VOLUMETRIC FLASK BLAUBRAND(R) C | 1X2EA | 1 | 34 | Sigma-Aldrich | BR37245-2EA | https://www.sigmaaldrich.com/LT/en
BR37268-2EA | BRAND(R) VOLUMETRIC FLASK BLAUBRAND(R) C | 1X2EA | 1 | 40 | Sigma-Aldrich | BR37268-2EA | https://www.sigmaaldrich.com/LT/en
BR37463-2EA | BRAND(TM) VOLUMETRIC FLASK, USP, BLAUB& | 1X2EA | 1 | 64 | Sigma-Aldrich | BR37463-2EA | https://www.sigmaaldrich.com/LT/en
BR37482-2EA | BRAND(TM) VOLUMETRIC FLASK, USP, BLAUB& | 1X2EA | 1 | 54 | Sigma-Aldrich | BR37482-2EA | https://www.sigmaaldrich.com/LT/en
BR37483-2EA | BRAND(TM) VOLUMETRIC FLASK, USP, BLAUB& | 1X2EA | 1 | 54 | Sigma-Aldrich | BR37483-2EA | https://www.sigmaaldrich.com/LT/en
BR37488-2EA | BRAND(TM) VOLUMETRIC FLASK, USP, BLAUB& | 1X2EA | 1 | 73 | Sigma-Aldrich | BR37488-2EA | https://www.sigmaaldrich.com/LT/en
BR41628-10EA | BRAND(TM) GRADUATED CYLINDER LOW FORM& | 1X10EA | 1 | 35 | Sigma-Aldrich | BR41628-10EA | https://www.sigmaaldrich.com/LT/en
BR43038-1EA | BRAND(TM) GLASS BOTTLE-TOP TILT PIPETT& | 1X1EA | 1 | 101 | Sigma-Aldrich | BR43038-1EA | https://www.sigmaaldrich.com/LT/en
BR43055-1EA | BRAND(TM) GLASS BOTTLE-TOP TILT PIPETT& | 1X1EA | 1 | 51 | Sigma-Aldrich | BR43055-1EA | https://www.sigmaaldrich.com/LT/en
BR43070-1EA | BRAND(TM) GLASS BOTTLE-TOP TILT PIPETT& | 1X1EA | 1 | 60 | Sigma-Aldrich | BR43070-1EA | https://www.sigmaaldrich.com/LT/en
BR43328-1EA | BRAND(TM) BLAUBRAND(R) DENSITY BOTTLE,& | 1X1EA | 1 | 58 | Sigma-Aldrich | BR43328-1EA | https://www.sigmaaldrich.com/LT/en
BR43338-1EA | BRAND(TM) BLAUBRAND(R) DENSITY BOTTLE,& | 1X1EA | 1 | 78 | Sigma-Aldrich | BR43338-1EA | https://www.sigmaaldrich.com/LT/en
BR455717-10EA | BRAND(R) PETRI DISH, GLASS, WITH LID, SO | 1X10EA | 1 | 22 | Sigma-Aldrich | BR455717-10EA | https://www.sigmaaldrich.com/LT/en
BR463616-10EA | BRAND(TM) FILTER ADAPTER, GLASS, FOR F& | 1X10EA | 1 | 266 | Sigma-Aldrich | BR463616-10EA | https://www.sigmaaldrich.com/LT/en
BR463732-10EA | BRAND(TM) FILTER ADAPTER, GLASS, FOR F& | 1X10EA | 1 | 284 | Sigma-Aldrich | BR463732-10EA | https://www.sigmaaldrich.com/LT/en
BR464714-1EA | BRAND(TM) FILTER FUNNEL, GLASS, 75 ML | 1X1EA | 1 | 57 | Sigma-Aldrich | BR464714-1EA | https://www.sigmaaldrich.com/LT/en
BR470816-1000EA | BRAND(TM) COVER GLASS, 24 X 40 MM, REC& | 1X1000EA | 1 | 90 | Sigma-Aldrich | BR470816-1000EA | https://www.sigmaaldrich.com/LT/en
BR470819-1000EA | BRAND(TM) COVER GLASS, 24 X 50 MM, REC& | 1X1000EA | 1 | 119 | Sigma-Aldrich | BR470819-1000EA | https://www.sigmaaldrich.com/LT/en
BR471500-5EA | BRAND(TM) STAINING TROUGH, BLACK | 1X5EA | 1 | 83 | Sigma-Aldrich | BR471500-5EA | https://www.sigmaaldrich.com/LT/en
BR475535-50EA | BRAND(TM) CAVITY SLIDES, 76 X 26 MM, 1& | 1X50EA | 1 | 196 | Sigma-Aldrich | BR475535-50EA | https://www.sigmaaldrich.com/LT/en
BR475565-50EA | BRAND(TM) CAVITY SLIDES, 76X26 MM, 1.2& | 1X50EA | 1 | 236 | Sigma-Aldrich | BR475565-50EA | https://www.sigmaaldrich.com/LT/en
BR4760241-1EA | BRAND(TM) TITRETTE DIGITAL BOTTLE-TOP B& | 1X1EA | 1 | 1069 | Sigma-Aldrich | BR4760241-1EA | https://www.sigmaaldrich.com/LT/en
BR65231-1EA | BRAND(TM) DESICCATOR 'NOVUS' LID WITH & | 1X1EA | 1 | 202 | Sigma-Aldrich | BR65231-1EA | https://www.sigmaaldrich.com/LT/en
BR65238-1EA | BRAND(TM) DESICCATOR 'NOVUS' LID WITH & | 1X1EA | 1 | 270 | Sigma-Aldrich | BR65238-1EA | https://www.sigmaaldrich.com/LT/en
BR65638-1EA | BRAND(TM) DESSICATOR 'NOVUS' LID WITH& | 1X1EA | 1 | 97 | Sigma-Aldrich | BR65638-1EA | https://www.sigmaaldrich.com/LT/en
BR701354-24EA | BRAND(TM) 96-WELL PLATE, DEEP WELL, 2.& | 1X24EA | 1 | 133 | Sigma-Aldrich | BR701354-24EA | https://www.sigmaaldrich.com/LT/en
BR701355-48EA | BRAND(TM) 384-WELL PLATE, DEEP WELL, S& | 1X48EA | 1 | 362 | Sigma-Aldrich | BR701355-48EA | https://www.sigmaaldrich.com/LT/en
BR701360-24EA | BRAND(TM) MAT COVER FOR DEEP WELL PLAT& | 1X24EA | 1 | 75 | Sigma-Aldrich | BR701360-24EA | https://www.sigmaaldrich.com/LT/en
BR703459-10EA | BRAND(TM) REAGENT RESERVOIR, WITH LID,& | 1X10EA | 1 | 19 | Sigma-Aldrich | BR703459-10EA | https://www.sigmaaldrich.com/LT/en
BR704002-1EA | BRAND(TM) BOTTLE FOR BRAND DISPENSERS,& | 1X1EA | 1 | 10 | Sigma-Aldrich | BR704002-1EA | https://www.sigmaaldrich.com/LT/en
BR704004-1EA | BRAND(TM) BOTTLE FOR BRAND DISPENSERS,& | 1X1EA | 1 | 12 | Sigma-Aldrich | BR704004-1EA | https://www.sigmaaldrich.com/LT/en
BR704012-1EA | BRAND(TM) BOTTLE FOR BRAND DISPENSERS,& | 1X1EA | 1 | 10 | Sigma-Aldrich | BR704012-1EA | https://www.sigmaaldrich.com/LT/en
BR705333-1EA | BRAND(TM) TRANSFERPETTE(R) ELECTRONIC | 1X1EA | 1 | 341 | Sigma-Aldrich | BR705333-1EA | https://www.sigmaaldrich.com/LT/en
BR705336-1EA | BRAND(TM) TRANSFERPETTE(R) ELECTRONIC | 1X1EA | 1 | 341 | Sigma-Aldrich | BR705336-1EA | https://www.sigmaaldrich.com/LT/en
BR708718-1000EA | BRAND(TM) BLAUBRAND(R) MICROPIPETTES, & | 1X1000EA | 1 | 113 | Sigma-Aldrich | BR708718-1000EA | https://www.sigmaaldrich.com/LT/en
BR709105-1000EA | BRAND(TM) BLAUBRAND(R) MICROPIPETTES, & | 1X1000EA | 1 | 81 | Sigma-Aldrich | BR709105-1000EA | https://www.sigmaaldrich.com/LT/en
BR709107-1000EA | BRAND(TM) BLAUBRAND(R) MICROPIPETTES, & | 1X1000EA | 1 | 81 | Sigma-Aldrich | BR709107-1000EA | https://www.sigmaaldrich.com/LT/en
WHA68762502 | WHATMAN(R) GD/X SYRINGE FILTERS, POLYSU& | 1X1EA | 1 | 503 | Sigma-Aldrich | WHA68762502 | https://www.sigmaaldrich.com/LT/en
WHA1440012 | WHATMAN(TM) QUANTITATIVE FILTER PAPER, & | 1X1EA | 1 | 17 | Sigma-Aldrich | WHA1440012 | https://www.sigmaaldrich.com/LT/en
WHAUN203NPUDPP | WHATMAN(R) MINI-UNIPREP(R) SYRINGELESS F | 1X1EA | 1 | 244 | Sigma-Aldrich | WHAUN203NPUDPP | https://www.sigmaaldrich.com/LT/en
WHA1827889 | WHATMAN(R) GLASS MICROFIBER FILTERS, GR& | 1X1EA | 1 | 729 | Sigma-Aldrich | WHA1827889 | https://www.sigmaaldrich.com/LT/en
WHA1450110 | WHATMAN(R) QUANTITATIVE FILTER PAPERS, & | 1X1EA | 1 | 33 | Sigma-Aldrich | WHA1450110 | https://www.sigmaaldrich.com/LT/en
WHAUN203APUPP | WHATMAN(TM) MINI-UNIPREP(TM) SYRINGELES& | 1X1EA | 1 | 249 | Sigma-Aldrich | WHAUN203APUPP | https://www.sigmaaldrich.com/LT/en
WHA10410319 | WHATMAN(TM) MEMBRANE REGENERATED CELLUL& | 1X1EA | 1 | 187 | Sigma-Aldrich | WHA10410319 | https://www.sigmaaldrich.com/LT/en
WHA5230330 | WHATMAN(R) FILTER PAPER, GRADE 230, CRE& | 1X1EA | 1 | 53 | Sigma-Aldrich | WHA5230330 | https://www.sigmaaldrich.com/LT/en
WHA10370007 | WHATMAN(TM) GLASS MICROFIBER FILTERS WI& | 1X1EA | 1 | 272 | Sigma-Aldrich | WHA10370007 | https://www.sigmaaldrich.com/LT/en
WHA1003110 | WHATMAN(R) QUALITATIVE FILTER PAPERS, G& | 1X1EA | 1 | 25 | Sigma-Aldrich | WHA1003110 | https://www.sigmaaldrich.com/LT/en
WHA10370002 | WHATMAN(TM) GLASS MICROFIBER FILTERS WI& | 1X1EA | 1 | 99 | Sigma-Aldrich | WHA10370002 | https://www.sigmaaldrich.com/LT/en
BR709118-1000EA | BRAND(TM) BLAUBRAND(R) MICROPIPETTES, & | 1X1000EA | 1 | 74 | Sigma-Aldrich | BR709118-1000EA | https://www.sigmaaldrich.com/LT/en
BR718020-1EA | BRAND(TM) BLAUBRAND(R) COUNTING CHAMBE& | 1X1EA | 1 | 79 | Sigma-Aldrich | BR718020-1EA | https://www.sigmaaldrich.com/LT/en
BR718605-1EA | BRAND(TM) BLAUBRAND(R) COUNTING CHAMBE& | 1X1EA | 1 | 56 | Sigma-Aldrich | BR718605-1EA | https://www.sigmaaldrich.com/LT/en
BR73719-1EA | BRAND(TM) FILTER FLASK, GLASS, CAPACIT& | 1X1EA | 1 | 47 | Sigma-Aldrich | BR73719-1EA | https://www.sigmaaldrich.com/LT/en
BR73724-1EA | BRAND(TM) FILTER FLASK, GLASS, CAPACIT& | 1X1EA | 1 | 61 | Sigma-Aldrich | BR73724-1EA | https://www.sigmaaldrich.com/LT/en
BR747765-500EA | BRAND(TM) PLASTIBRAND(TM) PIPETTE, CAP& | 1X500EA | 1 | 31 | Sigma-Aldrich | BR747765-500EA | https://www.sigmaaldrich.com/LT/en
BR759005-100EA | BRAND(TM) MACRO-CUVETTE, PS | 1X100EA | 1 | 13 | Sigma-Aldrich | BR759005-100EA | https://www.sigmaaldrich.com/LT/en
BR759105-100EA | BRAND(TM) MACRO-CUVETTE, PMMA | 1X100EA | 1 | 14 | Sigma-Aldrich | BR759105-100EA | https://www.sigmaaldrich.com/LT/en
BR759215-100EA | BRAND(TM) UV MICRO CUVETTE, H 8.5 MM, & | 1X100EA | 1 | 57 | Sigma-Aldrich | BR759215-100EA | https://www.sigmaaldrich.com/LT/en
BR778012-100EA | BRAND(TM) CENTRIFUGE TUBE, 15 ML, BEAD& | 1X100EA | 1 | 54 | Sigma-Aldrich | BR778012-100EA | https://www.sigmaaldrich.com/LT/en
BR778013-100EA | BRAND(TM) CENTRIFUGE TUBE, 15 ML, BEAD& | 1X100EA | 1 | 109 | Sigma-Aldrich | BR778013-100EA | https://www.sigmaaldrich.com/LT/en
BR778712-10EA | BRAND(TM) CENTRIFUGE TUBE, 15 ML, BEAD& | 1X10EA | 1 | 34 | Sigma-Aldrich | BR778712-10EA | https://www.sigmaaldrich.com/LT/en
BR780702-1000EA | BRAND(TM) MICRO TUBE WITH ATTACHED SCR& | 1X1000EA | 1 | 130 | Sigma-Aldrich | BR780702-1000EA | https://www.sigmaaldrich.com/LT/en
BR780703-1000EA | BRAND(TM) MICRO TUBE WITH ATTACHED SCR& | 1X1000EA | 1 | 130 | Sigma-Aldrich | BR780703-1000EA | https://www.sigmaaldrich.com/LT/en
BR780731-1000EA | BRAND(TM) MICRO TUBE WITHOUT SCREW CAP& | 1X1000EA | 1 | 102 | Sigma-Aldrich | BR780731-1000EA | https://www.sigmaaldrich.com/LT/en
BR780756-500EA | BRAND(TM) MICRO TUBES WITH TAMPER-EVID& | 1X500EA | 1 | 228 | Sigma-Aldrich | BR780756-500EA | https://www.sigmaaldrich.com/LT/en
BR780757-500EA | BRAND(TM) MICRO TUBES WITH TAMPER-EVID& | 1X500EA | 1 | 228 | Sigma-Aldrich | BR780757-500EA | https://www.sigmaaldrich.com/LT/en
BR780759-500EA | BRAND(TM) MICRO TUBES WITH TAMPER-EVID& | 1X500EA | 1 | 228 | Sigma-Aldrich | BR780759-500EA | https://www.sigmaaldrich.com/LT/en
BR780763-1000EA | BRAND(TM) MICRO TUBES WITHOUT TAMPER-E& | 1X1000EA | 1 | 96 | Sigma-Aldrich | BR780763-1000EA | https://www.sigmaaldrich.com/LT/en
BR781301-1000EA | BRAND(TM) PCR-TUBES, 0.2 ML, ROSE, IND& | 1X1000EA | 1 | 52 | Sigma-Aldrich | BR781301-1000EA | https://www.sigmaaldrich.com/LT/en
BR781316-120EA | BRAND(TM) PCR TUBE, STRIPS OF 8, ATTAC& | 1X120EA | 1 | 145 | Sigma-Aldrich | BR781316-120EA | https://www.sigmaaldrich.com/LT/en
BR781317-120EA | BRAND(TM) PCR TUBE, STRIPS OF 8, ATTAC& | 1X120EA | 1 | 145 | Sigma-Aldrich | BR781317-120EA | https://www.sigmaaldrich.com/LT/en
BR781323-1PK | BRAND(TM) STRIPS OF 8 PCR TUBES, GREEN& | 1X1PAK | 1 | 87 | Sigma-Aldrich | BR781323-1PK | https://www.sigmaaldrich.com/LT/en
BR781342-1PK | BRAND(TM) STRIPS OF 8 CAPS, PP, YELLOW& | 1X1PAK | 1 | 30 | Sigma-Aldrich | BR781342-1PK | https://www.sigmaaldrich.com/LT/en
BR781343-1PK | BRAND(TM) STRIPS OF 8 CAPS, PP, GREEN,& | 1X1PAK | 1 | 30 | Sigma-Aldrich | BR781343-1PK | https://www.sigmaaldrich.com/LT/en
BR781347-50EA | BRAND(TM) 384-WELL PCR PLATE, FULL SKI& | 1X50EA | 1 | 265 | Sigma-Aldrich | BR781347-50EA | https://www.sigmaaldrich.com/LT/en
BR781369-50EA | BRAND(TM) 96-WELL PCR PLATE, NON-SKIRT& | 1X50EA | 1 | 189 | Sigma-Aldrich | BR781369-50EA | https://www.sigmaaldrich.com/LT/en
BR781371-50EA | BRAND(TM) 96-WELL PCR PLATE, SEMI-SKIR& | 1X50EA | 1 | 166 | Sigma-Aldrich | BR781371-50EA | https://www.sigmaaldrich.com/LT/en
BR781374-50EA | BRAND(TM) 96-WELL PCR PLATE, SEMI-SKIR& | 1X50EA | 1 | 189 | Sigma-Aldrich | BR781374-50EA | https://www.sigmaaldrich.com/LT/en
BR781411-40EA | BRAND(TM) 24-WELL PCR-PLATE, NO SKIRT,& | 1X40EA | 1 | 65 | Sigma-Aldrich | BR781411-40EA | https://www.sigmaaldrich.com/LT/en
BR781603-100EA | BRAND(TM) MICROPLATE BRANDPLATES(R), P& | 1X100EA | 1 | 99 | Sigma-Aldrich | BR781603-100EA | https://www.sigmaaldrich.com/LT/en
BR781622-50EA | BRAND(TM) MICROPLATE BRANDPLATES(R), P& | 1X50EA | 1 | 174 | Sigma-Aldrich | BR781622-50EA | https://www.sigmaaldrich.com/LT/en
BR781626-50EA | BRAND(TM) MICROPLATE BRANDPLATES(R), P& | 1X50EA | 1 | 520 | Sigma-Aldrich | BR781626-50EA | https://www.sigmaaldrich.com/LT/en
BR781642-50EA | BRAND(TM) MICROPLATE BRANDPLATES(R), P& | 1X50EA | 1 | 839 | Sigma-Aldrich | BR781642-50EA | https://www.sigmaaldrich.com/LT/en
BR781682-50EA | BRAND(TM) MICROPLATE BRANDPLATES(R), P& | 1X50EA | 1 | 260 | Sigma-Aldrich | BR781682-50EA | https://www.sigmaaldrich.com/LT/en
BR781686-50EA | BRAND(TM) MICROPLATE BRANDPLATES(R), P& | 1X50EA | 1 | 780 | Sigma-Aldrich | BR781686-50EA | https://www.sigmaaldrich.com/LT/en
BR781732-5EA | BRAND(TM) MICROPLATE BRANDPLATES(R), I& | 1X5EA | 1 | 42 | Sigma-Aldrich | BR781732-5EA | https://www.sigmaaldrich.com/LT/en
BR781742-50EA | BRAND(TM) MICROPLATE BRANDPLATES(R), I& | 1X50EA | 1 | 279 | Sigma-Aldrich | BR781742-50EA | https://www.sigmaaldrich.com/LT/en
BR781902-40EA | BRAND(TM) MICROPLATE BRANDPLATES(R), I& | 1X40EA | 1 | 468 | Sigma-Aldrich | BR781902-40EA | https://www.sigmaaldrich.com/LT/en
BR781960-50EA | BRAND(TM) MICROPLATE BRANDPLATES(R), C& | 1X50EA | 1 | 138 | Sigma-Aldrich | BR781960-50EA | https://www.sigmaaldrich.com/LT/en
BR781961-50EA | BRAND(TM) MICROPLATE BRANDPLATES(R), C& | 1X50EA | 1 | 138 | Sigma-Aldrich | BR781961-50EA | https://www.sigmaaldrich.com/LT/en
BR781965-50EA | BRAND(TM) MICROPLATE BRANDPLATES(R), C& | 1X50EA | 1 | 255 | Sigma-Aldrich | BR781965-50EA | https://www.sigmaaldrich.com/LT/en
BR782082-50EA | BRAND(TM) MICROPLATE BRANDPLATES(R), C& | 1X50EA | 1 | 266 | Sigma-Aldrich | BR782082-50EA | https://www.sigmaaldrich.com/LT/en
BR782091-50EA | BRAND(TM) MICROPLATE BRANDPLATES(R), C& | 1X50EA | 1 | 965 | Sigma-Aldrich | BR782091-50EA | https://www.sigmaaldrich.com/LT/en
BR782305-100EA | BRAND(TM) STRIP PLATES, 96-WELL, 12 X& | 1X100EA | 1 | 454 | Sigma-Aldrich | BR782305-100EA | https://www.sigmaaldrich.com/LT/en
BR782306-100EA | BRAND(TM) STRIP PLATES, 96-WELL, 12 X & | 1X100EA | 1 | 634 | Sigma-Aldrich | BR782306-100EA | https://www.sigmaaldrich.com/LT/en
BR782871-12EA | BRAND(TM) INSERT STRIPS FOR 24 X 6-WEL& | 1X12EA | 1 | 322 | Sigma-Aldrich | BR782871-12EA | https://www.sigmaaldrich.com/LT/en
BR782890-10EA | BRANDPLATES(R) FOR INSERTS, CELLGRADE(& | 1X10EA | 1 | 123 | Sigma-Aldrich | BR782890-10EA | https://www.sigmaaldrich.com/LT/en
BR87616-6EA | BRAND(TM) PP BEAKER WITH SPOUT, LOW FO& | 1X6EA | 1 | 21 | Sigma-Aldrich | BR87616-6EA | https://www.sigmaaldrich.com/LT/en
BR87618-6EA | BRAND(TM) PP BEAKER WITH SPOUT, LOW FO& | 1X6EA | 1 | 22 | Sigma-Aldrich | BR87618-6EA | https://www.sigmaaldrich.com/LT/en
BR87624-4EA | BRAND(TM) PP BEAKER WITH SPOUT, LOW FO& | 1X4EA | 1 | 77 | Sigma-Aldrich | BR87624-4EA | https://www.sigmaaldrich.com/LT/en
BR87826-4EA | BRAND(TM) PP BEAKER WITH SPOUT, LOW FO& | 1X4EA | 1 | 98 | Sigma-Aldrich | BR87826-4EA | https://www.sigmaaldrich.com/LT/en
BR90120-1EA | BRAND(TM) GRIFFIN BEAKER WITH SPOUT, L& | 1X1EA | 1 | 21 | Sigma-Aldrich | BR90120-1EA | https://www.sigmaaldrich.com/LT/en
BR90154-1EA | BRAND(TM) GRIFFIN BEAKER WITH SPOUT, L& | 1X1EA | 1 | 97 | Sigma-Aldrich | BR90154-1EA | https://www.sigmaaldrich.com/LT/en
BR90448-1EA | BRAND(TM) SAMPLING DIPPER WITH SPOUT,& | 1X1EA | 1 | 155 | Sigma-Aldrich | BR90448-1EA | https://www.sigmaaldrich.com/LT/en
BR90454-1EA | BRAND(TM) SAMPLING DIPPER WITH SPOUT,& | 1X1EA | 1 | 180 | Sigma-Aldrich | BR90454-1EA | https://www.sigmaaldrich.com/LT/en
BR90624-10EA | BRAND(TM) GLASS BEAKER WITH SPOUT, TAL& | 1X10EA | 1 | 76 | Sigma-Aldrich | BR90624-10EA | https://www.sigmaaldrich.com/LT/en
BR91212-10EA | BRAND(TM) GLASS BEAKER WITH SPOUT, LOW& | 1X10EA | 1 | 89 | Sigma-Aldrich | BR91212-10EA | https://www.sigmaaldrich.com/LT/en
BR91214-10EA | BRAND(TM) GLASS BEAKER WITH SPOUT, LOW& | 1X10EA | 1 | 76 | Sigma-Aldrich | BR91214-10EA | https://www.sigmaaldrich.com/LT/en
BR91229-10EA | BRAND(TM) GLASS BEAKER WITH SPOUT, LOW& | 1X10EA | 1 | 76 | Sigma-Aldrich | BR91229-10EA | https://www.sigmaaldrich.com/LT/en
BR92724-10EA | BRAND(TM) ERLENMEYER FLASK WITH BEADED& | 1X10EA | 1 | 77 | Sigma-Aldrich | BR92724-10EA | https://www.sigmaaldrich.com/LT/en
BR92744-10EA | BRAND(TM) ERLENMEYER FLASK WITH BEADED& | 1X10EA | 1 | 104 | Sigma-Aldrich | BR92744-10EA | https://www.sigmaaldrich.com/LT/en
BR92839-10EA | BRAND(TM) ERLENMEYER FLASK WITH BEADED& | 1X10EA | 1 | 105 | Sigma-Aldrich | BR92839-10EA | https://www.sigmaaldrich.com/LT/en
BR92844-10EA | BRAND(TM) ERLENMEYER FLASK WITH BEADED& | 1X10EA | 1 | 115 | Sigma-Aldrich | BR92844-10EA | https://www.sigmaaldrich.com/LT/en
WHA1542185 | WHATMAN(R) QUANTITATIVE FILTER PAPERS, & | 1X1EA | 1 | 109 | Sigma-Aldrich | WHA1542185 | https://www.sigmaaldrich.com/LT/en
WHA1827047 | WHATMAN(R) GLASS MICROFIBER FILTERS, GR& | 1X1EA | 1 | 69 | Sigma-Aldrich | WHA1827047 | https://www.sigmaaldrich.com/LT/en
WHA68094024 | WHATMAN(TM) ANOTOP(TM) 25 SYRINGE FILTE& | 1X1EA | 1 | 2862 | Sigma-Aldrich | WHA68094024 | https://www.sigmaaldrich.com/LT/en
WHA67532504 | WHATMAN(TM) PURADISC(TM) 25 SYRINGE FIL& | 1X1EA | 1 | 1490 | Sigma-Aldrich | WHA67532504 | https://www.sigmaaldrich.com/LT/en
WHA1005185 | WHATMAN QUALITATIVE FILTER PAPER, GRADE | 1X1EA | 1 | 45 | Sigma-Aldrich | WHA1005185 | https://www.sigmaaldrich.com/LT/en
GS203NPUGMF | WHATMAN(R) MINI-UNIPREP(TM) G2 SLIT SEP& | 1X1EA | 1 | 484 | Sigma-Aldrich | GS203NPUGMF | https://www.sigmaaldrich.com/LT/en
WHA1827024 | WHATMAN(R) GLASS MICROFIBER FILTERS, GR& | 1X1EA | 1 | 27 | Sigma-Aldrich | WHA1827024 | https://www.sigmaaldrich.com/LT/en
WHAWB100037 | WHATMAN(TM) FTA(TM) CARD TECHNOLOGY, MU& | 1X1EA | 1 | 132 | Sigma-Aldrich | WHAWB100037 | https://www.sigmaaldrich.com/LT/en
WHA10311845 | WHATMAN(R) PREPLEATED QUALITATIVE FILTE& | 1X1EA | 1 | 53 | Sigma-Aldrich | WHA10311845 | https://www.sigmaaldrich.com/LT/en
WHA155846 | WHATMAN(TM) NUCLEPORE(TM) TRACK-ETCHED & | 1X1EA | 1 | 182 | Sigma-Aldrich | WHA155846 | https://www.sigmaaldrich.com/LT/en
WHA10370011 | WHATMAN(TM) GLASS MICROFIBER FILTERS WI& | 1X1EA | 1 | 482 | Sigma-Aldrich | WHA10370011 | https://www.sigmaaldrich.com/LT/en
WHA1002385 | WHATMAN(TM) QUALITATIVE FILTER PAPER, G& | 1X1EA | 1 | 153 | Sigma-Aldrich | WHA1002385 | https://www.sigmaaldrich.com/LT/en
WHA2812T | WHATMAN(TM) POLYCAP HD HEAVY DUTY ENCAP& | 1X1EA | 1 | 479 | Sigma-Aldrich | WHA2812T | https://www.sigmaaldrich.com/LT/en
WHA1540125 | WHATMAN(R) QUANTITATIVE FILTER PAPERS, & | 1X1EA | 1 | 52 | Sigma-Aldrich | WHA1540125 | https://www.sigmaaldrich.com/LT/en
WHA10300010 | WHATMAN(R) QUANTITATIVE FILTER PAPERS, & | 1X1EA | 1 | 44 | Sigma-Aldrich | WHA10300010 | https://www.sigmaaldrich.com/LT/en
WHA1823125 | WHATMAN(R) GLASS MICROFIBER FILTERS, GR& | 1X1EA | 1 | 60 | Sigma-Aldrich | WHA1823125 | https://www.sigmaaldrich.com/LT/en
WHA1091190 | WHATMAN(R) QUALITATIVE FILTER PAPER, GR& | 1X1EA | 1 | 301 | Sigma-Aldrich | WHA1091190 | https://www.sigmaaldrich.com/LT/en
WHA1441055 | WHATMAN(R) QUANTITATIVE FILTER PAPERS, & | 1X1EA | 1 | 19 | Sigma-Aldrich | WHA1441055 | https://www.sigmaaldrich.com/LT/en
GE28-9322-18 | VIVASPIN 500, 3 KDA MWCO PES | 1X1EA | 1 | 119 | Sigma-Aldrich | GE28-9322-18 | https://www.sigmaaldrich.com/LT/en
GE28-9322-36 | VIVASPIN 500, 50 KDA MWCO PES | 1X1EA | 1 | 119 | Sigma-Aldrich | GE28-9322-36 | https://www.sigmaaldrich.com/LT/en
GE28-9322-96 | VIVASPIN 6, 10 KDA MWCO PES | 1X1EA | 1 | 225 | Sigma-Aldrich | GE28-9322-96 | https://www.sigmaaldrich.com/LT/en
GE28-9323-58 | VIVASPIN 20, 3 KDA MWCO PES | 1X1EA | 1 | 179 | Sigma-Aldrich | GE28-9323-58 | https://www.sigmaaldrich.com/LT/en
WHA1825025 | WHATMAN(R) GLASS MICROFIBER FILTERS, GR& | 1X1EA | 1 | 91 | Sigma-Aldrich | WHA1825025 | https://www.sigmaaldrich.com/LT/en
WHA1005055 | WHATMAN(TM) QUALITATIVE FILTER PAPER, G& | 1X1EA | 1 | 12 | Sigma-Aldrich | WHA1005055 | https://www.sigmaaldrich.com/LT/en
WHA67157582 | WHATMAN(TM) POLYCAP TC ENCAPSULATED FIL& | 1X1EA | 1 | 88 | Sigma-Aldrich | WHA67157582 | https://www.sigmaaldrich.com/LT/en
WHA10311811 | WHATMAN(R) QUALITATIVE FILTER PAPER, GR& | 1X1EA | 1 | 18 | Sigma-Aldrich | WHA10311811 | https://www.sigmaaldrich.com/LT/en
WHA10463808 | WHATMAN(TM) ROBY AUTOMATED FILTER 25 MM& | 1X1EA | 1 | 2548 | Sigma-Aldrich | WHA10463808 | https://www.sigmaaldrich.com/LT/en
WHA1442185 | WHATMAN(R) QUANTITATIVE FILTER PAPERS, & | 1X1EA | 1 | 90 | Sigma-Aldrich | WHA1442185 | https://www.sigmaaldrich.com/LT/en
WHA67225000 | WHATMAN(TM) VACU-GUARD(R) IN-LINE FILTE& | 1X1EA | 1 | 189 | Sigma-Aldrich | WHA67225000 | https://www.sigmaaldrich.com/LT/en
WHA67221002 | VACU-GUARD(R) 150 CHEMICAL TRAP TRAP MED | 1X1EA | 1 | 151 | Sigma-Aldrich | WHA67221002 | https://www.sigmaaldrich.com/LT/en
WHA67033610 | WHATMAN(TM) POLYCAP HD HEAVY DUTY ENCAP& | 1X1EA | 1 | 59 | Sigma-Aldrich | WHA67033610 | https://www.sigmaaldrich.com/LT/en
WHA10403112 | WHATMAN(TM) CELLULOSE ACETATE MEMBRANE,& | 1X1EA | 1 | 178 | Sigma-Aldrich | WHA10403112 | https://www.sigmaaldrich.com/LT/en
WHA10401731 | WHATMAN(TM) MEMBRANE FILTERS MIXED CELL& | 1X1EA | 1 | 159 | Sigma-Aldrich | WHA10401731 | https://www.sigmaaldrich.com/LT/en
WHA67881304 | WHATMAN PURADISC 13 SYRINGE FILTER, 0.45 | 1X1EA | 1 | 233 | Sigma-Aldrich | WHA67881304 | https://www.sigmaaldrich.com/LT/en
WHA10312744 | WHATMAN(TM) QUALITATIVE FILTER PAPER, G& | 1X1EA | 1 | 46 | Sigma-Aldrich | WHA10312744 | https://www.sigmaaldrich.com/LT/en
GS203NPUAQU | WHATMAN(R) MINI-UNIPREP(TM) G2 SLIT SEP& | 1X1EA | 1 | 484 | Sigma-Aldrich | GS203NPUAQU | https://www.sigmaaldrich.com/LT/en
WHAWB120055 | WHATMAN(R) FTA(R) TECHNOLOGY FTA MINI C& | 1X1EA | 1 | 513 | Sigma-Aldrich | WHAWB120055 | https://www.sigmaaldrich.com/LT/en
WHA10331494 | WHATMAN(R) QUALITATIVE FILTER PAPER FOR& | 1X1EA | 1 | 184 | Sigma-Aldrich | WHA10331494 | https://www.sigmaaldrich.com/LT/en
WHA1202125 | WHATMAN(R) QUALITATIVE FILTER PAPERS, G& | 1X1EA | 1 | 45 | Sigma-Aldrich | WHA1202125 | https://www.sigmaaldrich.com/LT/en
WHA10462600 | WHATMAN(R) PURADISC(TM) FP30 SYRINGE FI& | 1X1EA | 1 | 903 | Sigma-Aldrich | WHA10462600 | https://www.sigmaaldrich.com/LT/en
GE80-6484-32 | MINI DIALYSIS KIT,8 KDA, 2 ML | 1X1EA | 1 | 449 | Sigma-Aldrich | GE80-6484-32 | https://www.sigmaaldrich.com/LT/en
WHA77002805 | WHATMAN(TM) UNIFILTER(TM) PLATES 96, 80& | 1X1EA | 1 | 730 | Sigma-Aldrich | WHA77002805 | https://www.sigmaaldrich.com/LT/en
WHA70604714 | WHATMAN(TM) CYCLOPORE(TM) POLYCARBONATE | 1X1EA | 1 | 159 | Sigma-Aldrich | WHA70604714 | https://www.sigmaaldrich.com/LT/en
WHA68802504 | WHATMAN(R) GD/X SYRINGE FILTERS, POLYPR& | 1X1EA | 1 | 503 | Sigma-Aldrich | WHA68802504 | https://www.sigmaaldrich.com/LT/en
WHA10401112 | WHATMAN(TM) MEMBRANE FILTERS CELLULOSE & | 1X1EA | 1 | 195 | Sigma-Aldrich | WHA10401112 | https://www.sigmaaldrich.com/LT/en
WHA97489929 | WHATMAN(R) FILTER PAPER, GRADE 2W CIRC& | 1X1EA | 1 | 118 | Sigma-Aldrich | WHA97489929 | https://www.sigmaaldrich.com/LT/en
WHA2813 | WHATMAN(TM) POLYDISC HD HEAVY DUTY IN-L& | 1X1EA | 1 | 473 | Sigma-Aldrich | WHA2813 | https://www.sigmaaldrich.com/LT/en
WHA10016508 | WHATMAN(R) QUALITATIVE FILTER PAPERS, G& | 1X1EA | 1 | 36 | Sigma-Aldrich | WHA10016508 | https://www.sigmaaldrich.com/LT/en
GS203NPENYL | WHATMAN(R) MINI-UNIPREP(TM) G2 SLIT SEP& | 1X1EA | 1 | 484 | Sigma-Aldrich | GS203NPENYL | https://www.sigmaaldrich.com/LT/en
WHA67891301 | WHATMAN(TM) PURADISC(TM) 13 SYRINGE FIL& | 1X1EA | 1 | 233 | Sigma-Aldrich | WHA67891301 | https://www.sigmaaldrich.com/LT/en
WHA1444185 | WHATMAN(R) QUANTITATIVE FILTER PAPERS, & | 1X1EA | 1 | 90 | Sigma-Aldrich | WHA1444185 | https://www.sigmaaldrich.com/LT/en
WHA10311656 | WHATMAN(R) PREPLEATED QUALITATIVE FILTE& | 1X1EA | 1 | 298 | Sigma-Aldrich | WHA10311656 | https://www.sigmaaldrich.com/LT/en
WHA67852504 | WHATMAN(TM) PURADISC(TM) 25 SYRINGE FIL& | 1X1EA | 1 | 554 | Sigma-Aldrich | WHA67852504 | https://www.sigmaaldrich.com/LT/en
WHA10314744 | WHATMAN(R) PREPLEATED QUALITATIVE FILTE& | 1X1EA | 1 | 67 | Sigma-Aldrich | WHA10314744 | https://www.sigmaaldrich.com/LT/en
WHA10427812 | WHATMAN(TM) GEL BLOTTING PAPERS, GRADE & | 1X1EA | 1 | 78 | Sigma-Aldrich | WHA10427812 | https://www.sigmaaldrich.com/LT/en
WHA10334551 | WHATMAN(R) PREPLEATED QUALITATIVE FILTE& | 1X1EA | 1 | 64 | Sigma-Aldrich | WHA10334551 | https://www.sigmaaldrich.com/LT/en
WHA68099232 | WHATMAN(TM) ANOTOP(TM) 10 SYRINGE FILTE& | 1X1EA | 1 | 555 | Sigma-Aldrich | WHA68099232 | https://www.sigmaaldrich.com/LT/en
WHA1822021 | WHATMAN(R) GLASS MICROFIBER FILTERS, GR& | 1X1EA | 1 | 44 | Sigma-Aldrich | WHA1822021 | https://www.sigmaaldrich.com/LT/en
WHAWB120208 | WHATMAN(TM) FTA(TM) CARD TECHNOLOGY, GE& | 1X1EA | 1 | 562 | Sigma-Aldrich | WHAWB120208 | https://www.sigmaaldrich.com/LT/en
WHA10531018 | WHATMAN(TM) PROTEIN SAVER CARDS, 903(TM& | 1X1EA | 1 | 187 | Sigma-Aldrich | WHA10531018 | https://www.sigmaaldrich.com/LT/en
WHA10347519 | WHATMAN(R) QUALITATIVE FILTER PAPER FOR& | 1X1EA | 1 | 43 | Sigma-Aldrich | WHA10347519 | https://www.sigmaaldrich.com/LT/en
WHA7184002 | WHATMAN(TM) MEMBRANE FILTERS CELLULOSE & | 1X1EA | 1 | 115 | Sigma-Aldrich | WHA7184002 | https://www.sigmaaldrich.com/LT/en
WHA230800 | WHATMAN(TM) DRAIN DISC, 37 MM, POLYETHY& | 1X1EA | 1 | 77 | Sigma-Aldrich | WHA230800 | https://www.sigmaaldrich.com/LT/en
WHAUN203NPEAQU | WHATMAN(R) MINI-UNIPREP(TM) SYRINGELESS& | 1X1EA | 1 | 244 | Sigma-Aldrich | WHAUN203NPEAQU | https://www.sigmaaldrich.com/LT/en
WHA7181002 | WHATMAN(TM) MEMBRANE FILTERS CELLULOSE & | 1X1EA | 1 | 152 | Sigma-Aldrich | WHA7181002 | https://www.sigmaaldrich.com/LT/en
WHA23016160 | WHATMAN BENCHKOTE PLUS, REEL, 60CM X 50M | 1X1EA | 1 | 251 | Sigma-Aldrich | WHA23016160 | https://www.sigmaaldrich.com/LT/en
WHA10442101 | WHATMAN(TM) GLASS VACUUM FILTRATION DEV& | 1X1EA | 1 | 153 | Sigma-Aldrich | WHA10442101 | https://www.sigmaaldrich.com/LT/en
WHA1113150 | WHATMAN(R) QUALITATIVE FILTER PAPER, GR& | 1X1EA | 1 | 40 | Sigma-Aldrich | WHA1113150 | https://www.sigmaaldrich.com/LT/en
WHA67472504 | WHATMAN PURADISC 25 SYRINGE FILTER 0.45 | 1X1EA | 1 | 539 | Sigma-Aldrich | WHA67472504 | https://www.sigmaaldrich.com/LT/en
WHA10463042 | WHATMAN SPARTAN SYRINGE FILTERS, SPARTAN | 1X1EA | 1 | 960 | Sigma-Aldrich | WHA10463042 | https://www.sigmaaldrich.com/LT/en
BR455701-10EA | BRAND(R) PETRI DISH, GLASS, WITH LID, SO | 1X10EA | 1 | 22 | Sigma-Aldrich | BR455701-10EA | https://www.sigmaaldrich.com/LT/en
BR464713-1EA | BRAND(TM) FILTER FUNNEL, GLASS, 75 ML | 1X1EA | 1 | 52 | Sigma-Aldrich | BR464713-1EA | https://www.sigmaaldrich.com/LT/en
BR782090-50EA | BRAND(TM) MICROPLATE BRANDPLATES(R), C& | 1X50EA | 1 | 965 | Sigma-Aldrich | BR782090-50EA | https://www.sigmaaldrich.com/LT/en
Z740135-1EA | QIANCAP PRESSURE MONITOR-25, #25 INTERN& | 1X1EA | 1 | 1098 | Sigma-Aldrich | Z740135-1EA | https://www.sigmaaldrich.com/LT/en
WHA10370012 | WHATMAN(TM) GLASS MICROFIBER FILTERS WI& | 1X1EA | 1 | 546 | Sigma-Aldrich | WHA10370012 | https://www.sigmaaldrich.com/LT/en
WHA1091240 | WHATMAN(R) QUALITATIVE FILTER PAPER, GR& | 1X1EA | 1 | 300 | Sigma-Aldrich | WHA1091240 | https://www.sigmaaldrich.com/LT/en
WHA70604712 | WHATMAN(TM) CYCLOPORE(TM) POLYCARBONATE& | 1X1EA | 1 | 129 | Sigma-Aldrich | WHA70604712 | https://www.sigmaaldrich.com/LT/en
BR781840-100EA | BRAND(TM) MICROPLATE BRANDPLATES(R), L& | 1X100EA | 1 | 272 | Sigma-Aldrich | BR781840-100EA | https://www.sigmaaldrich.com/LT/en
GE28-9322-37 | VIVASPIN 500, 100 KDA MWCO PES | 1X1EA | 1 | 119 | Sigma-Aldrich | GE28-9322-37 | https://www.sigmaaldrich.com/LT/en
GE28-9323-59 | VIVASPIN 20, 5 KDA MWCO PES | 1X1EA | 1 | 176 | Sigma-Aldrich | GE28-9323-59 | https://www.sigmaaldrich.com/LT/en
GE28-9322-45 | VIVASPIN 2, 5 KDA MWCO PES | 1X1EA | 1 | 188 | Sigma-Aldrich | GE28-9322-45 | https://www.sigmaaldrich.com/LT/en
GE28-9323-62 | VIVASPIN 20, 50 KDA MWCO PES | 1X1EA | 1 | 176 | Sigma-Aldrich | GE28-9323-62 | https://www.sigmaaldrich.com/LT/en
GE28-9322-47 | VIVASPIN 2, 10 KDA MWCO PES | 1X1EA | 1 | 188 | Sigma-Aldrich | GE28-9322-47 | https://www.sigmaaldrich.com/LT/en
GE28-9323-63 | VIVASPIN 20, 100 KDA MWCO PES | 1X1EA | 1 | 176 | Sigma-Aldrich | GE28-9323-63 | https://www.sigmaaldrich.com/LT/en
BR114130-121EA | BRAND(TM) CULTURE TUBE, RIMLESS, 18 X & | 1X121EA | 1 | 30 | Sigma-Aldrich | BR114130-121EA | https://www.sigmaaldrich.com/LT/en
BR114821-300EA | BRAND(TM) PP GRADUATED CENTRIFUGE TUBE& | 1X300EA | 1 | 191 | Sigma-Aldrich | BR114821-300EA | https://www.sigmaaldrich.com/LT/en
BR114844-1000EA | BRAND(TM) CRYOGENIC TUBE WITH SCREW CA& | 1X1000EA | 1 | 483 | Sigma-Aldrich | BR114844-1000EA | https://www.sigmaaldrich.com/LT/en
BR122564-10EA | BRAND(TM) LABORATORY BOTTLE, CAPACITY& | 1X10EA | 1 | 377 | Sigma-Aldrich | BR122564-10EA | https://www.sigmaaldrich.com/LT/en
BR128954-1EA | BRAND(TM) PLASTIBRAND(TM) NARROW-MOUTH B | 1X1EA | 1 | 171 | Sigma-Aldrich | BR128954-1EA | https://www.sigmaaldrich.com/LT/en
BR130412-1EA | BRAND(TM) SQUARE PE-HD BOTTLE WITH TAM& | 1X1EA | 1 | 10 | Sigma-Aldrich | BR130412-1EA | https://www.sigmaaldrich.com/LT/en
BR13538-2EA | BRAND(TM) SILBERBRAND BURETTE, STRAIGH& | 1X2EA | 1 | 150 | Sigma-Aldrich | BR13538-2EA | https://www.sigmaaldrich.com/LT/en
BR139817-10EA | BRAND(TM) LABORATORY SPATULA, DOUBLE E& | 1X10EA | 1 | 25 | Sigma-Aldrich | BR139817-10EA | https://www.sigmaaldrich.com/LT/en
BR145535-1EA | BRAND(TM) FUNNEL SHORT STEM, GLASS, OU& | 1X1EA | 1 | 10 | Sigma-Aldrich | BR145535-1EA | https://www.sigmaaldrich.com/LT/en
BR150080-10EA | BRAND(TM) WATCH GLASS, DIAM. 200 MM, S& | 1X10EA | 1 | 88 | Sigma-Aldrich | BR150080-10EA | https://www.sigmaaldrich.com/LT/en
BR155546-500EA | BRAND(TM) WEIGHING DISH, PS, 80 X 50 & | 1X500EA | 1 | 55 | Sigma-Aldrich | BR155546-500EA | https://www.sigmaaldrich.com/LT/en
BR23758-1EA | BRAND(TM) SILBERBRAND AUTOMATIC BURETT& | 1X1EA | 1 | 89 | Sigma-Aldrich | BR23758-1EA | https://www.sigmaaldrich.com/LT/en
BR23920-1EA | BRAND(TM) BLAUBRAND(R) COMPACT AUTOMAT& | 1X1EA | 1 | 145 | Sigma-Aldrich | BR23920-1EA | https://www.sigmaaldrich.com/LT/en
BR27818-12EA | BRAND(TM) GRADUATED PIPETTE, 1 ML& | 1X12EA | 1 | 60 | Sigma-Aldrich | BR27818-12EA | https://www.sigmaaldrich.com/LT/en
BR29120-1EA | BRAND(TM) PIPETTE RINSING SYSTEM, RINS& | 1X1EA | 1 | 260 | Sigma-Aldrich | BR29120-1EA | https://www.sigmaaldrich.com/LT/en
BR30615-6EA | BRAND(TM) USP BLAUBRAND(R) VOLUMETRIC& | 1X6EA | 1 | 59 | Sigma-Aldrich | BR30615-6EA | https://www.sigmaaldrich.com/LT/en
BR32820-2EA | BRAND(TM) USP BLAUBRAND(R) CLASS A MEA& | 1X2EA | 1 | 26 | Sigma-Aldrich | BR32820-2EA | https://www.sigmaaldrich.com/LT/en
BR36254-1EA | BRAND(TM) MEASURING FLASK, CAPACITY 50& | 1X1EA | 1 | 262 | Sigma-Aldrich | BR36254-1EA | https://www.sigmaaldrich.com/LT/en
BR36973-2EA | BRAND(TM) VOLUMETRIC FLASK, USP BLAUBR& | 1X2EA | 1 | 42 | Sigma-Aldrich | BR36973-2EA | https://www.sigmaaldrich.com/LT/en
BR37464-2EA | BRAND(TM) VOLUMETRIC FLASK, USP, BLAUB& | 1X2EA | 1 | 64 | Sigma-Aldrich | BR37464-2EA | https://www.sigmaaldrich.com/LT/en
BR41648-5EA | BRAND(TM) GRADUATED CYLINDER LOW FORM& | 1X5EA | 1 | 31 | Sigma-Aldrich | BR41648-5EA | https://www.sigmaaldrich.com/LT/en
BR43088-1EA | BRAND(TM) GLASS BOTTLE-TOP TILT PIPETT& | 1X1EA | 1 | 82 | Sigma-Aldrich | BR43088-1EA | https://www.sigmaaldrich.com/LT/en
BR455742-10EA | BRAND(R) PETRI DISH, GLASS, WITH LID, SO | 1X10EA | 1 | 27 | Sigma-Aldrich | BR455742-10EA | https://www.sigmaaldrich.com/LT/en
BR458021-10EA | BRAND(TM) FILTER CRUCIBLE, GLASS, 30 M& | 1X10EA | 1 | 216 | Sigma-Aldrich | BR458021-10EA | https://www.sigmaaldrich.com/LT/en
BR465424-1EA | BRAND(TM) FILTER FUNNEL, GLASS, 125 ML& | 1X1EA | 1 | 80 | Sigma-Aldrich | BR465424-1EA | https://www.sigmaaldrich.com/LT/en
BR472000-10EA | BRAND(TM) STAINING TRAY FOR GLASS STAI& | 1X10EA | 1 | 151 | Sigma-Aldrich | BR472000-10EA | https://www.sigmaaldrich.com/LT/en
BR65731-1EA | BRAND(TM) DESSICATOR 'NOVUS' LID WITH& | 1X1EA | 1 | 99 | Sigma-Aldrich | BR65731-1EA | https://www.sigmaaldrich.com/LT/en
BR701364-100EA | BRAND(TM) SEALING FILM FOR MICROPLATES& | 1X100EA | 1 | 98 | Sigma-Aldrich | BR701364-100EA | https://www.sigmaaldrich.com/LT/en
BR704016-1EA | BRAND(TM) BOTTLE FOR BRAND DISPENSERS,& | 1X1EA | 1 | 10 | Sigma-Aldrich | BR704016-1EA | https://www.sigmaaldrich.com/LT/en
BR719505-1EA | BRAND(TM) BLAUBRAND(R) COUNTING CHAMBE& | 1X1EA | 1 | 56 | Sigma-Aldrich | BR719505-1EA | https://www.sigmaaldrich.com/LT/en
BR759230-500EA | BRAND(TM) UV MICRO CUVETTE, H 15 MM, V& | 1X500EA | 1 | 122 | Sigma-Aldrich | BR759230-500EA | https://www.sigmaaldrich.com/LT/en
BR779012-100EA | BRAND(TM) CENTRIFUGE TUBE, 15 ML, RIML& | 1X100EA | 1 | 45 | Sigma-Aldrich | BR779012-100EA | https://www.sigmaaldrich.com/LT/en
BR780733-1000EA | BRAND(TM) MICRO TUBE WITHOUT SCREW CAP& | 1X1000EA | 1 | 102 | Sigma-Aldrich | BR780733-1000EA | https://www.sigmaaldrich.com/LT/en
BR781029-10EA | BRAND(TM) PC CENTRIFUGE TUBE, VOLUME 5& | 1X10EA | 1 | 292 | Sigma-Aldrich | BR781029-10EA | https://www.sigmaaldrich.com/LT/en
BR781303-1000EA | BRAND(TM) PCR-TUBES, 0.2 ML, GREEN, IN& | 1X1000EA | 1 | 52 | Sigma-Aldrich | BR781303-1000EA | https://www.sigmaaldrich.com/LT/en
BR781325-1PK | BRAND(TM) STRIPS OF 8 PCR TUBES, PP, W& | 1X1PAK | 1 | 100 | Sigma-Aldrich | BR781325-1PK | https://www.sigmaaldrich.com/LT/en
BR781740-50EA | BRAND(TM) MICROPLATE BRANDPLATES(R), I& | 1X50EA | 1 | 265 | Sigma-Aldrich | BR781740-50EA | https://www.sigmaaldrich.com/LT/en
GE28-9322-48 | VIVASPIN 2, 30 KDA MWCO PES | 1X1EA | 1 | 188 | Sigma-Aldrich | GE28-9322-48 | https://www.sigmaaldrich.com/LT/en
GE80-6483-75 | MINI DIALYSIS KIT,1 KDA, 250 UL | 1X1EA | 1 | 449 | Sigma-Aldrich | GE80-6483-75 | https://www.sigmaaldrich.com/LT/en
BR781350-50EA | BRAND(TM) 96-WELL PCR PLATE, NON-SKIRT& | 1X50EA | 1 | 176 | Sigma-Aldrich | BR781350-50EA | https://www.sigmaaldrich.com/LT/en
BR781376-50EA | BRAND(TM) 96-WELL PCR PLATE, SEMI-SKIR& | 1X50EA | 1 | 189 | Sigma-Aldrich | BR781376-50EA | https://www.sigmaaldrich.com/LT/en
BR781415-20EA | BRAND(TM) 48-WELL PCR-PLATE, NO SKIRT,& | 1X20EA | 1 | 63 | Sigma-Aldrich | BR781415-20EA | https://www.sigmaaldrich.com/LT/en
BR781605-100EA | BRAND(TM) MICROPLATE BRANDPLATES(R), P& | 1X100EA | 1 | 266 | Sigma-Aldrich | BR781605-100EA | https://www.sigmaaldrich.com/LT/en
BR781661-50EA | BRAND(TM) MICROPLATE BRANDPLATES(R), P& | 1X50EA | 1 | 127 | Sigma-Aldrich | BR781661-50EA | https://www.sigmaaldrich.com/LT/en
BR781720-100EA | BRAND(TM) MICROPLATE BRANDPLATES(R), I& | 1X100EA | 1 | 161 | Sigma-Aldrich | BR781720-100EA | https://www.sigmaaldrich.com/LT/en
BR781782-100EA | BRAND(TM) MICROPLATE BRANDPLATES(R), H& | 1X100EA | 1 | 195 | Sigma-Aldrich | BR781782-100EA | https://www.sigmaaldrich.com/LT/en
BR781970-50EA | BRAND(TM) MICROPLATE BRANDPLATES(TM), CE | 1X50EA | 1 | 625 | Sigma-Aldrich | BR781970-50EA | https://www.sigmaaldrich.com/LT/en
BR782030-50EA | BRAND(TM) MICROPLATE BRANDPLATES(R), C& | 1X50EA | 1 | 659 | Sigma-Aldrich | BR782030-50EA | https://www.sigmaaldrich.com/LT/en
BR782095-5EA | BRAND(TM) MICROPLATE BRANDPLATES(R), C& | 1X5EA | 1 | 100 | Sigma-Aldrich | BR782095-5EA | https://www.sigmaaldrich.com/LT/en
BR782810-12EA | BRAND(TM) INSERT STRIPS FOR 24 X 6-WEL& | 1X12EA | 1 | 269 | Sigma-Aldrich | BR782810-12EA | https://www.sigmaaldrich.com/LT/en
BR90224-1EA | BRAND(TM) ETFE BEAKER WITH SPOUT, LOW& | 1X1EA | 1 | 11 | Sigma-Aldrich | BR90224-1EA | https://www.sigmaaldrich.com/LT/en
BR90636-10EA | BRAND(TM) GLASS BEAKER WITH SPOUT, TAL& | 1X10EA | 1 | 82 | Sigma-Aldrich | BR90636-10EA | https://www.sigmaaldrich.com/LT/en
BR91241-10EA | BRAND(TM) GLASS BEAKER WITH SPOUT, LOW& | 1X10EA | 1 | 94 | Sigma-Aldrich | BR91241-10EA | https://www.sigmaaldrich.com/LT/en
BR92763-10EA | BRAND(TM) ERLENMEYER FLASK WITH BEADED& | 1X10EA | 1 | 318 | Sigma-Aldrich | BR92763-10EA | https://www.sigmaaldrich.com/LT/en
GE28-9322-58 | VIVASPIN 2, 100 KDA MWCO PES | 1X1EA | 1 | 188 | Sigma-Aldrich | GE28-9322-58 | https://www.sigmaaldrich.com/LT/en
GE80-6484-13 | MINI DIALYSIS KIT,8 KDA, 250 UL | 1X1EA | 1 | 449 | Sigma-Aldrich | GE80-6484-13 | https://www.sigmaaldrich.com/LT/en
BR114935-1EA | BRAND(TM) MINI COOLER PC FOR 12 TUBES,& | 1X1EA | 1 | 100 | Sigma-Aldrich | BR114935-1EA | https://www.sigmaaldrich.com/LT/en
BR122578-1EA | BRAND(TM) LABORATORY BOTTLE, CAPACITY& | 1X1EA | 1 | 592 | Sigma-Aldrich | BR122578-1EA | https://www.sigmaaldrich.com/LT/en
WHA1851150 | WHATMAN QM-A FILTERS, QUARTZ 15.0CM | 1X1EA | 1 | 708 | Sigma-Aldrich | WHA1851150 | https://www.sigmaaldrich.com/LT/en
WHA1872047 | WHATMAN(R) APPLICATION SPECIFIC FILTER,& | 1X1EA | 1 | 113 | Sigma-Aldrich | WHA1872047 | https://www.sigmaaldrich.com/LT/en
WHA1004055 | WHATMAN(R) QUALITATIVE FILTER PAPERS, G& | 1X1EA | 1 | 11 | Sigma-Aldrich | WHA1004055 | https://www.sigmaaldrich.com/LT/en
WHA1441866 | WHATMAN(TM) QUANTITATIVE FILTER PAPER, & | 1X1EA | 1 | 299 | Sigma-Aldrich | WHA1441866 | https://www.sigmaaldrich.com/LT/en
WHA68251307 | WHATMAN(TM) PURADISC(TM) 13 SYRINGE FIL& | 1X1EA | 1 | 233 | Sigma-Aldrich | WHA68251307 | https://www.sigmaaldrich.com/LT/en
WHA1214240 | WHATMAN(R) PREPLEATED QUALITATIVE FILTE& | 1X1EA | 1 | 142 | Sigma-Aldrich | WHA1214240 | https://www.sigmaaldrich.com/LT/en
WHA10402012 | WHATMAN(TM) MEMBRANE FILTERS CELLULOSE & | 1X1EA | 1 | 201 | Sigma-Aldrich | WHA10402012 | https://www.sigmaaldrich.com/LT/en
WHA1541917 | WHATMAN(TM) QUANTITATIVE FILTER PAPER, H | 1X1EA | 1 | 647 | Sigma-Aldrich | WHA1541917 | https://www.sigmaaldrich.com/LT/en
WHA18518866 | WHATMAN(TM) QM-A QUARTZ FILTERS, SHEETS& | 1X1EA | 1 | 1431 | Sigma-Aldrich | WHA18518866 | https://www.sigmaaldrich.com/LT/en
WHA10404012 | WHATMAN(TM) CELLULOSE ACETATE MEMBRANE,& | 1X1EA | 1 | 178 | Sigma-Aldrich | WHA10404012 | https://www.sigmaaldrich.com/LT/en
WHA10411388 | WHATMAN(TM) MEMBRANE PTFE FILTERS, TE36& | 1X1EA | 1 | 1225 | Sigma-Aldrich | WHA10411388 | https://www.sigmaaldrich.com/LT/en
WHA10300143 | WHATMAN(R) PREPLEATED QUANTITATIVE FILT& | 1X1EA | 1 | 65 | Sigma-Aldrich | WHA10300143 | https://www.sigmaaldrich.com/LT/en
WHA3030861 | WHATMAN(R) CHROMATOGRAPHY PAPERS 3MM CH& | 1X1EA | 1 | 79 | Sigma-Aldrich | WHA3030861 | https://www.sigmaaldrich.com/LT/en
WHA10314769 | WHATMAN(TM) QUALITATIVE FILTER PAPER, G& | 1X1EA | 1 | 87 | Sigma-Aldrich | WHA10314769 | https://www.sigmaaldrich.com/LT/en
WHA1823150 | WHATMAN(R) GLASS MICROFIBER FILTERS, GR& | 1X1EA | 1 | 104 | Sigma-Aldrich | WHA1823150 | https://www.sigmaaldrich.com/LT/en
WHA7190004 | WHATMAN(TM) MEMBRANE FILTERS CELLULOSE & | 1X1EA | 1 | 197 | Sigma-Aldrich | WHA7190004 | https://www.sigmaaldrich.com/LT/en
WHA7188003 | WHATMAN(TM) MEMBRANE FILTERS CELLULOSE & | 1X1EA | 1 | 181 | Sigma-Aldrich | WHA7188003 | https://www.sigmaaldrich.com/LT/en
WHA10347510 | WHATMAN(R) QUALITATIVE FILTER PAPER FOR& | 1X1EA | 1 | 34 | Sigma-Aldrich | WHA10347510 | https://www.sigmaaldrich.com/LT/en
WHA1003055 | WHATMAN(R) QUALITATIVE FILTER PAPERS, G& | 1X1EA | 1 | 15 | Sigma-Aldrich | WHA1003055 | https://www.sigmaaldrich.com/LT/en
WHA2200070 | WHATMAN(R) 1PS PHASE SEPARATOR FILTER P& | 1X1EA | 1 | 41 | Sigma-Aldrich | WHA2200070 | https://www.sigmaaldrich.com/LT/en
WHA10414106 | WHATMAN(R) NYLON-66 MEMBRANE FILTERS, N& | 1X1EA | 1 | 138 | Sigma-Aldrich | WHA10414106 | https://www.sigmaaldrich.com/LT/en
WHA67285050 | WHATMAN(TM) POLYDISC HD HEAVY DUTY IN-L& | 1X1EA | 1 | 151 | Sigma-Aldrich | WHA67285050 | https://www.sigmaaldrich.com/LT/en
WHA7187114 | WHATMAN(TM) MEMBRANE FILTERS CELLULOSE & | 1X1EA | 1 | 109 | Sigma-Aldrich | WHA7187114 | https://www.sigmaaldrich.com/LT/en
WHA10347509 | WHATMAN(R) QUALITATIVE FILTER PAPER FOR& | 1X1EA | 1 | 33 | Sigma-Aldrich | WHA10347509 | https://www.sigmaaldrich.com/LT/en
WHA67832520 | WHATMAN(TM) PURADISC(TM) 25 SYRINGE FIL& | 1X1EA | 1 | 306 | Sigma-Aldrich | WHA67832520 | https://www.sigmaaldrich.com/LT/en
WHA10411108 | WHATMAN(TM) MEMBRANE PTFE FILTERS, TE38& | 1X1EA | 1 | 286 | Sigma-Aldrich | WHA10411108 | https://www.sigmaaldrich.com/LT/en
WHA10400909 | WHATMAN(TM) MEMBRANE FILTERS MIXED CELL& | 1X1EA | 1 | 151 | Sigma-Aldrich | WHA10400909 | https://www.sigmaaldrich.com/LT/en
WHA10371005 | WHATMAN(TM) STANDARD GLASS MICROFIBER E& | 1X1EA | 1 | 170 | Sigma-Aldrich | WHA10371005 | https://www.sigmaaldrich.com/LT/en
WHA7141124 | WHATMAN(TM) MEMBRANE FILTERS CELLULOSE & | 1X1EA | 1 | 178 | Sigma-Aldrich | WHA7141124 | https://www.sigmaaldrich.com/LT/en
WHA68094002 | WHATMAN(TM) ANOTOP(TM) 25 SYRINGE FILTE& | 1X1EA | 1 | 891 | Sigma-Aldrich | WHA68094002 | https://www.sigmaaldrich.com/LT/en
WHA68095522 | WHATMAN(TM) ANODISC(TM) INORGANIC FILTE& | 1X1EA | 1 | 659 | Sigma-Aldrich | WHA68095522 | https://www.sigmaaldrich.com/LT/en
WHA2105918 | WHATMAN(TM) LENS CLEANING TISSUE, GRADE& | 1X1EA | 1 | 370 | Sigma-Aldrich | WHA2105918 | https://www.sigmaaldrich.com/LT/en
WHA1810150 | WHATMAN(TM) ACID TREATED LOW METAL TCLP& | 1X1EA | 1 | 343 | Sigma-Aldrich | WHA1810150 | https://www.sigmaaldrich.com/LT/en
WHA67265002 | WHATMAN(TM) IN-LINE FILTER / DEGASSERS & | 1X1EA | 1 | 178 | Sigma-Aldrich | WHA67265002 | https://www.sigmaaldrich.com/LT/en
WHA10347008 | WHATMAN(TM) 8 RULED CIRCLES, 70 MM, 100& | 1X1EA | 1 | 40 | Sigma-Aldrich | WHA10347008 | https://www.sigmaaldrich.com/LT/en
WHA1004917 | WHATMAN(TM) QUALITATIVE FILTER PAPER, G& | 1X1EA | 1 | 260 | Sigma-Aldrich | WHA1004917 | https://www.sigmaaldrich.com/LT/en
WHA67057500 | WHATMAN(TM) POLYCAP SPF SERUM PRE- FILT& | 1X1EA | 1 | 93 | Sigma-Aldrich | WHA67057500 | https://www.sigmaaldrich.com/LT/en
WHA10312645 | WHATMAN(R) PREPLEATED QUALITATIVE FILTE& | 1X1EA | 1 | 52 | Sigma-Aldrich | WHA10312645 | https://www.sigmaaldrich.com/LT/en
WHA68093102 | WHATMAN(TM) ANOTOP(TM) 10 SYRINGE FILTE& | 1X1EA | 1 | 722 | Sigma-Aldrich | WHA68093102 | https://www.sigmaaldrich.com/LT/en
WHAUN503NPUGMF | WHATMAN(R) MINI-UNIPREP(TM) SYRINGELESS& | 1X1EA | 1 | 2225 | Sigma-Aldrich | WHAUN503NPUGMF | https://www.sigmaaldrich.com/LT/en
WHA5201935 | WHATMAN(R) FILTER PAPER, GRADE 201, SHE& | 1X1EA | 1 | 581 | Sigma-Aldrich | WHA5201935 | https://www.sigmaaldrich.com/LT/en
WHA10410212 | WHATMAN(TM) MEMBRANE REGENERATED CELLUL& | 1X1EA | 1 | 287 | Sigma-Aldrich | WHA10410212 | https://www.sigmaaldrich.com/LT/en
WHA1827035 | WHATMAN(R) GLASS MICROFIBER FILTERS, GR& | 1X1EA | 1 | 33 | Sigma-Aldrich | WHA1827035 | https://www.sigmaaldrich.com/LT/en
WHA10461118 | WHATMAN(TM) FP 050/0 FILTER HOLDER, CON& | 1X1EA | 1 | 10 | Sigma-Aldrich | WHA10461118 | https://www.sigmaaldrich.com/LT/en
WHA68702502 | WHATMAN(R) GD/X SYRINGE FILTERS, NYLON & | 1X1EA | 1 | 503 | Sigma-Aldrich | WHA68702502 | https://www.sigmaaldrich.com/LT/en
WHA68741302 | WHATMAN(R) GD/X SYRINGE FILTERS, PTFE M& | 1X1EA | 1 | 482 | Sigma-Aldrich | WHA68741302 | https://www.sigmaaldrich.com/LT/en
WHA10350217 | WHATMAN(TM) CELLULOSE EXTRACTION THIMBL& | 1X1EA | 1 | 89 | Sigma-Aldrich | WHA10350217 | https://www.sigmaaldrich.com/LT/en
WHA10421043 | WHATMAN(TM) GLASS MICROFIBER FILTERS WI& | 1X1EA | 1 | 203 | Sigma-Aldrich | WHA10421043 | https://www.sigmaaldrich.com/LT/en
WHA10401664 | WHATMAN(TM) MEMBRANE FILTERS MIXED CELL& | 1X1EA | 1 | 159 | Sigma-Aldrich | WHA10401664 | https://www.sigmaaldrich.com/LT/en
WHA1540110 | WHATMAN(R) QUANTITATIVE FILTER PAPERS, & | 1X1EA | 1 | 44 | Sigma-Aldrich | WHA1540110 | https://www.sigmaaldrich.com/LT/en
WHA1003185 | WHATMAN(R) QUALITATIVE FILTER PAPERS, G& | 1X1EA | 1 | 62 | Sigma-Aldrich | WHA1003185 | https://www.sigmaaldrich.com/LT/en
WHA3031901 | WHATMAN(TM) CELLULOSE CHROMATOGRAPHY PA& | 1X1EA | 1 | 83 | Sigma-Aldrich | WHA3031901 | https://www.sigmaaldrich.com/LT/en
WHA1542110 | WHATMAN(R) QUANTITATIVE FILTER PAPERS, & | 1X1EA | 1 | 44 | Sigma-Aldrich | WHA1542110 | https://www.sigmaaldrich.com/LT/en
BR140300-1EA | BRAND(TM) HOLDER FOR SEPARATING FUNNEL& | 1X1EA | 1 | 11 | Sigma-Aldrich | BR140300-1EA | https://www.sigmaaldrich.com/LT/en
BR71772-1EA | BRAND(TM) BUCKET, PE-HD | 1X1EA | 1 | 16 | Sigma-Aldrich | BR71772-1EA | https://www.sigmaaldrich.com/LT/en
WHA7182002 | WHATMAN(TM) MEMBRANE FILTERS CELLULOSE & | 1X1EA | 1 | 133 | Sigma-Aldrich | WHA7182002 | https://www.sigmaaldrich.com/LT/en
WHA1442125 | WHATMAN(R) QUANTITATIVE FILTER PAPERS, & | 1X1EA | 1 | 46 | Sigma-Aldrich | WHA1442125 | https://www.sigmaaldrich.com/LT/en
WHAUS203NPEAQU | WHATMAN(R) MINI-UNIPREP(TM) SYRINGELESS& | 1X1EA | 1 | 249 | Sigma-Aldrich | WHAUS203NPEAQU | https://www.sigmaaldrich.com/LT/en
WHA1093125 | WHATMAN(TM) QUALITATIVE FILTER PAPER, G& | 1X1EA | 1 | 10 | Sigma-Aldrich | WHA1093125 | https://www.sigmaaldrich.com/LT/en
WHA1827957 | WHATMAN(R) GLASS MICROFIBER FILTERS, GR& | 1X1EA | 1 | 1813 | Sigma-Aldrich | WHA1827957 | https://www.sigmaaldrich.com/LT/en
GE28-9322-40 | VIVASPIN 2, 3 KDA MWCO PES | 1X1EA | 1 | 188 | Sigma-Aldrich | GE28-9322-40 | https://www.sigmaaldrich.com/LT/en
GE28-9323-60 | VIVASPIN 20, 10 KDA MWCO PES | 1X1EA | 1 | 176 | Sigma-Aldrich | GE28-9323-60 | https://www.sigmaaldrich.com/LT/en
WHA10312620 | WHATMAN(R) QUALITATIVE FILTER PAPER, GR& | 1X1EA | 1 | 90 | Sigma-Aldrich | WHA10312620 | https://www.sigmaaldrich.com/LT/en
WHA10314916 | WHATMAN(R) QUALITATIVE FILTER PAPER FOR& | 1X1EA | 1 | 82 | Sigma-Aldrich | WHA10314916 | https://www.sigmaaldrich.com/LT/en
WHA1851090 | WHATMAN QM-A QUARTZ FILTERS, 90MM DIAM. | 1X1EA | 1 | 480 | Sigma-Aldrich | WHA1851090 | https://www.sigmaaldrich.com/LT/en
WHA68711304 | WHATMAN(R) GD/X SYRINGE FILTERS, NYLON & | 1X1EA | 1 | 2882 | Sigma-Aldrich | WHA68711304 | https://www.sigmaaldrich.com/LT/en
WHAUN203NPUGMF | WHATMAN(R) MINI-UNIPREP(TM) SYRINGELESS& | 1X1EA | 1 | 244 | Sigma-Aldrich | WHAUN203NPUGMF | https://www.sigmaaldrich.com/LT/en
WHA3668915 | WHATMAN(TM) CELLULOSE CHROMATOGRAPHY PA& | 1X1EA | 1 | 182 | Sigma-Aldrich | WHA3668915 | https://www.sigmaaldrich.com/LT/en
WHA10547922 | WHATMAN(TM) GEL BLOTTING PAPER, GRADE G& | 1X1EA | 1 | 46 | Sigma-Aldrich | WHA10547922 | https://www.sigmaaldrich.com/LT/en
WHA67083602 | WHATMAN(TM) POLYCAP AS ENCAPSULATED FIL& | 1X1EA | 1 | 59 | Sigma-Aldrich | WHA67083602 | https://www.sigmaaldrich.com/LT/en
WHA10443102 | WHATMAN(TM) GLASS VACUUM FILTRATION DEV& | 1X1EA | 1 | 351 | Sigma-Aldrich | WHA10443102 | https://www.sigmaaldrich.com/LT/en
WHAGN203NPUORGSP | WHATMAN(R) MINI-UNIPREP(TM) G2 STARTER & | 1X1EA | 1 | 468 | Sigma-Aldrich | WHAGN203NPUORGSP | https://www.sigmaaldrich.com/LT/en
WHAGN203NPEPP | WHATMAN(R) MINI-UNIPREP(TM) G2, CLEAR, & | 1X1EA | 1 | 463 | Sigma-Aldrich | WHAGN203NPEPP | https://www.sigmaaldrich.com/LT/en
WHA1820055 | WHATMAN(R) GLASS MICROFIBER FILTERS, GR& | 1X1EA | 1 | 46 | Sigma-Aldrich | WHA1820055 | https://www.sigmaaldrich.com/LT/en
WHAWB120204 | WHATMAN(R) FTA PURIFICATION REAGENT | 1X1EA | 1 | 390 | Sigma-Aldrich | WHAWB120204 | https://www.sigmaaldrich.com/LT/en
WHA2300594 | WHATMAN BENCHKOTE, PADS, 46 X 57CM | 1X1EA | 1 | 172 | Sigma-Aldrich | WHA2300594 | https://www.sigmaaldrich.com/LT/en
WHA67791304 | WHATMAN PURADISC 13 SYRINGE FILTER 0.45 | 1X1EA | 1 | 235 | Sigma-Aldrich | WHA67791304 | https://www.sigmaaldrich.com/LT/en
WHA1851032 | WHATMAN(TM) QM-A QUARTZ FILTERS, CIRCLE& | 1X1EA | 1 | 219 | Sigma-Aldrich | WHA1851032 | https://www.sigmaaldrich.com/LT/en
WHA10407370 | WHATMAN(TM) ME MEMBRANES FOR MICROBIOLO& | 1X1EA | 1 | 537 | Sigma-Aldrich | WHA10407370 | https://www.sigmaaldrich.com/LT/en
WHA10407334 | WHATMAN(TM) ME MEMBRANES FOR MICROBIOLO& | 1X1EA | 1 | 554 | Sigma-Aldrich | WHA10407334 | https://www.sigmaaldrich.com/LT/en
WHA1005320 | WHATMAN(TM) QUALITATIVE FILTER PAPER, G& | 1X1EA | 1 | 157 | Sigma-Aldrich | WHA1005320 | https://www.sigmaaldrich.com/LT/en
WHAAV125NPUAQU | WHATMAN(TM) AUTOVIALS(TM) SYRINGELESS F& | 1X1EA | 1 | 244 | Sigma-Aldrich | WHAAV125NPUAQU | https://www.sigmaaldrich.com/LT/en
WHA10301647 | WHATMAN(R) APPLICATION SPECIFIC FILTER,& | 1X1EA | 1 | 196 | Sigma-Aldrich | WHA10301647 | https://www.sigmaaldrich.com/LT/en
WHA68094122 | WHATMAN(TM) ANOTOP(TM) 25 SYRINGE FILTE& | 1X1EA | 1 | 923 | Sigma-Aldrich | WHA68094122 | https://www.sigmaaldrich.com/LT/en
WHA10311842 | WHATMAN(R) PREPLEATED QUALITATIVE FILTE& | 1X1EA | 1 | 39 | Sigma-Aldrich | WHA10311842 | https://www.sigmaaldrich.com/LT/en
WHA10463533 | WHATMAN(TM) REZIST(TM) SYRINGE FILTERS,& | 1X1EA | 1 | 384 | Sigma-Aldrich | WHA10463533 | https://www.sigmaaldrich.com/LT/en
WHA10350273 | WHATMAN(TM) CELLULOSE EXTRACTION THIMBL& | 1X1EA | 1 | 196 | Sigma-Aldrich | WHA10350273 | https://www.sigmaaldrich.com/LT/en
WHA1001500 | WHATMAN(R) QUALITATIVE FILTER PAPERS, G& | 1X1EA | 1 | 166 | Sigma-Aldrich | WHA1001500 | https://www.sigmaaldrich.com/LT/en
WHA1001329 | WHATMAN(TM) QUALITATIVE FILTER PAPER, G& | 1X1EA | 1 | 10 | Sigma-Aldrich | WHA1001329 | https://www.sigmaaldrich.com/LT/en
WHA7140104 | WHATMAN(TM) MEMBRANE FILTERS MIXED CELL& | 1X1EA | 1 | 191 | Sigma-Aldrich | WHA7140104 | https://www.sigmaaldrich.com/LT/en
WHA1213185 | WHATMAN(R) PREPLEATED QUALITATIVE FILTE& | 1X1EA | 1 | 109 | Sigma-Aldrich | WHA1213185 | https://www.sigmaaldrich.com/LT/en
WHA1842090 | WHATMAN(TM) GLASS MICROFIBER FILTERS MU& | 1X1EA | 1 | 58 | Sigma-Aldrich | WHA1842090 | https://www.sigmaaldrich.com/LT/en
WHA10409872 | WHATMAN(TM) ME MEMBRANES FOR MICROBIOLO& | 1X1EA | 1 | 186 | Sigma-Aldrich | WHA10409872 | https://www.sigmaaldrich.com/LT/en
WHA1450150 | WHATMAN(R) QUANTITATIVE FILTER PAPERS, & | 1X1EA | 1 | 58 | Sigma-Aldrich | WHA1450150 | https://www.sigmaaldrich.com/LT/en
WHA110601 | WHATMAN(TM) NUCLEPORE(TM) TRACK-ETCHED & | 1X1EA | 1 | 175 | Sigma-Aldrich | WHA110601 | https://www.sigmaaldrich.com/LT/en
WHA10406812 | WHATMAN(TM) ME MEMBRANES FOR MICROBIOLO& | 1X1EA | 1 | 138 | Sigma-Aldrich | WHA10406812 | https://www.sigmaaldrich.com/LT/en
WHA10343687 | WHATMAN(R) QUALITATIVE FILTER PAPER FOR& | 1X1EA | 1 | 338 | Sigma-Aldrich | WHA10343687 | https://www.sigmaaldrich.com/LT/en
WHA10300114 | WHATMAN(R) QUANTITATIVE FILTER PAPER, A& | 1X1EA | 1 | 98 | Sigma-Aldrich | WHA10300114 | https://www.sigmaaldrich.com/LT/en
WHA111103 | WHATMAN(TM) NUCLEPORE(TM) TRACK-ETCHED & | 1X1EA | 1 | 235 | Sigma-Aldrich | WHA111103 | https://www.sigmaaldrich.com/LT/en
WHA2600602 | WHATMAN(TM) TEST PAPERS, ACID ALKALI, B& | 1X1EA | 1 | 81 | Sigma-Aldrich | WHA2600602 | https://www.sigmaaldrich.com/LT/en
WHAUN203NPEPES | WHATMAN(R) MINI-UNIPREP(TM) SYRINGELESS& | 1X1EA | 1 | 244 | Sigma-Aldrich | WHAUN203NPEPES | https://www.sigmaaldrich.com/LT/en
WHA10463805 | WHATMAN(TM) ROBY AUTOMATED FILTER 25 MM& | 1X1EA | 1 | 762 | Sigma-Aldrich | WHA10463805 | https://www.sigmaaldrich.com/LT/en
WHA67910402 | WHATMAN(TM) PURADISC(TM) 4 SYRINGE FILT& | 1X1EA | 1 | 149 | Sigma-Aldrich | WHA67910402 | https://www.sigmaaldrich.com/LT/en
WHA1005125 | WHATMAN(R) QUALITATIVE FILTER PAPERS GR& | 1X1EA | 1 | 25 | Sigma-Aldrich | WHA1005125 | https://www.sigmaaldrich.com/LT/en
WHA10462601 | Whatman(R) Puradisc 30 syringe filters P | 1X1EA | 1 | 114 | Sigma-Aldrich | WHA10462601 | https://www.sigmaaldrich.com/LT/en
WHA68901307 | WHATMAN(R) GD/X SYRINGE FILTERS, GF/F M& | 1X1EA | 1 | 476 | Sigma-Aldrich | WHA68901307 | https://www.sigmaaldrich.com/LT/en
WHA67143604 | WHATMAN(TM) POLYCAP TC ENCAPSULATED FIL& | 1X1EA | 1 | 92 | Sigma-Aldrich | WHA67143604 | https://www.sigmaaldrich.com/LT/en
WHA10350215 | WHATMAN(TM) CELLULOSE EXTRACTION THIMBL& | 1X1EA | 1 | 89 | Sigma-Aldrich | WHA10350215 | https://www.sigmaaldrich.com/LT/en
WHA1440240 | WHATMAN(R) QUANTITATIVE FILTER PAPERS, & | 1X1EA | 1 | 143 | Sigma-Aldrich | WHA1440240 | https://www.sigmaaldrich.com/LT/en
WHA68091112 | WHATMAN(TM) ANOTOP(TM) 10 SYRINGE FILTE& | 1X1EA | 1 | 495 | Sigma-Aldrich | WHA68091112 | https://www.sigmaaldrich.com/LT/en
WHA68092022 | WHATMAN(TM) ANOTOP(TM) 25 SYRINGE FILTE& | 1X1EA | 1 | 694 | Sigma-Aldrich | WHA68092022 | https://www.sigmaaldrich.com/LT/en
WHA10442002 | WHATMAN(TM) GLASS VACUUM FILTRATION DEV& | 1X1EA | 1 | 88 | Sigma-Aldrich | WHA10442002 | https://www.sigmaaldrich.com/LT/en
WHA30306461 | WHATMAN(TM) CELLULOSE CHROMATOGRAPHY PA& | 1X1EA | 1 | 200 | Sigma-Aldrich | WHA30306461 | https://www.sigmaaldrich.com/LT/en
WHA5201330 | WHATMAN(R) FILTER PAPER, GRADE 201, CIR& | 1X1EA | 1 | 45 | Sigma-Aldrich | WHA5201330 | https://www.sigmaaldrich.com/LT/en
GE28-9322-93 | VIVASPIN 6, 3 KDA MWCO PES | 1X1EA | 1 | 247 | Sigma-Aldrich | GE28-9322-93 | https://www.sigmaaldrich.com/LT/en
WHA10370392 | WHATMAN(TM) GLASS MICROFIBER FILTERS, & | 1X1EA | 1 | 51 | Sigma-Aldrich | WHA10370392 | https://www.sigmaaldrich.com/LT/en
WHA77015500 | WHATMAN(TM) UNIPLATE(TM) MICROPLATES 4& | 1X1EA | 1 | 265 | Sigma-Aldrich | WHA77015500 | https://www.sigmaaldrich.com/LT/en
WHA67840402 | WHATMAN PURADISC 4 SYRINGE FILTER 0.2 UM | 1X1EA | 1 | 180 | Sigma-Aldrich | WHA67840402 | https://www.sigmaaldrich.com/LT/en
WHA10406814 | WHATMAN(TM) ME MEMBRANES FOR MICROBIOLO& | 1X1EA | 1 | 142 | Sigma-Aldrich | WHA10406814 | https://www.sigmaaldrich.com/LT/en
WHA1452110 | WHATMAN(R) QUANTITATIVE FILTER PAPERS, & | 1X1EA | 1 | 41 | Sigma-Aldrich | WHA1452110 | https://www.sigmaaldrich.com/LT/en
WHA10463525 | WHATMAN(TM) REZIST(TM) SYRINGE FILTERS,& | 1X1EA | 1 | 1549 | Sigma-Aldrich | WHA10463525 | https://www.sigmaaldrich.com/LT/en
WHA10310643 | WHATMAN(R) APPLICATION SPECIFIC FILTER,& | 1X1EA | 1 | 54 | Sigma-Aldrich | WHA10310643 | https://www.sigmaaldrich.com/LT/en
WHA1827185 | WHATMAN(R) GLASS MICROFIBER FILTERS, GR& | 1X1EA | 1 | 284 | Sigma-Aldrich | WHA1827185 | https://www.sigmaaldrich.com/LT/en
WHA1541185 | WHATMAN(R) QUANTITATIVE FILTER PAPERS, & | 1X1EA | 1 | 116 | Sigma-Aldrich | WHA1541185 | https://www.sigmaaldrich.com/LT/en
WHA1950004 | WHATMAN(TM) GLASS MICROFIBER FILTRATION | 1X1EA | 1 | 227 | Sigma-Aldrich | WHA1950004 | https://www.sigmaaldrich.com/LT/en
WHA1823070 | WHATMAN(R) GLASS MICROFIBER FILTERS, GR& | 1X1EA | 1 | 92 | Sigma-Aldrich | WHA1823070 | https://www.sigmaaldrich.com/LT/en
WHA2227 | WHATMAN(TM) POLYDISC HD HEAVY DUTY IN-L& | 1X1EA | 1 | 436 | Sigma-Aldrich | WHA2227 | https://www.sigmaaldrich.com/LT/en
WHA10445900 | WHATMAN(TM) MICROBIOLOGICAL FILTRATION& | 1X1EA | 1 | 179 | Sigma-Aldrich | WHA10445900 | https://www.sigmaaldrich.com/LT/en
WHA7404004 | WHATMAN(TM) MEMBRANE FILTERS, NYLON 66,& | 1X1EA | 1 | 184 | Sigma-Aldrich | WHA7404004 | https://www.sigmaaldrich.com/LT/en
WHA1004027 | WHATMAN(TM) QUALITATIVE FILTER PAPER, G& | 1X1EA | 1 | 46 | Sigma-Aldrich | WHA1004027 | https://www.sigmaaldrich.com/LT/en
WHA7582004 | WHATMAN(TM) MEMBRANE FILTERS, PTFE, 0.2 | 1X1EA | 1 | 562 | Sigma-Aldrich | WHA7582004 | https://www.sigmaaldrich.com/LT/en
WHA10362010 | WHATMAN(TM) INDICATOR PAPER, PH RANGE 2& | 1X1EA | 1 | 17 | Sigma-Aldrich | WHA10362010 | https://www.sigmaaldrich.com/LT/en
WHA67502504 | WHATMAN PURADISC 25 SYRINGE FILTER 0.45 | 1X1EA | 1 | 170 | Sigma-Aldrich | WHA67502504 | https://www.sigmaaldrich.com/LT/en
WHA68822516 | WHATMAN(R) GD/X SYRINGE FILTERS, GF/A M& | 1X1EA | 1 | 503 | Sigma-Aldrich | WHA68822516 | https://www.sigmaaldrich.com/LT/en
WHA67285100 | WHATMAN(TM) POLYDISC HD HEAVY DUTY IN-L& | 1X1EA | 1 | 151 | Sigma-Aldrich | WHA67285100 | https://www.sigmaaldrich.com/LT/en
WHA1004400 | WHATMAN(R) QUALITATIVE FILTER PAPERS, G& | 1X1EA | 1 | 170 | Sigma-Aldrich | WHA1004400 | https://www.sigmaaldrich.com/LT/en
WHA10314752 | WHATMAN(R) PREPLEATED QUALITATIVE FILTE& | 1X1EA | 1 | 165 | Sigma-Aldrich | WHA10314752 | https://www.sigmaaldrich.com/LT/en
WHA10452004 | WHATMAN(TM) PRESSURE FILTRATION DEVICES& | 1X1EA | 1 | 100 | Sigma-Aldrich | WHA10452004 | https://www.sigmaaldrich.com/LT/en
WHA1214150 | WHATMAN(R) PREPLEATED QUALITATIVE FILTE& | 1X1EA | 1 | 58 | Sigma-Aldrich | WHA1214150 | https://www.sigmaaldrich.com/LT/en
WHA5802150 | WHATMAN(R) PREPLEATED FILTER PAPER, GRA& | 1X1EA | 1 | 30 | Sigma-Aldrich | WHA5802150 | https://www.sigmaaldrich.com/LT/en
WHA1441090 | WHATMAN(R) QUANTITATIVE FILTER PAPERS, & | 1X1EA | 1 | 27 | Sigma-Aldrich | WHA1441090 | https://www.sigmaaldrich.com/LT/en
WHA67177504 | WHATMAN(TM) POLYCAP TC ENCAPSULATED FIL& | 1X1EA | 1 | 129 | Sigma-Aldrich | WHA67177504 | https://www.sigmaaldrich.com/LT/en
WHA10411116 | WHATMAN(TM) MEMBRANE PTFE FILTERS, TE38& | 1X1EA | 1 | 502 | Sigma-Aldrich | WHA10411116 | https://www.sigmaaldrich.com/LT/en
WHA10400914 | WHATMAN(TM) MEMBRANE FILTERS MIXED CELL& | 1X1EA | 1 | 149 | Sigma-Aldrich | WHA10400914 | https://www.sigmaaldrich.com/LT/en
WHA10350108 | WHATMAN(TM) EXTRACTION THIMBLES FOR DIO& | 1X1EA | 1 | 103 | Sigma-Aldrich | WHA10350108 | https://www.sigmaaldrich.com/LT/en
WHA2800308 | WHATMAN(R) CELLULOSE EXTRACTION THIMBLE& | 1X1EA | 1 | 103 | Sigma-Aldrich | WHA2800308 | https://www.sigmaaldrich.com/LT/en
WHA67245002 | WHATMAN(TM) POLYDISC AS IN-LINE FILTER & | 1X1EA | 1 | 180 | Sigma-Aldrich | WHA67245002 | https://www.sigmaaldrich.com/LT/en
WHA67512502 | WHATMAN PURADISC 25 SYRINGE FILTER 0.2 U | 1X1EA | 1 | 554 | Sigma-Aldrich | WHA67512502 | https://www.sigmaaldrich.com/LT/en
WHA10445863 | WHATMAN(TM) MICROBIOLOGICAL FILTRATION& | 1X1EA | 1 | 129 | Sigma-Aldrich | WHA10445863 | https://www.sigmaaldrich.com/LT/en
WHA10311653 | WHATMAN(R) PREPLEATED QUALITATIVE FILTE& | 1X1EA | 1 | 152 | Sigma-Aldrich | WHA10311653 | https://www.sigmaaldrich.com/LT/en
WHA3001861 | WHATMAN(R) CHROMATOGRAPHY PAPERS 1 CHR,& | 1X1EA | 1 | 61 | Sigma-Aldrich | WHA3001861 | https://www.sigmaaldrich.com/LT/en
WHA7193002 | WHATMAN(TM) MEMBRANE FILTERS CELLULOSE & | 1X1EA | 1 | 145 | Sigma-Aldrich | WHA7193002 | https://www.sigmaaldrich.com/LT/en
WHA1851050 | WHATMAN(TM) QM-A QUARTZ FILTERS, CIRCLE& | 1X1EA | 1 | 289 | Sigma-Aldrich | WHA1851050 | https://www.sigmaaldrich.com/LT/en
WHA10311651 | WHATMAN(R) PREPLEATED QUALITATIVE FILTE& | 1X1EA | 1 | 89 | Sigma-Aldrich | WHA10311651 | https://www.sigmaaldrich.com/LT/en
WHA68742504 | WHATMAN(R) GD/X SYRINGE FILTERS, PTFE M& | 1X1EA | 1 | 503 | Sigma-Aldrich | WHA68742504 | https://www.sigmaaldrich.com/LT/en
WHAUN203NPUPP | WHATMAN(R) MINI-UNIPREP(TM) SYRINGELESS& | 1X1EA | 1 | 244 | Sigma-Aldrich | WHAUN203NPUPP | https://www.sigmaaldrich.com/LT/en
WHA67225001 | WHATMAN(TM) VACU-GUARD(R) IN-LINE FILTE& | 1X1EA | 1 | 187 | Sigma-Aldrich | WHA67225001 | https://www.sigmaaldrich.com/LT/en
WHA2810266 | WHATMAN(TM) HIGH PERFORMANCE CELLULOSE & | 1X1EA | 1 | 123 | Sigma-Aldrich | WHA2810266 | https://www.sigmaaldrich.com/LT/en
WHA2603 | WHATMAN(TM) POLYCAP TF ENCAPSULATED FIL& | 1X1EA | 1 | 264 | Sigma-Aldrich | WHA2603 | https://www.sigmaaldrich.com/LT/en
WHA67821302 | WHATMAN(TM) PURADISC(TM) 13 SYRINGE FIL& | 1X1EA | 1 | 233 | Sigma-Aldrich | WHA67821302 | https://www.sigmaaldrich.com/LT/en
WHA1002125 | WHATMAN(R) QUALITATIVE FILTER PAPERS, G& | 1X1EA | 1 | 22 | Sigma-Aldrich | WHA1002125 | https://www.sigmaaldrich.com/LT/en
WHA10331487 | WHATMAN(R) QUALITATIVE FILTER PAPER FOR& | 1X1EA | 1 | 557 | Sigma-Aldrich | WHA10331487 | https://www.sigmaaldrich.com/LT/en
WHA10407970 | WHATMAN(TM) ME MEMBRANES FOR MICROBIOLO& | 1X1EA | 1 | 188 | Sigma-Aldrich | WHA10407970 | https://www.sigmaaldrich.com/LT/en
WHAWB120210 | WHATMAN(R) FTA(R) TECHNOLOGY FTA MICRO & | 1X1EA | 1 | 396 | Sigma-Aldrich | WHAWB120210 | https://www.sigmaaldrich.com/LT/en
WHA7402002 | WHATMAN(TM) MEMBRANE FILTERS NYLON, 0.& | 1X1EA | 1 | 109 | Sigma-Aldrich | WHA7402002 | https://www.sigmaaldrich.com/LT/en
WHA10300211 | WHATMAN(R) QUANTITATIVE FILTER PAPER, A& | 1X1EA | 1 | 45 | Sigma-Aldrich | WHA10300211 | https://www.sigmaaldrich.com/LT/en
WHA10462000 | WHATMAN(R) PURADISC(TM) FP30 SYRINGE FI& | 1X1EA | 1 | 170 | Sigma-Aldrich | WHA10462000 | https://www.sigmaaldrich.com/LT/en
WHA10443101 | WHATMAN(TM) GLASS VACUUM FILTRATION DEV& | 1X1EA | 1 | 193 | Sigma-Aldrich | WHA10443101 | https://www.sigmaaldrich.com/LT/en
WHA10350324 | WHATMAN(TM) CELLULOSE EXTRACTION THIMBL& | 1X1EA | 1 | 307 | Sigma-Aldrich | WHA10350324 | https://www.sigmaaldrich.com/LT/en
WHA10401631 | WHATMAN(TM) MEMBRANE FILTERS MIXED CELL& | 1X1EA | 1 | 159 | Sigma-Aldrich | WHA10401631 | https://www.sigmaaldrich.com/LT/en
WHA10314714 | WHATMAN(TM) QUALITATIVE FILTER PAPER, G& | 1X1EA | 1 | 73 | Sigma-Aldrich | WHA10314714 | https://www.sigmaaldrich.com/LT/en
WHA10463815 | WHATMAN(TM) ROBY AUTOMATED FILTER 25 MM& | 1X1EA | 1 | 2274 | Sigma-Aldrich | WHA10463815 | https://www.sigmaaldrich.com/LT/en
WHA10450003 | WHATMAN(TM) PRESSURE FILTRATION DEVICES& | 1X1EA | 1 | 52 | Sigma-Aldrich | WHA10450003 | https://www.sigmaaldrich.com/LT/en
WHA1113185 | WHATMAN(R) QUALITATIVE FILTER PAPER, GR& | 1X1EA | 1 | 51 | Sigma-Aldrich | WHA1113185 | https://www.sigmaaldrich.com/LT/en
WHA67942514 | WHATMAN(TM) PURADISC(TM) 25 SYRINGE FIL& | 1X1EA | 1 | 2490 | Sigma-Aldrich | WHA67942514 | https://www.sigmaaldrich.com/LT/en
WHA1442090 | WHATMAN(R) QUANTITATIVE FILTER PAPERS, & | 1X1EA | 1 | 28 | Sigma-Aldrich | WHA1442090 | https://www.sigmaaldrich.com/LT/en
WHA5802385 | WHATMAN(R) PREPLEATED FILTER PAPER, GRA& | 1X1EA | 1 | 119 | Sigma-Aldrich | WHA5802385 | https://www.sigmaaldrich.com/LT/en
WHA10334383 | WHATMAN(R) QUALITATIVE FILTER PAPER FOR& | 1X1EA | 1 | 313 | Sigma-Aldrich | WHA10334383 | https://www.sigmaaldrich.com/LT/en
WHA3030675 | WHATMAN(TM) CELLULOSE CHROMATOGRAPHY PA& | 1X1EA | 1 | 203 | Sigma-Aldrich | WHA3030675 | https://www.sigmaaldrich.com/LT/en
WHAUS503NPUDPP | WHATMAN(R) MINI-UNIPREP(TM) SYRINGELESS& | 1X1EA | 1 | 2294 | Sigma-Aldrich | WHAUS503NPUDPP | https://www.sigmaaldrich.com/LT/en
WHA10463050 | WHATMAN(TM) SPARTAN(R) SYRINGE FILTERS,& | 1X1EA | 1 | 278 | Sigma-Aldrich | WHA10463050 | https://www.sigmaaldrich.com/LT/en
WHA10463800 | WHATMAN(TM) ROBY AUTOMATED FILTER 25 MM& | 1X1EA | 1 | 2274 | Sigma-Aldrich | WHA10463800 | https://www.sigmaaldrich.com/LT/en
WHA3001672 | WHATMAN(R) CHROMATOGRAPHY PAPERS 1 CHR,& | 1X1EA | 1 | 115 | Sigma-Aldrich | WHA3001672 | https://www.sigmaaldrich.com/LT/en
WHA10539028 | WHATMAN(R) FILTER PAPER, GRADE 470 ROL& | 1X1EA | 1 | 121 | Sigma-Aldrich | WHA10539028 | https://www.sigmaaldrich.com/LT/en
WHA10538877 | WHATMAN(R) QUALITATIVE FILTER PAPER FOR& | 1X1EA | 1 | 60 | Sigma-Aldrich | WHA10538877 | https://www.sigmaaldrich.com/LT/en
WHA3030866 | WHATMAN(TM) CELLULOSE CHROMATOGRAPHY PA& | 1X1EA | 1 | 100 | Sigma-Aldrich | WHA3030866 | https://www.sigmaaldrich.com/LT/en
WHA10462650 | WHATMAN(TM) PURADISC(TM) AQUA, 30 MM SY& | 1X1EA | 1 | 1216 | Sigma-Aldrich | WHA10462650 | https://www.sigmaaldrich.com/LT/en
WHA10331556 | WHATMAN(R) PREPLEATED QUALITATIVE FILTE& | 1X1EA | 1 | 254 | Sigma-Aldrich | WHA10331556 | https://www.sigmaaldrich.com/LT/en
WHA10427818 | WHATMAN(TM) GEL BLOTTING PAPERS, GRADE & | 1X1EA | 1 | 102 | Sigma-Aldrich | WHA10427818 | https://www.sigmaaldrich.com/LT/en
WHA3030614 | WHATMAN(TM) CELLULOSE CHROMATOGRAPHY PA& | 1X1EA | 1 | 43 | Sigma-Aldrich | WHA3030614 | https://www.sigmaaldrich.com/LT/en
WHA2600102A | WHATMAN(TM) PH INDICATORS, STANDARD NAR& | 1X1EA | 1 | 17 | Sigma-Aldrich | WHA2600102A | https://www.sigmaaldrich.com/LT/en
WHA10441005 | WHATMAN(TM) GLASS VACUUM FILTRATION DEV& | 1X1EA | 1 | 80 | Sigma-Aldrich | WHA10441005 | https://www.sigmaaldrich.com/LT/en
WHAAV115NPUAQU | WHATMAN(TM) AUTOVIALS(TM) SYRINGELESS F& | 1X1EA | 1 | 156 | Sigma-Aldrich | WHAAV115NPUAQU | https://www.sigmaaldrich.com/LT/en
WHA68821316 | WHATMAN(R) GD/X SYRINGE FILTERS, GF/A M& | 1X1EA | 1 | 476 | Sigma-Aldrich | WHA68821316 | https://www.sigmaaldrich.com/LT/en
WHA10300112 | WHATMAN(R) QUANTITATIVE FILTER PAPER, A& | 1X1EA | 1 | 65 | Sigma-Aldrich | WHA10300112 | https://www.sigmaaldrich.com/LT/en
WHA1820110 | WHATMAN(R) GLASS MICROFIBER FILTERS, GR& | 1X1EA | 1 | 108 | Sigma-Aldrich | WHA1820110 | https://www.sigmaaldrich.com/LT/en
WHA10316114 | WHATMAN(R) APPLICATION SPECIFIC FILTER,& | 1X1EA | 1 | 130 | Sigma-Aldrich | WHA10316114 | https://www.sigmaaldrich.com/LT/en
WHAUN203APENYL | WHATMAN MINI-UNIPREP SYRINGELESS FITLERS | 1X1EA | 1 | 249 | Sigma-Aldrich | WHAUN203APENYL | https://www.sigmaaldrich.com/LT/en
BR113125-1EA | BRAND(TM) FORCEP WITH RECTANGULAR ENDS& | 1X1EA | 1 | 34 | Sigma-Aldrich | BR113125-1EA | https://www.sigmaaldrich.com/LT/en
BR114830-1000EA | BRAND(TM) CRYOGENIC TUBE WITH SCREW CA& | 1X1000EA | 1 | 318 | Sigma-Aldrich | BR114830-1000EA | https://www.sigmaaldrich.com/LT/en
BR129060-1EA | BRAND(TM) BOTTLE FOR SCHILLING BURETTE& | 1X1EA | 1 | 10 | Sigma-Aldrich | BR129060-1EA | https://www.sigmaaldrich.com/LT/en
BR130422-1EA | BRAND(TM) SQUARE PE-HD BOTTLE WITH TAM& | 1X1EA | 1 | 10 | Sigma-Aldrich | BR130422-1EA | https://www.sigmaaldrich.com/LT/en
BR139120-12EA | BRAND(TM) SCOOP, VOLUME 100 ML, L 200 & | 1X12EA | 1 | 21 | Sigma-Aldrich | BR139120-12EA | https://www.sigmaaldrich.com/LT/en
BR143848-1EA | BRAND(TM) HIGH PURITY PFA WASHING BOTT& | 1X1EA | 1 | 114 | Sigma-Aldrich | BR143848-1EA | https://www.sigmaaldrich.com/LT/en
BR145550-1EA | BRAND(TM) FUNNEL SHORT STEM, GLASS, OU& | 1X1EA | 1 | 40 | Sigma-Aldrich | BR145550-1EA | https://www.sigmaaldrich.com/LT/en
BR150902-1EA | BRAND(TM) WATCH GLASS, PTFE, DIAM. 30 & | 1X1EA | 1 | 10 | Sigma-Aldrich | BR150902-1EA | https://www.sigmaaldrich.com/LT/en
BR159600-1EA | BRAND(TM) WATER JET FILTER PUMP, PP | 1X1EA | 1 | 47 | Sigma-Aldrich | BR159600-1EA | https://www.sigmaaldrich.com/LT/en
BR22314-1EA | BRAND(TM) SILBERBRAND(R) AUTOMATIC BUR& | 1X1EA | 1 | 233 | Sigma-Aldrich | BR22314-1EA | https://www.sigmaaldrich.com/LT/en
BR23809-1EA | BRAND(TM) SILBERBRAND COMPACT AUTOMATIC | 1X1EA | 1 | 103 | Sigma-Aldrich | BR23809-1EA | https://www.sigmaaldrich.com/LT/en
BR26321-1EA | BRAND(TM) ACCU-JET(R) PRO PIPETTE CONT& | 1X1EA | 1 | 435 | Sigma-Aldrich | BR26321-1EA | https://www.sigmaaldrich.com/LT/en
BR27820-12EA | BRAND(TM) GRADUATED PIPETTE, 2 ML,WITH 0 | 1X12EA | 1 | 60 | Sigma-Aldrich | BR27820-12EA | https://www.sigmaaldrich.com/LT/en
BR30602-12EA | BRAND(TM) USP BLAUBRAND(R) VOLUMETRIC& | 1X12EA | 1 | 72 | Sigma-Aldrich | BR30602-12EA | https://www.sigmaaldrich.com/LT/en
BR30618-6EA | BRAND(TM) USP BLAUBRAND(R) VOLUMETRIC | 1X6EA | 1 | 77 | Sigma-Aldrich | BR30618-6EA | https://www.sigmaaldrich.com/LT/en
BR32848-2EA | BRAND(TM) USP BLAUBRAND(R) CLASS A MEA& | 1X2EA | 1 | 57 | Sigma-Aldrich | BR32848-2EA | https://www.sigmaaldrich.com/LT/en
BR36938-2EA | BRAND(TM) VOLUMETRIC FLASK, USP BLAUBR& | 1X2EA | 1 | 35 | Sigma-Aldrich | BR36938-2EA | https://www.sigmaaldrich.com/LT/en
BR36979-2EA | BRAND(TM) VOLUMETRIC FLASK, USP BLAUBR& | 1X2EA | 1 | 51 | Sigma-Aldrich | BR36979-2EA | https://www.sigmaaldrich.com/LT/en
WHA1442110 | WHATMAN(R) QUANTITATIVE FILTER PAPERS, & | 1X1EA | 1 | 40 | Sigma-Aldrich | WHA1442110 | https://www.sigmaaldrich.com/LT/en
WHA3031681 | WHATMAN(TM) CELLULOSE CHROMATOGRAPHY PA& | 1X1EA | 1 | 213 | Sigma-Aldrich | WHA3031681 | https://www.sigmaaldrich.com/LT/en
WHA67003602 | WHATMAN(TM) POLYCAP TF ENCAPSULATED FIL& | 1X1EA | 1 | 89 | Sigma-Aldrich | WHA67003602 | https://www.sigmaaldrich.com/LT/en
WHA77009917 | WHATMAN(TM) UNIFILTER(TM) PLATES 24, 10& | 1X1EA | 1 | 874 | Sigma-Aldrich | WHA77009917 | https://www.sigmaaldrich.com/LT/en
WHA67902504 | WHATMAN(TM) PURADISC(TM) 25 SYRINGE FIL& | 1X1EA | 1 | 1265 | Sigma-Aldrich | WHA67902504 | https://www.sigmaaldrich.com/LT/en
WHA10312612 | WHATMAN(R) QUALITATIVE FILTER PAPER, GR& | 1X1EA | 1 | 37 | Sigma-Aldrich | WHA10312612 | https://www.sigmaaldrich.com/LT/en
WHA67179502 | WHATMAN(TM) POLYCAP TC ENCAPSULATED FIL& | 1X1EA | 1 | 170 | Sigma-Aldrich | WHA67179502 | https://www.sigmaaldrich.com/LT/en
WHA10371007 | WHATMAN(TM) STANDARD GLASS MICROFIBER E& | 1X1EA | 1 | 170 | Sigma-Aldrich | WHA10371007 | https://www.sigmaaldrich.com/LT/en
WHA68093012 | WHATMAN(R) ANOTOP 10 PLUS SYRINGE FILTER | 1X1EA | 1 | 629 | Sigma-Aldrich | WHA68093012 | https://www.sigmaaldrich.com/LT/en
WHA1004041 | WHATMAN(R) QUALITATIVE FILTER PAPER, & | 1X1EA | 1 | 10 | Sigma-Aldrich | WHA1004041 | https://www.sigmaaldrich.com/LT/en
WHA67135036 | WHATMAN(TM) POLYVENT(TM) AND STERIVENT(& | 1X1EA | 1 | 92 | Sigma-Aldrich | WHA67135036 | https://www.sigmaaldrich.com/LT/en
WHA1030024 | WHATMAN(TM) CELLULOSE CHROMATOGRAPHY PA& | 1X1EA | 1 | 16 | Sigma-Aldrich | WHA1030024 | https://www.sigmaaldrich.com/LT/en
WHA70622513 | WHATMAN(TM) CYCLOPORE(TM) POLYCARBONATE | 1X1EA | 1 | 92 | Sigma-Aldrich | WHA70622513 | https://www.sigmaaldrich.com/LT/en
WHA1450993 | WHATMAN(TM) QUANTITATIVE FILTER PAPER, & | 1X1EA | 1 | 23 | Sigma-Aldrich | WHA1450993 | https://www.sigmaaldrich.com/LT/en
WHA10411130 | WHATMAN(TM) MEMBRANE PTFE FILTERS, TE38& | 1X1EA | 1 | 1039 | Sigma-Aldrich | WHA10411130 | https://www.sigmaaldrich.com/LT/en
WHA10404114 | WHATMAN(TM) CELLULOSE ACETATE MEMBRANE,& | 1X1EA | 1 | 183 | Sigma-Aldrich | WHA10404114 | https://www.sigmaaldrich.com/LT/en
WHA10462261 | PURADISC 30 SYRINGE FILTER, CELLULOSE AC | 1X1EA | 1 | 114 | Sigma-Aldrich | WHA10462261 | https://www.sigmaaldrich.com/LT/en
WHA1820047 | WHATMAN(R) GLASS MICROFIBER FILTERS, GR& | 1X1EA | 1 | 46 | Sigma-Aldrich | WHA1820047 | https://www.sigmaaldrich.com/LT/en
WHA10350252 | WHATMAN(TM) CELLULOSE EXTRACTION THIMBL& | 1X1EA | 1 | 130 | Sigma-Aldrich | WHA10350252 | https://www.sigmaaldrich.com/LT/en
WHA68752502 | WHATMAN(R) GD/X SYRINGE FILTERS, PTFE M& | 1X1EA | 1 | 2950 | Sigma-Aldrich | WHA68752502 | https://www.sigmaaldrich.com/LT/en
WHA1541047 | WHATMAN(TM) QUANTITATIVE FILTER PAPER, & | 1X1EA | 1 | 21 | Sigma-Aldrich | WHA1541047 | https://www.sigmaaldrich.com/LT/en
WHA68095022 | WHATMAN(TM) ANODISC(TM) INORGANIC FILTE& | 1X1EA | 1 | 807 | Sigma-Aldrich | WHA68095022 | https://www.sigmaaldrich.com/LT/en
WHA10409414 | WHATMAN(TM) ME MEMBRANES FOR MICROBIOLO& | 1X1EA | 1 | 125 | Sigma-Aldrich | WHA10409414 | https://www.sigmaaldrich.com/LT/en
WHA2600103A | WHATMAN(TM) PH INDICATORS, STANDARD NAR& | 1X1EA | 1 | 17 | Sigma-Aldrich | WHA2600103A | https://www.sigmaaldrich.com/LT/en
WHA10350255 | WHATMAN(TM) CELLULOSE EXTRACTION THIMBL& | 1X1EA | 1 | 156 | Sigma-Aldrich | WHA10350255 | https://www.sigmaaldrich.com/LT/en
WHA1810142 | WHATMAN(TM) ACID TREATED LOW METAL TCLP& | 1X1EA | 1 | 231 | Sigma-Aldrich | WHA1810142 | https://www.sigmaaldrich.com/LT/en
WHAWB120412 | WHATMAN(TM) FTA(TM) CARD TECHNOLOGY, EL& | 1X1EA | 1 | 148 | Sigma-Aldrich | WHAWB120412 | https://www.sigmaaldrich.com/LT/en
WHA10311897 | WHATMAN(R) QUALITATIVE FILTER PAPER, GR& | 1X1EA | 1 | 273 | Sigma-Aldrich | WHA10311897 | https://www.sigmaaldrich.com/LT/en
WHA1541110 | WHATMAN(R) QUANTITATIVE FILTER PAPERS, & | 1X1EA | 1 | 44 | Sigma-Aldrich | WHA1541110 | https://www.sigmaaldrich.com/LT/en
WHA10350220 | WHATMAN(TM) CELLULOSE EXTRACTION THIMBL& | 1X1EA | 1 | 89 | Sigma-Aldrich | WHA10350220 | https://www.sigmaaldrich.com/LT/en
WHA10314745 | WHATMAN(R) PREPLEATED QUALITATIVE FILTE& | 1X1EA | 1 | 69 | Sigma-Aldrich | WHA10314745 | https://www.sigmaaldrich.com/LT/en
GS203NPUGMFSP | WHATMAN(R) MINI-UNIPREP(TM) G2 SLIT SEP& | 1X1EA | 1 | 490 | Sigma-Aldrich | GS203NPUGMFSP | https://www.sigmaaldrich.com/LT/en
WHA1821055 | WHATMAN(R) GLASS MICROFIBER FILTERS, GR& | 1X1EA | 1 | 95 | Sigma-Aldrich | WHA1821055 | https://www.sigmaaldrich.com/LT/en
WHA2612T | WHATMAN(TM) POLYCAP HD HEAVY DUTY ENCAP& | 1X1EA | 1 | 295 | Sigma-Aldrich | WHA2612T | https://www.sigmaaldrich.com/LT/en
WHA3017915 | WHATMAN(TM) CELLULOSE CHROMATOGRAPHY PA& | 1X1EA | 1 | 306 | Sigma-Aldrich | WHA3017915 | https://www.sigmaaldrich.com/LT/en
WHA10410206 | WHATMAN(TM) MEMBRANE REGENERATED CELLUL& | 1X1EA | 1 | 194 | Sigma-Aldrich | WHA10410206 | https://www.sigmaaldrich.com/LT/en
BR37468-2EA | BRAND(TM) VOLUMETRIC FLASK, USP, BLAUB& | 1X2EA | 1 | 83 | Sigma-Aldrich | BR37468-2EA | https://www.sigmaaldrich.com/LT/en
BR38206-1EA | BRAND(TM) VOLUMETRIC FLASKS WITH 3 MAR& | 1X1EA | 1 | 112 | Sigma-Aldrich | BR38206-1EA | https://www.sigmaaldrich.com/LT/en
BR41662-5EA | BRAND(TM) GRADUATED CYLINDER LOW FORM& | 1X5EA | 1 | 57 | Sigma-Aldrich | BR41662-5EA | https://www.sigmaaldrich.com/LT/en
BR43220-2EA | BRAND(TM) DENSITY BOTTLE, GAY-LUSSAC P& | 1X2EA | 1 | 74 | Sigma-Aldrich | BR43220-2EA | https://www.sigmaaldrich.com/LT/en
BR452000-480EA | BRAND(TM) PETRI DISH, DISPOSABLE, 94 X& | 1X480EA | 1 | 82 | Sigma-Aldrich | BR452000-480EA | https://www.sigmaaldrich.com/LT/en
BR458023-10EA | BRAND(TM) FILTER CRUCIBLE, GLASS, 30 M& | 1X10EA | 1 | 216 | Sigma-Aldrich | BR458023-10EA | https://www.sigmaaldrich.com/LT/en
BR472200-10EA | BRAND(TM) STAINING TROUGH, WITH LID, G& | 1X10EA | 1 | 172 | Sigma-Aldrich | BR472200-10EA | https://www.sigmaaldrich.com/LT/en
BR474701-2500EA | BRAND(TM) MICROSCOPE SLIDE, CUT EDGES& | 1X2500EA | 1 | 153 | Sigma-Aldrich | BR474701-2500EA | https://www.sigmaaldrich.com/LT/en
BR62305-400EA | BRAND(TM) FAECES CONTAINER | 1X400EA | 1 | 151 | Sigma-Aldrich | BR62305-400EA | https://www.sigmaaldrich.com/LT/en
BR705436-1EA | BRAND(TM) ELECTRONIC TRANSFERPETTE(R)& | 1X1EA | 1 | 687 | Sigma-Aldrich | BR705436-1EA | https://www.sigmaaldrich.com/LT/en
BR708733-1000EA | BRAND(TM) BLAUBRAND(R) MICROPIPETTES, & | 1X1000EA | 1 | 113 | Sigma-Aldrich | BR708733-1000EA | https://www.sigmaaldrich.com/LT/en
BR71774-1EA | BRAND(TM) BUCKET, PE-HD | 1X1EA | 1 | 19 | Sigma-Aldrich | BR71774-1EA | https://www.sigmaaldrich.com/LT/en
BR719820-1EA | BRAND(TM) BLAUBRAND(R) COUNTING CHAMBE& | 1X1EA | 1 | 79 | Sigma-Aldrich | BR719820-1EA | https://www.sigmaaldrich.com/LT/en
BR749510-10EA | BRAND(TM) HAEMATOCRIT SEALING COMPOUND& | 1X10EA | 1 | 39 | Sigma-Aldrich | BR749510-10EA | https://www.sigmaaldrich.com/LT/en
BR759701-1EA | BRAND(TM) STAND FOR DISPOSAL BAGS INCLU& | 1X1EA | 1 | 36 | Sigma-Aldrich | BR759701-1EA | https://www.sigmaaldrich.com/LT/en
BR780400-450EA | BRAND(TM) MICROCENTRIFUGE TUBE, DISPOS& | 1X450EA | 1 | 108 | Sigma-Aldrich | BR780400-450EA | https://www.sigmaaldrich.com/LT/en
BR780751-500EA | BRAND(TM) MICRO TUBE WITH BULK SCREW C& | 1X500EA | 1 | 167 | Sigma-Aldrich | BR780751-500EA | https://www.sigmaaldrich.com/LT/en
BR781280-1PK | BRAND(TM) STRIPS OF 12 PCR TUBES, PP,& | 1X1PAK | 1 | 138 | Sigma-Aldrich | BR781280-1PK | https://www.sigmaaldrich.com/LT/en
BR781310-1000EA | BRAND(TM) PCR-TUBES, 0.5 ML, COLOURLES& | 1X1000EA | 1 | 48 | Sigma-Aldrich | BR781310-1000EA | https://www.sigmaaldrich.com/LT/en
BR781330-1PK | BRAND(TM) STRIPS OF 8 PCR TUBES, COLOR& | 1X1PAK | 1 | 129 | Sigma-Aldrich | BR781330-1PK | https://www.sigmaaldrich.com/LT/en
BR781358-50EA | BRAND(TM) 384-WELL PCR-PLATE, POLYPROP& | 1X50EA | 1 | 338 | Sigma-Aldrich | BR781358-50EA | https://www.sigmaaldrich.com/LT/en
BR781510-1PK | BRAND(TM) 1.2 ML TUBES WITH RACK, 8 STR& | 1X1PAK | 1 | 111 | Sigma-Aldrich | BR781510-1PK | https://www.sigmaaldrich.com/LT/en
BR781610-100EA | BRAND(TM) MICROPLATE BRANDPLATES(R), P& | 1X100EA | 1 | 708 | Sigma-Aldrich | BR781610-100EA | https://www.sigmaaldrich.com/LT/en
BR781665-50EA | BRAND(TM) MICROPLATE BRANDPLATES(R), P& | 1X50EA | 1 | 228 | Sigma-Aldrich | BR781665-50EA | https://www.sigmaaldrich.com/LT/en
BR781975-5EA | BRAND(TM) MICROPLATE BRANDPLATES(R), C& | 1X5EA | 1 | 65 | Sigma-Aldrich | BR781975-5EA | https://www.sigmaaldrich.com/LT/en
BR782035-5EA | BRAND(TM) MICROPLATE BRANDPLATES(R), C& | 1X5EA | 1 | 68 | Sigma-Aldrich | BR782035-5EA | https://www.sigmaaldrich.com/LT/en
BR87606-12EA | BRAND(TM) PP BEAKER WITH SPOUT, LOW FO& | 1X12EA | 1 | 20 | Sigma-Aldrich | BR87606-12EA | https://www.sigmaaldrich.com/LT/en
BR90248-1EA | BRAND(TM) ETFE BEAKER WITH SPOUT, LOW& | 1X1EA | 1 | 33 | Sigma-Aldrich | BR90248-1EA | https://www.sigmaaldrich.com/LT/en
BR90648-10EA | BRAND(TM) GLASS BEAKER WITH SPOUT, TAL& | 1X10EA | 1 | 115 | Sigma-Aldrich | BR90648-10EA | https://www.sigmaaldrich.com/LT/en
BR91254-10EA | BRAND(TM) GLASS BEAKER WITH SPOUT, LOW& | 1X10EA | 1 | 176 | Sigma-Aldrich | BR91254-10EA | https://www.sigmaaldrich.com/LT/en
BR92814-10EA | BRAND(TM) ERLENMEYER FLASK WITH BEADED& | 1X10EA | 1 | 83 | Sigma-Aldrich | BR92814-10EA | https://www.sigmaaldrich.com/LT/en
WHA68702504 | WHATMAN(R) GD/X SYRINGE FILTERS, NYLON & | 1X1EA | 1 | 503 | Sigma-Aldrich | WHA68702504 | https://www.sigmaaldrich.com/LT/en
WHA1827028 | WHATMAN(R) GLASS MICROFIBER FILTERS, GR& | 1X1EA | 1 | 27 | Sigma-Aldrich | WHA1827028 | https://www.sigmaaldrich.com/LT/en
WHA69052502 | WHATMAN(TM) GD/X SYRINGE FILTERS 25, POR | 1X1EA | 1 | 2980 | Sigma-Aldrich | WHA69052502 | https://www.sigmaaldrich.com/LT/en
WHA67103602 | WHATMAN(TM) POLYCAP TF ENCAPSULATED FIL& | 1X1EA | 1 | 83 | Sigma-Aldrich | WHA67103602 | https://www.sigmaaldrich.com/LT/en
WHA10300009 | WHATMAN(R) QUANTITATIVE FILTER PAPERS, & | 1X1EA | 1 | 31 | Sigma-Aldrich | WHA10300009 | https://www.sigmaaldrich.com/LT/en
WHA10334345 | WHATMAN(R) PREPLEATED QUALITATIVE FILTE& | 1X1EA | 1 | 36 | Sigma-Aldrich | WHA10334345 | https://www.sigmaaldrich.com/LT/en
WHA68091002 | WHATMAN(TM) ANOTOP(TM) 10 SYRINGE FILTE& | 1X1EA | 1 | 571 | Sigma-Aldrich | WHA68091002 | https://www.sigmaaldrich.com/LT/en
WHA68097003 | WHATMAN(TM) ANODISC(TM) INORGANIC FILTE& | 1X1EA | 1 | 604 | Sigma-Aldrich | WHA68097003 | https://www.sigmaaldrich.com/LT/en
WHA10382461 | WHATMAN(R) CHROMATOGRAPHY PAPER, GRADE & | 1X1EA | 1 | 754 | Sigma-Aldrich | WHA10382461 | https://www.sigmaaldrich.com/LT/en
WHA1441060 | WHATMAN(TM) QUANTITATIVE FILTER PAPER, & | 1X1EA | 1 | 19 | Sigma-Aldrich | WHA1441060 | https://www.sigmaaldrich.com/LT/en
WHA2706T | WHATMAN(TM) POLYCAP AS ENCAPSULATED FIL& | 1X1EA | 1 | 436 | Sigma-Aldrich | WHA2706T | https://www.sigmaaldrich.com/LT/en
WHA68702550 | WHATMAN(R) GD/X SYRINGE FILTERS, NYLON & | 1X1EA | 1 | 503 | Sigma-Aldrich | WHA68702550 | https://www.sigmaaldrich.com/LT/en
WHA1002931 | WHATMAN(TM) QUALITATIVE FILTER PAPER, G& | 1X1EA | 1 | 325 | Sigma-Aldrich | WHA1002931 | https://www.sigmaaldrich.com/LT/en
WHA10311841 | WHATMAN(R) PREPLEATED QUALITATIVE FILTE& | 1X1EA | 1 | 36 | Sigma-Aldrich | WHA10311841 | https://www.sigmaaldrich.com/LT/en
WHA10350275 | WHATMAN(TM) CELLULOSE EXTRACTION THIMBL& | 1X1EA | 1 | 233 | Sigma-Aldrich | WHA10350275 | https://www.sigmaaldrich.com/LT/en
WHA10462656 | WHATMAN(TM) PURADISC(TM) AQUA, 30 MM SY& | 1X1EA | 1 | 153 | Sigma-Aldrich | WHA10462656 | https://www.sigmaaldrich.com/LT/en
WHA3001604 | WHATMAN(TM) CELLULOSE CHROMATOGRAPHY PA& | 1X1EA | 1 | 23 | Sigma-Aldrich | WHA3001604 | https://www.sigmaaldrich.com/LT/en
WHA10401772 | WHATMAN(TM) MEMBRANE FILTERS MIXED CELL& | 1X1EA | 1 | 152 | Sigma-Aldrich | WHA10401772 | https://www.sigmaaldrich.com/LT/en
WHA68181304 | WHATMAN(TM) PURADISC(TM) 13 SYRINGE FIL& | 1X1EA | 1 | 980 | Sigma-Aldrich | WHA68181304 | https://www.sigmaaldrich.com/LT/en
WHA10331558 | WHATMAN(R) PREPLEATED QUALITATIVE FILTE& | 1X1EA | 1 | 272 | Sigma-Aldrich | WHA10331558 | https://www.sigmaaldrich.com/LT/en
WHA111164 | WHATMAN(TM) NUCLEPORE(TM) TRACK-ETCHED & | 1X1EA | 1 | 160 | Sigma-Aldrich | WHA111164 | https://www.sigmaaldrich.com/LT/en
WHA7141047 | WHATMAN(TM) MEMBRACLEAR MEMBRANE FOR AS& | 1X1EA | 1 | 148 | Sigma-Aldrich | WHA7141047 | https://www.sigmaaldrich.com/LT/en
WHA68881327 | WHATMAN(R) GD/X SYRINGE FILTERS, GF/D M& | 1X1EA | 1 | 476 | Sigma-Aldrich | WHA68881327 | https://www.sigmaaldrich.com/LT/en
WHA10311643 | WHATMAN(R) PREPLEATED QUALITATIVE FILTE& | 1X1EA | 1 | 32 | Sigma-Aldrich | WHA10311643 | https://www.sigmaaldrich.com/LT/en
WHAAV125UPP | WHATMAN(TM) AUTOVIALS(TM) SYRINGELESS F& | 1X1EA | 1 | 244 | Sigma-Aldrich | WHAAV125UPP | https://www.sigmaaldrich.com/LT/en
WHA10462241 | WHATMAN(R) PURADISC(TM) FP30 SYRINGE FI& | 1X1EA | 1 | 114 | Sigma-Aldrich | WHA10462241 | https://www.sigmaaldrich.com/LT/en
WHA67921302 | WHATMAN PURADISC 13 SYRINGE FILTER 0.2 U | 1X1EA | 1 | 850 | Sigma-Aldrich | WHA67921302 | https://www.sigmaaldrich.com/LT/en
WHA10311649 | WHATMAN(R) PREPLEATED QUALITATIVE FILTE& | 1X1EA | 1 | 71 | Sigma-Aldrich | WHA10311649 | https://www.sigmaaldrich.com/LT/en
WHA10407332 | WHATMAN(TM) ME MEMBRANES FOR MICROBIOLO& | 1X1EA | 1 | 499 | Sigma-Aldrich | WHA10407332 | https://www.sigmaaldrich.com/LT/en
WHA68097023 | WHATMAN(TM) ANODISC(TM) INORGANIC FILTE& | 1X1EA | 1 | 555 | Sigma-Aldrich | WHA68097023 | https://www.sigmaaldrich.com/LT/en
WHA10344672 | WHATMAN(TM) SEED TESTING PAPER, GRADE 3& | 1X1EA | 1 | 1451 | Sigma-Aldrich | WHA10344672 | https://www.sigmaaldrich.com/LT/en
WHA2800266 | WHATMAN(R) CELLULOSE EXTRACTION THIMBLE& | 1X1EA | 1 | 103 | Sigma-Aldrich | WHA2800266 | https://www.sigmaaldrich.com/LT/en
WHA1004930 | WHATMAN(TM) QUALITATIVE FILTER PAPER, G& | 1X1EA | 1 | 272 | Sigma-Aldrich | WHA1004930 | https://www.sigmaaldrich.com/LT/en
WHA10362030 | WHATMAN(TM) INDICATOR PAPER, PH RANGE 0& | 1X1EA | 1 | 14 | Sigma-Aldrich | WHA10362030 | https://www.sigmaaldrich.com/LT/en
WHA14418296 | WHATMAN(TM) QUANTITATIVE FILTER PAPER, A | 1X1EA | 1 | 120 | Sigma-Aldrich | WHA14418296 | https://www.sigmaaldrich.com/LT/en
WHA68701304 | WHATMAN(R) GD/X SYRINGE FILTERS, NYLON & | 1X1EA | 1 | 476 | Sigma-Aldrich | WHA68701304 | https://www.sigmaaldrich.com/LT/en
WHA1214185 | WHATMAN(R) PREPLEATED QUALITATIVE FILTE& | 1X1EA | 1 | 71 | Sigma-Aldrich | WHA1214185 | https://www.sigmaaldrich.com/LT/en
WHA2800412 | WHATMAN EXTRACTION THIMBLES, CELLULOSE, | 1X1EA | 1 | 161 | Sigma-Aldrich | WHA2800412 | https://www.sigmaaldrich.com/LT/en
WHA67911302 | WHATMAN(TM) PURADISC(TM) 13 SYRINGE FIL& | 1X1EA | 1 | 196 | Sigma-Aldrich | WHA67911302 | https://www.sigmaaldrich.com/LT/en
WHA1091125 | WHATMAN(R) QUALITATIVE FILTER PAPER, GR& | 1X1EA | 1 | 348 | Sigma-Aldrich | WHA1091125 | https://www.sigmaaldrich.com/LT/en
WHA67147501 | WHATMAN(TM) POLYCAP TC ENCAPSULATED FIL& | 1X1EA | 1 | 129 | Sigma-Aldrich | WHA67147501 | https://www.sigmaaldrich.com/LT/en
WHA67532502 | WHATMAN(TM) PURADISC(TM) 25 SYRINGE FIL& | 1X1EA | 1 | 1480 | Sigma-Aldrich | WHA67532502 | https://www.sigmaaldrich.com/LT/en
WHA10443100 | WHATMAN(TM) GLASS VACUUM FILTRATION DEV& | 1X1EA | 1 | 1333 | Sigma-Aldrich | WHA10443100 | https://www.sigmaaldrich.com/LT/en
WHA67831302 | WHATMAN PURADISC 13 SYRINGE FILTER 0.2 U | 1X1EA | 1 | 842 | Sigma-Aldrich | WHA67831302 | https://www.sigmaaldrich.com/LT/en
WHA111104 | WHATMAN(TM) NUCLEPORE(TM) TRACK-ETCHED & | 1X1EA | 1 | 235 | Sigma-Aldrich | WHA111104 | https://www.sigmaaldrich.com/LT/en
WHA70000002 | WHATMAN(TM) CELLULOSE ACETATE MEMBRANE, | 1X1EA | 1 | 145 | Sigma-Aldrich | WHA70000002 | https://www.sigmaaldrich.com/LT/en
WHA10462520 | WHATMAN(TM) PURADISC(TM) 30 SYRINGE FIL& | 1X1EA | 1 | 114 | Sigma-Aldrich | WHA10462520 | https://www.sigmaaldrich.com/LT/en
WHA10370020 | WHATMAN(TM) GLASS MICROFIBER FILTERS WI& | 1X1EA | 1 | 251 | Sigma-Aldrich | WHA10370020 | https://www.sigmaaldrich.com/LT/en
WHA20010200 | WHATMAN(R) ANOTOP(R) 10 LC SYRINGE FILT& | 1X1EA | 1 | 1735 | Sigma-Aldrich | WHA20010200 | https://www.sigmaaldrich.com/LT/en
WHA1004042 | WHATMAN(R) QUALITATIVE FILTER PAPERS, G& | 1X1EA | 1 | 10 | Sigma-Aldrich | WHA1004042 | https://www.sigmaaldrich.com/LT/en
WHA10461200 | WHATMAN(TM) FP 050/0 FILTER HOLDER, POL& | 1X1EA | 1 | 322 | Sigma-Aldrich | WHA10461200 | https://www.sigmaaldrich.com/LT/en
WHA1825042 | WHATMAN(R) GLASS MICROFIBER FILTERS, GR& | 1X1EA | 1 | 126 | Sigma-Aldrich | WHA1825042 | https://www.sigmaaldrich.com/LT/en
WHAWB100036 | WHATMAN(TM) FTA(TM) CARD TECHNOLOGY, MU& | 1X1EA | 1 | 73 | Sigma-Aldrich | WHAWB100036 | https://www.sigmaaldrich.com/LT/en
WHA68732504 | WHATMAN(R) GD/X SYRINGE FILTERS, PVDF M& | 1X1EA | 1 | 2950 | Sigma-Aldrich | WHA68732504 | https://www.sigmaaldrich.com/LT/en
WHA10463401 | WHATMAN(TM) POLYDISC GW IN-LINE FILTER & | 1X1EA | 1 | 520 | Sigma-Aldrich | WHA10463401 | https://www.sigmaaldrich.com/LT/en
WHA3001653 | WHATMAN(TM) CELLULOSE CHROMATOGRAPHY PA& | 1X1EA | 1 | 61 | Sigma-Aldrich | WHA3001653 | https://www.sigmaaldrich.com/LT/en
WHA1825090 | WHATMAN(R) GLASS MICROFIBER FILTERS, GR& | 1X1EA | 1 | 71 | Sigma-Aldrich | WHA1825090 | https://www.sigmaaldrich.com/LT/en
WHA1827032 | WHATMAN(R) GLASS MICROFIBER FILTERS, GR& | 1X1EA | 1 | 32 | Sigma-Aldrich | WHA1827032 | https://www.sigmaaldrich.com/LT/en
WHA10401706 | WHATMAN(TM) MEMBRANE FILTERS MIXED CELL& | 1X1EA | 1 | 100 | Sigma-Aldrich | WHA10401706 | https://www.sigmaaldrich.com/LT/en
WHA10442100 | WHATMAN(TM) GLASS VACUUM FILTRATION DEV& | 1X1EA | 1 | 494 | Sigma-Aldrich | WHA10442100 | https://www.sigmaaldrich.com/LT/en
WHA1454320 | WHATMAN(R) QUANTITATIVE FILTER PAPERS, & | 1X1EA | 1 | 248 | Sigma-Aldrich | WHA1454320 | https://www.sigmaaldrich.com/LT/en
WHA1540185 | WHATMAN(R) QUANTITATIVE FILTER PAPERS, & | 1X1EA | 1 | 119 | Sigma-Aldrich | WHA1540185 | https://www.sigmaaldrich.com/LT/en
WHA7188004 | WHATMAN(TM) MEMBRANE FILTERS CELLULOSE & | 1X1EA | 1 | 187 | Sigma-Aldrich | WHA7188004 | https://www.sigmaaldrich.com/LT/en
WHA2803T | WHATMAN(TM) POLYCAP TF ENCAPSULATED FIL& | 1X1EA | 1 | 735 | Sigma-Aldrich | WHA2803T | https://www.sigmaaldrich.com/LT/en
WHA10350261 | WHATMAN(TM) CELLULOSE EXTRACTION THIMBL& | 1X1EA | 1 | 134 | Sigma-Aldrich | WHA10350261 | https://www.sigmaaldrich.com/LT/en
WHA5202185 | WHATMAN(R)FILTER PAPER, GRADE 202, CREP& | 1X1EA | 1 | 18 | Sigma-Aldrich | WHA5202185 | https://www.sigmaaldrich.com/LT/en
WHA10312247 | WHATMAN(R) PREPLEATED QUALITATIVE FILTE& | 1X1EA | 1 | 73 | Sigma-Aldrich | WHA10312247 | https://www.sigmaaldrich.com/LT/en
WHA10463500 | WHATMAN(TM) REZIST(TM) SYRINGE FILTERS,& | 1X1EA | 1 | 268 | Sigma-Aldrich | WHA10463500 | https://www.sigmaaldrich.com/LT/en
WHA1214320 | WHATMAN(R) PREPLEATED QUALITATIVE FILTE& | 1X1EA | 1 | 178 | Sigma-Aldrich | WHA1214320 | https://www.sigmaaldrich.com/LT/en
WHA2108 | WHATMAN(TM) POLYVENT(TM) AND STERIVENT(& | 1X1EA | 1 | 134 | Sigma-Aldrich | WHA2108 | https://www.sigmaaldrich.com/LT/en
WHA68731304 | WHATMAN(R) GD/X SYRINGE FILTERS, PVDF M& | 1X1EA | 1 | 2911 | Sigma-Aldrich | WHA68731304 | https://www.sigmaaldrich.com/LT/en
WHA1822320 | WHATMAN(R) GLASS MICROFIBER FILTERS, BI& | 1X1EA | 1 | 1178 | Sigma-Aldrich | WHA1822320 | https://www.sigmaaldrich.com/LT/en
WHA10311807 | WHATMAN(R) QUALITATIVE FILTER PAPER, GR& | 1X1EA | 1 | 10 | Sigma-Aldrich | WHA10311807 | https://www.sigmaaldrich.com/LT/en
WHA10370302 | WHATMAN(TM) GLASS MICROFIBER FILTERS WI& | 1X1EA | 1 | 95 | Sigma-Aldrich | WHA10370302 | https://www.sigmaaldrich.com/LT/en
WHA2602S | WHATMAN(TM) POLYCAP TF ENCAPSULATED FIL& | 1X1EA | 1 | 424 | Sigma-Aldrich | WHA2602S | https://www.sigmaaldrich.com/LT/en
WHA1001025 | WHATMAN(TM) QUALITATIVE FILTER PAPER, G& | 1X1EA | 1 | 30 | Sigma-Aldrich | WHA1001025 | https://www.sigmaaldrich.com/LT/en
WHA10462270 | WHATMAN(TM) CELTRON 30/0.45 CN-GF51 | 1X1EA | 1 | 1470 | Sigma-Aldrich | WHA10462270 | https://www.sigmaaldrich.com/LT/en
WHA1001918 | WHATMAN(TM) QUALITATIVE FILTER PAPER, G& | 1X1EA | 1 | 848 | Sigma-Aldrich | WHA1001918 | https://www.sigmaaldrich.com/LT/en
WHA10371055 | WHATMAN(TM) STANDARD GLASS MICROFIBER E& | 1X1EA | 1 | 301 | Sigma-Aldrich | WHA10371055 | https://www.sigmaaldrich.com/LT/en
WHA1825915 | WHATMAN(TM) GLASS MICROFIBER FILTERS, G& | 1X1EA | 1 | 1931 | Sigma-Aldrich | WHA1825915 | https://www.sigmaaldrich.com/LT/en
WHA67049502 | WHATMAN(TM) POLYCAP TC ENCAPSULATED FIL& | 1X1EA | 1 | 683 | Sigma-Aldrich | WHA67049502 | https://www.sigmaaldrich.com/LT/en
WHAWB120205 | WHATMAN(R) FTA(R) TECHNOLOGY CLASSIC CA& | 1X1EA | 1 | 581 | Sigma-Aldrich | WHAWB120205 | https://www.sigmaaldrich.com/LT/en
WHA1091935 | WHATMAN(R) QUALITATIVE FILTER PAPER, GR& | 1X1EA | 1 | 1000 | Sigma-Aldrich | WHA1091935 | https://www.sigmaaldrich.com/LT/en
WHA10410214 | WHATMAN REGENERATED CELLULOSE MEMBRANE & | 1X1EA | 1 | 292 | Sigma-Aldrich | WHA10410214 | https://www.sigmaaldrich.com/LT/en
WHA1004070 | WHATMAN(R) QUALITATIVE FILTER PAPERS, G& | 1X1EA | 1 | 12 | Sigma-Aldrich | WHA1004070 | https://www.sigmaaldrich.com/LT/en
WHA1950114 | WHATMAN(TM) GLASS MICROFIBER FILTRATION& | 1X1EA | 1 | 85 | Sigma-Aldrich | WHA1950114 | https://www.sigmaaldrich.com/LT/en
WHA7148002 | WHATMAN(TM) MEMBRANE FILTERS MIXED CELLU | 1X1EA | 1 | 173 | Sigma-Aldrich | WHA7148002 | https://www.sigmaaldrich.com/LT/en
WHA67711304 | WHATMAN(TM) PURADISC(TM) 13 SYRINGE FIL& | 1X1EA | 1 | 225 | Sigma-Aldrich | WHA67711304 | https://www.sigmaaldrich.com/LT/en
WHA1842047 | WHATMAN(TM) GLASS MICROFIBER FILTERS MU& | 1X1EA | 1 | 61 | Sigma-Aldrich | WHA1842047 | https://www.sigmaaldrich.com/LT/en
WHAAV125ENAO | WHATMAN(R) AUTOVIALS(TM) NYLON MEMBRANE& | 1X1EA | 1 | 244 | Sigma-Aldrich | WHAAV125ENAO | https://www.sigmaaldrich.com/LT/en
WHA67812502 | WHATMAN(TM) PURADISC(TM) 25 SYRINGE FIL& | 1X1EA | 1 | 652 | Sigma-Aldrich | WHA67812502 | https://www.sigmaaldrich.com/LT/en
WHA3001964 | WHATMAN(TM) CELLULOSE CHROMATOGRAPHY PA& | 1X1EA | 1 | 99 | Sigma-Aldrich | WHA3001964 | https://www.sigmaaldrich.com/LT/en
WHAUN513UAQU | WHATMAN(TM) UNIPREP(TM) SYRINGELESS FIL& | 1X1EA | 1 | 3362 | Sigma-Aldrich | WHAUN513UAQU | https://www.sigmaaldrich.com/LT/en
WHA1821024 | WHATMAN(R) GLASS MICROFIBER FILTERS, GR& | 1X1EA | 1 | 47 | Sigma-Aldrich | WHA1821024 | https://www.sigmaaldrich.com/LT/en
WHA69942504 | WHATMAN(R) GD/XP SYRINGE FILTERS POLYET& | 1X1EA | 1 | 508 | Sigma-Aldrich | WHA69942504 | https://www.sigmaaldrich.com/LT/en
WHA1091185 | WHATMAN(R) QUALITATIVE FILTER PAPER, GR& | 1X1EA | 1 | 182 | Sigma-Aldrich | WHA1091185 | https://www.sigmaaldrich.com/LT/en
WHA10312642 | WHATMAN(R) PREPLEATED QUALITATIVE FILTE& | 1X1EA | 1 | 31 | Sigma-Aldrich | WHA10312642 | https://www.sigmaaldrich.com/LT/en
WHA1443090 | WHATMAN(TM) QUANTITATIVE FILTER PAPER, & | 1X1EA | 1 | 30 | Sigma-Aldrich | WHA1443090 | https://www.sigmaaldrich.com/LT/en
WHA67007504 | WHATMAN(TM) POLYCAP TF ENCAPSULATED FIL& | 1X1EA | 1 | 131 | Sigma-Aldrich | WHA67007504 | https://www.sigmaaldrich.com/LT/en
WHAAV115NPUNYL | WHATMAN(TM) AUTOVIALS(TM) SYRINGELESS F& | 1X1EA | 1 | 156 | Sigma-Aldrich | WHAAV115NPUNYL | https://www.sigmaaldrich.com/LT/en
WHA1004050 | WHATMAN(TM) QUALITATIVE FILTER PAPER, G& | 1X1EA | 1 | 10 | Sigma-Aldrich | WHA1004050 | https://www.sigmaaldrich.com/LT/en
WHA20025100 | WHATMAN(TM) ANOTOP(TM) 25 SYRINGE FILTE& | 1X1EA | 1 | 1235 | Sigma-Aldrich | WHA20025100 | https://www.sigmaaldrich.com/LT/en
WHA1823010 | WHATMAN(TM) GLASS MICROFIBER FILTERS, G& | 1X1EA | 1 | 34 | Sigma-Aldrich | WHA1823010 | https://www.sigmaaldrich.com/LT/en
WHA10300106 | WHATMAN(R) QUANTITATIVE FILTER PAPER, A& | 1X1EA | 1 | 22 | Sigma-Aldrich | WHA10300106 | https://www.sigmaaldrich.com/LT/en
WHAUS203APUNYL | WHATMAN(TM) MINI-UNIPREP(TM) SYRINGELES& | 1X1EA | 1 | 249 | Sigma-Aldrich | WHAUS203APUNYL | https://www.sigmaaldrich.com/LT/en
WHA10442000 | WHATMAN(TM) GLASS VACUUM FILTRATION DEV& | 1X1EA | 1 | 414 | Sigma-Aldrich | WHA10442000 | https://www.sigmaaldrich.com/LT/en
WHA1827125 | WHATMAN(R) GLASS MICROFIBER FILTERS, GR& | 1X1EA | 1 | 213 | Sigma-Aldrich | WHA1827125 | https://www.sigmaaldrich.com/LT/en
WHA10347577 | WHATMAN(R) QUALITATIVE FILTER PAPER FOR& | 1X1EA | 1 | 50 | Sigma-Aldrich | WHA10347577 | https://www.sigmaaldrich.com/LT/en
WHA1703050 | WHATMAN(TM) ASHLESS FILTER AIDS, ASHLES& | 1X1EA | 1 | 80 | Sigma-Aldrich | WHA1703050 | https://www.sigmaaldrich.com/LT/en
WHA68782504 | WHATMAN(R) GD/X SYRINGE FILTERS, POLYPR& | 1X1EA | 1 | 503 | Sigma-Aldrich | WHA68782504 | https://www.sigmaaldrich.com/LT/en
WHA10407324 | WHATMAN(TM) ME MEMBRANES FOR MICROBIOLO& | 1X1EA | 1 | 537 | Sigma-Aldrich | WHA10407324 | https://www.sigmaaldrich.com/LT/en
WHA1454500 | WHATMAN(TM) QUANTITATIVE FILTER PAPER, & | 1X1EA | 1 | 537 | Sigma-Aldrich | WHA1454500 | https://www.sigmaaldrich.com/LT/en
WHA10407132 | WHATMAN(TM) MICRO-PLUS MEMBRANES FOR MI& | 1X1EA | 1 | 534 | Sigma-Aldrich | WHA10407132 | https://www.sigmaaldrich.com/LT/en
WHA1541400 | WHATMAN(TM) QUANTITATIVE FILTER PAPER, H | 1X1EA | 1 | 412 | Sigma-Aldrich | WHA1541400 | https://www.sigmaaldrich.com/LT/en
WHA110605 | WHATMAN(TM) NUCLEPORE(TM) TRACK-ETCHED & | 1X1EA | 1 | 133 | Sigma-Aldrich | WHA110605 | https://www.sigmaaldrich.com/LT/en
WHA1113125 | WHATMAN(R) QUALITATIVE FILTER PAPER, GR& | 1X1EA | 1 | 29 | Sigma-Aldrich | WHA1113125 | https://www.sigmaaldrich.com/LT/en
WHA68841310 | WHATMAN(R) GD/X SYRINGE FILTERS, GF/B M& | 1X1EA | 1 | 476 | Sigma-Aldrich | WHA68841310 | https://www.sigmaaldrich.com/LT/en
WHA1001929 | WHATMAN(TM) QUALITATIVE FILTER PAPER, G& | 1X1EA | 1 | 187 | Sigma-Aldrich | WHA1001929 | https://www.sigmaaldrich.com/LT/en
WHA10300011 | WHATMAN(R) QUANTITATIVE FILTER PAPERS, & | 1X1EA | 1 | 51 | Sigma-Aldrich | WHA10300011 | https://www.sigmaaldrich.com/LT/en
WHA2707NS | WHATMAN(TM) POLYCAP AS ENCAPSULATED FIL& | 1X1EA | 1 | 419 | Sigma-Aldrich | WHA2707NS | https://www.sigmaaldrich.com/LT/en
WHA1002055 | WHATMAN(R) QUALITATIVE FILTER PAPERS, G& | 1X1EA | 1 | 11 | Sigma-Aldrich | WHA1002055 | https://www.sigmaaldrich.com/LT/en
WHA10410312 | WHATMAN(TM) MEMBRANE REGENERATED CELLUL& | 1X1EA | 1 | 287 | Sigma-Aldrich | WHA10410312 | https://www.sigmaaldrich.com/LT/en
WHA77002810 | WHATMAN PCR CLEAN-UP UNIFILTER 96-WELL D | 1X1EA | 1 | 893 | Sigma-Aldrich | WHA77002810 | https://www.sigmaaldrich.com/LT/en
WHA68781304 | WHATMAN(R) GD/X SYRINGE FILTERS, POLYPR& | 1X1EA | 1 | 476 | Sigma-Aldrich | WHA68781304 | https://www.sigmaaldrich.com/LT/en
WHA10311809 | WHATMAN(R) QUALITATIVE FILTER PAPER, GR& | 1X1EA | 1 | 11 | Sigma-Aldrich | WHA10311809 | https://www.sigmaaldrich.com/LT/en
WHA10334553 | WHATMAN(R) PREPLEATED QUALITATIVE FILTE& | 1X1EA | 1 | 101 | Sigma-Aldrich | WHA10334553 | https://www.sigmaaldrich.com/LT/en
WHA2800338 | WHATMAN(R) CELLULOSE EXTRACTION THIMBLE& | 1X1EA | 1 | 108 | Sigma-Aldrich | WHA2800338 | https://www.sigmaaldrich.com/LT/en
WHA10404006 | WHATMAN(TM) CELLULOSE ACETATE MEMBRANE,& | 1X1EA | 1 | 131 | Sigma-Aldrich | WHA10404006 | https://www.sigmaaldrich.com/LT/en
WHA10370381 | WHATMAN(TM) GLASS MICROFIBER FILTERS, & | 1X1EA | 1 | 68 | Sigma-Aldrich | WHA10370381 | https://www.sigmaaldrich.com/LT/en
WHA10462610 | WHATMAN(TM) PURADISC(TM) 30 SYRINGE FIL& | 1X1EA | 1 | 215 | Sigma-Aldrich | WHA10462610 | https://www.sigmaaldrich.com/LT/en
WHA68095502 | WHATMAN(TM) ANODISC(TM) INORGANIC FILTE& | 1X1EA | 1 | 635 | Sigma-Aldrich | WHA68095502 | https://www.sigmaaldrich.com/LT/en
WHA112104 | WHATMAN(TM) NUCLEPORE(TM) TRACK-ETCHED & | 1X1EA | 1 | 276 | Sigma-Aldrich | WHA112104 | https://www.sigmaaldrich.com/LT/en
WHA10409714 | WHATMAN(TM) ME MEMBRANES FOR MICROBIOLO& | 1X1EA | 1 | 156 | Sigma-Aldrich | WHA10409714 | https://www.sigmaaldrich.com/LT/en
WHAUS203NPUORG | WHATMAN(R) MINI-UNIPREP(TM) SYRINGELESS& | 1X1EA | 1 | 249 | Sigma-Aldrich | WHAUS203NPUORG | https://www.sigmaaldrich.com/LT/en
WHA10463060 | WHATMAN SPARTAN HPLC CERTIFIED SYRINGE & | 1X1EA | 1 | 281 | Sigma-Aldrich | WHA10463060 | https://www.sigmaaldrich.com/LT/en
WHA68091122 | WHATMAN(TM) ANOTOP(TM) 10 SYRINGE FILTE& | 1X1EA | 1 | 465 | Sigma-Aldrich | WHA68091122 | https://www.sigmaaldrich.com/LT/en
WHA3002911 | WHATMAN(TM) CELLULOSE CHROMATOGRAPHY PA& | 1X1EA | 1 | 502 | Sigma-Aldrich | WHA3002911 | https://www.sigmaaldrich.com/LT/en
WHA10311641 | WHATMAN(R) PREPLEATED QUALITATIVE FILTE& | 1X1EA | 1 | 30 | Sigma-Aldrich | WHA10311641 | https://www.sigmaaldrich.com/LT/en
WHAWB100032 | WHATMAN(TM) FTA(TM) CARD TECHNOLOGY, ST& | 1X1EA | 1 | 113 | Sigma-Aldrich | WHAWB100032 | https://www.sigmaaldrich.com/LT/en
WHA1213270 | WHATMAN(R) PREPLEATED QUALITATIVE FILTE& | 1X1EA | 1 | 180 | Sigma-Aldrich | WHA1213270 | https://www.sigmaaldrich.com/LT/en
WHA1820025 | WHATMAN(R) GLASS MICROFIBER FILTERS, GR& | 1X1EA | 1 | 32 | Sigma-Aldrich | WHA1820025 | https://www.sigmaaldrich.com/LT/en
WHA10421026 | WHATMAN(TM) GLASS MICROFIBER FILTERS WI& | 1X1EA | 1 | 136 | Sigma-Aldrich | WHA10421026 | https://www.sigmaaldrich.com/LT/en
WHA1213500 | WHATMAN(R) PREPLEATED QUALITATIVE FILTE& | 1X1EA | 1 | 373 | Sigma-Aldrich | WHA1213500 | https://www.sigmaaldrich.com/LT/en
WHA1820061 | WHATMAN(TM) GLASS MICROFIBER FILTERS, GR | 1X1EA | 1 | 75 | Sigma-Aldrich | WHA1820061 | https://www.sigmaaldrich.com/LT/en
GE28-9322-25 | VIVASPIN 500, 10 KDA MWCO PES | 1X1EA | 1 | 119 | Sigma-Aldrich | GE28-9322-25 | https://www.sigmaaldrich.com/LT/en
GE28-9323-18 | VIVASPIN 6, 50 KDA MWCO PES | 1X1EA | 1 | 247 | Sigma-Aldrich | GE28-9323-18 | https://www.sigmaaldrich.com/LT/en
WHA2606T | WHATMAN(TM) POLYCAP AS ENCAPSULATED FIL& | 1X1EA | 1 | 390 | Sigma-Aldrich | WHA2606T | https://www.sigmaaldrich.com/LT/en
WHA1821150 | WHATMAN(R) GLASS MICROFIBER FILTERS, GR& | 1X1EA | 1 | 98 | Sigma-Aldrich | WHA1821150 | https://www.sigmaaldrich.com/LT/en
WHA1003070 | WHATMAN(R) QUALITATIVE FILTER PAPERS, G& | 1X1EA | 1 | 17 | Sigma-Aldrich | WHA1003070 | https://www.sigmaaldrich.com/LT/en
WHA7193004 | WHATMAN(TM) MEMBRANE FILTERS CELLULOSE & | 1X1EA | 1 | 197 | Sigma-Aldrich | WHA7193004 | https://www.sigmaaldrich.com/LT/en
WHA150446 | WHATMAN(TM) NUCLEPORE(TM) TRACK-ETCHED & | 1X1EA | 1 | 99 | Sigma-Aldrich | WHA150446 | https://www.sigmaaldrich.com/LT/en
WHA1441050 | WHATMAN(TM) QUANTITATIVE FILTER PAPER, A | 1X1EA | 1 | 19 | Sigma-Aldrich | WHA1441050 | https://www.sigmaaldrich.com/LT/en
WHA2712M | WHATMAN(TM) POLYCAP HD HEAVY DUTY ENCAP& | 1X1EA | 1 | 390 | Sigma-Aldrich | WHA2712M | https://www.sigmaaldrich.com/LT/en
WHA2600601 | WHATMAN(TM) TEST PAPERS, ACID ALKALI, B& | 1X1EA | 1 | 89 | Sigma-Aldrich | WHA2600601 | https://www.sigmaaldrich.com/LT/en
WHA10334353 | WHATMAN(R) PREPLEATED QUALITATIVE FILTE& | 1X1EA | 1 | 96 | Sigma-Aldrich | WHA10334353 | https://www.sigmaaldrich.com/LT/en
WHA68761304 | WHATMAN(R) GD/X SYRINGE FILTERS, POLYSU& | 1X1EA | 1 | 476 | Sigma-Aldrich | WHA68761304 | https://www.sigmaaldrich.com/LT/en
WHA10401612 | WHATMAN MEMBRANE FILTERS MIXED CELLULOS& | 1X1EA | 1 | 152 | Sigma-Aldrich | WHA10401612 | https://www.sigmaaldrich.com/LT/en
WHA67053600 | WHATMAN(TM) POLYCAP SPF SERUM PRE- FILT& | 1X1EA | 1 | 74 | Sigma-Aldrich | WHA67053600 | https://www.sigmaaldrich.com/LT/en
WHA1825125 | WHATMAN(R) GLASS MICROFIBER FILTERS, GR& | 1X1EA | 1 | 120 | Sigma-Aldrich | WHA1825125 | https://www.sigmaaldrich.com/LT/en
GS203NPEPPSP | WHATMAN(R) MINI-UNIPREP(TM) G2 SLIT SEP& | 1X1EA | 1 | 490 | Sigma-Aldrich | GS203NPEPPSP | https://www.sigmaaldrich.com/LT/en
WHA10311862 | WHATMAN(R) QUALITATIVE FILTER PAPER, GR& | 1X1EA | 1 | 52 | Sigma-Aldrich | WHA10311862 | https://www.sigmaaldrich.com/LT/en
WHA2603T | WHATMAN(TM) POLYCAP TF ENCAPSULATED FIL& | 1X1EA | 1 | 424 | Sigma-Aldrich | WHA2603T | https://www.sigmaaldrich.com/LT/en
WHA10442001 | WHATMAN(TM) GLASS VACUUM FILTRATION DEV& | 1X1EA | 1 | 133 | Sigma-Aldrich | WHA10442001 | https://www.sigmaaldrich.com/LT/en
WHA1001042 | WHATMAN(R) QUALITATIVE FILTER PAPERS, G& | 1X1EA | 1 | 10 | Sigma-Aldrich | WHA1001042 | https://www.sigmaaldrich.com/LT/en
WHA110656 | WHATMAN(R) NUCLEOPORE(TM) TRACK-ETCHED & | 1X1EA | 1 | 106 | Sigma-Aldrich | WHA110656 | https://www.sigmaaldrich.com/LT/en
WHA2630990 | WHATMAN(TM) PH INDICATORS, INTEGRAL COM& | 1X1EA | 1 | 30 | Sigma-Aldrich | WHA2630990 | https://www.sigmaaldrich.com/LT/en
WHA2601T | WHATMAN(TM) POLYCAP TF ENCAPSULATED FIL& | 1X1EA | 1 | 424 | Sigma-Aldrich | WHA2601T | https://www.sigmaaldrich.com/LT/en
WHAUN113UAQU | WHATMAN UNIPREP SYRINGELESS FILTERS, PVD | 1X1EA | 1 | 262 | Sigma-Aldrich | WHAUN113UAQU | https://www.sigmaaldrich.com/LT/en
WHA1822100 | WHATMAN(TM) GLASS MICROFIBER FILTERS, G& | 1X1EA | 1 | 121 | Sigma-Aldrich | WHA1822100 | https://www.sigmaaldrich.com/LT/en
WHA10440004 | WHATMAN(TM) VACUUM FILTRATION APPARATUS& | 1X1EA | 1 | 138 | Sigma-Aldrich | WHA10440004 | https://www.sigmaaldrich.com/LT/en
WHA10462300 | WHATMAN(R) PURADISC(TM) FP30 SYRINGE FI& | 1X1EA | 1 | 183 | Sigma-Aldrich | WHA10462300 | https://www.sigmaaldrich.com/LT/en
WHA1442150 | WHATMAN(R) QUANTITATIVE FILTER PAPERS, & | 1X1EA | 1 | 61 | Sigma-Aldrich | WHA1442150 | https://www.sigmaaldrich.com/LT/en
WHA1001047 | WHATMAN(TM) QUALITATIVE FILTER PAPER, G& | 1X1EA | 1 | 10 | Sigma-Aldrich | WHA1001047 | https://www.sigmaaldrich.com/LT/en
WHA10342810 | WHATMAN(R) QUALITATIVE FILTER PAPER FOR& | 1X1EA | 1 | 141 | Sigma-Aldrich | WHA10342810 | https://www.sigmaaldrich.com/LT/en
WHAUN113EAQU | WHATMAN UNIPREP SYRINGELESS FILTERS, PVD | 1X1EA | 1 | 262 | Sigma-Aldrich | WHAUN113EAQU | https://www.sigmaaldrich.com/LT/en
WHA1820070 | WHATMAN(R) GLASS MICROFIBER FILTERS, GR& | 1X1EA | 1 | 58 | Sigma-Aldrich | WHA1820070 | https://www.sigmaaldrich.com/LT/en
WHAUS203NPUDPP | WHATMAN(R) MINI-UNIPREP(TM) SYRINGELESS& | 1X1EA | 1 | 249 | Sigma-Aldrich | WHAUS203NPUDPP | https://www.sigmaaldrich.com/LT/en
WHA1823021 | WHATMAN(R) GLASS MICROFIBER FILTERS, GR& | 1X1EA | 1 | 34 | Sigma-Aldrich | WHA1823021 | https://www.sigmaaldrich.com/LT/en
WHA3001652 | WHATMAN(TM) CELLULOSE CHROMATOGRAPHY PA& | 1X1EA | 1 | 51 | Sigma-Aldrich | WHA3001652 | https://www.sigmaaldrich.com/LT/en
WHA68211310 | WHATMAN(TM) PURADISC(TM) 13 SYRINGE FIL& | 1X1EA | 1 | 233 | Sigma-Aldrich | WHA68211310 | https://www.sigmaaldrich.com/LT/en
WHA70000004 | WHATMAN(TM) CELLULOSE ACETATE MEMBRANE,& | 1X1EA | 1 | 178 | Sigma-Aldrich | WHA70000004 | https://www.sigmaaldrich.com/LT/en
WHA67681302 | WHATMAN(TM) PURADISC(TM) 13 SYRINGE FIL& | 1X1EA | 1 | 2392 | Sigma-Aldrich | WHA67681302 | https://www.sigmaaldrich.com/LT/en
WHA68842510 | WHATMAN(R) GD/X SYRINGE FILTERS, GF/B M& | 1X1EA | 1 | 503 | Sigma-Aldrich | WHA68842510 | https://www.sigmaaldrich.com/LT/en
WHA1541055 | WHATMAN(R) QUANTITATIVE FILTER PAPERS, & | 1X1EA | 1 | 22 | Sigma-Aldrich | WHA1541055 | https://www.sigmaaldrich.com/LT/en
BR113020-5EA | BRAND(TM) FORCEP WITH ROUNDED ENDS, PO& | 1X5EA | 1 | 31 | Sigma-Aldrich | BR113020-5EA | https://www.sigmaaldrich.com/LT/en
BR114125-100EA | BRAND(TM) CULTURE TUBE, RIMLESS, 16 X & | 1X100EA | 1 | 16 | Sigma-Aldrich | BR114125-100EA | https://www.sigmaaldrich.com/LT/en
BR114820-300EA | BRAND(TM) PP GRADUATED CENTRIFUGE TUBE& | 1X300EA | 1 | 139 | Sigma-Aldrich | BR114820-300EA | https://www.sigmaaldrich.com/LT/en
BR114843-1000EA | BRAND(TM) CRYOGENIC TUBE WITH SCREW CA& | 1X1000EA | 1 | 423 | Sigma-Aldrich | BR114843-1000EA | https://www.sigmaaldrich.com/LT/en
BR122562-10EA | BRAND(TM) LABORATORY BOTTLE, CAPACITY& | 1X10EA | 1 | 165 | Sigma-Aldrich | BR122562-10EA | https://www.sigmaaldrich.com/LT/en
BR128948-1EA | BRAND(TM) PLASTIBRAND(TM) NARROW-MOUTH B | 1X1EA | 1 | 123 | Sigma-Aldrich | BR128948-1EA | https://www.sigmaaldrich.com/LT/en
BR130264-1EA | BRAND(TM) PLASTIBRAND(TM) AMBER NARROW& | 1X1EA | 1 | 10 | Sigma-Aldrich | BR130264-1EA | https://www.sigmaaldrich.com/LT/en
BR13536-2EA | BRAND(TM) SILBERBRAND BURETTE, STRAIGH& | 1X2EA | 1 | 150 | Sigma-Aldrich | BR13536-2EA | https://www.sigmaaldrich.com/LT/en
BR137636-10EA | BRAND(TM) MAGNETIC STIRRING BAR, PTFE,& | 1X10EA | 1 | 89 | Sigma-Aldrich | BR137636-10EA | https://www.sigmaaldrich.com/LT/en
BR137638-10EA | BRAND(TM) MAGNETIC STIRRING BAR, PTFE,& | 1X10EA | 1 | 98 | Sigma-Aldrich | BR137638-10EA | https://www.sigmaaldrich.com/LT/en
BR139815-10EA | BRAND(TM) LABORATORY SPATULA, DOUBLE E& | 1X10EA | 1 | 24 | Sigma-Aldrich | BR139815-10EA | https://www.sigmaaldrich.com/LT/en
BR145530-1EA | BRAND(TM) FUNNEL SHORT STEM, GLASS, OU& | 1X1EA | 1 | 10 | Sigma-Aldrich | BR145530-1EA | https://www.sigmaaldrich.com/LT/en
BR150070-10EA | BRAND(TM) WATCH GLASS, DIAM. 150 MM, S& | 1X10EA | 1 | 54 | Sigma-Aldrich | BR150070-10EA | https://www.sigmaaldrich.com/LT/en
BR23756-1EA | BRAND(TM) SILBERBRAND AUTOMATIC BURETT& | 1X1EA | 1 | 85 | Sigma-Aldrich | BR23756-1EA | https://www.sigmaaldrich.com/LT/en
BR23919-1EA | BRAND(TM) BLAUBRAND(R) COMPACT AUTOMAT& | 1X1EA | 1 | 145 | Sigma-Aldrich | BR23919-1EA | https://www.sigmaaldrich.com/LT/en
BR27817-12EA | BRAND(TM) GRADUATED PIPETTE, 1 ML& | 1X12EA | 1 | 60 | Sigma-Aldrich | BR27817-12EA | https://www.sigmaaldrich.com/LT/en
BR29015-1EA | BRAND(TM) PIPETTE RINSING SYSTEM, BASK& | 1X1EA | 1 | 74 | Sigma-Aldrich | BR29015-1EA | https://www.sigmaaldrich.com/LT/en
BR30614-6EA | BRAND(TM) USP BLAUBRAND(R) VOLUMETRIC | 1X6EA | 1 | 58 | Sigma-Aldrich | BR30614-6EA | https://www.sigmaaldrich.com/LT/en
BR32808-2EA | BRAND(TM) USP BLAUBRAND(R) CLASS A MEA& | 1X2EA | 1 | 25 | Sigma-Aldrich | BR32808-2EA | https://www.sigmaaldrich.com/LT/en
BR36248-1EA | BRAND(TM) MEASURING FLASK, CAPACITY 25& | 1X1EA | 1 | 227 | Sigma-Aldrich | BR36248-1EA | https://www.sigmaaldrich.com/LT/en
BR36968-2EA | BRAND(TM) VOLUMETRIC FLASK, USP BLAUBR& | 1X2EA | 1 | 42 | Sigma-Aldrich | BR36968-2EA | https://www.sigmaaldrich.com/LT/en
BR37490-2EA | BRAND(TM) VOLUMETRIC FLASK, USP, BLAUB& | 1X2EA | 1 | 102 | Sigma-Aldrich | BR37490-2EA | https://www.sigmaaldrich.com/LT/en
BR41002-24EA | BRAND(TM) GRADUATED BEAKER WITH HANDLE& | 1X24EA | 1 | 42 | Sigma-Aldrich | BR41002-24EA | https://www.sigmaaldrich.com/LT/en
BR41638-10EA | BRAND(TM) GRADUATED CYLINDER LOW FORM& | 1X10EA | 1 | 39 | Sigma-Aldrich | BR41638-10EA | https://www.sigmaaldrich.com/LT/en
BR43078-1EA | BRAND(TM) GLASS BOTTLE-TOP TILT PIPETT& | 1X1EA | 1 | 79 | Sigma-Aldrich | BR43078-1EA | https://www.sigmaaldrich.com/LT/en
BR455732-10EA | BRAND(R) PETRI DISH, GLASS, WITH LID, SO | 1X10EA | 1 | 25 | Sigma-Aldrich | BR455732-10EA | https://www.sigmaaldrich.com/LT/en
BR465423-1EA | BRAND(TM) FILTER FUNNEL, GLASS, 125 ML& | 1X1EA | 1 | 72 | Sigma-Aldrich | BR465423-1EA | https://www.sigmaaldrich.com/LT/en
BR471800-5EA | BRAND(TM) STAINING TROUGH, COMPLETE WI& | 1X5EA | 1 | 114 | Sigma-Aldrich | BR471800-5EA | https://www.sigmaaldrich.com/LT/en
WHA2200185 | WHATMAN(R) 1PS PHASE SEPARATOR FILTER P& | 1X1EA | 1 | 102 | Sigma-Aldrich | WHA2200185 | https://www.sigmaaldrich.com/LT/en
WHA2200240 | WHATMAN(R) 1PS PHASE SEPARATOR FILTER P& | 1X1EA | 1 | 143 | Sigma-Aldrich | WHA2200240 | https://www.sigmaaldrich.com/LT/en
WHA10499001 | WHATMAN(TM) MEMBRANE MARKING PEN, 10/PK | 1X1EA | 1 | 107 | Sigma-Aldrich | WHA10499001 | https://www.sigmaaldrich.com/LT/en
WHA67802504 | WHATMAN(TM) PURADISC(TM) 25 SYRINGE FIL& | 1X1EA | 1 | 119 | Sigma-Aldrich | WHA67802504 | https://www.sigmaaldrich.com/LT/en
WHA3001651 | WHATMAN(R) CHROMATOGRAPHY PAPERS 1 CHR,& | 1X1EA | 1 | 79 | Sigma-Aldrich | WHA3001651 | https://www.sigmaaldrich.com/LT/en
WHA67911304 | WHATMAN(TM) PURADISC(TM) 13 SYRINGE FIL& | 1X1EA | 1 | 167 | Sigma-Aldrich | WHA67911304 | https://www.sigmaaldrich.com/LT/en
WHA2810 | WHATMAN(TM) POLYDISC HD HEAVY DUTY IN-L& | 1X1EA | 1 | 473 | Sigma-Aldrich | WHA2810 | https://www.sigmaaldrich.com/LT/en
WHA10312209 | WHATMAN(TM) QUALITATIVE FILTER PAPER, G& | 1X1EA | 1 | 12 | Sigma-Aldrich | WHA10312209 | https://www.sigmaaldrich.com/LT/en
WHAWB120028 | WHATMAN(TM) FTA(TM) CARD TECHNOLOGY, CL& | 1X1EA | 1 | 200 | Sigma-Aldrich | WHAWB120028 | https://www.sigmaaldrich.com/LT/en
WHA1114240 | WHATMAN(R) QUALITATIVE FILTER PAPER, GR& | 1X1EA | 1 | 42 | Sigma-Aldrich | WHA1114240 | https://www.sigmaaldrich.com/LT/en
WHA1005325 | WHATMAN(TM) QUALITATIVE FILTER PAPER, G& | 1X1EA | 1 | 10 | Sigma-Aldrich | WHA1005325 | https://www.sigmaaldrich.com/LT/en
WHA10442003 | WHATMAN(TM) GLASS VACUUM FILTRATION DEV& | 1X1EA | 1 | 60 | Sigma-Aldrich | WHA10442003 | https://www.sigmaaldrich.com/LT/en
WHA10441001 | WHATMAN(TM) GLASS VACUUM FILTRATION DEV& | 1X1EA | 1 | 87 | Sigma-Aldrich | WHA10441001 | https://www.sigmaaldrich.com/LT/en
WHA1001932 | WHATMAN(TM) QUALITATIVE FILTER PAPER, G& | 1X1EA | 1 | 753 | Sigma-Aldrich | WHA1001932 | https://www.sigmaaldrich.com/LT/en
WHA10463513 | WHATMAN REZIST SYRINGE FILTER, 30 MM, P& | 1X1EA | 1 | 384 | Sigma-Aldrich | WHA10463513 | https://www.sigmaaldrich.com/LT/en
WHA1440917 | WHATMAN(TM) QUANTITATIVE FILTER PAPER, & | 1X1EA | 1 | 548 | Sigma-Aldrich | WHA1440917 | https://www.sigmaaldrich.com/LT/en
WHA70604701 | WHATMAN(TM) CYCLOPORE(TM) POLYCARBONATE& | 1X1EA | 1 | 129 | Sigma-Aldrich | WHA70604701 | https://www.sigmaaldrich.com/LT/en
WHA10404031 | WHATMAN(TM) CELLULOSE ACETATE MEMBRANE,& | 1X1EA | 1 | 244 | Sigma-Aldrich | WHA10404031 | https://www.sigmaaldrich.com/LT/en
WHA67882504 | WHATMAN(R) PURADISC(TM) 25 PP SYRINGE F& | 1X1EA | 1 | 554 | Sigma-Aldrich | WHA67882504 | https://www.sigmaaldrich.com/LT/en
WHA67113602 | WHATMAN(TM) POLYCAP TF ENCAPSULATED FIL& | 1X1EA | 1 | 92 | Sigma-Aldrich | WHA67113602 | https://www.sigmaaldrich.com/LT/en
WHA68711302 | WHATMAN(R) GD/X SYRINGE FILTERS, NYLON & | 1X1EA | 1 | 2911 | Sigma-Aldrich | WHA68711302 | https://www.sigmaaldrich.com/LT/en
WHA10401714 | WHATMAN(TM) MEMBRANE FILTERS MIXED CELL& | 1X1EA | 1 | 142 | Sigma-Aldrich | WHA10401714 | https://www.sigmaaldrich.com/LT/en
WHAUN503NPEPP | WHATMAN(R) MINI-UNIPREP(TM) SYRINGELESS& | 1X1EA | 1 | 2225 | Sigma-Aldrich | WHAUN503NPEPP | https://www.sigmaaldrich.com/LT/en
WHA1851865 | WHATMAN(TM) QM-A QUARTZ FILTERS, SHEETS& | 1X1EA | 1 | 407 | Sigma-Aldrich | WHA1851865 | https://www.sigmaaldrich.com/LT/en
WHA23016150 | WHATMAN BENCHKOTE PLUS, SHEETS, 50 X 60C | 1X1EA | 1 | 128 | Sigma-Aldrich | WHA23016150 | https://www.sigmaaldrich.com/LT/en
WHAGN203NPEORGSP | WHATMAN(R) MINI-UNIPREP(TM) G2 STARTER & | 1X1EA | 1 | 468 | Sigma-Aldrich | WHAGN203NPEORGSP | https://www.sigmaaldrich.com/LT/en
WHAUN203APEAQU | WHATMAN(TM) MINI-UNIPREP(TM) SYRINGELES& | 1X1EA | 1 | 249 | Sigma-Aldrich | WHAUN203APEAQU | https://www.sigmaaldrich.com/LT/en
WHA67821304 | WHATMAN(TM) PURADISC(TM) 13 SYRINGE FIL& | 1X1EA | 1 | 233 | Sigma-Aldrich | WHA67821304 | https://www.sigmaaldrich.com/LT/en
WHA1003320 | WHATMAN(R) QUALITATIVE FILTER PAPERS, G& | 1X1EA | 1 | 176 | Sigma-Aldrich | WHA1003320 | https://www.sigmaaldrich.com/LT/en
WHA10477602 | WHATMAN(TM) VACUUM FILTRATION APPARATUS& | 1X1EA | 1 | 35 | Sigma-Aldrich | WHA10477602 | https://www.sigmaaldrich.com/LT/en
BR474300-4EA | BRAND(TM) TRANSPARENT PLASTIC STAINING & | 1X4EA | 1 | 127 | Sigma-Aldrich | BR474300-4EA | https://www.sigmaaldrich.com/LT/en
BR474305-2EA | BRAND(TM) STAINING TRAY, FOR 20 SLIDES& | 1X2EA | 1 | 28 | Sigma-Aldrich | BR474305-2EA | https://www.sigmaaldrich.com/LT/en
BR65643-1EA | BRAND(TM) DESSICATOR 'NOVUS' LID WITH& | 1X1EA | 1 | 108 | Sigma-Aldrich | BR65643-1EA | https://www.sigmaaldrich.com/LT/en
BR701362-24EA | BRAND(TM) MAT COVER FOR DEEP WELL PLAT& | 1X24EA | 1 | 75 | Sigma-Aldrich | BR701362-24EA | https://www.sigmaaldrich.com/LT/en
BR704014-1EA | BRAND(TM) BOTTLE FOR BRAND DISPENSERS,& | 1X1EA | 1 | 10 | Sigma-Aldrich | BR704014-1EA | https://www.sigmaaldrich.com/LT/en
BR708722-1000EA | BRAND(TM) BLAUBRAND(R) MICROPIPETTES, & | 1X1000EA | 1 | 113 | Sigma-Aldrich | BR708722-1000EA | https://www.sigmaaldrich.com/LT/en
BR719005-1EA | BRAND(TM) BLAUBRAND(R) COUNTING CHAMBE& | 1X1EA | 1 | 56 | Sigma-Aldrich | BR719005-1EA | https://www.sigmaaldrich.com/LT/en
BR747770-500EA | BRAND(R)PIPETTE 4 ML WITHDRAW VOLUME, & | 1X500EA | 1 | 85 | Sigma-Aldrich | BR747770-500EA | https://www.sigmaaldrich.com/LT/en
BR759220-100EA | BRAND(TM) UV MICRO CUVETTE, H 15 MM, V& | 1X100EA | 1 | 28 | Sigma-Aldrich | BR759220-100EA | https://www.sigmaaldrich.com/LT/en
BR778713-10EA | BRAND(TM) CENTRIFUGE TUBE, 15 ML, BEAD& | 1X10EA | 1 | 40 | Sigma-Aldrich | BR778713-10EA | https://www.sigmaaldrich.com/LT/en
BR780732-1000EA | BRAND(TM) MICRO TUBE WITHOUT SCREW CAP& | 1X1000EA | 1 | 102 | Sigma-Aldrich | BR780732-1000EA | https://www.sigmaaldrich.com/LT/en
BR780764-1000EA | BRAND(TM) MICRO TUBES WITHOUT TAMPER-E& | 1X1000EA | 1 | 96 | Sigma-Aldrich | BR780764-1000EA | https://www.sigmaaldrich.com/LT/en
BR781302-1000EA | BRAND(TM) PCR-TUBES, 0.2 ML, YELLOW, I& | 1X1000EA | 1 | 52 | Sigma-Aldrich | BR781302-1000EA | https://www.sigmaaldrich.com/LT/en
BR781324-1PK | BRAND(TM) STRIPS OF 8 PCR TUBES, BLUEW& | 1X1PAK | 1 | 87 | Sigma-Aldrich | BR781324-1PK | https://www.sigmaaldrich.com/LT/en
BR781332-120EA | BRAND(TM) PCR TUBE, STRIPS OF 8, ATTAC& | 1X120EA | 1 | 143 | Sigma-Aldrich | BR781332-120EA | https://www.sigmaaldrich.com/LT/en
BR781375-50EA | BRAND(TM) 96-WELL PCR PLATE, SEMI-SKIR& | 1X50EA | 1 | 166 | Sigma-Aldrich | BR781375-50EA | https://www.sigmaaldrich.com/LT/en
BR781412-40EA | BRAND(TM) 24-WELL PCR-PLATE, NO SKIRT,& | 1X40EA | 1 | 74 | Sigma-Aldrich | BR781412-40EA | https://www.sigmaaldrich.com/LT/en
BR781604-100EA | BRAND(TM) MICROPLATE BRANDPLATES(R), P& | 1X100EA | 1 | 266 | Sigma-Aldrich | BR781604-100EA | https://www.sigmaaldrich.com/LT/en
BR781660-50EA | BRAND(TM) MICROPLATE BRANDPLATES(R), P& | 1X50EA | 1 | 127 | Sigma-Aldrich | BR781660-50EA | https://www.sigmaaldrich.com/LT/en
BR781780-100EA | BRAND(TM) MICROPLATE BRANDPLATES(R), H& | 1X100EA | 1 | 195 | Sigma-Aldrich | BR781780-100EA | https://www.sigmaaldrich.com/LT/en
BR781968-50EA | BRAND(TM) MICROPLATE BRANDPLATES(R), C& | 1X50EA | 1 | 255 | Sigma-Aldrich | BR781968-50EA | https://www.sigmaaldrich.com/LT/en
BR782094-5EA | BRAND(TM) MICROPLATE BRANDPLATES(R), C& | 1X5EA | 1 | 100 | Sigma-Aldrich | BR782094-5EA | https://www.sigmaaldrich.com/LT/en
BR782891-10EA | BRANDPLATES(R) FOR INSERTS, CELLGRADE(& | 1X10EA | 1 | 123 | Sigma-Aldrich | BR782891-10EA | https://www.sigmaaldrich.com/LT/en
BR87626-4EA | BRAND(TM) PP BEAKER WITH SPOUT, LOW FO& | 1X4EA | 1 | 100 | Sigma-Aldrich | BR87626-4EA | https://www.sigmaaldrich.com/LT/en
BR90162-1EA | BRAND(TM) GRIFFIN BEAKER WITH SPOUT, L& | 1X1EA | 1 | 173 | Sigma-Aldrich | BR90162-1EA | https://www.sigmaaldrich.com/LT/en
BR90629-10EA | BRAND(TM) GLASS BEAKER WITH SPOUT, TAL& | 1X10EA | 1 | 79 | Sigma-Aldrich | BR90629-10EA | https://www.sigmaaldrich.com/LT/en
BR91236-10EA | BRAND(TM) GLASS BEAKER WITH SPOUT, LOW& | 1X10EA | 1 | 79 | Sigma-Aldrich | BR91236-10EA | https://www.sigmaaldrich.com/LT/en
BR92754-10EA | BRAND(TM) ERLENMEYER FLASK WITH BEADED& | 1X10EA | 1 | 172 | Sigma-Aldrich | BR92754-10EA | https://www.sigmaaldrich.com/LT/en
WHA1442917 | WHATMAN(TM) QUANTITATIVE FILTER PAPER, & | 1X1EA | 1 | 403 | Sigma-Aldrich | WHA1442917 | https://www.sigmaaldrich.com/LT/en
WHA67771304 | WHATMAN PURADISC 13 SYRINGE FILTER WITH | 1X1EA | 1 | 157 | Sigma-Aldrich | WHA67771304 | https://www.sigmaaldrich.com/LT/en
WHA10401106 | WHATMAN(TM) MEMBRANE FILTERS NITROCELLU& | 1X1EA | 1 | 121 | Sigma-Aldrich | WHA10401106 | https://www.sigmaaldrich.com/LT/en
WHAUS203NPUAQU | WHATMAN(R) MINI-UNIPREP(TM) SYRINGELESS& | 1X1EA | 1 | 249 | Sigma-Aldrich | WHAUS203NPUAQU | https://www.sigmaaldrich.com/LT/en
WHA2801 | WHATMAN(TM) POLYCAP TF ENCAPSULATED FIL& | 1X1EA | 1 | 724 | Sigma-Aldrich | WHA2801 | https://www.sigmaaldrich.com/LT/en
WHA10416230 | WHATMAN(TM) NYTRAN(R) SUPERCHARGE (SPC)& | 1X1EA | 1 | 176 | Sigma-Aldrich | WHA10416230 | https://www.sigmaaldrich.com/LT/en
WHA1882047 | WHATMAN(TM) EPM2000 AIR SAMPLING FILTER& | 1X1EA | 1 | 47 | Sigma-Aldrich | WHA1882047 | https://www.sigmaaldrich.com/LT/en
WHA68097013 | WHATMAN(TM) ANODISC(TM) INORGANIC FILTE& | 1X1EA | 1 | 562 | Sigma-Aldrich | WHA68097013 | https://www.sigmaaldrich.com/LT/en
WHA1821271 | WHATMAN(TM) GLASS MICROFIBER FILTERS, G& | 1X1EA | 1 | 401 | Sigma-Aldrich | WHA1821271 | https://www.sigmaaldrich.com/LT/en
WHA67770404 | WHATMAN PURADISC 4 SYRINGE FILTER WITH & | 1X1EA | 1 | 149 | Sigma-Aldrich | WHA67770404 | https://www.sigmaaldrich.com/LT/en
WHA2627990 | WHATMAN(TM) PH INDICATORS, INTEGRAL COM& | 1X1EA | 1 | 30 | Sigma-Aldrich | WHA2627990 | https://www.sigmaaldrich.com/LT/en
WHA2181090 | WHATMAN(TM) SEED TESTING PAPER, GRADE 1& | 1X1EA | 1 | 25 | Sigma-Aldrich | WHA2181090 | https://www.sigmaaldrich.com/LT/en
WHA3001845 | WHATMAN(TM) CELLULOSE CHROMATOGRAPHY PA& | 1X1EA | 1 | 54 | Sigma-Aldrich | WHA3001845 | https://www.sigmaaldrich.com/LT/en
WHA68221312 | WHATMAN(TM) PURADISC(TM) 13 SYRINGE FIL& | 1X1EA | 1 | 233 | Sigma-Aldrich | WHA68221312 | https://www.sigmaaldrich.com/LT/en
WHA30306185 | WHATMAN(TM) CELLULOSE CHROMATOGRAPHY PA& | 1X1EA | 1 | 36 | Sigma-Aldrich | WHA30306185 | https://www.sigmaaldrich.com/LT/en
WHA111705 | WHATMAN(TM) NUCLEPORE(TM) TRACK-ETCHED & | 1X1EA | 1 | 159 | Sigma-Aldrich | WHA111705 | https://www.sigmaaldrich.com/LT/en
WHA68861312 | WHATMAN(R) GD/X SYRINGE FILTERS, GLASS & | 1X1EA | 1 | 479 | Sigma-Aldrich | WHA68861312 | https://www.sigmaaldrich.com/LT/en
WHA10370319 | WHATMAN(TM) GLASS MICROFIBER FILTERS WI& | 1X1EA | 1 | 93 | Sigma-Aldrich | WHA10370319 | https://www.sigmaaldrich.com/LT/en
WHA3030700 | WHATMAN(TM) CELLULOSE CHROMATOGRAPHY PA& | 1X1EA | 1 | 346 | Sigma-Aldrich | WHA3030700 | https://www.sigmaaldrich.com/LT/en
WHA68092012 | WHATMAN(TM) ANOTOP(TM) 25 SYRINGE FILTE& | 1X1EA | 1 | 652 | Sigma-Aldrich | WHA68092012 | https://www.sigmaaldrich.com/LT/en
WHAUN503NPUNYL | WHATMAN(R) MINI-UNIPREP(TM) SYRINGELESS& | 1X1EA | 1 | 2225 | Sigma-Aldrich | WHAUN503NPUNYL | https://www.sigmaaldrich.com/LT/en
WHAWB100035 | WHATMAN(TM) FTA(TM) CARD TECHNOLOGY, ST& | 1X1EA | 1 | 256 | Sigma-Aldrich | WHAWB100035 | https://www.sigmaaldrich.com/LT/en
WHA1454150 | WHATMAN(R) QUANTITATIVE FILTER PAPERS, & | 1X1EA | 1 | 58 | Sigma-Aldrich | WHA1454150 | https://www.sigmaaldrich.com/LT/en
WHA10409834 | WHATMAN(TM) ME MEMBRANES FOR MICROBIOLO& | 1X1EA | 1 | 536 | Sigma-Aldrich | WHA10409834 | https://www.sigmaaldrich.com/LT/en
WHA67189582 | WHATMAN(TM) POLYCAP TC ENCAPSULATED FIL& | 1X1EA | 1 | 141 | Sigma-Aldrich | WHA67189582 | https://www.sigmaaldrich.com/LT/en
WHA1823024 | WHATMAN(R) GLASS MICROFIBER FILTERS, GR& | 1X1EA | 1 | 36 | Sigma-Aldrich | WHA1823024 | https://www.sigmaaldrich.com/LT/en
WHAUN503NPERC | WHATMAN(TM) MINI-UNIPREP(TM) SYRINGELES& | 1X1EA | 1 | 2225 | Sigma-Aldrich | WHAUN503NPERC | https://www.sigmaaldrich.com/LT/en
WHA1114400 | WHATMAN(R) QUALITATIVE FILTER PAPER, GR& | 1X1EA | 1 | 206 | Sigma-Aldrich | WHA1114400 | https://www.sigmaaldrich.com/LT/en
WHA1001824 | WHATMAN(TM) QUALITATIVE FILTER PAPER, G& | 1X1EA | 1 | 69 | Sigma-Aldrich | WHA1001824 | https://www.sigmaaldrich.com/LT/en
WHA2713 | WHATMAN(TM) POLYDISC HD HEAVY DUTY IN-L& | 1X1EA | 1 | 384 | Sigma-Aldrich | WHA2713 | https://www.sigmaaldrich.com/LT/en
WHA68091102 | WHATMAN(TM) ANOTOP(TM) 10 SYRINGE FILTE& | 1X1EA | 1 | 565 | Sigma-Aldrich | WHA68091102 | https://www.sigmaaldrich.com/LT/en
WHA67143602 | WHATMAN(TM) POLYCAP TC ENCAPSULATED FIL& | 1X1EA | 1 | 92 | Sigma-Aldrich | WHA67143602 | https://www.sigmaaldrich.com/LT/en
WHA10350236 | WHATMAN(TM) CELLULOSE EXTRACTION THIMBL& | 1X1EA | 1 | 106 | Sigma-Aldrich | WHA10350236 | https://www.sigmaaldrich.com/LT/en
WHA30306188 | WHATMAN(TM) CELLULOSE CHROMATOGRAPHY PA& | 1X1EA | 1 | 57 | Sigma-Aldrich | WHA30306188 | https://www.sigmaaldrich.com/LT/en
WHA1820042 | WHATMAN(R) GLASS MICROFIBER FILTERS, GR& | 1X1EA | 1 | 41 | Sigma-Aldrich | WHA1820042 | https://www.sigmaaldrich.com/LT/en
WHA420400 | WHATMAN(TM) PLASTIC FILTER HOLDERS, SWI& | 1X1EA | 1 | 306 | Sigma-Aldrich | WHA420400 | https://www.sigmaaldrich.com/LT/en
WHAUN113UNYL | WHATMAN UNIPREP SYRINGELESS FILTERS, NYL | 1X1EA | 1 | 262 | Sigma-Aldrich | WHAUN113UNYL | https://www.sigmaaldrich.com/LT/en
WHA5802185 | WHATMAN(R) PREPLEATED FILTER PAPER, GRA& | 1X1EA | 1 | 35 | Sigma-Aldrich | WHA5802185 | https://www.sigmaaldrich.com/LT/en
WHA3030662 | WHATMAN(TM) CELLULOSE CHROMATOGRAPHY PA& | 1X1EA | 1 | 129 | Sigma-Aldrich | WHA3030662 | https://www.sigmaaldrich.com/LT/en
WHA1825024 | WHATMAN(R) GLASS MICROFIBER FILTERS, GR& | 1X1EA | 1 | 89 | Sigma-Aldrich | WHA1825024 | https://www.sigmaaldrich.com/LT/en
WHA10310647 | WHATMAN(R) APPLICATION SPECIFIC FILTER,& | 1X1EA | 1 | 69 | Sigma-Aldrich | WHA10310647 | https://www.sigmaaldrich.com/LT/en
WHA67033611 | WHATMAN(TM) POLYCAP HD HEAVY DUTY ENCAP& | 1X1EA | 1 | 59 | Sigma-Aldrich | WHA67033611 | https://www.sigmaaldrich.com/LT/en
WHA10463032 | WHATMAN SPARTAN SYRINGE FILTERS, SPARTAN | 1X1EA | 1 | 960 | Sigma-Aldrich | WHA10463032 | https://www.sigmaaldrich.com/LT/en
WHA68099235 | WHATMAN(TM) ANOTOP(TM) 10 SYRINGE FILTE& | 1X1EA | 1 | 2558 | Sigma-Aldrich | WHA68099235 | https://www.sigmaaldrich.com/LT/en
WHA2710 | WHATMAN(TM) POLYCAP HD HEAVY DUTY ENCAP& | 1X1EA | 1 | 384 | Sigma-Aldrich | WHA2710 | https://www.sigmaaldrich.com/LT/en
WHA67661302 | WHATMAN(TM) PURADISC(TM) 13 SYRINGE FIL& | 1X1EA | 1 | 2392 | Sigma-Aldrich | WHA67661302 | https://www.sigmaaldrich.com/LT/en
WHA10463545 | WHATMAN(TM) REZIST(TM) SYRINGE FILTERS,& | 1X1EA | 1 | 722 | Sigma-Aldrich | WHA10463545 | https://www.sigmaaldrich.com/LT/en
WHA10401621 | WHATMAN(TM) MEMBRANE FILTERS MIXED CELL& | 1X1EA | 1 | 342 | Sigma-Aldrich | WHA10401621 | https://www.sigmaaldrich.com/LT/en
WHA77002110 | WHATMAN(TM) UNIFILTER(TM) PLATES 384, D& | 1X1EA | 1 | 2137 | Sigma-Aldrich | WHA77002110 | https://www.sigmaaldrich.com/LT/en
WHA10347673 | WHATMAN WEIGHING BOATS AND PAPER, B-2 S& | 1X1EA | 1 | 36 | Sigma-Aldrich | WHA10347673 | https://www.sigmaaldrich.com/LT/en
WHA5802320 | WHATMAN(R) PREPLEATED FILTER PAPER, GRA& | 1X1EA | 1 | 83 | Sigma-Aldrich | WHA5802320 | https://www.sigmaaldrich.com/LT/en
WHA1821021 | WHATMAN(R) GLASS MICROFIBER FILTERS, GR& | 1X1EA | 1 | 29 | Sigma-Aldrich | WHA1821021 | https://www.sigmaaldrich.com/LT/en
WHA1960002 | WHATMAN(TM) GLASS MICROFIBER MEMBRANE H& | 1X1EA | 1 | 379 | Sigma-Aldrich | WHA1960002 | https://www.sigmaaldrich.com/LT/en
WHA67812510 | WHATMAN(TM) PURADISC(TM) 25 SYRINGE FIL& | 1X1EA | 1 | 554 | Sigma-Aldrich | WHA67812510 | https://www.sigmaaldrich.com/LT/en
WHA1444125 | WHATMAN(R) QUANTITATIVE FILTER PAPERS, & | 1X1EA | 1 | 46 | Sigma-Aldrich | WHA1444125 | https://www.sigmaaldrich.com/LT/en
WHA111703 | WHATMAN(TM) NUCLEPORE(TM) TRACK-ETCHED & | 1X1EA | 1 | 145 | Sigma-Aldrich | WHA111703 | https://www.sigmaaldrich.com/LT/en
WHAUS203NPEPP | WHATMAN(R) MINI-UNIPREP(TM) SYRINGELESS& | 1X1EA | 1 | 249 | Sigma-Aldrich | WHAUS203NPEPP | https://www.sigmaaldrich.com/LT/en
WHA68832504 | WHATMAN(R) GD/X SYRINGE FILTERS, REGENE& | 1X1EA | 1 | 2989 | Sigma-Aldrich | WHA68832504 | https://www.sigmaaldrich.com/LT/en
WHA67472502 | WHATMAN PURADISC 25 SYRINGE FILTER 0.2 U | 1X1EA | 1 | 539 | Sigma-Aldrich | WHA67472502 | https://www.sigmaaldrich.com/LT/en
WHA10443000 | WHATMAN(TM) GLASS VACUUM FILTRATION DEV& | 1X1EA | 1 | 1137 | Sigma-Aldrich | WHA10443000 | https://www.sigmaaldrich.com/LT/en
WHA2800300 | WHATMAN(R) CELLULOSE EXTRACTION THIMBLE& | 1X1EA | 1 | 103 | Sigma-Aldrich | WHA2800300 | https://www.sigmaaldrich.com/LT/en
WHA5201320 | WHATMAN(R) REEVE ANGEL(R) FILTER PAPER & | 1X1EA | 1 | 42 | Sigma-Aldrich | WHA5201320 | https://www.sigmaaldrich.com/LT/en
WHA2651500 | WHATMAN(TM) TEST PAPERS, STARCH IODID& | 1X1EA | 1 | 83 | Sigma-Aldrich | WHA2651500 | https://www.sigmaaldrich.com/LT/en
WHA7184005 | WHATMAN(TM) MEMBRANE FILTERS CELLULOSE & | 1X1EA | 1 | 179 | Sigma-Aldrich | WHA7184005 | https://www.sigmaaldrich.com/LT/en
WHA1202150 | WHATMAN(R) QUALITATIVE FILTER PAPERS, G& | 1X1EA | 1 | 46 | Sigma-Aldrich | WHA1202150 | https://www.sigmaaldrich.com/LT/en
WHA2703T | WHATMAN(TM) POLYCAP TF ENCAPSULATED FIL& | 1X1EA | 1 | 554 | Sigma-Aldrich | WHA2703T | https://www.sigmaaldrich.com/LT/en
WHA2814T | WHATMAN(TM) POLYCAP HD HEAVY DUTY ENCAP | 1X1EA | 1 | 479 | Sigma-Aldrich | WHA2814T | https://www.sigmaaldrich.com/LT/en
WHA68096002 | WHATMAN(TM) ANODISC(TM) INORGANIC FILTE& | 1X1EA | 1 | 539 | Sigma-Aldrich | WHA68096002 | https://www.sigmaaldrich.com/LT/en
WHAWB120206 | WHATMAN(R) FTA(R) TECHNOLOGY INDICATOR & | 1X1EA | 1 | 732 | Sigma-Aldrich | WHAWB120206 | https://www.sigmaaldrich.com/LT/en
WHA1093935 | WHATMAN(TM) QUALITATIVE FILTER PAPER, G& | 1X1EA | 1 | 323 | Sigma-Aldrich | WHA1093935 | https://www.sigmaaldrich.com/LT/en
WHA10347513 | WHATMAN(R) QUALITATIVE FILTER PAPER FOR& | 1X1EA | 1 | 38 | Sigma-Aldrich | WHA10347513 | https://www.sigmaaldrich.com/LT/en
WHA2814259 | WHATMAN(TM) HIGH-PURITY GLASS MICROFIBE& | 1X1EA | 1 | 179 | Sigma-Aldrich | WHA2814259 | https://www.sigmaaldrich.com/LT/en
WHA1114930 | WHATMAN(R) QUALITATIVE FILTER PAPER, GR& | 1X1EA | 1 | 373 | Sigma-Aldrich | WHA1114930 | https://www.sigmaaldrich.com/LT/en
BR114823-250EA | BRAND(TM) PP GRADUATED CENTRIFUGE TUBE& | 1X250EA | 1 | 181 | Sigma-Aldrich | BR114823-250EA | https://www.sigmaaldrich.com/LT/en
BR114930-1EA | BRAND(TM) MINI COOLER, PC, FOR 12 TUBE& | 1X1EA | 1 | 100 | Sigma-Aldrich | BR114930-1EA | https://www.sigmaaldrich.com/LT/en
BR122574-1EA | BRAND(TM) LABORATORY BOTTLE, CAPACITY& | 1X1EA | 1 | 276 | Sigma-Aldrich | BR122574-1EA | https://www.sigmaaldrich.com/LT/en
BR129055-1EA | BRAND(TM) BOTTLE FOR SCHILLING BURETTE& | 1X1EA | 1 | 10 | Sigma-Aldrich | BR129055-1EA | https://www.sigmaaldrich.com/LT/en
BR130418-1EA | BRAND(TM) SQUARE PE-HD BOTTLE WITH TAM& | 1X1EA | 1 | 10 | Sigma-Aldrich | BR130418-1EA | https://www.sigmaaldrich.com/LT/en
BR137755-1EA | BRAND(TM) MAGNETIC STIRRING BAR RETRIE& | 1X1EA | 1 | 17 | Sigma-Aldrich | BR137755-1EA | https://www.sigmaaldrich.com/LT/en
BR139115-12EA | BRAND(TM) SCOOP, VOLUME 50 ML, L 160 M& | 1X12EA | 1 | 15 | Sigma-Aldrich | BR139115-12EA | https://www.sigmaaldrich.com/LT/en
BR145545-1EA | BRAND(TM) FUNNEL SHORT STEM, GLASS, OU& | 1X1EA | 1 | 28 | Sigma-Aldrich | BR145545-1EA | https://www.sigmaaldrich.com/LT/en
BR150900-1EA | BRAND(TM) WATCH GLASS, PTFE, DIAM. 20 & | 1X1EA | 1 | 10 | Sigma-Aldrich | BR150900-1EA | https://www.sigmaaldrich.com/LT/en
BR155550-500EA | BRAND(TM) WEIGHING DISH, PS, 125 X 100& | 1X500EA | 1 | 106 | Sigma-Aldrich | BR155550-500EA | https://www.sigmaaldrich.com/LT/en
BR22312-1EA | BRAND(TM) SILBERBRAND(R) AUTOMATIC BUR& | 1X1EA | 1 | 233 | Sigma-Aldrich | BR22312-1EA | https://www.sigmaaldrich.com/LT/en
BR23768-1EA | BRAND(TM) SILBERBRAND AUTOMATIC BURETT& | 1X1EA | 1 | 106 | Sigma-Aldrich | BR23768-1EA | https://www.sigmaaldrich.com/LT/en
WHA10313032 | WHATMAN WEIGHING BOATS AND PAPER, 609 K& | 1X1EA | 1 | 109 | Sigma-Aldrich | WHA10313032 | https://www.sigmaaldrich.com/LT/en
WHA1004185 | WHATMAN(R) QUALITATIVE FILTER PAPERS, G& | 1X1EA | 1 | 42 | Sigma-Aldrich | WHA1004185 | https://www.sigmaaldrich.com/LT/en
WHA1114125 | WHATMAN(R) QUALITATIVE FILTER PAPER, GR& | 1X1EA | 1 | 14 | Sigma-Aldrich | WHA1114125 | https://www.sigmaaldrich.com/LT/en
WHA1820021 | WHATMAN(R) GLASS MICROFIBER FILTERS, GR& | 1X1EA | 1 | 31 | Sigma-Aldrich | WHA1820021 | https://www.sigmaaldrich.com/LT/en
WHA111137 | WHATMAN(TM) NUCLEPORE(TM) TRACK-ETCHED & | 1X1EA | 1 | 167 | Sigma-Aldrich | WHA111137 | https://www.sigmaaldrich.com/LT/en
WHA10350211 | WHATMAN(TM) CELLULOSE EXTRACTION THIMBL& | 1X1EA | 1 | 92 | Sigma-Aldrich | WHA10350211 | https://www.sigmaaldrich.com/LT/en
WHA9907047 | WHATMAN(R) 934-AH(R) RTU GLASS MICROFIB& | 1X1EA | 1 | 84 | Sigma-Aldrich | WHA9907047 | https://www.sigmaaldrich.com/LT/en
WHA10401770 | WHATMAN(TM) MEMBRANE FILTERS MIXED CELL& | 1X1EA | 1 | 150 | Sigma-Aldrich | WHA10401770 | https://www.sigmaaldrich.com/LT/en
WHA10407170 | WHATMAN(TM) MICRO-PLUS MEMBRANES FOR MI& | 1X1EA | 1 | 534 | Sigma-Aldrich | WHA10407170 | https://www.sigmaaldrich.com/LT/en
WHA3001614 | WHATMAN(TM) CELLULOSE CHROMATOGRAPHY PA& | 1X1EA | 1 | 33 | Sigma-Aldrich | WHA3001614 | https://www.sigmaaldrich.com/LT/en
WHA67512510 | WHATMAN(TM) PURADISC(TM) 25 SYRINGE FIL& | 1X1EA | 1 | 554 | Sigma-Aldrich | WHA67512510 | https://www.sigmaaldrich.com/LT/en
WHA10400814 | WHATMAN(TM) MEMBRANE FILTERS MIXED CELL& | 1X1EA | 1 | 184 | Sigma-Aldrich | WHA10400814 | https://www.sigmaaldrich.com/LT/en
WHA10401314 | WHATMAN(TM) MEMBRANE FILTERS CELLULOSE & | 1X1EA | 1 | 203 | Sigma-Aldrich | WHA10401314 | https://www.sigmaaldrich.com/LT/en
WHA2800373 | WHATMAN(TM) HIGH PERFORMANCE CELLULOSE & | 1X1EA | 1 | 150 | Sigma-Aldrich | WHA2800373 | https://www.sigmaaldrich.com/LT/en
WHA10350226 | WHATMAN(TM) CELLULOSE EXTRACTION THIMBL& | 1X1EA | 1 | 89 | Sigma-Aldrich | WHA10350226 | https://www.sigmaaldrich.com/LT/en
WHA10443004 | WHATMAN(TM) GLASS VACUUM FILTRATION DEV& | 1X1EA | 1 | 69 | Sigma-Aldrich | WHA10443004 | https://www.sigmaaldrich.com/LT/en
WHA67153682 | WHATMAN(TM) POLYCAP TC ENCAPSULATED FIL& | 1X1EA | 1 | 81 | Sigma-Aldrich | WHA67153682 | https://www.sigmaaldrich.com/LT/en
WHA68252517 | WHATMAN(TM) PURADISC(TM) 25 SYRINGE FIL& | 1X1EA | 1 | 174 | Sigma-Aldrich | WHA68252517 | https://www.sigmaaldrich.com/LT/en
WHA10445903 | WHATMAN(TM) MICROBIOLOGICAL FILTRATION& | 1X1EA | 1 | 179 | Sigma-Aldrich | WHA10445903 | https://www.sigmaaldrich.com/LT/en
WHA10445868 | WHATMAN(TM) MICROBIOLOGICAL FILTRATION & | 1X1EA | 1 | 115 | Sigma-Aldrich | WHA10445868 | https://www.sigmaaldrich.com/LT/en
WHA10300012 | WHATMAN(R) QUANTITATIVE FILTER PAPERS, & | 1X1EA | 1 | 70 | Sigma-Aldrich | WHA10300012 | https://www.sigmaaldrich.com/LT/en
WHA10427804 | WHATMAN(TM) GEL BLOTTING PAPER, GRADE G& | 1X1EA | 1 | 20 | Sigma-Aldrich | WHA10427804 | https://www.sigmaaldrich.com/LT/en
WHA1825015 | WHATMAN(TM) GLASS MICROFIBER FILTERS, GR | 1X1EA | 1 | 220 | Sigma-Aldrich | WHA1825015 | https://www.sigmaaldrich.com/LT/en
WHA67851304 | WHATMAN PURADISC 13 SYRINGE FILTER, 0.45 | 1X1EA | 1 | 842 | Sigma-Aldrich | WHA67851304 | https://www.sigmaaldrich.com/LT/en
WHA69012504 | WHATMAN(R) GD/X SYRINGE FILTERS, CELLUL& | 1X1EA | 1 | 206 | Sigma-Aldrich | WHA69012504 | https://www.sigmaaldrich.com/LT/en
WHA1825055 | WHATMAN(R) GLASS MICROFIBER FILTERS, GR& | 1X1EA | 1 | 163 | Sigma-Aldrich | WHA1825055 | https://www.sigmaaldrich.com/LT/en
WHA10462940 | WHATMAN(TM) PURADISC(TM) 13 SYRINGE FIL& | 1X1EA | 1 | 183 | Sigma-Aldrich | WHA10462940 | https://www.sigmaaldrich.com/LT/en
WHA10539521 | WHATMAN(TM) PROTEIN SAVER CARDS, 903(TM& | 1X1EA | 1 | 76 | Sigma-Aldrich | WHA10539521 | https://www.sigmaaldrich.com/LT/en
WHA10371019 | WHATMAN(TM) STANDARD GLASS MICROFIBER E& | 1X1EA | 1 | 170 | Sigma-Aldrich | WHA10371019 | https://www.sigmaaldrich.com/LT/en
BR26320-1EA | BRAND(TM) ACCU-JET(R) PRO PIPETTE CONT& | 1X1EA | 1 | 435 | Sigma-Aldrich | BR26320-1EA | https://www.sigmaaldrich.com/LT/en
BR27819-12EA | BRAND(TM) GRADUATED PIPETTE, 2 ML& | 1X12EA | 1 | 60 | Sigma-Aldrich | BR27819-12EA | https://www.sigmaaldrich.com/LT/en
BR30601-12EA | BRAND (R) USP BLAUBRAND(R)VOLUMETRIC PI& | 1X12EA | 1 | 92 | Sigma-Aldrich | BR30601-12EA | https://www.sigmaaldrich.com/LT/en
BR30617-6EA | BRAND(TM) USP BLAUBRAND(R) VOLUMETRIC | 1X6EA | 1 | 84 | Sigma-Aldrich | BR30617-6EA | https://www.sigmaaldrich.com/LT/en
BR32838-2EA | BRAND(TM) USP BLAUBRAND(R) CLASS A MEA& | 1X2EA | 1 | 30 | Sigma-Aldrich | BR32838-2EA | https://www.sigmaaldrich.com/LT/en
BR36846-2EA | BRAND(R) VOLUMETRIC FLASK BLAUBRAND(R) E | 1X2EA | 1 | 34 | Sigma-Aldrich | BR36846-2EA | https://www.sigmaaldrich.com/LT/en
BR36978-2EA | BRAND(TM) VOLUMETRIC FLASK, USP BLAUBR& | 1X2EA | 1 | 46 | Sigma-Aldrich | BR36978-2EA | https://www.sigmaaldrich.com/LT/en
BR37467-2EA | BRAND(TM) VOLUMETRIC FLASK, USP, BLAUB& | 1X2EA | 1 | 69 | Sigma-Aldrich | BR37467-2EA | https://www.sigmaaldrich.com/LT/en
BR37489-2EA | BRAND(TM) VOLUMETRIC FLASK, USP, BLAUB& | 1X2EA | 1 | 81 | Sigma-Aldrich | BR37489-2EA | https://www.sigmaaldrich.com/LT/en
BR38204-1EA | BRAND(TM) VOLUMETRIC FLASKS WITH 3 MAR& | 1X1EA | 1 | 111 | Sigma-Aldrich | BR38204-1EA | https://www.sigmaaldrich.com/LT/en
BR41654-5EA | BRAND(TM) GRADUATED CYLINDER LOW FORM& | 1X5EA | 1 | 41 | Sigma-Aldrich | BR41654-5EA | https://www.sigmaaldrich.com/LT/en
BR43208-2EA | BRAND(TM) DENSITY BOTTLE, GAY-LUSSAC P& | 1X2EA | 1 | 65 | Sigma-Aldrich | BR43208-2EA | https://www.sigmaaldrich.com/LT/en
BR455751-10EA | BRAND(R) PETRI DISH, GLASS, WITH LID, SO | 1X10EA | 1 | 54 | Sigma-Aldrich | BR455751-10EA | https://www.sigmaaldrich.com/LT/en
BR458022-10EA | BRAND(TM) FILTER CRUCIBLE, GLASS, 30 M& | 1X10EA | 1 | 216 | Sigma-Aldrich | BR458022-10EA | https://www.sigmaaldrich.com/LT/en
BR466134-1EA | BRAND(TM) FILTER FUNNEL, GLASS, 500 ML& | 1X1EA | 1 | 130 | Sigma-Aldrich | BR466134-1EA | https://www.sigmaaldrich.com/LT/en
BR4720420-1EA | BRAND(TM) SERIPETTOR(R) PRO BOTTLE-TOP& | 1X1EA | 1 | 253 | Sigma-Aldrich | BR4720420-1EA | https://www.sigmaaldrich.com/LT/en
BR474410-4EA | BRAND(TM) PLASTIC STAINING TROUGH, SCH& | 1X4EA | 1 | 75 | Sigma-Aldrich | BR474410-4EA | https://www.sigmaaldrich.com/LT/en
BR65743-1EA | BRAND(TM) DESSICATOR 'NOVUS' LID WITH& | 1X1EA | 1 | 150 | Sigma-Aldrich | BR65743-1EA | https://www.sigmaaldrich.com/LT/en
BR701368-50EA | BRAND(TM) COVER MAT, FOR DEEP-WELL 96-& | 1X50EA | 1 | 248 | Sigma-Aldrich | BR701368-50EA | https://www.sigmaaldrich.com/LT/en
BR704020-1EA | BRAND(TM) BOTTLE FOR BRAND DISPENSERS,& | 1X1EA | 1 | 15 | Sigma-Aldrich | BR704020-1EA | https://www.sigmaaldrich.com/LT/en
BR705434-1EA | BRAND(TM) ELECTRONIC TRANSFERPETTE(R)& | 1X1EA | 1 | 687 | Sigma-Aldrich | BR705434-1EA | https://www.sigmaaldrich.com/LT/en
BR719805-1EA | BRAND(TM) BLAUBRAND(R) COUNTING CHAMBE& | 1X1EA | 1 | 56 | Sigma-Aldrich | BR719805-1EA | https://www.sigmaaldrich.com/LT/en
BR749321-1000EA | BRAND(TM) MICRO HAEMATOCRIT CAPILLARY,& | 1X1000EA | 1 | 28 | Sigma-Aldrich | BR749321-1000EA | https://www.sigmaaldrich.com/LT/en
BR759700-1EA | BRAND(TM) STAND FOR DISPOSAL BAGS, INC | 1X1EA | 1 | 24 | Sigma-Aldrich | BR759700-1EA | https://www.sigmaaldrich.com/LT/en
BR780750-500EA | BRAND(TM) MICRO TUBE WITH BULK SCREW C& | 1X500EA | 1 | 167 | Sigma-Aldrich | BR780750-500EA | https://www.sigmaaldrich.com/LT/en
BR781040-10EA | BRAND(TM) PC CENTRIFUGE TUBE, VOLUME 1& | 1X10EA | 1 | 400 | Sigma-Aldrich | BR781040-10EA | https://www.sigmaaldrich.com/LT/en
BR781305-1000EA | BRAND(TM) PCR-TUBES, 0.2 ML, COLOURLES& | 1X1000EA | 1 | 52 | Sigma-Aldrich | BR781305-1000EA | https://www.sigmaaldrich.com/LT/en
BR781327-1PK | BRAND(TM) PCR TUBES AND CAPS, STRIPS O& | 1X1PAK | 1 | 208 | Sigma-Aldrich | BR781327-1PK | https://www.sigmaaldrich.com/LT/en
BR781357-50EA | BRAND(TM) 96-WELL PCR PLATE, SEMI-SKIR& | 1X50EA | 1 | 200 | Sigma-Aldrich | BR781357-50EA | https://www.sigmaaldrich.com/LT/en
BR781378-50EA | BRAND(TM) 96-WELL PCR PLATE, SKIRTED,& | 1X50EA | 1 | 287 | Sigma-Aldrich | BR781378-50EA | https://www.sigmaaldrich.com/LT/en
BR781500-1PK | BRAND(TM) 1.2 ML TUBES WITH RACK, 1.2 M& | 1X1PAK | 1 | 111 | Sigma-Aldrich | BR781500-1PK | https://www.sigmaaldrich.com/LT/en
BR781608-100EA | BRAND(TM) MICROPLATE BRANDPLATES(R), P& | 1X100EA | 1 | 266 | Sigma-Aldrich | BR781608-100EA | https://www.sigmaaldrich.com/LT/en
BR781663-50EA | BRAND(TM) MICROPLATE BRANDPLATES(R), P& | 1X50EA | 1 | 127 | Sigma-Aldrich | BR781663-50EA | https://www.sigmaaldrich.com/LT/en
BR781722-100EA | BRAND(TM) MICROPLATE BRANDPLATES(R), I& | 1X100EA | 1 | 161 | Sigma-Aldrich | BR781722-100EA | https://www.sigmaaldrich.com/LT/en
BR781974-5EA | BRAND(TM) MICROPLATE BRANDPLATES(R), C& | 1X5EA | 1 | 65 | Sigma-Aldrich | BR781974-5EA | https://www.sigmaaldrich.com/LT/en
BR782034-5EA | BRAND(TM) MICROPLATE BRANDPLATES(R), C& | 1X5EA | 1 | 68 | Sigma-Aldrich | BR782034-5EA | https://www.sigmaaldrich.com/LT/en
BR87604-12EA | BRAND(TM) PP BEAKER WITH SPOUT, LOW FO& | 1X12EA | 1 | 19 | Sigma-Aldrich | BR87604-12EA | https://www.sigmaaldrich.com/LT/en
BR90238-1EA | BRAND(TM) ETFE BEAKER WITH SPOUT, LOW& | 1X1EA | 1 | 20 | Sigma-Aldrich | BR90238-1EA | https://www.sigmaaldrich.com/LT/en
BR90641-10EA | BRAND(TM) GLASS BEAKER WITH SPOUT, TAL& | 1X10EA | 1 | 99 | Sigma-Aldrich | BR90641-10EA | https://www.sigmaaldrich.com/LT/en
BR91253-10EA | BRAND(TM) GLASS BEAKER WITH SPOUT, LOW& | 1X10EA | 1 | 152 | Sigma-Aldrich | BR91253-10EA | https://www.sigmaaldrich.com/LT/en
BR92773-1EA | BRAND(TM) ERLENMEYER FLASK WITH BEADED& | 1X1EA | 1 | 85 | Sigma-Aldrich | BR92773-1EA | https://www.sigmaaldrich.com/LT/en
WHA2600204A | WHATMAN(TM) TEST PAPERS, ACID ALKALI, R& | 1X1EA | 1 | 17 | Sigma-Aldrich | WHA2600204A | https://www.sigmaaldrich.com/LT/en
WHA2602500A | WHATMAN(TM) TEST PAPERS, SPECIALIZED, R& | 1X1EA | 1 | 18 | Sigma-Aldrich | WHA2602500A | https://www.sigmaaldrich.com/LT/en
WHA2600201A | WHATMAN(TM) TEST PAPERS, ACID ALKALI, R& | 1X1EA | 1 | 17 | Sigma-Aldrich | WHA2600201A | https://www.sigmaaldrich.com/LT/en
WHA1540321 | WHATMAN(TM) QUANTITATIVE FILTER PAPER, & | 1X1EA | 1 | 21 | Sigma-Aldrich | WHA1540321 | https://www.sigmaaldrich.com/LT/en
WHA1827037 | WHATMAN(R) GLASS MICROFIBER FILTERS, GR& | 1X1EA | 1 | 35 | Sigma-Aldrich | WHA1827037 | https://www.sigmaaldrich.com/LT/en
WHA67841310 | WHATMAN(TM) PURADISC(TM) 13 SYRINGE FIL& | 1X1EA | 1 | 233 | Sigma-Aldrich | WHA67841310 | https://www.sigmaaldrich.com/LT/en
WHA10400212 | WHATMAN(TM) MEMBRANE FILTERS CELLULOSE & | 1X1EA | 1 | 212 | Sigma-Aldrich | WHA10400212 | https://www.sigmaaldrich.com/LT/en
WHA68061316 | WHATMAN(TM) PURADISC(TM) 13 SYRINGE FIL& | 1X1EA | 1 | 980 | Sigma-Aldrich | WHA68061316 | https://www.sigmaaldrich.com/LT/en
WHA10410014 | WHATMAN(TM) MEMBRANE REGENERATED CELLUL& | 1X1EA | 1 | 292 | Sigma-Aldrich | WHA10410014 | https://www.sigmaaldrich.com/LT/en
WHA2610T | WHATMAN(TM) POLYCAP HD HEAVY DUTY ENCAP& | 1X1EA | 1 | 295 | Sigma-Aldrich | WHA2610T | https://www.sigmaaldrich.com/LT/en
WHA10350306 | WHATMAN(TM) CELLULOSE EXTRACTION THIMBL& | 1X1EA | 1 | 130 | Sigma-Aldrich | WHA10350306 | https://www.sigmaaldrich.com/LT/en
WHA7184014 | WHATMAN(TM) MEMBRANE FILTERS CELLULOSE & | 1X1EA | 1 | 247 | Sigma-Aldrich | WHA7184014 | https://www.sigmaaldrich.com/LT/en
WHA68092112 | WHATMAN(TM) ANOTOP(TM) 25 SYRINGE FILTE& | 1X1EA | 1 | 880 | Sigma-Aldrich | WHA68092112 | https://www.sigmaaldrich.com/LT/en
WHA1091930 | WHATMAN(R) QUALITATIVE FILTER PAPER, GR& | 1X1EA | 1 | 964 | Sigma-Aldrich | WHA1091930 | https://www.sigmaaldrich.com/LT/en
WHA7402009 | WHATMAN(TM) MEMBRANE FILTERS, NYLON, 0.& | 1X1EA | 1 | 211 | Sigma-Aldrich | WHA7402009 | https://www.sigmaaldrich.com/LT/en
WHA1820024 | WHATMAN(R) GLASS MICROFIBER FILTERS, GR& | 1X1EA | 1 | 32 | Sigma-Aldrich | WHA1820024 | https://www.sigmaaldrich.com/LT/en
WHA230600 | WHATMAN(TM) DRAIN DISC, 25 MM, POLYETHY& | 1X1EA | 1 | 74 | Sigma-Aldrich | WHA230600 | https://www.sigmaaldrich.com/LT/en
WHA10401121 | WHATMAN(TM) MEMBRANE FILTERS CELLULOSE & | 1X1EA | 1 | 398 | Sigma-Aldrich | WHA10401121 | https://www.sigmaaldrich.com/LT/en
WHA10441201 | WHATMAN(TM) GLASS VACUUM FILTRATION DEV& | 1X1EA | 1 | 153 | Sigma-Aldrich | WHA10441201 | https://www.sigmaaldrich.com/LT/en
WHA77002106 | WHATMAN(TM) UNIFILTER(TM) PLATES 384, 1& | 1X1EA | 1 | 1843 | Sigma-Aldrich | WHA77002106 | https://www.sigmaaldrich.com/LT/en
WHA10314751 | WHATMAN(R) PREPLEATED QUALITATIVE FILTE& | 1X1EA | 1 | 135 | Sigma-Aldrich | WHA10314751 | https://www.sigmaaldrich.com/LT/en
WHA1443125 | WHATMAN(TM) QUANTITATIVE FILTER PAPER, & | 1X1EA | 1 | 46 | Sigma-Aldrich | WHA1443125 | https://www.sigmaaldrich.com/LT/en
WHA67179501 | WHATMAN(TM) POLYCAP TC ENCAPSULATED FIL& | 1X1EA | 1 | 168 | Sigma-Aldrich | WHA67179501 | https://www.sigmaaldrich.com/LT/en
WHA10350247 | WHATMAN(TM) CELLULOSE EXTRACTION THIMBL& | 1X1EA | 1 | 130 | Sigma-Aldrich | WHA10350247 | https://www.sigmaaldrich.com/LT/en
WHA5226330 | WHATMAN(R) FILTER PAPER, GRADE 226, CRE& | 1X1EA | 1 | 54 | Sigma-Aldrich | WHA5226330 | https://www.sigmaaldrich.com/LT/en
WHA67831304 | WHATMAN PURADISC 13 SYRINGE FILTER 0.45 | 1X1EA | 1 | 842 | Sigma-Aldrich | WHA67831304 | https://www.sigmaaldrich.com/LT/en
WHA2200150 | WHATMAN(R) 1PS PHASE SEPARATOR FILTER P& | 1X1EA | 1 | 88 | Sigma-Aldrich | WHA2200150 | https://www.sigmaaldrich.com/LT/en
WHA68692502 | WHATMAN(R) GD/X SYRINGE FILTERS, NYLON & | 1X1EA | 1 | 504 | Sigma-Aldrich | WHA68692502 | https://www.sigmaaldrich.com/LT/en
WHA10462205 | WHATMAN(TM) PURADISC(TM) 30 SYRINGE FIL& | 1X1EA | 1 | 170 | Sigma-Aldrich | WHA10462205 | https://www.sigmaaldrich.com/LT/en
WHA10313953 | WHATMAN(R) APPLICATION SPECIFIC FILTER,& | 1X1EA | 1 | 49 | Sigma-Aldrich | WHA10313953 | https://www.sigmaaldrich.com/LT/en
WHA10409472 | WHATMAN MEMBRANE FILTERS MIXED CELLULOS& | 1X1EA | 1 | 170 | Sigma-Aldrich | WHA10409472 | https://www.sigmaaldrich.com/LT/en
WHA1540150 | WHATMAN(R) QUANTITATIVE FILTER PAPERS, & | 1X1EA | 1 | 76 | Sigma-Aldrich | WHA1540150 | https://www.sigmaaldrich.com/LT/en
WHAUN203APUGMF | WHATMAN(TM) MINI-UNIPREP(TM) SYRINGELES& | 1X1EA | 1 | 249 | Sigma-Aldrich | WHAUN203APUGMF | https://www.sigmaaldrich.com/LT/en
WHA68801302 | WHATMAN(R) GD/X SYRINGE FILTERS, CELLUL& | 1X1EA | 1 | 476 | Sigma-Aldrich | WHA68801302 | https://www.sigmaaldrich.com/LT/en
WHA77009901 | WHATMAN(TM) UNIFILTER(TM) PLATES 24, 10& | 1X1EA | 1 | 886 | Sigma-Aldrich | WHA77009901 | https://www.sigmaaldrich.com/LT/en
WHA10440003 | WHATMAN(TM) VACUUM FILTRATION APPARATUS& | 1X1EA | 1 | 138 | Sigma-Aldrich | WHA10440003 | https://www.sigmaaldrich.com/LT/en
WHAWB100024 | WHATMAN(TM) FTA(TM) CARD TECHNOLOGY, CL& | 1X1EA | 1 | 178 | Sigma-Aldrich | WHAWB100024 | https://www.sigmaaldrich.com/LT/en
WHA67862502 | WHATMAN(TM) PURADISC(TM) 25 SYRINGE FIL& | 1X1EA | 1 | 170 | Sigma-Aldrich | WHA67862502 | https://www.sigmaaldrich.com/LT/en
WHA10312544 | WHATMAN(R) QUALITATIVE FILTER PAPER, GR& | 1X1EA | 1 | 48 | Sigma-Aldrich | WHA10312544 | https://www.sigmaaldrich.com/LT/en
WHA69952504 | WHATMAN(TM) GD/X SYRINGE FILTERS 25, 0.& | 1X1EA | 1 | 2950 | Sigma-Aldrich | WHA69952504 | https://www.sigmaaldrich.com/LT/en
WHA7182001 | WHATMAN(TM) MEMBRANE FILTERS CELLULOSE & | 1X1EA | 1 | 126 | Sigma-Aldrich | WHA7182001 | https://www.sigmaaldrich.com/LT/en
WHA10312647 | WHATMAN(R) PREPLEATED QUALITATIVE FILTE& | 1X1EA | 1 | 59 | Sigma-Aldrich | WHA10312647 | https://www.sigmaaldrich.com/LT/en
WHAUS203NPENYL | WHATMAN(R) MINI-UNIPREP(TM) SYRINGELESS& | 1X1EA | 1 | 249 | Sigma-Aldrich | WHAUS203NPENYL | https://www.sigmaaldrich.com/LT/en
WHA10462260 | WHATMAN(R) PURADISC(TM) FP30 SYRINGE FI& | 1X1EA | 1 | 170 | Sigma-Aldrich | WHA10462260 | https://www.sigmaaldrich.com/LT/en
WHAWB120401 | WHATMAN(TM) FTA(TM) CARD TECHNOLOGY, EL& | 1X1EA | 1 | 131 | Sigma-Aldrich | WHAWB120401 | https://www.sigmaaldrich.com/LT/en
WHA10350437 | WHATMAN(TM) CELLULOSE EXTRACTION THIMBL& | 1X1EA | 1 | 89 | Sigma-Aldrich | WHA10350437 | https://www.sigmaaldrich.com/LT/en
WHA10371043 | WHATMAN(TM) STANDARD GLASS MICROFIBER E& | 1X1EA | 1 | 201 | Sigma-Aldrich | WHA10371043 | https://www.sigmaaldrich.com/LT/en
WHA1821110 | WHATMAN(R) GLASS MICROFIBER FILTERS, GR& | 1X1EA | 1 | 49 | Sigma-Aldrich | WHA1821110 | https://www.sigmaaldrich.com/LT/en
WHA67920404 | WHATMAN PURADISC 4 SYRINGE FILTER 0.45 U | 1X1EA | 1 | 936 | Sigma-Aldrich | WHA67920404 | https://www.sigmaaldrich.com/LT/en
WHA1822150 | WHATMAN(R) GLASS MICROFIBER FILTERS, GR& | 1X1EA | 1 | 370 | Sigma-Aldrich | WHA1822150 | https://www.sigmaaldrich.com/LT/en
WHA10350274 | WHATMAN(TM) CELLULOSE EXTRACTION THIMBL& | 1X1EA | 1 | 232 | Sigma-Aldrich | WHA10350274 | https://www.sigmaaldrich.com/LT/en
WHA68872502 | WHATMAN(R) GD/X SYRINGE FILTERS, REGENE& | 1X1EA | 1 | 539 | Sigma-Aldrich | WHA68872502 | https://www.sigmaaldrich.com/LT/en
WHA10300263 | WHATMAN(R) QUANTITATIVE FILTER PAPER, A& | 1X1EA | 1 | 52 | Sigma-Aldrich | WHA10300263 | https://www.sigmaaldrich.com/LT/en
WHA1827866 | WHATMAN(R) GLASS MICROFIBER FILTERS, GR& | 1X1EA | 1 | 359 | Sigma-Aldrich | WHA1827866 | https://www.sigmaaldrich.com/LT/en
WHA2800282 | WHATMAN(TM) HIGH PERFORMANCE CELLULOSE & | 1X1EA | 1 | 103 | Sigma-Aldrich | WHA2800282 | https://www.sigmaaldrich.com/LT/en
WHA10441203 | WHATMAN(TM) GLASS VACUUM FILTRATION DEV& | 1X1EA | 1 | 88 | Sigma-Aldrich | WHA10441203 | https://www.sigmaaldrich.com/LT/en
WHAUS503NPEPP | WHATMAN(R) MINI-UNIPREP(TM) SYRINGELESS& | 1X1EA | 1 | 2294 | Sigma-Aldrich | WHAUS503NPEPP | https://www.sigmaaldrich.com/LT/en
WHA10347523 | WHATMAN(R) QUALITATIVE FILTER PAPER FOR& | 1X1EA | 1 | 57 | Sigma-Aldrich | WHA10347523 | https://www.sigmaaldrich.com/LT/en
WHA1822037 | WHATMAN(R) GLASS MICROFIBER FILTERS, GR& | 1X1EA | 1 | 52 | Sigma-Aldrich | WHA1822037 | https://www.sigmaaldrich.com/LT/en
WHA77009904 | WHATMAN(TM) UNIFILTER(TM) PLATES 24, 10& | 1X1EA | 1 | 874 | Sigma-Aldrich | WHA77009904 | https://www.sigmaaldrich.com/LT/en
WHA5202330 | WHATMAN(R)FILTER PAPER, GRADE 202, CREP& | 1X1EA | 1 | 50 | Sigma-Aldrich | WHA5202330 | https://www.sigmaaldrich.com/LT/en
GN203NPERCSP | WHATMAN(R) MINI-UNIPREP(TM) G2 STANDARD& | 1X1EA | 1 | 468 | Sigma-Aldrich | GN203NPERCSP | https://www.sigmaaldrich.com/LT/en
WHA10409772 | WHATMAN(TM) ME MEMBRANES FOR MICROBIOLO& | 1X1EA | 1 | 170 | Sigma-Aldrich | WHA10409772 | https://www.sigmaaldrich.com/LT/en
WHA68201316 | WHATMAN(TM) PURADISC(TM) 13 SYRINGE FIL& | 1X1EA | 1 | 233 | Sigma-Aldrich | WHA68201316 | https://www.sigmaaldrich.com/LT/en
WHA1960009 | WHATMAN(TM) GLASS MICROFIBER MEMBRANE H& | 1X1EA | 1 | 1206 | Sigma-Aldrich | WHA1960009 | https://www.sigmaaldrich.com/LT/en
WHA10347671 | WHATMAN WEIGHING BOATS AND PAPER, B-2 S& | 1X1EA | 1 | 33 | Sigma-Aldrich | WHA10347671 | https://www.sigmaaldrich.com/LT/en
WHAGN203NPEAQU | WHATMAN(R) MINI-UNIPREP(TM) G2, CLEAR, & | 1X1EA | 1 | 463 | Sigma-Aldrich | WHAGN203NPEAQU | https://www.sigmaaldrich.com/LT/en
WHA10534321 | WHATMAN(TM) PROTEIN SAVER CARDS, FOIL B& | 1X1EA | 1 | 69 | Sigma-Aldrich | WHA10534321 | https://www.sigmaaldrich.com/LT/en
WHA1004150 | WHATMAN(R) QUALITATIVE FILTER PAPERS, G& | 1X1EA | 1 | 30 | Sigma-Aldrich | WHA1004150 | https://www.sigmaaldrich.com/LT/en
WHAUN203NPERC | WHATMAN(TM) MINI-UNIPREP(TM) SYRINGELES& | 1X1EA | 1 | 244 | Sigma-Aldrich | WHAUN203NPERC | https://www.sigmaaldrich.com/LT/en
WHA10311843 | WHATMAN(R) PREPLEATED QUALITATIVE FILTE& | 1X1EA | 1 | 46 | Sigma-Aldrich | WHA10311843 | https://www.sigmaaldrich.com/LT/en
WHA1444150 | WHATMAN(R) QUANTITATIVE FILTER PAPERS, & | 1X1EA | 1 | 61 | Sigma-Aldrich | WHA1444150 | https://www.sigmaaldrich.com/LT/en
WHA10453001 | WHATMAN(TM) PRESSURE FILTRATION DEVICES& | 1X1EA | 1 | 90 | Sigma-Aldrich | WHA10453001 | https://www.sigmaaldrich.com/LT/en
WHA7141104 | WHATMAN(TM) MEMBRANE FILTERS MIXED CELL& | 1X1EA | 1 | 108 | Sigma-Aldrich | WHA7141104 | https://www.sigmaaldrich.com/LT/en
WHA10406572 | WHATMAN(TM) ME MEMBRANES FOR MICROBIOLO& | 1X1EA | 1 | 138 | Sigma-Aldrich | WHA10406572 | https://www.sigmaaldrich.com/LT/en
WHA1540055 | WHATMAN(R) QUANTITATIVE FILTER PAPERS, & | 1X1EA | 1 | 21 | Sigma-Aldrich | WHA1540055 | https://www.sigmaaldrich.com/LT/en
WHA1541090 | WHATMAN(R) QUANTITATIVE FILTER PAPERS, & | 1X1EA | 1 | 33 | Sigma-Aldrich | WHA1541090 | https://www.sigmaaldrich.com/LT/en
WHA1002047 | WHATMAN(TM) QUALITATIVE FILTER PAPER, G& | 1X1EA | 1 | 11 | Sigma-Aldrich | WHA1002047 | https://www.sigmaaldrich.com/LT/en
WHA10407372 | WHATMAN(TM) ME MEMBRANES FOR MICROBIOLO& | 1X1EA | 1 | 554 | Sigma-Aldrich | WHA10407372 | https://www.sigmaaldrich.com/LT/en
WHAUN203NPURC | WHATMAN(TM) MINI-UNIPREP(TM) SYRINGELES& | 1X1EA | 1 | 244 | Sigma-Aldrich | WHAUN203NPURC | https://www.sigmaaldrich.com/LT/en
WHA10311645 | WHATMAN(R) PREPLEATED QUALITATIVE FILTE& | 1X1EA | 1 | 39 | Sigma-Aldrich | WHA10311645 | https://www.sigmaaldrich.com/LT/en
WHA1852042 | WHATMAN(TM) QUARTZ FILTER, GRADE QM-B, & | 1X1EA | 1 | 180 | Sigma-Aldrich | WHA1852042 | https://www.sigmaaldrich.com/LT/en
WHA68099233 | WHATMAN(R) ANOTOP(R) 10 IC SYRINGE FILT& | 1X1EA | 1 | 1157 | Sigma-Aldrich | WHA68099233 | https://www.sigmaaldrich.com/LT/en
WHA67902502 | WHATMAN(TM) PURADISC(TM) 25 SYRINGE FIL& | 1X1EA | 1 | 1519 | Sigma-Aldrich | WHA67902502 | https://www.sigmaaldrich.com/LT/en
WHA1950017 | WHATMAN(TM) GLASS MICROFIBER FILTRATION | 1X1EA | 1 | 316 | Sigma-Aldrich | WHA1950017 | https://www.sigmaaldrich.com/LT/en
GN203NPUGMFSP | WHATMAN(R) MINI-UNIPREP(TM) G2 STANDARD& | 1X1EA | 1 | 468 | Sigma-Aldrich | GN203NPUGMFSP | https://www.sigmaaldrich.com/LT/en
WHA67146004 | WHATMAN(TM) POLYCAP GW ENCAPSULATED FIL& | 1X1EA | 1 | 42 | Sigma-Aldrich | WHA67146004 | https://www.sigmaaldrich.com/LT/en
WHA7195009 | WHATMAN(TM) MEMBRANE FILTERS CELLULOSE & | 1X1EA | 1 | 174 | Sigma-Aldrich | WHA7195009 | https://www.sigmaaldrich.com/LT/en
WHA2611T | WHATMAN(TM) POLYCAP HD HEAVY DUTY ENCAP& | 1X1EA | 1 | 295 | Sigma-Aldrich | WHA2611T | https://www.sigmaaldrich.com/LT/en
GS203NPEORG | WHATMAN(R) MINI-UNIPREP(TM) G2 SLIT SEP& | 1X1EA | 1 | 484 | Sigma-Aldrich | GS203NPEORG | https://www.sigmaaldrich.com/LT/en
WHA10371103 | WHATMAN(TM) STANDARD GLASS MICROFIBER E& | 1X1EA | 1 | 170 | Sigma-Aldrich | WHA10371103 | https://www.sigmaaldrich.com/LT/en
WHA67245045 | WHATMAN(TM) POLYDISC AS IN-LINE FILTER & | 1X1EA | 1 | 148 | Sigma-Aldrich | WHA67245045 | https://www.sigmaaldrich.com/LT/en
WHA1001734 | WHATMAN(TM) QUALITATIVE FILTER PAPER, G& | 1X1EA | 1 | 713 | Sigma-Aldrich | WHA1001734 | https://www.sigmaaldrich.com/LT/en
WHA1851085 | WHATMAN(TM) QM-A QUARTZ FILTERS, CIRCLES | 1X1EA | 1 | 474 | Sigma-Aldrich | WHA1851085 | https://www.sigmaaldrich.com/LT/en
WHA67007501 | WHATMAN(TM) POLYCAP TF ENCAPSULATED FIL& | 1X1EA | 1 | 131 | Sigma-Aldrich | WHA67007501 | https://www.sigmaaldrich.com/LT/en
WHA67801304 | WHATMAN(TM) PURADISC(TM) 13 SYRINGE FIL& | 1X1EA | 1 | 157 | Sigma-Aldrich | WHA67801304 | https://www.sigmaaldrich.com/LT/en
GS203NPEPP | WHATMAN(R) MINI-UNIPREP(TM) G2 SLIT SEP& | 1X1EA | 1 | 484 | Sigma-Aldrich | GS203NPEPP | https://www.sigmaaldrich.com/LT/en
WHA67901302 | WHATMAN PURADISC 13 SYRINGE FILTER 0.2 U | 1X1EA | 1 | 842 | Sigma-Aldrich | WHA67901302 | https://www.sigmaaldrich.com/LT/en
WHA67033621 | WHATMAN(TM) POLYCAP HD HEAVY DUTY ENCAP& | 1X1EA | 1 | 59 | Sigma-Aldrich | WHA67033621 | https://www.sigmaaldrich.com/LT/en
WHA10350416 | WHATMAN(TM) EXTRACTION THIMBLE 603T, 2& | 1X1EA | 1 | 45 | Sigma-Aldrich | WHA10350416 | https://www.sigmaaldrich.com/LT/en
WHA67982510 | WHATMAN(TM) PURADISC(TM) 25 SYRINGE FIL& | 1X1EA | 1 | 1265 | Sigma-Aldrich | WHA67982510 | https://www.sigmaaldrich.com/LT/en
WHA1542070 | WHATMAN(R) QUANTITATIVE FILTER PAPERS, & | 1X1EA | 1 | 23 | Sigma-Aldrich | WHA1542070 | https://www.sigmaaldrich.com/LT/en
WHA14406168 | WHATMAN(TM) QUANTITATIVE FILTER PAPER, A | 1X1EA | 1 | 378 | Sigma-Aldrich | WHA14406168 | https://www.sigmaaldrich.com/LT/en
WHA5802125 | WHATMAN(R) PREPLEATED FILTER PAPER, GRA& | 1X1EA | 1 | 29 | Sigma-Aldrich | WHA5802125 | https://www.sigmaaldrich.com/LT/en
WHA10463804 | WHATMAN(TM) ROBY AUTOMATED FILTER 25 MM& | 1X1EA | 1 | 2548 | Sigma-Aldrich | WHA10463804 | https://www.sigmaaldrich.com/LT/en
WHAAV125NPUPSU | WHATMAN(TM) AUTOVIALS(TM) SYRINGELESS F& | 1X1EA | 1 | 244 | Sigma-Aldrich | WHAAV125NPUPSU | https://www.sigmaaldrich.com/LT/en
WHA10404001 | WHATMAN(TM) CELLULOSE ACETATE MEMBRANE,& | 1X1EA | 1 | 105 | Sigma-Aldrich | WHA10404001 | https://www.sigmaaldrich.com/LT/en
WHA10370018 | WHATMAN(TM) GLASS MICROFIBER FILTERS WI& | 1X1EA | 1 | 58 | Sigma-Aldrich | WHA10370018 | https://www.sigmaaldrich.com/LT/en
WHA10311647 | WHATMAN(R) PREPLEATED QUALITATIVE FILTE& | 1X1EA | 1 | 56 | Sigma-Aldrich | WHA10311647 | https://www.sigmaaldrich.com/LT/en
WHA2642 | WHATMAN(TM) POLYCAP PES 36 HEAVY DUTY & | 1X1EA | 1 | 264 | Sigma-Aldrich | WHA2642 | https://www.sigmaaldrich.com/LT/en
WHA1542055 | WHATMAN(TM) QUANTITATIVE FILTER PAPER, & | 1X1EA | 1 | 22 | Sigma-Aldrich | WHA1542055 | https://www.sigmaaldrich.com/LT/en
WHA2814300 | WHATMAN(R) GLASS MICROFIBER THIMBLE I.D& | 1X1EA | 1 | 166 | Sigma-Aldrich | WHA2814300 | https://www.sigmaaldrich.com/LT/en
WHA10411305 | WHATMAN(R) PTFE MEMBRANE FILTERS, TE 36& | 1X1EA | 1 | 229 | Sigma-Aldrich | WHA10411305 | https://www.sigmaaldrich.com/LT/en
WHA10370050 | WHATMAN(TM) GLASS MICROFIBER FILTERS WI& | 1X1EA | 1 | 745 | Sigma-Aldrich | WHA10370050 | https://www.sigmaaldrich.com/LT/en
WHA67842504 | WHATMAN PURADISC 25 SYRINGE FILTER 0.45 | 1X1EA | 1 | 148 | Sigma-Aldrich | WHA67842504 | https://www.sigmaaldrich.com/LT/en
WHA10463713 | WHATMAN(R) REZIST 13 SYRINGE FILTER | 1X1EA | 1 | 295 | Sigma-Aldrich | WHA10463713 | https://www.sigmaaldrich.com/LT/en
WHAUN113UGMF | WHATMAN UNIPREP SYRINGELESS FILTERS, GMF | 1X1EA | 1 | 262 | Sigma-Aldrich | WHAUN113UGMF | https://www.sigmaaldrich.com/LT/en
WHA7141004 | WHATMAN(TM) MEMBRANE FILTERS CELLULOSE & | 1X1EA | 1 | 181 | Sigma-Aldrich | WHA7141004 | https://www.sigmaaldrich.com/LT/en
WHA2810166 | WHATMAN(TM) HIGH PERFORMANCE CELLULOSE & | 1X1EA | 1 | 134 | Sigma-Aldrich | WHA2810166 | https://www.sigmaaldrich.com/LT/en
WHA2709T | WHATMAN(R) IN-LINE HEPA FILTRATION UNIT& | 1X1EA | 1 | 528 | Sigma-Aldrich | WHA2709T | https://www.sigmaaldrich.com/LT/en
WHA10371042 | WHATMAN STANDARD GLASS MICROFIBER EXTRA& | 1X1EA | 1 | 201 | Sigma-Aldrich | WHA10371042 | https://www.sigmaaldrich.com/LT/en
WHA10410314 | WHATMAN(TM) MEMBRANE REGENERATED CELLUL& | 1X1EA | 1 | 292 | Sigma-Aldrich | WHA10410314 | https://www.sigmaaldrich.com/LT/en
WHA1820090 | WHATMAN(R) GLASS MICROFIBER FILTERS, GR& | 1X1EA | 1 | 83 | Sigma-Aldrich | WHA1820090 | https://www.sigmaaldrich.com/LT/en
WHAAV115NPEORG | WHATMAN(TM) AUTOVIALS(TM) SYRINGELESS F& | 1X1EA | 1 | 156 | Sigma-Aldrich | WHAAV115NPEORG | https://www.sigmaaldrich.com/LT/en
WHA10463803 | WHATMAN(TM) ROBY AUTOMATED FILTER 25 MM& | 1X1EA | 1 | 714 | Sigma-Aldrich | WHA10463803 | https://www.sigmaaldrich.com/LT/en
WHA67942510 | WHATMAN(TM) PURADISC(TM) 25 SYRINGE FIL& | 1X1EA | 1 | 1265 | Sigma-Aldrich | WHA67942510 | https://www.sigmaaldrich.com/LT/en
WHA67130425 | WHATMAN(TM) POLYVENT(TM) AND STERIVENT(& | 1X1EA | 1 | 196 | Sigma-Aldrich | WHA67130425 | https://www.sigmaaldrich.com/LT/en
WHA68832516 | WHATMAN(R) GD/X SYRINGE FILTERS, GLASS & | 1X1EA | 1 | 2950 | Sigma-Aldrich | WHA68832516 | https://www.sigmaaldrich.com/LT/en
WHA68093112 | WHATMAN(R) ANOTOP(R) 10 PLUS SYRINGE FI& | 1X1EA | 1 | 638 | Sigma-Aldrich | WHA68093112 | https://www.sigmaaldrich.com/LT/en
WAMUPG2HCPWC1 | WHATMAN(R) MINI-UNIPREP(TM) G2 COMPRESS& | 1X1EA | 1 | 19 | Sigma-Aldrich | WAMUPG2HCPWC1 | https://www.sigmaaldrich.com/LT/en
WHA1450042 | WHATMAN(TM) QUANTITATIVE FILTER PAPER, & | 1X1EA | 1 | 20 | Sigma-Aldrich | WHA1450042 | https://www.sigmaaldrich.com/LT/en
WHA1541042 | WHATMAN(R) QUANTITATIVE FILTER PAPERS, & | 1X1EA | 1 | 20 | Sigma-Aldrich | WHA1541042 | https://www.sigmaaldrich.com/LT/en
WHA3003917 | WHATMAN(TM) CELLULOSE CHROMATOGRAPHY PA& | 1X1EA | 1 | 409 | Sigma-Aldrich | WHA3003917 | https://www.sigmaaldrich.com/LT/en
WHA5802240 | WHATMAN(R) PREPLEATED FILTER PAPER, GRA& | 1X1EA | 1 | 53 | Sigma-Aldrich | WHA5802240 | https://www.sigmaaldrich.com/LT/en
WHA67802510 | WHATMAN(TM) PURADISC(TM) 25 SYRINGE FIL& | 1X1EA | 1 | 119 | Sigma-Aldrich | WHA67802510 | https://www.sigmaaldrich.com/LT/en
WHA70604710 | WHATMAN(TM) CYCLOPORE(TM) POLYCARBONATE& | 1X1EA | 1 | 129 | Sigma-Aldrich | WHA70604710 | https://www.sigmaaldrich.com/LT/en
WHA10462243 | WHATMAN(TM) PURADISC(TM) 30 SYRINGE FIL& | 1X1EA | 1 | 895 | Sigma-Aldrich | WHA10462243 | https://www.sigmaaldrich.com/LT/en
WHA7404002 | WHATMAN(TM) MEMBRANE FILTERS, NYLON, 0.& | 1X1EA | 1 | 138 | Sigma-Aldrich | WHA7404002 | https://www.sigmaaldrich.com/LT/en
WHA67900404 | WHATMAN PURADISC 4 SYRINGE FILTER 0.45 U | 1X1EA | 1 | 782 | Sigma-Aldrich | WHA67900404 | https://www.sigmaaldrich.com/LT/en
WHA1440032 | WHATMAN(TM) QUANTITATIVE FILTER PAPER, A | 1X1EA | 1 | 20 | Sigma-Aldrich | WHA1440032 | https://www.sigmaaldrich.com/LT/en
WHA10410012 | WHATMAN(TM) MEMBRANE REGENERATED CELLUL& | 1X1EA | 1 | 257 | Sigma-Aldrich | WHA10410012 | https://www.sigmaaldrich.com/LT/en
WHA10401170 | WHATMAN(TM) MEMBRANE FILTERS CELLULOSE & | 1X1EA | 1 | 203 | Sigma-Aldrich | WHA10401170 | https://www.sigmaaldrich.com/LT/en
WHA1004320 | WHATMAN(R) QUALITATIVE FILTER PAPERS, G& | 1X1EA | 1 | 110 | Sigma-Aldrich | WHA1004320 | https://www.sigmaaldrich.com/LT/en
WHA10334352 | WHATMAN(R) PREPLEATED QUALITATIVE FILTE& | 1X1EA | 1 | 77 | Sigma-Aldrich | WHA10334352 | https://www.sigmaaldrich.com/LT/en
WHA10311887 | WHATMAN(R) QUALITATIVE FILTER PAPER, GR& | 1X1EA | 1 | 1216 | Sigma-Aldrich | WHA10311887 | https://www.sigmaaldrich.com/LT/en
WHA67830402 | WHATMAN PURADISC 4 SYRINGE FILTER 0.2 UM | 1X1EA | 1 | 779 | Sigma-Aldrich | WHA67830402 | https://www.sigmaaldrich.com/LT/en
WHA420100 | WHATMAN(TM) PLASTIC FILTER HOLDERS, POP& | 1X1EA | 1 | 88 | Sigma-Aldrich | WHA420100 | https://www.sigmaaldrich.com/LT/en
WHA77011651 | WHATMAN(TM) UNIPLATE(TM) MICROPLATES 9& | 1X1EA | 1 | 194 | Sigma-Aldrich | WHA77011651 | https://www.sigmaaldrich.com/LT/en
WHA10463062 | WHATMAN SPARTAN HPLC CERTIFIED SYRINGE & | 1X1EA | 1 | 1098 | Sigma-Aldrich | WHA10463062 | https://www.sigmaaldrich.com/LT/en
WHA1006185 | WHATMAN(TM) QUALITATIVE FILTER PAPER, G& | 1X1EA | 1 | 45 | Sigma-Aldrich | WHA1006185 | https://www.sigmaaldrich.com/LT/en
WHAUN203NPUPES | WHATMAN(R) MINI-UNIPREP(TM) SYRINGELESS& | 1X1EA | 1 | 244 | Sigma-Aldrich | WHAUN203NPUPES | https://www.sigmaaldrich.com/LT/en
WHA1827808 | WHATMAN(R) GLASS MICROFIBER FILTERS, GR& | 1X1EA | 1 | 131 | Sigma-Aldrich | WHA1827808 | https://www.sigmaaldrich.com/LT/en
WHA1002110 | WHATMAN(R) QUALITATIVE FILTER PAPERS, G& | 1X1EA | 1 | 18 | Sigma-Aldrich | WHA1002110 | https://www.sigmaaldrich.com/LT/en
WHA1822025 | WHATMAN(R) GLASS MICROFIBER FILTERS, GR& | 1X1EA | 1 | 45 | Sigma-Aldrich | WHA1822025 | https://www.sigmaaldrich.com/LT/en
WHA1825047 | WHATMAN(R) GLASS MICROFIBER FILTERS, GR& | 1X1EA | 1 | 143 | Sigma-Aldrich | WHA1825047 | https://www.sigmaaldrich.com/LT/en
WHA1440070 | WHATMAN(R) QUANTITATIVE FILTER PAPERS, & | 1X1EA | 1 | 22 | Sigma-Aldrich | WHA1440070 | https://www.sigmaaldrich.com/LT/en
WHA67751304 | WHATMAN(TM) PURADISC(TM) 13 SYRINGE FIL& | 1X1EA | 1 | 152 | Sigma-Aldrich | WHA67751304 | https://www.sigmaaldrich.com/LT/en
WHA10310645 | WHATMAN(R) APPLICATION SPECIFIC FILTER,& | 1X1EA | 1 | 60 | Sigma-Aldrich | WHA10310645 | https://www.sigmaaldrich.com/LT/en
WHA1541150 | WHATMAN(R) QUANTITATIVE FILTER PAPERS, & | 1X1EA | 1 | 75 | Sigma-Aldrich | WHA1541150 | https://www.sigmaaldrich.com/LT/en
WHAWB120410 | WHATMAN(TM) FTA(TM) CARD TECHNOLOGY, EL& | 1X1EA | 1 | 490 | Sigma-Aldrich | WHAWB120410 | https://www.sigmaaldrich.com/LT/en
WHA10463814 | WHATMAN(TM) ROBY AUTOMATED FILTER 25 MM& | 1X1EA | 1 | 711 | Sigma-Aldrich | WHA10463814 | https://www.sigmaaldrich.com/LT/en
WHA10400772 | WHATMAN(TM) MEMBRANE FILTERS MIXED CELL& | 1X1EA | 1 | 205 | Sigma-Aldrich | WHA10400772 | https://www.sigmaaldrich.com/LT/en
WHA10300145 | WHATMAN(R) PREPLEATED QUANTITATIVE FILT& | 1X1EA | 1 | 91 | Sigma-Aldrich | WHA10300145 | https://www.sigmaaldrich.com/LT/en
WHAWB120311 | WHATMAN(TM) FTA(TM) CARD TECHNOLOGY, MI& | 1X1EA | 1 | 141 | Sigma-Aldrich | WHAWB120311 | https://www.sigmaaldrich.com/LT/en
WHA1006090 | WHATMAN(R) QUALITATIVE FILTER PAPERS GR& | 1X1EA | 1 | 16 | Sigma-Aldrich | WHA1006090 | https://www.sigmaaldrich.com/LT/en
WHA10411213 | WHATMAN(TM) MEMBRANE PTFE FILTERS, TE37& | 1X1EA | 1 | 294 | Sigma-Aldrich | WHA10411213 | https://www.sigmaaldrich.com/LT/en
WHA1002270 | WHATMAN(TM) QUALITATIVE FILTER PAPER, G& | 1X1EA | 1 | 59 | Sigma-Aldrich | WHA1002270 | https://www.sigmaaldrich.com/LT/en
WHA67942504 | WHATMAN(TM) PURADISC(TM) 25 SYRINGE FIL& | 1X1EA | 1 | 1265 | Sigma-Aldrich | WHA67942504 | https://www.sigmaaldrich.com/LT/en
WHA5201110 | WHATMAN(R) FILTER PAPER, GRADE 201, CIR& | 1X1EA | 1 | 10 | Sigma-Aldrich | WHA5201110 | https://www.sigmaaldrich.com/LT/en
WHA1541125 | WHATMAN(R) QUANTITATIVE FILTER PAPERS, & | 1X1EA | 1 | 52 | Sigma-Aldrich | WHA1541125 | https://www.sigmaaldrich.com/LT/en
WHA10471101 | WHATMAN(TM) SV003 BRAIDED PRESSURE HOSE& | 1X1EA | 1 | 244 | Sigma-Aldrich | WHA10471101 | https://www.sigmaaldrich.com/LT/en
WHA7408004 | WHATMAN(TM) MEMBRANE FILTERS, NYLON, 0.& | 1X1EA | 1 | 182 | Sigma-Aldrich | WHA7408004 | https://www.sigmaaldrich.com/LT/en
WHA1202320 | WHATMAN(R) QUALITATIVE FILTER PAPERS, G& | 1X1EA | 1 | 134 | Sigma-Aldrich | WHA1202320 | https://www.sigmaaldrich.com/LT/en
WHA1950009 | WHATMAN(TM) GLASS MICROFIBER FILTRATION | 1X1EA | 1 | 316 | Sigma-Aldrich | WHA1950009 | https://www.sigmaaldrich.com/LT/en
WHA5202240 | WHATMAN(R)FILTER PAPER, GRADE 202, CREP& | 1X1EA | 1 | 29 | Sigma-Aldrich | WHA5202240 | https://www.sigmaaldrich.com/LT/en
WHA67982501 | WHATMAN(TM) PURADISC(TM) 25 SYRINGE FIL& | 1X1EA | 1 | 1265 | Sigma-Aldrich | WHA67982501 | https://www.sigmaaldrich.com/LT/en
WHAUN113ENYL | WHATMAN UNIPREP SYRINGELESS FILTERS, NYL | 1X1EA | 1 | 262 | Sigma-Aldrich | WHAUN113ENYL | https://www.sigmaaldrich.com/LT/en
WHA1827030 | WHATMAN(R) GLASS MICROFIBER FILTERS, GR& | 1X1EA | 1 | 29 | Sigma-Aldrich | WHA1827030 | https://www.sigmaaldrich.com/LT/en
WHA1822866 | WHATMAN(TM) GLASS MICROFIBER FILTERS, GR | 1X1EA | 1 | 329 | Sigma-Aldrich | WHA1822866 | https://www.sigmaaldrich.com/LT/en
WHAAV125EORG | WHATMAN(R) AUTOVIALS(TM) PTFE MEMBRANE,& | 1X1EA | 1 | 244 | Sigma-Aldrich | WHAAV125EORG | https://www.sigmaaldrich.com/LT/en
WHA1005042 | WHATMAN(R) QUALITATIVE FILTER PAPERS GR& | 1X1EA | 1 | 10 | Sigma-Aldrich | WHA1005042 | https://www.sigmaaldrich.com/LT/en
WHA10442201 | WHATMAN(TM) GLASS VACUUM FILTRATION DEV& | 1X1EA | 1 | 178 | Sigma-Aldrich | WHA10442201 | https://www.sigmaaldrich.com/LT/en
WHA7188002 | WHATMAN(TM) MEMBRANE FILTERS CELLULOSE & | 1X1EA | 1 | 127 | Sigma-Aldrich | WHA7188002 | https://www.sigmaaldrich.com/LT/en
WHA10537138 | WHATMAN(R) QUALITATIVE FILTER PAPER FOR& | 1X1EA | 1 | 526 | Sigma-Aldrich | WHA10537138 | https://www.sigmaaldrich.com/LT/en
WHA67681304 | WHATMAN(TM) PURADISC(TM) 13 SYRINGE FIL& | 1X1EA | 1 | 2401 | Sigma-Aldrich | WHA67681304 | https://www.sigmaaldrich.com/LT/en
WHA10311814 | WHATMAN(R) QUALITATIVE FILTER PAPER, GR& | 1X1EA | 1 | 34 | Sigma-Aldrich | WHA10311814 | https://www.sigmaaldrich.com/LT/en
WHA10936215 | WHATMAN(TM) QUALITATIVE FILTER PAPER, G& | 1X1EA | 1 | 123 | Sigma-Aldrich | WHA10936215 | https://www.sigmaaldrich.com/LT/en
WHA1440185 | WHATMAN(R) QUANTITATIVE FILTER PAPERS, & | 1X1EA | 1 | 93 | Sigma-Aldrich | WHA1440185 | https://www.sigmaaldrich.com/LT/en
WHA10334347 | WHATMAN(R) PREPLEATED QUALITATIVE FILTE& | 1X1EA | 1 | 42 | Sigma-Aldrich | WHA10334347 | https://www.sigmaaldrich.com/LT/en
WHA67522504 | WHATMAN(TM) PURADISC(TM) 25 SYRINGE FIL& | 1X1EA | 1 | 1000 | Sigma-Aldrich | WHA67522504 | https://www.sigmaaldrich.com/LT/en
WHA10463400 | WHATMAN(TM) POLYDISC GW IN-LINE FILTER & | 1X1EA | 1 | 239 | Sigma-Aldrich | WHA10463400 | https://www.sigmaaldrich.com/LT/en
WHAUN203APEPP | WHATMAN(TM) MINI-UNIPREP(TM) SYRINGELES& | 1X1EA | 1 | 249 | Sigma-Aldrich | WHAUN203APEPP | https://www.sigmaaldrich.com/LT/en
WHA1450917 | WHATMAN(TM) QUANTITATIVE FILTER PAPER, H | 1X1EA | 1 | 301 | Sigma-Aldrich | WHA1450917 | https://www.sigmaaldrich.com/LT/en
WHAAV125UNAO | WHATMAN(R) AUTOVIALS(TM) NYLON MEMBRANE& | 1X1EA | 1 | 244 | Sigma-Aldrich | WHAAV125UNAO | https://www.sigmaaldrich.com/LT/en
WHA69052504 | WHATMAN(R) GD/X SYRINGE FILTERS, POLYET& | 1X1EA | 1 | 2950 | Sigma-Aldrich | WHA69052504 | https://www.sigmaaldrich.com/LT/en
WHA1442070 | WHATMAN(R) QUANTITATIVE FILTER PAPERS, & | 1X1EA | 1 | 21 | Sigma-Aldrich | WHA1442070 | https://www.sigmaaldrich.com/LT/en
WHA67153601 | WHATMAN(TM) POLYCAP TC ENCAPSULATED FIL& | 1X1EA | 1 | 88 | Sigma-Aldrich | WHA67153601 | https://www.sigmaaldrich.com/LT/en
WHA70010004 | WHATMAN(TM) CELLULOSE ACETATE MEMBRANE,& | 1X1EA | 1 | 178 | Sigma-Aldrich | WHA70010004 | https://www.sigmaaldrich.com/LT/en
WHA1450055 | WHATMAN(R) QUANTITATIVE FILTER PAPERS, & | 1X1EA | 1 | 23 | Sigma-Aldrich | WHA1450055 | https://www.sigmaaldrich.com/LT/en
WHAGN203NPUAQU | WHATMAN(R) MINI-UNIPREP(TM) G2, CLEAR, & | 1X1EA | 1 | 463 | Sigma-Aldrich | WHAGN203NPUAQU | https://www.sigmaaldrich.com/LT/en
WHA68721302 | WHATMAN(R) GD/X SYRINGE FILTERS, PVDF M& | 1X1EA | 1 | 476 | Sigma-Aldrich | WHA68721302 | https://www.sigmaaldrich.com/LT/en
WHA1002090 | WHATMAN(R) QUALITATIVE FILTER PAPERS, G& | 1X1EA | 1 | 15 | Sigma-Aldrich | WHA1002090 | https://www.sigmaaldrich.com/LT/en
WHA68093002 | WHATMAN(TM) ANOTOP(TM) 10 SYRINGE FILTE& | 1X1EA | 1 | 609 | Sigma-Aldrich | WHA68093002 | https://www.sigmaaldrich.com/LT/en
WHAGN203NPEORG | WHATMAN(R) MINI-UNIPREP(TM) G2, CLEAR, & | 1X1EA | 1 | 463 | Sigma-Aldrich | WHAGN203NPEORG | https://www.sigmaaldrich.com/LT/en
WHA1001320 | WHATMAN(R) QUALITATIVE FILTER PAPERS, G& | 1X1EA | 1 | 70 | Sigma-Aldrich | WHA1001320 | https://www.sigmaaldrich.com/LT/en
WHA68912507 | WHATMAN(R) GD/X SYRINGE FILTERS, GF/F M& | 1X1EA | 1 | 2950 | Sigma-Aldrich | WHA68912507 | https://www.sigmaaldrich.com/LT/en
WHA1821090 | WHATMAN(R) GLASS MICROFIBER FILTERS, GR& | 1X1EA | 1 | 42 | Sigma-Aldrich | WHA1821090 | https://www.sigmaaldrich.com/LT/en
WHA1113500 | WHATMAN(R) QUALITATIVE FILTER PAPER, GR& | 1X1EA | 1 | 369 | Sigma-Aldrich | WHA1113500 | https://www.sigmaaldrich.com/LT/en
WHA3001640 | WHATMAN(TM) CELLULOSE CHROMATOGRAPHY PA& | 1X1EA | 1 | 45 | Sigma-Aldrich | WHA3001640 | https://www.sigmaaldrich.com/LT/en
WHA1441047 | WHATMAN(TM) QUANTITATIVE FILTER PAPER, & | 1X1EA | 1 | 19 | Sigma-Aldrich | WHA1441047 | https://www.sigmaaldrich.com/LT/en
WHA10442300 | WHATMAN(TM) GLASS VACUUM FILTRATION DEV& | 1X1EA | 1 | 761 | Sigma-Aldrich | WHA10442300 | https://www.sigmaaldrich.com/LT/en
WHA67771302 | WHATMAN PURADISC 13 SYRINGE FILTER WITH | 1X1EA | 1 | 159 | Sigma-Aldrich | WHA67771302 | https://www.sigmaaldrich.com/LT/en
WHA1001150 | WHATMAN(R) QUALITATIVE FILTER PAPERS, G& | 1X1EA | 1 | 18 | Sigma-Aldrich | WHA1001150 | https://www.sigmaaldrich.com/LT/en
WHA10450004 | WHATMAN(TM) PRESSURE FILTRATION DEVICES& | 1X1EA | 1 | 34 | Sigma-Aldrich | WHA10450004 | https://www.sigmaaldrich.com/LT/en
WHA5201940 | WHATMAN(R) FILTER PAPER, GRADE 201, SHE& | 1X1EA | 1 | 539 | Sigma-Aldrich | WHA5201940 | https://www.sigmaaldrich.com/LT/en
WHA10312745 | WHATMAN(TM) QUALITATIVE FILTER PAPER, G& | 1X1EA | 1 | 51 | Sigma-Aldrich | WHA10312745 | https://www.sigmaaldrich.com/LT/en
WHA10463102 | WHATMAN SPARTAN SYRINGE FILTERS, SPARTAN | 1X1EA | 1 | 969 | Sigma-Aldrich | WHA10463102 | https://www.sigmaaldrich.com/LT/en
WHA2800432 | WHATMAN(TM) HIGH PERFORMANCE CELLULOSE & | 1X1EA | 1 | 161 | Sigma-Aldrich | WHA2800432 | https://www.sigmaaldrich.com/LT/en
WHA68751304 | WHATMAN(R) GD/X SYRINGE FILTERS, PTFE M& | 1X1EA | 1 | 2882 | Sigma-Aldrich | WHA68751304 | https://www.sigmaaldrich.com/LT/en
WHA10312644 | WHATMAN(R) PREPLEATED QUALITATIVE FILTE& | 1X1EA | 1 | 49 | Sigma-Aldrich | WHA10312644 | https://www.sigmaaldrich.com/LT/en
WHA67205001 | WHATMAN(TM) POLYDISC TF CHEMICAL RESIST& | 1X1EA | 1 | 151 | Sigma-Aldrich | WHA67205001 | https://www.sigmaaldrich.com/LT/en
WHA1444110 | WHATMAN(R) QUANTITATIVE FILTER PAPERS, & | 1X1EA | 1 | 40 | Sigma-Aldrich | WHA1444110 | https://www.sigmaaldrich.com/LT/en
WHA1841047 | WHATMAN(TM) GLASS MICROFIBER FILTERS MU& | 1X1EA | 1 | 54 | Sigma-Aldrich | WHA1841047 | https://www.sigmaaldrich.com/LT/en
WHA1825150 | WHATMAN(R) GLASS MICROFIBER FILTERS, GR& | 1X1EA | 1 | 176 | Sigma-Aldrich | WHA1825150 | https://www.sigmaaldrich.com/LT/en
WHA1950209 | WHATMAN(TM) GLASS MICROFIBER FILTRATION& | 1X1EA | 1 | 150 | Sigma-Aldrich | WHA1950209 | https://www.sigmaaldrich.com/LT/en
WHA67147502 | WHATMAN(TM) POLYCAP TC ENCAPSULATED FIL& | 1X1EA | 1 | 129 | Sigma-Aldrich | WHA67147502 | https://www.sigmaaldrich.com/LT/en
WHA10461400 | WHATMAN(TM) FP 050/1 FILTER HOLDER, POL& | 1X1EA | 1 | 271 | Sigma-Aldrich | WHA10461400 | https://www.sigmaaldrich.com/LT/en
WHA10414012 | WHATMAN(R) NYLON-66 MEMBRANE FILTERS, N& | 1X1EA | 1 | 184 | Sigma-Aldrich | WHA10414012 | https://www.sigmaaldrich.com/LT/en
WHA77040001 | WHATMAN(TM) UNISEAL MICROPLATE SEALS, 2& | 1X1EA | 1 | 76 | Sigma-Aldrich | WHA77040001 | https://www.sigmaaldrich.com/LT/en
WHA67842501 | WHATMAN(TM) PURADISC(TM) 25 SYRINGE FIL& | 1X1EA | 1 | 147 | Sigma-Aldrich | WHA67842501 | https://www.sigmaaldrich.com/LT/en
WHA1001240 | WHATMAN(R) QUALITATIVE FILTER PAPERS, G& | 1X1EA | 1 | 43 | Sigma-Aldrich | WHA1001240 | https://www.sigmaaldrich.com/LT/en
WHA3030221 | WHATMAN(TM) CELLULOSE CHROMATOGRAPHY PA& | 1X1EA | 1 | 111 | Sigma-Aldrich | WHA3030221 | https://www.sigmaaldrich.com/LT/en
GN203NPUGMF | WHATMAN(R) MINI-UNIPREP(TM) G2 STANDARD& | 1X1EA | 1 | 463 | Sigma-Aldrich | GN203NPUGMF | https://www.sigmaaldrich.com/LT/en
WHA1006110 | WHATMAN(R) QUALITATIVE FILTER PAPERS GR& | 1X1EA | 1 | 20 | Sigma-Aldrich | WHA1006110 | https://www.sigmaaldrich.com/LT/en
WHA1822024 | WHATMAN(R) GLASS MICROFIBER FILTERS, GR& | 1X1EA | 1 | 45 | Sigma-Aldrich | WHA1822024 | https://www.sigmaaldrich.com/LT/en
WHA7402001 | WHATMAN(TM) MEMBRANE FILTERS NYLON, 0.2& | 1X1EA | 1 | 121 | Sigma-Aldrich | WHA7402001 | https://www.sigmaaldrich.com/LT/en
WHA2800185 | WHATMAN(TM) HIGH PERFORMANCE CELLULOSE & | 1X1EA | 1 | 95 | Sigma-Aldrich | WHA2800185 | https://www.sigmaaldrich.com/LT/en
WHA67882502 | WHATMAN(TM) PURADISC(TM) 25 SYRINGE FIL& | 1X1EA | 1 | 554 | Sigma-Aldrich | WHA67882502 | https://www.sigmaaldrich.com/LT/en
WHA77013250 | WHATMAN(TM) UNIPLATE(TM) MICROPLATES 9& | 1X1EA | 1 | 180 | Sigma-Aldrich | WHA77013250 | https://www.sigmaaldrich.com/LT/en
WHA2810258 | WHATMAN(TM) HIGH PERFORMANCE CELLULOSE & | 1X1EA | 1 | 131 | Sigma-Aldrich | WHA2810258 | https://www.sigmaaldrich.com/LT/en
WHA10313209 | WHATMAN(TM) FILTER PAPER VAT DYE TEST & | 1X1EA | 1 | 10 | Sigma-Aldrich | WHA10313209 | https://www.sigmaaldrich.com/LT/en
BR113935-100EA | BRAND(TM) CULTURE TUBE, SCREW CAP, 16 & | 1X100EA | 1 | 59 | Sigma-Aldrich | BR113935-100EA | https://www.sigmaaldrich.com/LT/en
BR114521-10EA | BRAND(TM) GRADUATED GLASS TEST TUBE, C& | 1X10EA | 1 | 138 | Sigma-Aldrich | BR114521-10EA | https://www.sigmaaldrich.com/LT/en
BR115515-1EA | BRAND(TM) TEST TUBE RACK, PTFE, CAPACI& | 1X1EA | 1 | 107 | Sigma-Aldrich | BR115515-1EA | https://www.sigmaaldrich.com/LT/en
BR124639-1EA | BRAND(TM) DROPPIN&G BOTTLE WITH DROPPIN& | 1X1EA | 1 | 14 | Sigma-Aldrich | BR124639-1EA | https://www.sigmaaldrich.com/LT/en
BR13903-1EA | BRAND(TM) COMPACT SILBERBRAND BURETTE,& | 1X1EA | 1 | 58 | Sigma-Aldrich | BR13903-1EA | https://www.sigmaaldrich.com/LT/en
BR13913-1EA | BRAND(TM) COMPACT BLAUBRAND(R) BURETTE& | 1X1EA | 1 | 65 | Sigma-Aldrich | BR13913-1EA | https://www.sigmaaldrich.com/LT/en
BR144180-5EA | BRAND(TM) ATOMIZER, PE-HD, CAPACITY 40& | 1X5EA | 1 | 45 | Sigma-Aldrich | BR144180-5EA | https://www.sigmaaldrich.com/LT/en
BR145619-10EA | BRAND(TM) FUNNEL SHORT STEM, GLASS, FL& | 1X10EA | 1 | 464 | Sigma-Aldrich | BR145619-10EA | https://www.sigmaaldrich.com/LT/en
BR148220-20EA | BRAND(TM) FUNNEL WITH INTERNAL FLUTING& | 1X20EA | 1 | 92 | Sigma-Aldrich | BR148220-20EA | https://www.sigmaaldrich.com/LT/en
BR150015-10EA | BRAND(TM) WATCH GLASS, DIAM. 50 MM, SO& | 1X10EA | 1 | 24 | Sigma-Aldrich | BR150015-10EA | https://www.sigmaaldrich.com/LT/en
BR150910-1EA | BRAND(TM) WATCH GLASS, PTFE, DIAM. 75 & | 1X1EA | 1 | 15 | Sigma-Aldrich | BR150910-1EA | https://www.sigmaaldrich.com/LT/en
BR21914-1EA | BRAND(TM) BLAUBRAND(R) AUTOMATIC BURET& | 1X1EA | 1 | 197 | Sigma-Aldrich | BR21914-1EA | https://www.sigmaaldrich.com/LT/en
BR22522-1EA | BRAND(TM) BLAUBRAND(R) AUTOMATIC BURET& | 1X1EA | 1 | 211 | Sigma-Aldrich | BR22522-1EA | https://www.sigmaaldrich.com/LT/en
BR24265-2EA | BRAND(R) BLAUBRAND MICRO BURETTE, BANG P | 1X2EA | 1 | 298 | Sigma-Aldrich | BR24265-2EA | https://www.sigmaaldrich.com/LT/en
BR27824-6EA | BRAND(TM) GRADUATED PIPETTE, 20 ML& | 1X6EA | 1 | 74 | Sigma-Aldrich | BR27824-6EA | https://www.sigmaaldrich.com/LT/en
BR30607-6EA | BRAND(TM) USP BLAUBRAND(R) VOLUMETRIC& | 1X6EA | 1 | 45 | Sigma-Aldrich | BR30607-6EA | https://www.sigmaaldrich.com/LT/en
BR31720-2EA | BRAND(TM) SILBERBRAND CLASS B GLASS ME& | 1X2EA | 1 | 19 | Sigma-Aldrich | BR31720-2EA | https://www.sigmaaldrich.com/LT/en
BR36120-1EA | BRAND(TM) VOLUMETRIC FLASK, PMP (TPX),& | 1X1EA | 1 | 11 | Sigma-Aldrich | BR36120-1EA | https://www.sigmaaldrich.com/LT/en
BR36948-2EA | BRAND(TM) VOLUMETRIC FLASK, USP BLAUBR& | 1X2EA | 1 | 39 | Sigma-Aldrich | BR36948-2EA | https://www.sigmaaldrich.com/LT/en
BR36983-1EA | BRAND(TM) VOLUMETRIC FLASK, USP BLAUBR& | 1X1EA | 1 | 60 | Sigma-Aldrich | BR36983-1EA | https://www.sigmaaldrich.com/LT/en
BR37481-2EA | BRAND(TM) VOLUMETRIC FLASK, USP, BLAUB& | 1X2EA | 1 | 54 | Sigma-Aldrich | BR37481-2EA | https://www.sigmaaldrich.com/LT/en
BR43020-1EA | BRAND(TM) GLASS BOTTLE-TOP TILT PIPETT& | 1X1EA | 1 | 77 | Sigma-Aldrich | BR43020-1EA | https://www.sigmaaldrich.com/LT/en
BR43308-1EA | BRAND(TM) BLAUBRAND(R) DENSITY BOTTLE,& | 1X1EA | 1 | 46 | Sigma-Aldrich | BR43308-1EA | https://www.sigmaaldrich.com/LT/en
BR458733-10EA | BRAND(TM) FILTER CRUCIBLE, GLASS, 50 M& | 1X10EA | 1 | 303 | Sigma-Aldrich | BR458733-10EA | https://www.sigmaaldrich.com/LT/en
BR470055-2000EA | BRAND(TM) COVER GLASS, 22 X 22 MM, SQU& | 1X2000EA | 1 | 92 | Sigma-Aldrich | BR470055-2000EA | https://www.sigmaaldrich.com/LT/en
BR472800-10EA | BRAND(TM) STAINING TROUGH, COPLIN PATT& | 1X10EA | 1 | 148 | Sigma-Aldrich | BR472800-10EA | https://www.sigmaaldrich.com/LT/en
BR475505-50EA | BRAND(TM) CAVITY SLIDES, 76 X 26 MM, 1& | 1X50EA | 1 | 130 | Sigma-Aldrich | BR475505-50EA | https://www.sigmaaldrich.com/LT/en
BR701350-24EA | BRAND(TM) 96-WELL PLATE, DEEP WELL, 1.& | 1X24EA | 1 | 105 | Sigma-Aldrich | BR701350-24EA | https://www.sigmaaldrich.com/LT/en
BR705329-1EA | BRAND(TM) TRANSFERPETTE(R) ELECTRONIC & | 1X1EA | 1 | 341 | Sigma-Aldrich | BR705329-1EA | https://www.sigmaaldrich.com/LT/en
BR705484-1EA | BRAND(TM) ELECTRONIC TRANSFERPETTE(R)& | 1X1EA | 1 | 794 | Sigma-Aldrich | BR705484-1EA | https://www.sigmaaldrich.com/LT/en
BR709101-1000EA | BRAND(TM) BLAUBRAND(R) MICROPIPETTES, & | 1X1000EA | 1 | 81 | Sigma-Aldrich | BR709101-1000EA | https://www.sigmaaldrich.com/LT/en
BR718005-1EA | BRAND(TM) BLAUBRAND(R) COUNTING CHAMBE& | 1X1EA | 1 | 56 | Sigma-Aldrich | BR718005-1EA | https://www.sigmaaldrich.com/LT/en
BR723016-100EA | BRAND(TM) HAEMACYTOMETER COVER GLASS, & | 1X100EA | 1 | 281 | Sigma-Aldrich | BR723016-100EA | https://www.sigmaaldrich.com/LT/en
BR758905-1000EA | BRAND(TM) URINE BEAKER, PP, SCREW CAP,& | 1X1000EA | 1 | 241 | Sigma-Aldrich | BR758905-1000EA | https://www.sigmaaldrich.com/LT/en
BR780700-1000EA | BRAND(TM) MICRO TUBE WITH ATTACHED SCR& | 1X1000EA | 1 | 130 | Sigma-Aldrich | BR780700-1000EA | https://www.sigmaaldrich.com/LT/en
BR780755-500EA | BRAND(TM) MICRO TUBES WITH TAMPER-EVID& | 1X500EA | 1 | 228 | Sigma-Aldrich | BR780755-500EA | https://www.sigmaaldrich.com/LT/en
BR781313-1000EA | BRAND(TM) PCR-TUBES, 0.5 ML, GREEN, IN& | 1X1000EA | 1 | 48 | Sigma-Aldrich | BR781313-1000EA | https://www.sigmaaldrich.com/LT/en
BR781340-1PK | BRAND(TM) STRIPS OF 8 CAPS, PP, CLEAR,& | 1X1PAK | 1 | 30 | Sigma-Aldrich | BR781340-1PK | https://www.sigmaaldrich.com/LT/en
BR781367-50EA | BRAND(TM) 96-WELL PCR PLATE, NON-SKIRT& | 1X50EA | 1 | 189 | Sigma-Aldrich | BR781367-50EA | https://www.sigmaaldrich.com/LT/en
BR781400-50EA | BRAND(TM) 96-WELL PCR PLATE, SEMI-SKIR& | 1X50EA | 1 | 176 | Sigma-Aldrich | BR781400-50EA | https://www.sigmaaldrich.com/LT/en
BR781535-120EA | BRAND(TM) 1.2 ML TUBES WITH RACK, 8 STR& | 1X120EA | 1 | 37 | Sigma-Aldrich | BR781535-120EA | https://www.sigmaaldrich.com/LT/en
GE28-9322-94 | VIVASPIN 6, 5 KDA MWCO PES | 1X1EA | 1 | 247 | Sigma-Aldrich | GE28-9322-94 | https://www.sigmaaldrich.com/LT/en
WHA68741304 | WHATMAN(R) GD/X SYRINGE FILTERS, PTFE M& | 1X1EA | 1 | 476 | Sigma-Aldrich | WHA68741304 | https://www.sigmaaldrich.com/LT/en
WHA10311644 | WHATMAN(R) PREPLEATED QUALITATIVE FILTE& | 1X1EA | 1 | 32 | Sigma-Aldrich | WHA10311644 | https://www.sigmaaldrich.com/LT/en
GS203NPUAQUSP | WHATMAN(R) MINI-UNIPREP(TM) G2 SLIT SEP& | 1X1EA | 1 | 490 | Sigma-Aldrich | GS203NPUAQUSP | https://www.sigmaaldrich.com/LT/en
WHA2800330 | WHATMAN(TM) HIGH PERFORMANCE CELLULOSE & | 1X1EA | 1 | 103 | Sigma-Aldrich | WHA2800330 | https://www.sigmaaldrich.com/LT/en
WHA1113917 | WHATMAN(R) QUALITATIVE FILTER PAPER, GR& | 1X1EA | 1 | 338 | Sigma-Aldrich | WHA1113917 | https://www.sigmaaldrich.com/LT/en
WHA1004047 | WHATMAN(TM) QUALITATIVE FILTER PAPER, G& | 1X1EA | 1 | 10 | Sigma-Aldrich | WHA1004047 | https://www.sigmaaldrich.com/LT/en
WHA1202400 | WHATMAN(R) QUALITATIVE FILTER PAPERS, G& | 1X1EA | 1 | 262 | Sigma-Aldrich | WHA1202400 | https://www.sigmaaldrich.com/LT/en
WHA67205002 | WHATMAN(TM) POLYDISC TF CHEMICAL RESIST& | 1X1EA | 1 | 151 | Sigma-Aldrich | WHA67205002 | https://www.sigmaaldrich.com/LT/en
WHA9907055 | WHATMAN(R) 934-AH(R) RTU GLASS MICROFIB& | 1X1EA | 1 | 93 | Sigma-Aldrich | WHA9907055 | https://www.sigmaaldrich.com/LT/en
WHA10452006 | WHATMAN(TM) PRESSURE FILTRATION DEVICES& | 1X1EA | 1 | 14 | Sigma-Aldrich | WHA10452006 | https://www.sigmaaldrich.com/LT/en
WHA5230125 | WHATMAN(R) FILTER PAPER, GRADE 230, CRE& | 1X1EA | 1 | 10 | Sigma-Aldrich | WHA5230125 | https://www.sigmaaldrich.com/LT/en
WHA70632502 | WHATMAN(R) CYCLOPORE(R) PC MEMBRANE CIR& | 1X1EA | 1 | 101 | Sigma-Aldrich | WHA70632502 | https://www.sigmaaldrich.com/LT/en
WHAUN203APUNYL | WHATMAN(TM) MINI-UNIPREP(TM) SYRINGELES& | 1X1EA | 1 | 249 | Sigma-Aldrich | WHAUN203APUNYL | https://www.sigmaaldrich.com/LT/en
BR781620-50EA | BRAND(TM) MICROPLATE BRANDPLATES(R), P& | 1X50EA | 1 | 165 | Sigma-Aldrich | BR781620-50EA | https://www.sigmaaldrich.com/LT/en
BR781680-50EA | BRAND(TM) MICROPLATE BRANDPLATES(R), P& | 1X50EA | 1 | 248 | Sigma-Aldrich | BR781680-50EA | https://www.sigmaaldrich.com/LT/en
BR781912-5EA | BRAND(TM) MICROPLATE BRANDPLATES(R), I& | 1X5EA | 1 | 127 | Sigma-Aldrich | BR781912-5EA | https://www.sigmaaldrich.com/LT/en
BR781986-50EA | BRAND(TM) MICROPLATE BRANDPLATES(R), C& | 1X50EA | 1 | 804 | Sigma-Aldrich | BR781986-50EA | https://www.sigmaaldrich.com/LT/en
BR782301-100EA | BRAND(TM) STRIP PLATES, 96-WELL, 12 X& | 1X100EA | 1 | 634 | Sigma-Aldrich | BR782301-100EA | https://www.sigmaaldrich.com/LT/en
BR87822-6EA | BRAND(TM) PP BEAKER WITH SPOUT, LOW FO& | 1X6EA | 1 | 56 | Sigma-Aldrich | BR87822-6EA | https://www.sigmaaldrich.com/LT/en
BR90262-1EA | BRAND(TM) ETFE BEAKER WITH SPOUT, LOW& | 1X1EA | 1 | 89 | Sigma-Aldrich | BR90262-1EA | https://www.sigmaaldrich.com/LT/en
BR90668-2EA | BRAND(TM) GLASS BEAKER WITH SPOUT, TAL& | 1X2EA | 1 | 133 | Sigma-Aldrich | BR90668-2EA | https://www.sigmaaldrich.com/LT/en
BR92714-10EA | BRAND(TM) ERLENMEYER FLASK WITH BEADED& | 1X10EA | 1 | 83 | Sigma-Aldrich | BR92714-10EA | https://www.sigmaaldrich.com/LT/en
BR92836-10EA | BRAND(TM) ERLENMEYER FLASK WITH BEADED& | 1X10EA | 1 | 87 | Sigma-Aldrich | BR92836-10EA | https://www.sigmaaldrich.com/LT/en
BR110710-1EA | BRAND(TM) MORTAR AND PESTLE, WITH FOOT& | 1X1EA | 1 | 41 | Sigma-Aldrich | BR110710-1EA | https://www.sigmaaldrich.com/LT/en
BR112805-10EA | BRAND(TM) FORCEP WITH POINTED ENDS, PM& | 1X10EA | 1 | 19 | Sigma-Aldrich | BR112805-10EA | https://www.sigmaaldrich.com/LT/en
BR113941-100EA | BRAND(TM) CULTURE TUBE, SCREW CAP, 16 & | 1X100EA | 1 | 72 | Sigma-Aldrich | BR113941-100EA | https://www.sigmaaldrich.com/LT/en
BR114110-144EA | BRAND(TM) CULTURE TUBE, RIMLESS, 12 X & | 1X144EA | 1 | 14 | Sigma-Aldrich | BR114110-144EA | https://www.sigmaaldrich.com/LT/en
BR114115-78EA | BRAND(TM) CULTURE TUBE, RIMLESS, 16 X & | 1X78EA | 1 | 11 | Sigma-Aldrich | BR114115-78EA | https://www.sigmaaldrich.com/LT/en
BR114524-10EA | BRAND(TM) GRADUATED GLASS TEST TUBE, C& | 1X10EA | 1 | 145 | Sigma-Aldrich | BR114524-10EA | https://www.sigmaaldrich.com/LT/en
BR114817-750EA | GRADUATED CENTRIFUGE TUBE& | 1X750EA | 1 | 330 | Sigma-Aldrich | BR114817-750EA | https://www.sigmaaldrich.com/LT/en
BR114833-1000EA | BRAND(TM) CRYOGENIC TUBE WITH SCREW CA& | 1X1000EA | 1 | 341 | Sigma-Aldrich | BR114833-1000EA | https://www.sigmaaldrich.com/LT/en
BR114841-1000EA | BRAND(TM) CRYOGENIC TUBE WITH SCREW CA& | 1X1000EA | 1 | 318 | Sigma-Aldrich | BR114841-1000EA | https://www.sigmaaldrich.com/LT/en
BR114842-1000EA | BRAND(TM) CRYOGENIC TUBE WITH SCREW CA& | 1X1000EA | 1 | 318 | Sigma-Aldrich | BR114842-1000EA | https://www.sigmaaldrich.com/LT/en
BR122538-10EA | BRAND(TM) LABORATORY BOTTLE, CAPACITY& | 1X10EA | 1 | 86 | Sigma-Aldrich | BR122538-10EA | https://www.sigmaaldrich.com/LT/en
BR122548-10EA | BRAND(TM) LABORATORY BOTTLE, CAPACITY& | 1X10EA | 1 | 99 | Sigma-Aldrich | BR122548-10EA | https://www.sigmaaldrich.com/LT/en
BR126963-1EA | BRAND(TM) RESERVOIR BOTTLE, 1000 ML, G& | 1X1EA | 1 | 16 | Sigma-Aldrich | BR126963-1EA | https://www.sigmaaldrich.com/LT/en
BR128764-1EA | BRAND(TM) PLASTIBRAND(TM) WIDE-MOUTH B& | 1X1EA | 1 | 481 | Sigma-Aldrich | BR128764-1EA | https://www.sigmaaldrich.com/LT/en
BR128928-1EA | BRAND(TM) PLASTIBRAND(TM) NARROW-MOUTH B | 1X1EA | 1 | 68 | Sigma-Aldrich | BR128928-1EA | https://www.sigmaaldrich.com/LT/en
BR130254-1EA | BRAND(TM) PLASTIBRAND(TM) AMBER NARROW& | 1X1EA | 1 | 10 | Sigma-Aldrich | BR130254-1EA | https://www.sigmaaldrich.com/LT/en
BR130262-1EA | BRAND(TM) PLASTIBRAND(TM) AMBER NARROW& | 1X1EA | 1 | 10 | Sigma-Aldrich | BR130262-1EA | https://www.sigmaaldrich.com/LT/en
BR137632-10EA | BRAND(TM) MAGNETIC STIRRING BAR, PTFE,& | 1X10EA | 1 | 55 | Sigma-Aldrich | BR137632-10EA | https://www.sigmaaldrich.com/LT/en
BR139035-6EA | BRAND(TM) SCOOP, VOLUME 500 ML, L 350 & | 1X6EA | 1 | 36 | Sigma-Aldrich | BR139035-6EA | https://www.sigmaaldrich.com/LT/en
BR139135-6EA | BRAND(TM) SCOOP, VOLUME 1000 ML, L 385& | 1X6EA | 1 | 37 | Sigma-Aldrich | BR139135-6EA | https://www.sigmaaldrich.com/LT/en
BR13926-1EA | BRAND(TM) COMPACT SILBERBRAND BURETTE,& | 1X1EA | 1 | 64 | Sigma-Aldrich | BR13926-1EA | https://www.sigmaaldrich.com/LT/en
BR13928-1EA | BRAND(TM) COMPACT SILBERBRAND BURETTE,& | 1X1EA | 1 | 64 | Sigma-Aldrich | BR13928-1EA | https://www.sigmaaldrich.com/LT/en
BR144190-5EA | BRAND(TM) ATOMIZER, PE-HD, CAPACITY 85& | 1X5EA | 1 | 48 | Sigma-Aldrich | BR144190-5EA | https://www.sigmaaldrich.com/LT/en
BR145520-1EA | BRAND(TM) FUNNEL SHORT STEM, GLASS, OU& | 1X1EA | 1 | 10 | Sigma-Aldrich | BR145520-1EA | https://www.sigmaaldrich.com/LT/en
BR145631-10EA | BRAND(TM) FUNNEL SHORT STEM, GLASS, FL& | 1X10EA | 1 | 513 | Sigma-Aldrich | BR145631-10EA | https://www.sigmaaldrich.com/LT/en
BR148240-1EA | BRAND(TM) FUNNEL WITH INTERNAL FLUTING& | 1X1EA | 1 | 14 | Sigma-Aldrich | BR148240-1EA | https://www.sigmaaldrich.com/LT/en
BR148245-1EA | BRAND(TM) FUNNEL WITH INTERNAL FLUTING& | 1X1EA | 1 | 18 | Sigma-Aldrich | BR148245-1EA | https://www.sigmaaldrich.com/LT/en
BR150020-10EA | BRAND(TM) WATCH GLASS, DIAM. 60 MM, SO& | 1X10EA | 1 | 26 | Sigma-Aldrich | BR150020-10EA | https://www.sigmaaldrich.com/LT/en
BR150050-10EA | BRAND(TM) WATCH GLASS, DIAM. 100 MM, S& | 1X10EA | 1 | 36 | Sigma-Aldrich | BR150050-10EA | https://www.sigmaaldrich.com/LT/en
BR150060-10EA | BRAND(TM) WATCH GLASS, DIAM. 120 MM, S& | 1X10EA | 1 | 43 | Sigma-Aldrich | BR150060-10EA | https://www.sigmaaldrich.com/LT/en
BR150912-1EA | BRAND(TM) WATCH GLASS, PTFE, DIAM. 80 & | 1X1EA | 1 | 17 | Sigma-Aldrich | BR150912-1EA | https://www.sigmaaldrich.com/LT/en
BR155540-500EA | BRAND(TM) WEIGHING DISH, PS, 45 X 45 X& | 1X500EA | 1 | 35 | Sigma-Aldrich | BR155540-500EA | https://www.sigmaaldrich.com/LT/en
BR155542-500EA | BRAND(TM) WEIGHING DISH, PS, 80 X 80 | 1X500EA | 1 | 64 | Sigma-Aldrich | BR155542-500EA | https://www.sigmaaldrich.com/LT/en
BR21917-1EA | BRAND(TM) SILBERBRAND(R) AUTOMATIC BUR& | 1X1EA | 1 | 197 | Sigma-Aldrich | BR21917-1EA | https://www.sigmaaldrich.com/LT/en
BR22523-1EA | BRAND(TM) BLAUBRAND(R) AUTOMATIC BURET& | 1X1EA | 1 | 211 | Sigma-Aldrich | BR22523-1EA | https://www.sigmaaldrich.com/LT/en
BR23753-1EA | BRAND(TM) SILBERBRAND AUTOMATIC BURETT& | 1X1EA | 1 | 79 | Sigma-Aldrich | BR23753-1EA | https://www.sigmaaldrich.com/LT/en
BR24267-2EA | BRAND(TM) BLAUBRAND(TM) MICRO BURETTE, B | 1X2EA | 1 | 301 | Sigma-Aldrich | BR24267-2EA | https://www.sigmaaldrich.com/LT/en
BR27511-12EA | BRAND(TM) USP BLAUBRAND(R) CLASS AS G& | 1X12EA | 1 | 81 | Sigma-Aldrich | BR27511-12EA | https://www.sigmaaldrich.com/LT/en
BR27513-12EA | BRAND(TM) USP BLAUBRAND(R) CLASS AS G& | 1X12EA | 1 | 81 | Sigma-Aldrich | BR27513-12EA | https://www.sigmaaldrich.com/LT/en
BR27825-6EA | BRAND(TM) GRADUATED PIPETTE, 25 ML& | 1X6EA | 1 | 74 | Sigma-Aldrich | BR27825-6EA | https://www.sigmaaldrich.com/LT/en
BR27829-12EA | BRAND(TM) GRADUATED PIPETTE, 2 ML& | 1X12EA | 1 | 78 | Sigma-Aldrich | BR27829-12EA | https://www.sigmaaldrich.com/LT/en
BR28205-1KG | BRAND(TM) COTTON ROVING | 1X1KG | 1 | 88 | Sigma-Aldrich | BR28205-1KG | https://www.sigmaaldrich.com/LT/en
BR30611-6EA | BRAND(TM) USP BLAUBRAND(R) VOLUMETRIC | 1X6EA | 1 | 61 | Sigma-Aldrich | BR30611-6EA | https://www.sigmaaldrich.com/LT/en
BR30612-6EA | BRAND(TM) USP BLAUBRAND(R) VOLUMETRIC | 1X6EA | 1 | 46 | Sigma-Aldrich | BR30612-6EA | https://www.sigmaaldrich.com/LT/en
BR31728-2EA | BRAND(TM) SILBERBRAND CLASS B GLASS ME& | 1X2EA | 1 | 19 | Sigma-Aldrich | BR31728-2EA | https://www.sigmaaldrich.com/LT/en
BR31762-1EA | BRAND(TM) SILBERBRAND CLASS B GLASS ME& | 1X1EA | 1 | 56 | Sigma-Aldrich | BR31762-1EA | https://www.sigmaaldrich.com/LT/en
BR31764-1EA | BRAND(TM) SILBERBRAND CLASS B GLASS ME& | 1X1EA | 1 | 92 | Sigma-Aldrich | BR31764-1EA | https://www.sigmaaldrich.com/LT/en
BR362038-2EA | BRAND(TM) BLAUBRAND(R)ASTM CENTRIFUGE & | 1X2EA | 1 | 75 | Sigma-Aldrich | BR362038-2EA | https://www.sigmaaldrich.com/LT/en
BR36228-1EA | BRAND(TM) MEASURING FLASK, CAPACITY 50& | 1X1EA | 1 | 147 | Sigma-Aldrich | BR36228-1EA | https://www.sigmaaldrich.com/LT/en
BR362338-2EA | BRAND(TM) BLAUBRAND(R) ASTM CENTRIFUGE& | 1X2EA | 1 | 76 | Sigma-Aldrich | BR362338-2EA | https://www.sigmaaldrich.com/LT/en
BR36949-2EA | BRAND(TM) VOLUMETRIC FLASK, USP BLAUBR& | 1X2EA | 1 | 42 | Sigma-Aldrich | BR36949-2EA | https://www.sigmaaldrich.com/LT/en
BR36953-1EA | BRAND(TM) VOLUMETRIC FLASK, USP BLAUBR& | 1X1EA | 1 | 53 | Sigma-Aldrich | BR36953-1EA | https://www.sigmaaldrich.com/LT/en
BR36984-1EA | BRAND(TM) VOLUMETRIC FLASK, USP BLAUBR& | 1X1EA | 1 | 81 | Sigma-Aldrich | BR36984-1EA | https://www.sigmaaldrich.com/LT/en
BR37462-2EA | BRAND(TM) VOLUMETRIC FLASK, USP, BLAUB& | 1X2EA | 1 | 64 | Sigma-Aldrich | BR37462-2EA | https://www.sigmaaldrich.com/LT/en
BR37485-2EA | BRAND(TM) VOLUMETRIC FLASK, USP, BLAUB& | 1X2EA | 1 | 57 | Sigma-Aldrich | BR37485-2EA | https://www.sigmaaldrich.com/LT/en
BR37487-2EA | BRAND(TM) VOLUMETRIC FLASK, USP, BLAUB& | 1X2EA | 1 | 59 | Sigma-Aldrich | BR37487-2EA | https://www.sigmaaldrich.com/LT/en
BR41620-10EA | BRAND(TM) GRADUATED CYLINDER LOW FORM& | 1X10EA | 1 | 25 | Sigma-Aldrich | BR41620-10EA | https://www.sigmaaldrich.com/LT/en
BR43028-1EA | BRAND(TM) GLASS BOTTLE-TOP TILT PIPETT& | 1X1EA | 1 | 97 | Sigma-Aldrich | BR43028-1EA | https://www.sigmaaldrich.com/LT/en
BR43066-1EA | BRAND(TM) GLASS BOTTLE-TOP TILT PIPETT& | 1X1EA | 1 | 56 | Sigma-Aldrich | BR43066-1EA | https://www.sigmaaldrich.com/LT/en
BR43320-1EA | BRAND(TM) BLAUBRAND(R) DENSITY BOTTLE,& | 1X1EA | 1 | 51 | Sigma-Aldrich | BR43320-1EA | https://www.sigmaaldrich.com/LT/en
BR458734-10EA | BRAND(TM) FILTER CRUCIBLE, GLASS, 50 M& | 1X10EA | 1 | 350 | Sigma-Aldrich | BR458734-10EA | https://www.sigmaaldrich.com/LT/en
BR464004-1EA | BRAND(TM) FILTER FUNNEL, GLASS, 50 ML | 1X1EA | 1 | 49 | Sigma-Aldrich | BR464004-1EA | https://www.sigmaaldrich.com/LT/en
BR470060-2000EA | BRAND(TM) COVER GLASS, 24 X 24 MM, SQU& | 1X2000EA | 1 | 111 | Sigma-Aldrich | BR470060-2000EA | https://www.sigmaaldrich.com/LT/en
BR471400-5EA | BRAND(TM) STAINING TRAY, FOR 25 SLIDES& | 1X5EA | 1 | 34 | Sigma-Aldrich | BR471400-5EA | https://www.sigmaaldrich.com/LT/en
BR4760151-1EA | BRAND(TM) TITRETTE(R) DIGITAL BOTTLE-T& | 1X1EA | 1 | 833 | Sigma-Aldrich | BR4760151-1EA | https://www.sigmaaldrich.com/LT/en
BR4760161-1EA | BRAND(TM) TITRETTE(R) DIGITAL BOTTLE-T& | 1X1EA | 1 | 833 | Sigma-Aldrich | BR4760161-1EA | https://www.sigmaaldrich.com/LT/en
BR61820-10EA | BRAND(TM) JAR WITH PUSH-ON LID, PP, CA& | 1X10EA | 1 | 26 | Sigma-Aldrich | BR61820-10EA | https://www.sigmaaldrich.com/LT/en
BR65631-1EA | BRAND(TM) DESSICATOR 'NOVUS' LID WITH& | 1X1EA | 1 | 97 | Sigma-Aldrich | BR65631-1EA | https://www.sigmaaldrich.com/LT/en
BR701352-32EA | BRAND(TM) 96-WELL PLATE, DEEP WELL, 1.& | 1X32EA | 1 | 108 | Sigma-Aldrich | BR701352-32EA | https://www.sigmaaldrich.com/LT/en
BR701358-50EA | BRAND(TM) MAT COVER FOR DEEP WELL PLAT& | 1X50EA | 1 | 306 | Sigma-Aldrich | BR701358-50EA | https://www.sigmaaldrich.com/LT/en
BR701650-1EA | BRAND(R) PARAFILM(R) M CUTTER | 1X1EA | 1 | 167 | Sigma-Aldrich | BR701650-1EA | https://www.sigmaaldrich.com/LT/en
BR704008-1EA | BRAND(TM) BOTTLE FOR BRAND DISPENSERS,& | 1X1EA | 1 | 15 | Sigma-Aldrich | BR704008-1EA | https://www.sigmaaldrich.com/LT/en
BR704010-1EA | BRAND(TM) BOTTLE FOR BRAND DISPENSERS,& | 1X1EA | 1 | 27 | Sigma-Aldrich | BR704010-1EA | https://www.sigmaaldrich.com/LT/en
BR705385-1EA | BRAND(TM) STAND FOR SINGLE-CHANNEL ELE& | 1X1EA | 1 | 45 | Sigma-Aldrich | BR705385-1EA | https://www.sigmaaldrich.com/LT/en
BR705386-1EA | BRAND(TM) STAND FOR SINGLE-CHANNEL ELE& | 1X1EA | 1 | 45 | Sigma-Aldrich | BR705386-1EA | https://www.sigmaaldrich.com/LT/en
BR708709-1000EA | BRAND(TM) BLAUBRAND(R) MICROPIPETTES, & | 1X1000EA | 1 | 113 | Sigma-Aldrich | BR708709-1000EA | https://www.sigmaaldrich.com/LT/en
BR709103-1000EA | BRAND(TM) BLAUBRAND(R) MICROPIPETTES, & | 1X1000EA | 1 | 81 | Sigma-Aldrich | BR709103-1000EA | https://www.sigmaaldrich.com/LT/en
BR709110-10EA | BRAND(TM) PIPETTING AID FOR BLAUBRAND(& | 1X10EA | 1 | 17 | Sigma-Aldrich | BR709110-10EA | https://www.sigmaaldrich.com/LT/en
BR718905-1EA | BRAND(TM) BLAUBRAND(R) COUNTING CHAMBE& | 1X1EA | 1 | 56 | Sigma-Aldrich | BR718905-1EA | https://www.sigmaaldrich.com/LT/en
BR718920-1EA | BRAND(TM) BLAUBRAND(R) COUNTING CHAMBE& | 1X1EA | 1 | 79 | Sigma-Aldrich | BR718920-1EA | https://www.sigmaaldrich.com/LT/en
BR73714-1EA | BRAND(TM) FILTER FLASK, GLASS, CAPACIT& | 1X1EA | 1 | 39 | Sigma-Aldrich | BR73714-1EA | https://www.sigmaaldrich.com/LT/en
BR74506-1EA | BRAND(TM) FILTER FUNNEL SUPPORT WITH B& | 1X1EA | 1 | 156 | Sigma-Aldrich | BR74506-1EA | https://www.sigmaaldrich.com/LT/en
BR74511-1EA | BRAND(TM) FILTER FUNNEL SUPPORT WITH B& | 1X1EA | 1 | 178 | Sigma-Aldrich | BR74511-1EA | https://www.sigmaaldrich.com/LT/en
BR758910-240EA | BRAND(TM) URINE BEAKER, PP, SCREW CAP,& | 1X240EA | 1 | 151 | Sigma-Aldrich | BR758910-240EA | https://www.sigmaaldrich.com/LT/en
BR759200-100EA | BRAND(TM) UV MICRO CUVETTE, H 8.5 MM, & | 1X100EA | 1 | 28 | Sigma-Aldrich | BR759200-100EA | https://www.sigmaaldrich.com/LT/en
BR759210-500EA | BRAND(TM) UV MICRO CUVETTE, H 8.5 MM, & | 1X500EA | 1 | 122 | Sigma-Aldrich | BR759210-500EA | https://www.sigmaaldrich.com/LT/en
BR768515-1EA | BRAND(TM) PIPETTE TRAY, PVC, 355 X 300& | 1X1EA | 1 | 60 | Sigma-Aldrich | BR768515-1EA | https://www.sigmaaldrich.com/LT/en
BR778313-10EA | BRAND(TM) CENTRIFUGE TUBE, 15 ML, BEAD& | 1X10EA | 1 | 40 | Sigma-Aldrich | BR778313-10EA | https://www.sigmaaldrich.com/LT/en
BR780701-1000EA | BRAND(TM) MICRO TUBE WITH ATTACHED SCR& | 1X1000EA | 1 | 130 | Sigma-Aldrich | BR780701-1000EA | https://www.sigmaaldrich.com/LT/en
BR780730-1000EA | BRAND(TM) MICRO TUBE WITHOUT SCREW CAP& | 1X1000EA | 1 | 102 | Sigma-Aldrich | BR780730-1000EA | https://www.sigmaaldrich.com/LT/en
BR780761-1000EA | BRAND(TM) MICRO TUBES WITHOUT TAMPER-E& | 1X1000EA | 1 | 96 | Sigma-Aldrich | BR780761-1000EA | https://www.sigmaaldrich.com/LT/en
BR780762-1000EA | BRAND(TM) MICRO TUBES WITHOUT TAMPER-E& | 1X1000EA | 1 | 96 | Sigma-Aldrich | BR780762-1000EA | https://www.sigmaaldrich.com/LT/en
BR781290-1PK | BRAND(TM) STRIPS OF 12 CAPS, PP, CLEAR& | 1X1PAK | 1 | 47 | Sigma-Aldrich | BR781290-1PK | https://www.sigmaaldrich.com/LT/en
BR781300-1000EA | BRAND(TM) PCR-TUBES, 0.2 ML, COLOURLES& | 1X1000EA | 1 | 64 | Sigma-Aldrich | BR781300-1000EA | https://www.sigmaaldrich.com/LT/en
BR781314-1000EA | BRAND(TM) PCR-TUBES, 0.5 ML, BLUE, IND& | 1X1000EA | 1 | 48 | Sigma-Aldrich | BR781314-1000EA | https://www.sigmaaldrich.com/LT/en
BR781321-1PK | BRAND(TM) STRIPS OF 8 PCR TUBES, ROSE,& | 1X1PAK | 1 | 87 | Sigma-Aldrich | BR781321-1PK | https://www.sigmaaldrich.com/LT/en
BR781322-1PK | BRAND(TM) STRIPS OF 8 PCR TUBES, YELLO& | 1X1PAK | 1 | 87 | Sigma-Aldrich | BR781322-1PK | https://www.sigmaaldrich.com/LT/en
BR781341-1PK | BRAND(TM) STRIPS OF 8 CAPS, PP, ROSE, & | 1X1PAK | 1 | 30 | Sigma-Aldrich | BR781341-1PK | https://www.sigmaaldrich.com/LT/en
BR781345-50EA | BRAND(TM) 384-WELL PCR PLATE, FULL SKI& | 1X50EA | 1 | 321 | Sigma-Aldrich | BR781345-50EA | https://www.sigmaaldrich.com/LT/en
BR781368-50EA | BRAND(TM) 96-WELL PCR PLATE, NON-SKIRT& | 1X50EA | 1 | 166 | Sigma-Aldrich | BR781368-50EA | https://www.sigmaaldrich.com/LT/en
BR781373-50EA | BRAND(TM) 96-WELL PCR PLATE, SEMI-SKIR& | 1X50EA | 1 | 166 | Sigma-Aldrich | BR781373-50EA | https://www.sigmaaldrich.com/LT/en
BR781540-10EA | BRAND(TM) 1.2 ML TUBES RACK, RACKS WITH& | 1X10EA | 1 | 67 | Sigma-Aldrich | BR781540-10EA | https://www.sigmaaldrich.com/LT/en
BR781601-100EA | BRAND(TM) MICROPLATE BRANDPLATES(R), P& | 1X100EA | 1 | 99 | Sigma-Aldrich | BR781601-100EA | https://www.sigmaaldrich.com/LT/en
BR781602-100EA | BRAND(TM) MICROPLATE BRANDPLATES(R), P& | 1X100EA | 1 | 99 | Sigma-Aldrich | BR781602-100EA | https://www.sigmaaldrich.com/LT/en
BR781621-50EA | BRAND(TM) MICROPLATE BRANDPLATES(R), P& | 1X50EA | 1 | 174 | Sigma-Aldrich | BR781621-50EA | https://www.sigmaaldrich.com/LT/en
BR781640-50EA | BRAND(TM) MICROPLATE BRANDPLATES(R), P& | 1X50EA | 1 | 796 | Sigma-Aldrich | BR781640-50EA | https://www.sigmaaldrich.com/LT/en
BR781641-50EA | BRAND(TM) MICROPLATE BRANDPLATES(R), P& | 1X50EA | 1 | 839 | Sigma-Aldrich | BR781641-50EA | https://www.sigmaaldrich.com/LT/en
BR781681-50EA | BRAND(TM) MICROPLATE BRANDPLATES(R), P& | 1X50EA | 1 | 260 | Sigma-Aldrich | BR781681-50EA | https://www.sigmaaldrich.com/LT/en
BR781741-50EA | BRAND(TM) MICROPLATE BRANDPLATES(R), I& | 1X50EA | 1 | 279 | Sigma-Aldrich | BR781741-50EA | https://www.sigmaaldrich.com/LT/en
BR781842-100EA | BRAND(TM) MICROPLATE BRANDPLATES(R), L& | 1X100EA | 1 | 272 | Sigma-Aldrich | BR781842-100EA | https://www.sigmaaldrich.com/LT/en
BR781900-40EA | BRAND(TM) MICROPLATE BRANDPLATES(R), I& | 1X40EA | 1 | 468 | Sigma-Aldrich | BR781900-40EA | https://www.sigmaaldrich.com/LT/en
BR782022-50EA | BRAND(TM) MICROPLATE BRANDPLATES(R), C& | 1X50EA | 1 | 151 | Sigma-Aldrich | BR782022-50EA | https://www.sigmaaldrich.com/LT/en
BR782800-12EA | BRAND(TM) INSERT STRIPS FOR 24 X 6-WEL& | 1X12EA | 1 | 269 | Sigma-Aldrich | BR782800-12EA | https://www.sigmaaldrich.com/LT/en
BR782801-12EA | BRAND(TM) INSERT STRIPS FOR 24 X 6-WEL& | 1X12EA | 1 | 322 | Sigma-Aldrich | BR782801-12EA | https://www.sigmaaldrich.com/LT/en
BR782840-12EA | BRAND(TM) INSERT STRIPS FOR 24 X 6-WEL& | 1X12EA | 1 | 269 | Sigma-Aldrich | BR782840-12EA | https://www.sigmaaldrich.com/LT/en
BR782841-12EA | BRAND(TM) INSERT STRIPS FOR 24 X 6-WEL& | 1X12EA | 1 | 322 | Sigma-Aldrich | BR782841-12EA | https://www.sigmaaldrich.com/LT/en
BR782870-12EA | BRAND(TM) INSERT STRIPS FOR 24 X 6-WEL& | 1X12EA | 1 | 269 | Sigma-Aldrich | BR782870-12EA | https://www.sigmaaldrich.com/LT/en
BR782880-10EA | BRANDPLATES(R) FOR INSERTS, PUREGRADE(& | 1X10EA | 1 | 118 | Sigma-Aldrich | BR782880-10EA | https://www.sigmaaldrich.com/LT/en
BR782881-10EA | BRANDPLATES(R) FOR INSERTS, PUREGRADE(& | 1X10EA | 1 | 118 | Sigma-Aldrich | BR782881-10EA | https://www.sigmaaldrich.com/LT/en
BR87614-6EA | BRAND(TM) PP BEAKER WITH SPOUT, LOW FO& | 1X6EA | 1 | 21 | Sigma-Aldrich | BR87614-6EA | https://www.sigmaaldrich.com/LT/en
BR87622-6EA | BRAND(TM) PP BEAKER WITH SPOUT, LOW FO& | 1X6EA | 1 | 58 | Sigma-Aldrich | BR87622-6EA | https://www.sigmaaldrich.com/LT/en
BR87824-4EA | BRAND(TM) PP BEAKER WITH SPOUT, LOW FO& | 1X4EA | 1 | 75 | Sigma-Aldrich | BR87824-4EA | https://www.sigmaaldrich.com/LT/en
BR90138-1EA | BRAND(TM) GRIFFIN BEAKER WITH SPOUT, L& | 1X1EA | 1 | 37 | Sigma-Aldrich | BR90138-1EA | https://www.sigmaaldrich.com/LT/en
BR90148-1EA | BRAND(TM) GRIFFIN BEAKER WITH SPOUT, L& | 1X1EA | 1 | 63 | Sigma-Aldrich | BR90148-1EA | https://www.sigmaaldrich.com/LT/en
BR90438-1EA | BRAND(TM) SAMPLING DIPPER WITH SPOUT,& | 1X1EA | 1 | 127 | Sigma-Aldrich | BR90438-1EA | https://www.sigmaaldrich.com/LT/en
BR90470-1EA | BRAND(TM) EXTENSION ROD FOR SAMPLING D& | 1X1EA | 1 | 91 | Sigma-Aldrich | BR90470-1EA | https://www.sigmaaldrich.com/LT/en
BR90617-10EA | BRAND(TM) GLASS BEAKER WITH SPOUT, TAL& | 1X10EA | 1 | 75 | Sigma-Aldrich | BR90617-10EA | https://www.sigmaaldrich.com/LT/en
BR91210-10EA | BRAND(TM) GLASS BEAKER WITH SPOUT, LOW& | 1X10EA | 1 | 80 | Sigma-Aldrich | BR91210-10EA | https://www.sigmaaldrich.com/LT/en
BR91224-10EA | BRAND(TM) GLASS BEAKER WITH SPOUT, LOW& | 1X10EA | 1 | 75 | Sigma-Aldrich | BR91224-10EA | https://www.sigmaaldrich.com/LT/en
BR92717-10EA | BRAND(TM) ERLENMEYER FLASK WITH BEADED& | 1X10EA | 1 | 83 | Sigma-Aldrich | BR92717-10EA | https://www.sigmaaldrich.com/LT/en
BR92739-10EA | BRAND(TM) ERLENMEYER FLASK WITH BEADED& | 1X10EA | 1 | 98 | Sigma-Aldrich | BR92739-10EA | https://www.sigmaaldrich.com/LT/en
BR92863-10EA | BRAND(TM) ERLENMEYER FLASK WITH BEADED& | 1X10EA | 1 | 336 | Sigma-Aldrich | BR92863-10EA | https://www.sigmaaldrich.com/LT/en
Z740149-1EA | XTRACTITE SORBENT PELLETS FOR REMOVAL O& | 1X1EA | 1 | 143 | Sigma-Aldrich | Z740149-1EA | https://www.sigmaaldrich.com/LT/en
GE28-9322-35 | VIVASPIN 500, 30 KDA MWCO PES | 1X1EA | 1 | 119 | Sigma-Aldrich | GE28-9322-35 | https://www.sigmaaldrich.com/LT/en
GE28-9323-19 | VIVASPIN 6, 100 KDA MWCO PES | 1X1EA | 1 | 247 | Sigma-Aldrich | GE28-9323-19 | https://www.sigmaaldrich.com/LT/en
WHA10311612 | WHATMAN(TM) QUALITATIVE FILTER PAPER, G& | 1X1EA | 1 | 20 | Sigma-Aldrich | WHA10311612 | https://www.sigmaaldrich.com/LT/en
GN203NPURCSP | WHATMAN(R) MINI-UNIPREP(TM) G2 STANDARD& | 1X1EA | 1 | 468 | Sigma-Aldrich | GN203NPURCSP | https://www.sigmaaldrich.com/LT/en
WHA10400012 | WHATMAN(TM) MEMBRANE FILTERS CELLULOSE & | 1X1EA | 1 | 235 | Sigma-Aldrich | WHA10400012 | https://www.sigmaaldrich.com/LT/en
WHA7141154 | WHATMAN(TM) MEMBRANE FILTERS MIXED CELL& | 1X1EA | 1 | 862 | Sigma-Aldrich | WHA7141154 | https://www.sigmaaldrich.com/LT/en
WHA1820150 | WHATMAN(R) GLASS MICROFIBER FILTERS, GR& | 1X1EA | 1 | 165 | Sigma-Aldrich | WHA1820150 | https://www.sigmaaldrich.com/LT/en
WHA10408970 | WHATMAN(TM) ME MEMBRANES FOR MICROBIOLO& | 1X1EA | 1 | 179 | Sigma-Aldrich | WHA10408970 | https://www.sigmaaldrich.com/LT/en
WHA10463030 | WHATMAN SPARTAN HPLC CERTIFIED SYRINGE & | 1X1EA | 1 | 244 | Sigma-Aldrich | WHA10463030 | https://www.sigmaaldrich.com/LT/en
WHA10410229 | WHATMAN(TM) MEMBRANE REGENERATED CELLUL& | 1X1EA | 1 | 337 | Sigma-Aldrich | WHA10410229 | https://www.sigmaaldrich.com/LT/en
WHA10400206 | WHATMAN(TM) MEMBRANE FILTERS CELLULOSE & | 1X1EA | 1 | 156 | Sigma-Aldrich | WHA10400206 | https://www.sigmaaldrich.com/LT/en
WHA70602513 | WHATMAN(TM) CYCLOPORE(TM) POLYCARBONATE& | 1X1EA | 1 | 92 | Sigma-Aldrich | WHA70602513 | https://www.sigmaaldrich.com/LT/en
WHA67982504 | WHATMAN(TM) PURADISC(TM) 25 SYRINGE FIL& | 1X1EA | 1 | 1265 | Sigma-Aldrich | WHA67982504 | https://www.sigmaaldrich.com/LT/en
WHA1822125 | WHATMAN(R) GLASS MICROFIBER FILTERS, GR& | 1X1EA | 1 | 205 | Sigma-Aldrich | WHA1822125 | https://www.sigmaaldrich.com/LT/en
WHA1822090 | WHATMAN(R) GLASS MICROFIBER FILTERS, GR& | 1X1EA | 1 | 125 | Sigma-Aldrich | WHA1822090 | https://www.sigmaaldrich.com/LT/en
WHA10370384 | WHATMAN(TM) GLASS MICROFIBER FILTERS, & | 1X1EA | 1 | 215 | Sigma-Aldrich | WHA10370384 | https://www.sigmaaldrich.com/LT/en
WHA70602501 | WHATMAN(TM) CYCLOPORE(TM) POLYCARBONATE& | 1X1EA | 1 | 67 | Sigma-Aldrich | WHA70602501 | https://www.sigmaaldrich.com/LT/en
WHAGS203NPEORGSP | WHATMAN(R) MINI-UNIPREP(TM) G2 STARTER & | 1X1EA | 1 | 490 | Sigma-Aldrich | WHAGS203NPEORGSP | https://www.sigmaaldrich.com/LT/en
WHA67027500 | WHATMAN(TM) IN-LINE HEPA FILTRATION UNI& | 1X1EA | 1 | 90 | Sigma-Aldrich | WHA67027500 | https://www.sigmaaldrich.com/LT/en
WHA1004125 | WHATMAN(R) QUALITATIVE FILTER PAPERS, G& | 1X1EA | 1 | 22 | Sigma-Aldrich | WHA1004125 | https://www.sigmaaldrich.com/LT/en
WHA10343976 | WHATMAN(R) QUALITATIVE FILTER PAPER FOR& | 1X1EA | 1 | 58 | Sigma-Aldrich | WHA10343976 | https://www.sigmaaldrich.com/LT/en
WHA1001020 | WHATMAN(TM) QUALITATIVE FILTER PAPER, G& | 1X1EA | 1 | 30 | Sigma-Aldrich | WHA1001020 | https://www.sigmaaldrich.com/LT/en
WHA68751302 | WHATMAN(R) GD/X SYRINGE FILTERS, PTFE M& | 1X1EA | 1 | 2911 | Sigma-Aldrich | WHA68751302 | https://www.sigmaaldrich.com/LT/en
WHA10316619 | WHATMAN(R) APPLICATION SPECIFIC FILTER,& | 1X1EA | 1 | 220 | Sigma-Aldrich | WHA10316619 | https://www.sigmaaldrich.com/LT/en
WHA10312545 | WHATMAN(R) QUALITATIVE FILTER PAPER, GR& | 1X1EA | 1 | 51 | Sigma-Aldrich | WHA10312545 | https://www.sigmaaldrich.com/LT/en
WHAUS503NPEAQU | WHATMAN(R) MINI-UNIPREP(TM) SYRINGELESS& | 1X1EA | 1 | 2294 | Sigma-Aldrich | WHAUS503NPEAQU | https://www.sigmaaldrich.com/LT/en
WHA10400712 | WHATMAN(TM) MEMBRANE FILTERS MIXED CELL& | 1X1EA | 1 | 178 | Sigma-Aldrich | WHA10400712 | https://www.sigmaaldrich.com/LT/en
WHA1827055 | WHATMAN(R) GLASS MICROFIBER FILTERS, GR& | 1X1EA | 1 | 79 | Sigma-Aldrich | WHA1827055 | https://www.sigmaaldrich.com/LT/en
WHA3030672 | WHATMAN(R) CHROMATOGRAPHY PAPERS 3MM CH& | 1X1EA | 1 | 171 | Sigma-Aldrich | WHA3030672 | https://www.sigmaaldrich.com/LT/en
WHA67023600 | WHATMAN(TM) IN-LINE HEPA FILTRATION UNI& | 1X1EA | 1 | 61 | Sigma-Aldrich | WHA67023600 | https://www.sigmaaldrich.com/LT/en
WHA10427810 | WHATMAN(TM) GEL BLOTTING PAPERS, GRADE & | 1X1EA | 1 | 62 | Sigma-Aldrich | WHA10427810 | https://www.sigmaaldrich.com/LT/en
WHA10407713 | WHATMAN(TM) MICRO-PLUS MEMBRANES FOR MI& | 1X1EA | 1 | 165 | Sigma-Aldrich | WHA10407713 | https://www.sigmaaldrich.com/LT/en
WHA67143601 | WHATMAN(TM) POLYCAP TC ENCAPSULATED FIL& | 1X1EA | 1 | 92 | Sigma-Aldrich | WHA67143601 | https://www.sigmaaldrich.com/LT/en
WHA10441000 | WHATMAN(TM) GLASS VACUUM FILTRATION DEV& | 1X1EA | 1 | 322 | Sigma-Aldrich | WHA10441000 | https://www.sigmaaldrich.com/LT/en
WHA67811304 | WHATMAN(TM) PURADISC(TM) 13 SYRINGE FIL& | 1X1EA | 1 | 990 | Sigma-Aldrich | WHA67811304 | https://www.sigmaaldrich.com/LT/en
WHA1827240 | WHATMAN(R) GLASS MICROFIBER FILTERS, GR& | 1X1EA | 1 | 477 | Sigma-Aldrich | WHA1827240 | https://www.sigmaaldrich.com/LT/en
WHA68099244 | WHATMAN(TM) ANOTOP(TM) 25 SYRINGE FILTE& | 1X1EA | 1 | 3166 | Sigma-Aldrich | WHA68099244 | https://www.sigmaaldrich.com/LT/en
WHA10360300 | WHATMAN(TM) INDICATOR PAPER, LITMUS BLU& | 1X1EA | 1 | 15 | Sigma-Aldrich | WHA10360300 | https://www.sigmaaldrich.com/LT/en
WHA68812504 | WHATMAN(R) GD/X SYRINGE FILTERS, POLYPR& | 1X1EA | 1 | 2989 | Sigma-Aldrich | WHA68812504 | https://www.sigmaaldrich.com/LT/en
WHA1960032 | WHATMAN(TM) GLASS MICROFIBER MEMBRANE H& | 1X1EA | 1 | 438 | Sigma-Aldrich | WHA1960032 | https://www.sigmaaldrich.com/LT/en
WHA67029500 | WHATMAN(TM) IN-LINE HEPA FILTRATION UNI& | 1X1EA | 1 | 100 | Sigma-Aldrich | WHA67029500 | https://www.sigmaaldrich.com/LT/en
WHA10461300 | WHATMAN(TM) FP 050/1 FILTER HOLDER, POL& | 1X1EA | 1 | 83 | Sigma-Aldrich | WHA10461300 | https://www.sigmaaldrich.com/LT/en
WHA10445890 | WHATMAN(TM) MICROBIOLOGICAL FILTRATION& | 1X1EA | 1 | 2352 | Sigma-Aldrich | WHA10445890 | https://www.sigmaaldrich.com/LT/en
GE28-9323-61 | VIVASPIN 20, 30 KDA MWCO PES | 1X1EA | 1 | 176 | Sigma-Aldrich | GE28-9323-61 | https://www.sigmaaldrich.com/LT/en
WHA2810228 | WHATMAN(TM) HIGH PERFORMANCE CELLULOSE & | 1X1EA | 1 | 167 | Sigma-Aldrich | WHA2810228 | https://www.sigmaaldrich.com/LT/en
WHA10350225 | WHATMAN(TM) CELLULOSE EXTRACTION THIMBL& | 1X1EA | 1 | 89 | Sigma-Aldrich | WHA10350225 | https://www.sigmaaldrich.com/LT/en
WHA10342860 | WHATMAN(R) QUALITATIVE FILTER PAPER FOR& | 1X1EA | 1 | 67 | Sigma-Aldrich | WHA10342860 | https://www.sigmaaldrich.com/LT/en
WHA67852502 | WHATMAN(TM) PURADISC(TM) 25 SYRINGE FIL& | 1X1EA | 1 | 554 | Sigma-Aldrich | WHA67852502 | https://www.sigmaaldrich.com/LT/en
WHA68712504 | WHATMAN(R) GD/X SYRINGE FILTERS, NYLON & | 1X1EA | 1 | 2950 | Sigma-Aldrich | WHA68712504 | https://www.sigmaaldrich.com/LT/en
WHA10314747 | WHATMAN(R) PREPLEATED QUALITATIVE FILTE& | 1X1EA | 1 | 85 | Sigma-Aldrich | WHA10314747 | https://www.sigmaaldrich.com/LT/en
WHA10400812 | WHATMAN(TM) MEMBRANE FILTERS MIXED CELL& | 1X1EA | 1 | 178 | Sigma-Aldrich | WHA10400812 | https://www.sigmaaldrich.com/LT/en
WHA2811308 | WHATMAN(TM) HIGH-PURITY GLASS MICROFIBE& | 1X1EA | 1 | 147 | Sigma-Aldrich | WHA2811308 | https://www.sigmaaldrich.com/LT/en
WHA10350227 | WHATMAN(TM) CELLULOSE EXTRACTION THIMBL& | 1X1EA | 1 | 89 | Sigma-Aldrich | WHA10350227 | https://www.sigmaaldrich.com/LT/en
WHA10406972 | WHATMAN(TM) ME MEMBRANES FOR MICROBIOLO& | 1X1EA | 1 | 152 | Sigma-Aldrich | WHA10406972 | https://www.sigmaaldrich.com/LT/en
WHA1825110 | WHATMAN(R) GLASS MICROFIBER FILTERS, GR& | 1X1EA | 1 | 98 | Sigma-Aldrich | WHA1825110 | https://www.sigmaaldrich.com/LT/en
WHA10462100 | WHATMAN(R) PURADISC(TM) FP30 SYRINGE FI& | 1X1EA | 1 | 172 | Sigma-Aldrich | WHA10462100 | https://www.sigmaaldrich.com/LT/en
WHA68093022 | WHATMAN(R) ANOTOP(R) 10 PLUS SYRINGE F& | 1X1EA | 1 | 572 | Sigma-Aldrich | WHA68093022 | https://www.sigmaaldrich.com/LT/en
WHA110657 | WHATMAN(R) NUCLEPORE(R) TRACK-ETCHED & | 1X1EA | 1 | 87 | Sigma-Aldrich | WHA110657 | https://www.sigmaaldrich.com/LT/en
WHA110604 | WHATMAN(TM) NUCLEPORE(TM) TRACK-ETCHED & | 1X1EA | 1 | 133 | Sigma-Aldrich | WHA110604 | https://www.sigmaaldrich.com/LT/en
WHA14416309 | WHATMAN(TM) QUANTITATIVE FILTER PAPER, A | 1X1EA | 1 | 1510 | Sigma-Aldrich | WHA14416309 | https://www.sigmaaldrich.com/LT/en
WHA1202240 | WHATMAN(R) QUALITATIVE FILTER PAPERS, G& | 1X1EA | 1 | 86 | Sigma-Aldrich | WHA1202240 | https://www.sigmaaldrich.com/LT/en
WHA67801302 | WHATMAN(TM) PURADISC(TM) 13 SYRINGE FIL& | 1X1EA | 1 | 159 | Sigma-Aldrich | WHA67801302 | https://www.sigmaaldrich.com/LT/en
WHAWB100014 | WHATMAN(R) FTA(R) TECHNOLOGY BLOOD STAI& | 1X1EA | 1 | 289 | Sigma-Aldrich | WHAWB100014 | https://www.sigmaaldrich.com/LT/en
WHAUS503NPUAQU | WHATMAN(R) MINI-UNIPREP(TM) SYRINGELESS& | 1X1EA | 1 | 2294 | Sigma-Aldrich | WHAUS503NPUAQU | https://www.sigmaaldrich.com/LT/en
WHA10407734 | WHATMAN(TM) MICRO-PLUS MEMBRANES FOR MI& | 1X1EA | 1 | 171 | Sigma-Aldrich | WHA10407734 | https://www.sigmaaldrich.com/LT/en
WHA69722504 | WHATMAN(R) GD/XP SYRINGE FILTERS PVDF, & | 1X1EA | 1 | 503 | Sigma-Aldrich | WHA69722504 | https://www.sigmaaldrich.com/LT/en
WHA67007502 | WHATMAN(TM) POLYCAP TF ENCAPSULATED FIL& | 1X1EA | 1 | 134 | Sigma-Aldrich | WHA67007502 | https://www.sigmaaldrich.com/LT/en
WHA10401670 | WHATMAN(TM) MEMBRANE FILTERS MIXED CELL& | 1X1EA | 1 | 150 | Sigma-Aldrich | WHA10401670 | https://www.sigmaaldrich.com/LT/en
WHAUN203NPUNYL | WHATMAN(R) MINI-UNIPREP(TM) SYRINGELESS& | 1X1EA | 1 | 244 | Sigma-Aldrich | WHAUN203NPUNYL | https://www.sigmaaldrich.com/LT/en
WHA67942512 | WHATMAN(TM) PURADISC(TM) 25 SYRINGE FIL& | 1X1EA | 1 | 2490 | Sigma-Aldrich | WHA67942512 | https://www.sigmaaldrich.com/LT/en
WHAUS503NPEPES | WHATMAN(R) MINI-UNIPREP(TM) SYRINGELESS& | 1X1EA | 1 | 2294 | Sigma-Aldrich | WHAUS503NPEPES | https://www.sigmaaldrich.com/LT/en
WHA10371036 | WHATMAN(TM) STANDARD GLASS MICROFIBER E& | 1X1EA | 1 | 201 | Sigma-Aldrich | WHA10371036 | https://www.sigmaaldrich.com/LT/en
WHA1202270 | WHATMAN(R) QUALITATIVE FILTER PAPERS, G& | 1X1EA | 1 | 122 | Sigma-Aldrich | WHA1202270 | https://www.sigmaaldrich.com/LT/en
WHA67812504 | WHATMAN(TM) PURADISC(TM) 25 SYRINGE FIL& | 1X1EA | 1 | 554 | Sigma-Aldrich | WHA67812504 | https://www.sigmaaldrich.com/LT/en
WHA10462710 | WHATMAN(TM) PURADISC(TM) 30 SYRINGE FIL& | 1X1EA | 1 | 215 | Sigma-Aldrich | WHA10462710 | https://www.sigmaaldrich.com/LT/en
WHA1113240 | WHATMAN(R) QUALITATIVE FILTER PAPER, GR& | 1X1EA | 1 | 74 | Sigma-Aldrich | WHA1113240 | https://www.sigmaaldrich.com/LT/en
WHA1822050 | WHATMAN(TM) GLASS MICROFIBER FILTERS, G& | 1X1EA | 1 | 75 | Sigma-Aldrich | WHA1822050 | https://www.sigmaaldrich.com/LT/en
WHA10414014 | WHATMAN(TM) POLYAMIDE MEMBRANE FILTERS,& | 1X1EA | 1 | 189 | Sigma-Aldrich | WHA10414014 | https://www.sigmaaldrich.com/LT/en
WHA10340810 | WHATMAN(TM) FILTER PAPER, GRADE 0965, & | 1X1EA | 1 | 36 | Sigma-Aldrich | WHA10340810 | https://www.sigmaaldrich.com/LT/en
WHA10400821 | WHATMAN(TM) MEMBRANE FILTERS MIXED CELL& | 1X1EA | 1 | 496 | Sigma-Aldrich | WHA10400821 | https://www.sigmaaldrich.com/LT/en
WHA10427805 | WHATMAN(R) GEL BLOTTING PAPER, GRADE & | 1X1EA | 1 | 37 | Sigma-Aldrich | WHA10427805 | https://www.sigmaaldrich.com/LT/en
GS203NPENYLSP | WHATMAN(R) MINI-UNIPREP(TM) G2 SLIT SEP& | 1X1EA | 1 | 490 | Sigma-Aldrich | GS203NPENYLSP | https://www.sigmaaldrich.com/LT/en
WHA10463503 | WHATMAN REZIST SYRINGE FILTER, 30 MM, P& | 1X1EA | 1 | 384 | Sigma-Aldrich | WHA10463503 | https://www.sigmaaldrich.com/LT/en
WHA67790402 | WHATMAN PURADISC 4 SYRINGE FILTER 0.2 UM | 1X1EA | 1 | 210 | Sigma-Aldrich | WHA67790402 | https://www.sigmaaldrich.com/LT/en
WHA67245000 | WHATMAN(TM) POLYDISC SPF IN-LINE FILTER& | 1X1EA | 1 | 155 | Sigma-Aldrich | WHA67245000 | https://www.sigmaaldrich.com/LT/en
WHA1540042 | WHATMAN(R) QUANTITATIVE FILTER PAPERS, & | 1X1EA | 1 | 20 | Sigma-Aldrich | WHA1540042 | https://www.sigmaaldrich.com/LT/en
WHAGN203NPEPPSP | WHATMAN(R) MINI-UNIPREP(TM) G2 STARTER & | 1X1EA | 1 | 468 | Sigma-Aldrich | WHAGN203NPEPPSP | https://www.sigmaaldrich.com/LT/en
WHA10440000 | WHATMAN(TM) STAINLESS STEEL VACUUM FILT& | 1X1EA | 1 | 1069 | Sigma-Aldrich | WHA10440000 | https://www.sigmaaldrich.com/LT/en
WHA10462655 | WHATMAN(TM) PURADISC(TM) AQUA, 30 MM SY& | 1X1EA | 1 | 291 | Sigma-Aldrich | WHA10462655 | https://www.sigmaaldrich.com/LT/en
WHA10344676 | WHATMAN(TM) SEED TESTING PAPER, GRADE 3& | 1X1EA | 1 | 1608 | Sigma-Aldrich | WHA10344676 | https://www.sigmaaldrich.com/LT/en
WHA68802502 | WHATMAN(R) GD/X SYRINGE FILTERS, POLYPR& | 1X1EA | 1 | 503 | Sigma-Aldrich | WHA68802502 | https://www.sigmaaldrich.com/LT/en
WHA10311610 | WHATMAN(TM) QUALITATIVE FILTER PAPER, G& | 1X1EA | 1 | 14 | Sigma-Aldrich | WHA10311610 | https://www.sigmaaldrich.com/LT/en
WHA10463052 | WHATMAN SPARTAN HPLC CERTIFIED SYRINGE & | 1X1EA | 1 | 1108 | Sigma-Aldrich | WHA10463052 | https://www.sigmaaldrich.com/LT/en
WHA1454110 | WHATMAN(R) QUANTITATIVE FILTER PAPERS, & | 1X1EA | 1 | 33 | Sigma-Aldrich | WHA1454110 | https://www.sigmaaldrich.com/LT/en
WHA2300916 | WHATMAN BENCHKOTE, SHEETS, 46 X 57CM | 1X1EA | 1 | 110 | Sigma-Aldrich | WHA2300916 | https://www.sigmaaldrich.com/LT/en
WHA1213320 | WHATMAN(R) PREPLEATED QUALITATIVE FILTE& | 1X1EA | 1 | 178 | Sigma-Aldrich | WHA1213320 | https://www.sigmaaldrich.com/LT/en
WHA10404026 | WHATMAN CELLULOSE ACETATE MEMBRANE, 0.45 | 1X1EA | 1 | 429 | Sigma-Aldrich | WHA10404026 | https://www.sigmaaldrich.com/LT/en
WHA67245145 | WHATMAN(TM) POLYDISC AS IN-LINE FILTER & | 1X1EA | 1 | 484 | Sigma-Aldrich | WHA67245145 | https://www.sigmaaldrich.com/LT/en
WHA1821025 | WHATMAN(R) GLASS MICROFIBER FILTERS, GR& | 1X1EA | 1 | 51 | Sigma-Aldrich | WHA1821025 | https://www.sigmaaldrich.com/LT/en
WHA68792504 | WHATMAN(R) GD/X SYRINGE FILTERS, POLYPR& | 1X1EA | 1 | 2980 | Sigma-Aldrich | WHA68792504 | https://www.sigmaaldrich.com/LT/en
WHAWB120211 | WHATMAN(R) FTA(R) TECHNOLOGY INDICATOR & | 1X1EA | 1 | 425 | Sigma-Aldrich | WHAWB120211 | https://www.sigmaaldrich.com/LT/en
WHA2800259 | WHATMAN(R) CELLULOSE EXTRACTION THIMBLE& | 1X1EA | 1 | 101 | Sigma-Aldrich | WHA2800259 | https://www.sigmaaldrich.com/LT/en
WHA1851118 | WHATMAN(TM) QM-A QUARTZ FILTERS, CIRCLES | 1X1EA | 1 | 617 | Sigma-Aldrich | WHA1851118 | https://www.sigmaaldrich.com/LT/en
WHA10461100 | WHATMAN(TM) FP 050/0 FILTER HOLDER, POL& | 1X1EA | 1 | 83 | Sigma-Aldrich | WHA10461100 | https://www.sigmaaldrich.com/LT/en
WHA2810T | WHATMAN(TM) POLYCAP HD HEAVY DUTY ENCA& | 1X1EA | 1 | 479 | Sigma-Aldrich | WHA2810T | https://www.sigmaaldrich.com/LT/en
WHA67053604 | WHATMAN(TM) POLYCAP AS ENCAPSULATED FIL& | 1X1EA | 1 | 59 | Sigma-Aldrich | WHA67053604 | https://www.sigmaaldrich.com/LT/en
WHA10318493 | WHATMAN(TM) QUALITATIVE FILTER PAPER, G& | 1X1EA | 1 | 644 | Sigma-Aldrich | WHA10318493 | https://www.sigmaaldrich.com/LT/en
WHA10331456 | WHATMAN(R) PREPLEATED QUALITATIVE FILTE& | 1X1EA | 1 | 248 | Sigma-Aldrich | WHA10331456 | https://www.sigmaaldrich.com/LT/en
WHAUN503NPEAQU | WHATMAN(R) MINI-UNIPREP(TM) SYRINGELESS& | 1X1EA | 1 | 2225 | Sigma-Aldrich | WHAUN503NPEAQU | https://www.sigmaaldrich.com/LT/en
BR113931-100EA | BRAND(TM) CULTURE TUBE, SCREW CAP, 12 & | 1X100EA | 1 | 57 | Sigma-Aldrich | BR113931-100EA | https://www.sigmaaldrich.com/LT/en
BR114516-10EA | BRAND(TM) GRADUATED GLASS TEST TUBE, C& | 1X10EA | 1 | 125 | Sigma-Aldrich | BR114516-10EA | https://www.sigmaaldrich.com/LT/en
BR114832-1000EA | BRAND(TM) CRYOGENIC TUBE WITH SCREW CA& | 1X1000EA | 1 | 318 | Sigma-Aldrich | BR114832-1000EA | https://www.sigmaaldrich.com/LT/en
BR115510-1EA | BRAND(TM) TEST TUBE RACK, PTFE, CAPACI& | 1X1EA | 1 | 88 | Sigma-Aldrich | BR115510-1EA | https://www.sigmaaldrich.com/LT/en
BR124633-1EA | BRAND(TM) DROPPIN&G BOTTLE WITH DROPPIN& | 1X1EA | 1 | 13 | Sigma-Aldrich | BR124633-1EA | https://www.sigmaaldrich.com/LT/en
BR130428-1EA | BRAND(TM) SQUARE PE-HD BOTTLE WITH TAM& | 1X1EA | 1 | 12 | Sigma-Aldrich | BR130428-1EA | https://www.sigmaaldrich.com/LT/en
BR139130-6EA | BRAND(TM) SCOOP, VOLUME 500 ML, L 315 & | 1X6EA | 1 | 31 | Sigma-Aldrich | BR139130-6EA | https://www.sigmaaldrich.com/LT/en
WHA18226580 | WHATMAN(TM) GLASS MICROFIBER FILTERS, GR | 1X1EA | 1 | 161 | Sigma-Aldrich | WHA18226580 | https://www.sigmaaldrich.com/LT/en
WHA10370105 | WHATMAN(TM) GLASS MICROFIBER FILTERS WI& | 1X1EA | 1 | 158 | Sigma-Aldrich | WHA10370105 | https://www.sigmaaldrich.com/LT/en
WHA1820037 | WHATMAN(R) GLASS MICROFIBER FILTERS, GR& | 1X1EA | 1 | 40 | Sigma-Aldrich | WHA1820037 | https://www.sigmaaldrich.com/LT/en
WHAAV115NPUORG | WHATMAN(TM) AUTOVIALS(TM) SYRINGELESS F& | 1X1EA | 1 | 156 | Sigma-Aldrich | WHAAV115NPUORG | https://www.sigmaaldrich.com/LT/en
WHA2200110 | WHATMAN(R) 1PS PHASE SEPARATOR FILTER P& | 1X1EA | 1 | 55 | Sigma-Aldrich | WHA2200110 | https://www.sigmaaldrich.com/LT/en
WHA1114150 | WHATMAN(R) QUALITATIVE FILTER PAPER, GR& | 1X1EA | 1 | 32 | Sigma-Aldrich | WHA1114150 | https://www.sigmaaldrich.com/LT/en
WHA2800250 | WHATMAN(R) CELLULOSE EXTRACTION THIMBLE& | 1X1EA | 1 | 101 | Sigma-Aldrich | WHA2800250 | https://www.sigmaaldrich.com/LT/en
WHA1441185 | WHATMAN(R) QUANTITATIVE FILTER PAPERS, & | 1X1EA | 1 | 90 | Sigma-Aldrich | WHA1441185 | https://www.sigmaaldrich.com/LT/en
WHA10463607 | WHATMAN(TM) REZIST(TM) SYRINGE FILTERS,& | 1X1EA | 1 | 151 | Sigma-Aldrich | WHA10463607 | https://www.sigmaaldrich.com/LT/en
WHA10370202 | WHATMAN(TM) GLASS MICROFIBER FILTERS WI& | 1X1EA | 1 | 95 | Sigma-Aldrich | WHA10370202 | https://www.sigmaaldrich.com/LT/en
WHA5202150 | WHATMAN(R)FILTER PAPER, GRADE 202, CREP& | 1X1EA | 1 | 13 | Sigma-Aldrich | WHA5202150 | https://www.sigmaaldrich.com/LT/en
WHA10312747 | WHATMAN(TM) QUALITATIVE FILTER PAPER, G& | 1X1EA | 1 | 57 | Sigma-Aldrich | WHA10312747 | https://www.sigmaaldrich.com/LT/en
WHA1001090 | WHATMAN(R) QUALITATIVE FILTER PAPERS, G& | 1X1EA | 1 | 10 | Sigma-Aldrich | WHA1001090 | https://www.sigmaaldrich.com/LT/en
BR143862-1EA | BRAND(TM) HIGH PURITY PFA WASHING BOTT& | 1X1EA | 1 | 211 | Sigma-Aldrich | BR143862-1EA | https://www.sigmaaldrich.com/LT/en
BR150907-1EA | BRAND(TM) WATCH GLASS, PTFE, DIAM. 65 & | 1X1EA | 1 | 13 | Sigma-Aldrich | BR150907-1EA | https://www.sigmaaldrich.com/LT/en
BR21913-1EA | BRAND(TM) BLAUBRAND(R) AUTOMATIC BURET& | 1X1EA | 1 | 168 | Sigma-Aldrich | BR21913-1EA | https://www.sigmaaldrich.com/LT/en
BR22521-1EA | BRAND(TM) BLAUBRAND(R) AUTOMATIC BURET& | 1X1EA | 1 | 211 | Sigma-Aldrich | BR22521-1EA | https://www.sigmaaldrich.com/LT/en
BR23819-1EA | BRAND(TM) BLAUBRAND(R) COMPACT AUTOMAT& | 1X1EA | 1 | 119 | Sigma-Aldrich | BR23819-1EA | https://www.sigmaaldrich.com/LT/en
BR27823-12EA | BRAND(TM) GRADUATED PIPETTE, 10 ML& | 1X12EA | 1 | 72 | Sigma-Aldrich | BR27823-12EA | https://www.sigmaaldrich.com/LT/en
BR30606-6EA | BRAND(TM) USP BLAUBRAND(R) VOLUMETRIC& | 1X6EA | 1 | 52 | Sigma-Aldrich | BR30606-6EA | https://www.sigmaaldrich.com/LT/en
BR31708-2EA | BRAND(TM) SILBERBRAND CLASS B GLASS ME& | 1X2EA | 1 | 18 | Sigma-Aldrich | BR31708-2EA | https://www.sigmaaldrich.com/LT/en
BR32864-1EA | BRAND(TM) USP BLAUBRAND(R) CLASS A MEA& | 1X1EA | 1 | 129 | Sigma-Aldrich | BR32864-1EA | https://www.sigmaaldrich.com/LT/en
BR36947-2EA | BRAND(TM) VOLUMETRIC FLASK, USP BLAUBR& | 1X2EA | 1 | 35 | Sigma-Aldrich | BR36947-2EA | https://www.sigmaaldrich.com/LT/en
BR36982-2EA | BRAND(TM) VOLUMETRIC FLASK, USP BLAUBR& | 1X2EA | 1 | 69 | Sigma-Aldrich | BR36982-2EA | https://www.sigmaaldrich.com/LT/en
BR37471-1EA | BRAND(TM) VOLUMETRIC FLASK, USP, BLAUB& | 1X1EA | 1 | 89 | Sigma-Aldrich | BR37471-1EA | https://www.sigmaaldrich.com/LT/en
BR43016-1EA | BRAND(TM) GLASS BOTTLE-TOP TILT PIPETT& | 1X1EA | 1 | 73 | Sigma-Aldrich | BR43016-1EA | https://www.sigmaaldrich.com/LT/en
BR43305-1EA | BRAND(TM) BLAUBRAND(R) DENSITY BOTTLE,& | 1X1EA | 1 | 45 | Sigma-Aldrich | BR43305-1EA | https://www.sigmaaldrich.com/LT/en
BR458732-10EA | BRAND(TM) FILTER CRUCIBLE, GLASS, 50 M& | 1X10EA | 1 | 303 | Sigma-Aldrich | BR458732-10EA | https://www.sigmaaldrich.com/LT/en
BR470050-2000EA | BRAND(TM) COVER GLASS, 20 X 20 MM, SQU& | 1X2000EA | 1 | 79 | Sigma-Aldrich | BR470050-2000EA | https://www.sigmaaldrich.com/LT/en
BR472700-10EA | BRAND(TM) STAINING TROUGH, HELLENDAHL & | 1X10EA | 1 | 137 | Sigma-Aldrich | BR472700-10EA | https://www.sigmaaldrich.com/LT/en
BR474744-2500EA | BRAND(TM) MICROSCOPE SLIDE, GROUND EDG& | 1X2500EA | 1 | 332 | Sigma-Aldrich | BR474744-2500EA | https://www.sigmaaldrich.com/LT/en
BR51422-10EA | BRAND(TM) GROUND JOINT SLEEVE, PTF&E, F& | 1X10EA | 1 | 26 | Sigma-Aldrich | BR51422-10EA | https://www.sigmaaldrich.com/LT/en
BR61815-10EA | BRAND(TM) JAR WITH PUSH-ON LID, PP, CA& | 1X10EA | 1 | 19 | Sigma-Aldrich | BR61815-10EA | https://www.sigmaaldrich.com/LT/en
BR65031-1EA | BRAND(TM) DESICCATOR 'NOVUS', NOMINAL & | 1X1EA | 1 | 149 | Sigma-Aldrich | BR65031-1EA | https://www.sigmaaldrich.com/LT/en
BR701346-48EA | BRAND(TM) 96-WELL PLATE, DEEP WELL, 0.& | 1X48EA | 1 | 215 | Sigma-Aldrich | BR701346-48EA | https://www.sigmaaldrich.com/LT/en
BR701372-50EA | BRAND(TM) SEALING FILM FOR MICROPLATES& | 1X50EA | 1 | 51 | Sigma-Aldrich | BR701372-50EA | https://www.sigmaaldrich.com/LT/en
BR708757-800EA | BRAND(TM) BLAUBRAND(R) MICROPIPETTES, & | 1X800EA | 1 | 168 | Sigma-Aldrich | BR708757-800EA | https://www.sigmaaldrich.com/LT/en
BR717820-1EA | BRAND(TM) BLAUBRAND(R) COUNTING CHAMBE& | 1X1EA | 1 | 79 | Sigma-Aldrich | BR717820-1EA | https://www.sigmaaldrich.com/LT/en
BR723015-100EA | BRAND(TM) HAEMACYTOMETER COVER GLASS, & | 1X100EA | 1 | 166 | Sigma-Aldrich | BR723015-100EA | https://www.sigmaaldrich.com/LT/en
BR758902-1000EA | BRAND(TM) PRESS-ON LID FOR URINE BEAKE& | 1X1000EA | 1 | 71 | Sigma-Aldrich | BR758902-1000EA | https://www.sigmaaldrich.com/LT/en
BR759710-50EA | BRAND(TM) DISPOSAL BAG, PA& | 1X50EA | 1 | 26 | Sigma-Aldrich | BR759710-50EA | https://www.sigmaaldrich.com/LT/en
BR780605-1EA | BRAND(TM) MICROCENTRIFUGE TUBE RACK, F& | 1X1EA | 1 | 11 | Sigma-Aldrich | BR780605-1EA | https://www.sigmaaldrich.com/LT/en
BR780754-500EA | BRAND(TM) MICRO TUBE WITH BULK SCREW C& | 1X500EA | 1 | 167 | Sigma-Aldrich | BR780754-500EA | https://www.sigmaaldrich.com/LT/en
BR781312-1000EA | BRAND(TM) PCR-TUBES, 0.5 ML, YELLOW, I& | 1X1000EA | 1 | 48 | Sigma-Aldrich | BR781312-1000EA | https://www.sigmaaldrich.com/LT/en
BR781334-1PK | BRAND(TM) STRIPS OF 8 CAPS, PP, FLAT, & | 1X1PAK | 1 | 37 | Sigma-Aldrich | BR781334-1PK | https://www.sigmaaldrich.com/LT/en
BR781366-50EA | BRAND(TM) 96-WELL PCR PLATE, NON-SKIRT& | 1X50EA | 1 | 166 | Sigma-Aldrich | BR781366-50EA | https://www.sigmaaldrich.com/LT/en
BR781391-100EA | BRAND(TM) SEALING FILM FOR MICROPLATES& | 1X100EA | 1 | 173 | Sigma-Aldrich | BR781391-100EA | https://www.sigmaaldrich.com/LT/en
BR781530-960EA | BRAND(TM) 1.2 ML TUBES WITH RACK, WITH & | 1X960EA | 1 | 67 | Sigma-Aldrich | BR781530-960EA | https://www.sigmaaldrich.com/LT/en
BR781615-50EA | BRAND(TM) MICROPLATE BRANDPLATES(R), P& | 1X50EA | 1 | 730 | Sigma-Aldrich | BR781615-50EA | https://www.sigmaaldrich.com/LT/en
BR781671-50EA | BRAND(TM) MICROPLATE BRANDPLATES(R), P& | 1X50EA | 1 | 604 | Sigma-Aldrich | BR781671-50EA | https://www.sigmaaldrich.com/LT/en
BR781911-40EA | BRAND(TM) MICROPLATE BRANDPLATES(R), I& | 1X40EA | 1 | 980 | Sigma-Aldrich | BR781911-40EA | https://www.sigmaaldrich.com/LT/en
BR781982-50EA | BRAND(TM) MICROPLATE BRANDPLATES(R), C& | 1X50EA | 1 | 416 | Sigma-Aldrich | BR781982-50EA | https://www.sigmaaldrich.com/LT/en
BR782300-100EA | BRAND(TM) STRIP PLATES, 96-WELL, 12 X& | 1X100EA | 1 | 454 | Sigma-Aldrich | BR782300-100EA | https://www.sigmaaldrich.com/LT/en
BR87508-12EA | BRAND(TM) PMP BEAKER WITH SPOUT, LOW F& | 1X12EA | 1 | 37 | Sigma-Aldrich | BR87508-12EA | https://www.sigmaaldrich.com/LT/en
BR87612-6EA | BRAND(TM) PP BEAKER WITH SPOUT, LOW FO& | 1X6EA | 1 | 15 | Sigma-Aldrich | BR87612-6EA | https://www.sigmaaldrich.com/LT/en
BR87820-6EA | BRAND(TM) PP BEAKER WITH SPOUT, LOW FO& | 1X6EA | 1 | 31 | Sigma-Aldrich | BR87820-6EA | https://www.sigmaaldrich.com/LT/en
BR90256-1EA | BRAND(TM) ETFE BEAKER WITH SPOUT, LOW& | 1X1EA | 1 | 62 | Sigma-Aldrich | BR90256-1EA | https://www.sigmaaldrich.com/LT/en
BR90663-10EA | BRAND(TM) GLASS BEAKER WITH SPOUT, TAL& | 1X10EA | 1 | 329 | Sigma-Aldrich | BR90663-10EA | https://www.sigmaaldrich.com/LT/en
BR91273-1EA | BRAND(TM) GLASS BEAKER WITH SPOUT, LOW& | 1X1EA | 1 | 88 | Sigma-Aldrich | BR91273-1EA | https://www.sigmaaldrich.com/LT/en
WHA1822047 | WHATMAN(R) GLASS MICROFIBER FILTERS, GR& | 1X1EA | 1 | 66 | Sigma-Aldrich | WHA1822047 | https://www.sigmaaldrich.com/LT/en
WHA10310992 | WHATMAN(TM) DRYING PAD | 1X1EA | 1 | 404 | Sigma-Aldrich | WHA10310992 | https://www.sigmaaldrich.com/LT/en
WHA1960052 | WHATMAN(TM) GLASS MICROFIBER MEMBRANE& | 1X1EA | 1 | 404 | Sigma-Aldrich | WHA1960052 | https://www.sigmaaldrich.com/LT/en
WHA1820915 | WHATMAN(TM) GLASS MICROFIBER FILTERS, G& | 1X1EA | 1 | 415 | Sigma-Aldrich | WHA1820915 | https://www.sigmaaldrich.com/LT/en
WHA68712502 | WHATMAN(R) GD/X SYRINGE FILTERS, NYLON & | 1X1EA | 1 | 2950 | Sigma-Aldrich | WHA68712502 | https://www.sigmaaldrich.com/LT/en
WHA30306132 | WHATMAN(TM) CELLULOSE CHROMATOGRAPHY PA& | 1X1EA | 1 | 27 | Sigma-Aldrich | WHA30306132 | https://www.sigmaaldrich.com/LT/en
GS203NPEAQU | WHATMAN(R) MINI-UNIPREP(TM) G2 SLIT SEP& | 1X1EA | 1 | 484 | Sigma-Aldrich | GS203NPEAQU | https://www.sigmaaldrich.com/LT/en
WHA10347512 | WHATMAN(R) QUALITATIVE FILTER PAPER FOR& | 1X1EA | 1 | 40 | Sigma-Aldrich | WHA10347512 | https://www.sigmaaldrich.com/LT/en
WHA1450090 | WHATMAN QUANTITATIVE FILTER PAPER, HAR | 1X1EA | 1 | 29 | Sigma-Aldrich | WHA1450090 | https://www.sigmaaldrich.com/LT/en
WHA10311451 | WHATMAN(R) PREPLEATED QUALITATIVE FILTE& | 1X1EA | 1 | 88 | Sigma-Aldrich | WHA10311451 | https://www.sigmaaldrich.com/LT/en
WHA67093602 | WHATMAN(TM) POLYCAP AS ENCAPSULATED FIL& | 1X1EA | 1 | 59 | Sigma-Aldrich | WHA67093602 | https://www.sigmaaldrich.com/LT/en
WHA10401514 | WHATMAN(TM) MEMBRANE FILTERS MIXED CELL& | 1X1EA | 1 | 149 | Sigma-Aldrich | WHA10401514 | https://www.sigmaaldrich.com/LT/en
WHA77015200 | WHATMAN UNIFILTER PLATES, 2ML, WITH NC M | 1X1EA | 1 | 208 | Sigma-Aldrich | WHA77015200 | https://www.sigmaaldrich.com/LT/en
WHA10401721 | WHATMAN(TM) MEMBRANE FILTERS MIXED CELL& | 1X1EA | 1 | 316 | Sigma-Aldrich | WHA10401721 | https://www.sigmaaldrich.com/LT/en
WHA68762504 | WHATMAN(R) GD/X SYRINGE FILTERS, POLYPR& | 1X1EA | 1 | 508 | Sigma-Aldrich | WHA68762504 | https://www.sigmaaldrich.com/LT/en
WHA5201185 | WHATMAN(R) FILTER PAPER, GRADE 201, CIR& | 1X1EA | 1 | 16 | Sigma-Aldrich | WHA5201185 | https://www.sigmaaldrich.com/LT/en
WHAUN503NPUORG | WHATMAN(R) MINI-UNIPREP(TM) SYRINGELESS& | 1X1EA | 1 | 2225 | Sigma-Aldrich | WHAUN503NPUORG | https://www.sigmaaldrich.com/LT/en
WHA67179504 | WHATMAN(TM) POLYCAP TC ENCAPSULATED FIL& | 1X1EA | 1 | 168 | Sigma-Aldrich | WHA67179504 | https://www.sigmaaldrich.com/LT/en
WHA10414112 | WHATMAN(R) NYLON-66 MEMBRANE FILTERS, N& | 1X1EA | 1 | 184 | Sigma-Aldrich | WHA10414112 | https://www.sigmaaldrich.com/LT/en
WHA2813T | WHATMAN(TM) POLYCAP HD HEAVY DUTY ENCAP& | 1X1EA | 1 | 479 | Sigma-Aldrich | WHA2813T | https://www.sigmaaldrich.com/LT/en
WHA2600202A | WHATMAN(TM) TEST PAPERS, ACID ALKALI, R& | 1X1EA | 1 | 17 | Sigma-Aldrich | WHA2600202A | https://www.sigmaaldrich.com/LT/en
WHA10342583 | WHATMAN(TM) SEED TESTING PAPER, GRADE 3& | 1X1EA | 1 | 40 | Sigma-Aldrich | WHA10342583 | https://www.sigmaaldrich.com/LT/en
WHA10411313 | WHATMAN PTFE MEMBRANE FILTERS, TE 36 (C& | 1X1EA | 1 | 294 | Sigma-Aldrich | WHA10411313 | https://www.sigmaaldrich.com/LT/en
WHA1444240 | WHATMAN(TM) QUANTITATIVE FILTER PAPER, A | 1X1EA | 1 | 152 | Sigma-Aldrich | WHA1444240 | https://www.sigmaaldrich.com/LT/en
WHA2800331 | WHATMAN(R) CELLULOSE EXTRACTION THIMBLE& | 1X1EA | 1 | 145 | Sigma-Aldrich | WHA2800331 | https://www.sigmaaldrich.com/LT/en
WHA10311652 | WHATMAN(R) PREPLEATED QUALITATIVE FILTE& | 1X1EA | 1 | 112 | Sigma-Aldrich | WHA10311652 | https://www.sigmaaldrich.com/LT/en
WHA10408472 | WHATMAN(TM) ME MEMBRANES FOR MICROBIOLO& | 1X1EA | 1 | 235 | Sigma-Aldrich | WHA10408472 | https://www.sigmaaldrich.com/LT/en
WHA10311447 | WHATMAN(R) PREPLEATED QUALITATIVE FILTE& | 1X1EA | 1 | 59 | Sigma-Aldrich | WHA10311447 | https://www.sigmaaldrich.com/LT/en
WHA1443110 | WHATMAN(TM) QUANTITATIVE FILTER PAPER, & | 1X1EA | 1 | 39 | Sigma-Aldrich | WHA1443110 | https://www.sigmaaldrich.com/LT/en
WHA67053602 | WHATMAN(TM) POLYCAP AS ENCAPSULATED FIL& | 1X1EA | 1 | 59 | Sigma-Aldrich | WHA67053602 | https://www.sigmaaldrich.com/LT/en
WHA68801304 | WHATMAN(R) GD/X SYRINGE FILTERS, POLYPR& | 1X1EA | 1 | 476 | Sigma-Aldrich | WHA68801304 | https://www.sigmaaldrich.com/LT/en
WHA10404139 | WHATMAN(TM) CELLULOSE ACETATE MEMBRANE,& | 1X1EA | 1 | 546 | Sigma-Aldrich | WHA10404139 | https://www.sigmaaldrich.com/LT/en
WHA800308 | WHATMAN(TM) NUCLEPORE(TM) TRACK-ETCHED & | 1X1EA | 1 | 126 | Sigma-Aldrich | WHA800308 | https://www.sigmaaldrich.com/LT/en
WHA67221001 | VACU-GUARD(R) 150 CHEMICAL TRAP TRAP MED | 1X1EA | 1 | 171 | Sigma-Aldrich | WHA67221001 | https://www.sigmaaldrich.com/LT/en
WHA7184001 | WHATMAN(TM) MEMBRANE FILTERS CELLULOSE & | 1X1EA | 1 | 109 | Sigma-Aldrich | WHA7184001 | https://www.sigmaaldrich.com/LT/en
WHA231100 | WHATMAN(TM) DRAIN DISC, 47 MM, POLYETHY& | 1X1EA | 1 | 82 | Sigma-Aldrich | WHA231100 | https://www.sigmaaldrich.com/LT/en
WHA10311856 | WHATMAN(R) PREPLEATED QUALITATIVE FILTE& | 1X1EA | 1 | 295 | Sigma-Aldrich | WHA10311856 | https://www.sigmaaldrich.com/LT/en
WHA10400806 | WHATMAN(TM) MEMBRANE FILTERS MIXED CELL& | 1X1EA | 1 | 135 | Sigma-Aldrich | WHA10400806 | https://www.sigmaaldrich.com/LT/en
WHA10462281 | WHATMAN(TM) CELTRON 30/0.45 RC-GF55 | 1X1EA | 1 | 284 | Sigma-Aldrich | WHA10462281 | https://www.sigmaaldrich.com/LT/en
WHA2814533 | WHATMAN(TM) HIGH-PURITY GLASS MICROFIBE& | 1X1EA | 1 | 504 | Sigma-Aldrich | WHA2814533 | https://www.sigmaaldrich.com/LT/en
WHA67842502 | WHATMAN PURADISC 25 SYRINGE FILTER 0.2 U | 1X1EA | 1 | 147 | Sigma-Aldrich | WHA67842502 | https://www.sigmaaldrich.com/LT/en
WHA10462700 | WHATMAN(R) PURADISC(TM) FP30 SYRINGE FI& | 1X1EA | 1 | 903 | Sigma-Aldrich | WHA10462700 | https://www.sigmaaldrich.com/LT/en
WHA10300212 | WHATMAN(R) QUANTITATIVE FILTER PAPER, A& | 1X1EA | 1 | 60 | Sigma-Aldrich | WHA10300212 | https://www.sigmaaldrich.com/LT/en
WHA97039944 | WHATMAN(R) F319-04 GF FILTER, DIAM 92MM | 1X1EA | 1 | 170 | Sigma-Aldrich | WHA97039944 | https://www.sigmaaldrich.com/LT/en
WHA1441042 | WHATMAN(R) QUANTITATIVE FILTER PAPERS, & | 1X1EA | 1 | 17 | Sigma-Aldrich | WHA1441042 | https://www.sigmaaldrich.com/LT/en
WHA10334351 | WHATMAN(R) PREPLEATED QUALITATIVE FILTE& | 1X1EA | 1 | 61 | Sigma-Aldrich | WHA10334351 | https://www.sigmaaldrich.com/LT/en
WHAUS503NPUPP | WHATMAN(R) MINI-UNIPREP(TM) SYRINGELESS& | 1X1EA | 1 | 2294 | Sigma-Aldrich | WHAUS503NPUPP | https://www.sigmaaldrich.com/LT/en
WHA10421060 | WHATMAN(TM) GLASS MICROFIBER FILTERS WI& | 1X1EA | 1 | 330 | Sigma-Aldrich | WHA10421060 | https://www.sigmaaldrich.com/LT/en
WHA1454125 | WHATMAN(R) QUANTITATIVE FILTER PAPERS, & | 1X1EA | 1 | 38 | Sigma-Aldrich | WHA1454125 | https://www.sigmaaldrich.com/LT/en
WHA10310245 | WHATMAN(R) APPLICATION SPECIFIC FILTER,& | 1X1EA | 1 | 55 | Sigma-Aldrich | WHA10310245 | https://www.sigmaaldrich.com/LT/en
WHA1827105 | WHATMAN(R) GLASS MICROFIBER FILTERS, GR& | 1X1EA | 1 | 141 | Sigma-Aldrich | WHA1827105 | https://www.sigmaaldrich.com/LT/en
WHA1003125 | WHATMAN(R) QUALITATIVE FILTER PAPERS, G& | 1X1EA | 1 | 34 | Sigma-Aldrich | WHA1003125 | https://www.sigmaaldrich.com/LT/en
WHA1820060 | WHATMAN(TM) GLASS MICROFIBER FILTERS, G& | 1X1EA | 1 | 59 | Sigma-Aldrich | WHA1820060 | https://www.sigmaaldrich.com/LT/en
WHA67047500 | WHATMAN(TM) CARBON/HEPA FILTER CAPSULE, | 1X1EA | 1 | 170 | Sigma-Aldrich | WHA67047500 | https://www.sigmaaldrich.com/LT/en
WHA67901304 | WHATMAN PURADISC 13 SYRINGE FILTER 0.45 | 1X1EA | 1 | 842 | Sigma-Aldrich | WHA67901304 | https://www.sigmaaldrich.com/LT/en
WHA10371011 | WHATMAN(TM) STANDARD GLASS MICROFIBER E& | 1X1EA | 1 | 170 | Sigma-Aldrich | WHA10371011 | https://www.sigmaaldrich.com/LT/en
WHA10463100 | WHATMAN SPARTAN HPLC CERTIFIED SYRINGE & | 1X1EA | 1 | 244 | Sigma-Aldrich | WHA10463100 | https://www.sigmaaldrich.com/LT/en
WHAUN203NPUORG | WHATMAN(R) MINI-UNIPREP(TM) SYRINGELESS& | 1X1EA | 1 | 244 | Sigma-Aldrich | WHAUN203NPUORG | https://www.sigmaaldrich.com/LT/en
WHA10382562 | WHATMAN(TM) CELLULOSE CHROMATOGRAPHY PA& | 1X1EA | 1 | 593 | Sigma-Aldrich | WHA10382562 | https://www.sigmaaldrich.com/LT/en
WHA5202125 | WHATMAN(R)FILTER PAPER, GRADE 202, CREP& | 1X1EA | 1 | 10 | Sigma-Aldrich | WHA5202125 | https://www.sigmaaldrich.com/LT/en
WHA67255002 | WHATMAN(TM) IN-LINE FILTER / DEGASSERS & | 1X1EA | 1 | 176 | Sigma-Aldrich | WHA67255002 | https://www.sigmaaldrich.com/LT/en
WHA10400014 | WHATMAN(TM) MEMBRANE FILTERS CELLULOSE & | 1X1EA | 1 | 220 | Sigma-Aldrich | WHA10400014 | https://www.sigmaaldrich.com/LT/en
WHA10300107 | WHATMAN(R) QUANTITATIVE FILTER PAPER, A& | 1X1EA | 1 | 22 | Sigma-Aldrich | WHA10300107 | https://www.sigmaaldrich.com/LT/en
WHA1950007 | WHATMAN(TM) GLASS MICROFIBER FILTRATION | 1X1EA | 1 | 276 | Sigma-Aldrich | WHA1950007 | https://www.sigmaaldrich.com/LT/en
WHA69712504 | WHATMAN(TM) GD/X SYRINGE FILTERS 25, 0& | 1X1EA | 1 | 2989 | Sigma-Aldrich | WHA69712504 | https://www.sigmaaldrich.com/LT/en
WHA77002808 | WHATMAN(TM) UNIFILTER(TM) PLATES 96, 80& | 1X1EA | 1 | 717 | Sigma-Aldrich | WHA77002808 | https://www.sigmaaldrich.com/LT/en
WHA1450185 | WHATMAN(R) QUANTITATIVE FILTER PAPERS, & | 1X1EA | 1 | 78 | Sigma-Aldrich | WHA1450185 | https://www.sigmaaldrich.com/LT/en
WHA69002502 | WHATMAN(R) GD/X SYRINGE FILTERS, PVDF M& | 1X1EA | 1 | 238 | Sigma-Aldrich | WHA69002502 | https://www.sigmaaldrich.com/LT/en
WHA68099234 | WHATMAN(R) ANOTOP(R) 10 IC SYRINGE FILT& | 1X1EA | 1 | 2196 | Sigma-Aldrich | WHA68099234 | https://www.sigmaaldrich.com/LT/en
WHA3017621 | WHATMAN(TM) CELLULOSE CHROMATOGRAPHY PA& | 1X1EA | 1 | 82 | Sigma-Aldrich | WHA3017621 | https://www.sigmaaldrich.com/LT/en
WHA10441200 | WHATMAN(TM) GLASS VACUUM FILTRATION DEV& | 1X1EA | 1 | 502 | Sigma-Aldrich | WHA10441200 | https://www.sigmaaldrich.com/LT/en
WHA230300 | WHATMAN(TM) DRAIN DISC, 10 MM, POLYETHY& | 1X1EA | 1 | 62 | Sigma-Aldrich | WHA230300 | https://www.sigmaaldrich.com/LT/en
WHA1950217 | WHATMAN(TM) GLASS MICROFIBER FILTRATION | 1X1EA | 1 | 143 | Sigma-Aldrich | WHA1950217 | https://www.sigmaaldrich.com/LT/en
WHA67891304 | WHATMAN PURADISC 13 SYRINGE FILTER 0.45& | 1X1EA | 1 | 233 | Sigma-Aldrich | WHA67891304 | https://www.sigmaaldrich.com/LT/en
WHA10308210 | WHATMAN(TM) FILTER PAPER, GRADE 989, 11& | 1X1EA | 1 | 42 | Sigma-Aldrich | WHA10308210 | https://www.sigmaaldrich.com/LT/en
WHA10312651 | WHATMAN(R) PREPLEATED QUALITATIVE FILTE& | 1X1EA | 1 | 174 | Sigma-Aldrich | WHA10312651 | https://www.sigmaaldrich.com/LT/en
WHA5230200 | WHATMAN(R) REEVE ANGEL(TM) FILTER PAP | 1X1EA | 1 | 22 | Sigma-Aldrich | WHA5230200 | https://www.sigmaaldrich.com/LT/en
WHA1003090 | WHATMAN(R) QUALITATIVE FILTER PAPERS, G& | 1X1EA | 1 | 22 | Sigma-Aldrich | WHA1003090 | https://www.sigmaaldrich.com/LT/en
WHA1980001 | WHATMAN(TM) GLASS MICROFIBER MEMBRANE H& | 1X1EA | 1 | 149 | Sigma-Aldrich | WHA1980001 | https://www.sigmaaldrich.com/LT/en
WHA10445866 | WHATMAN(TM) MICROBIOLOGICAL FILTRATION& | 1X1EA | 1 | 179 | Sigma-Aldrich | WHA10445866 | https://www.sigmaaldrich.com/LT/en
WHA10407172 | WHATMAN(TM) MICRO-PLUS MEMBRANES FOR MI& | 1X1EA | 1 | 555 | Sigma-Aldrich | WHA10407172 | https://www.sigmaaldrich.com/LT/en
WHA1454240 | WHATMAN(R) QUANTITATIVE FILTER PAPERS, & | 1X1EA | 1 | 130 | Sigma-Aldrich | WHA1454240 | https://www.sigmaaldrich.com/LT/en
WHAGN203NPUAQUSP | WHATMAN(R) MINI-UNIPREP(TM) G2 STARTER & | 1X1EA | 1 | 468 | Sigma-Aldrich | WHAGN203NPUAQUSP | https://www.sigmaaldrich.com/LT/en
WHA2714 | WHATMAN(TM) POLYDISC HD HEAVY DUTY IN-L& | 1X1EA | 1 | 384 | Sigma-Aldrich | WHA2714 | https://www.sigmaaldrich.com/LT/en
WHA10300214 | WHATMAN(R) QUANTITATIVE FILTER PAPER, A& | 1X1EA | 1 | 89 | Sigma-Aldrich | WHA10300214 | https://www.sigmaaldrich.com/LT/en
WHA67921304 | WHATMAN PURADISC 13 SYRINGE FILTER 0.45 | 1X1EA | 1 | 842 | Sigma-Aldrich | WHA67921304 | https://www.sigmaaldrich.com/LT/en
WHA1810047 | WHATMAN(TM) ACID TREATED LOW METAL TCLP& | 1X1EA | 1 | 118 | Sigma-Aldrich | WHA1810047 | https://www.sigmaaldrich.com/LT/en
WHA1821914 | WHATMAN(TM) GLASS MICROFIBER FILTERS, GR | 1X1EA | 1 | 330 | Sigma-Aldrich | WHA1821914 | https://www.sigmaaldrich.com/LT/en
WHA67891302 | WHATMAN PURADISC 13 SYRINGE FILTER 0.2 U | 1X1EA | 1 | 233 | Sigma-Aldrich | WHA67891302 | https://www.sigmaaldrich.com/LT/en
WHA10311687 | WHATMAN(TM) QUALITATIVE FILTER PAPER, G& | 1X1EA | 1 | 893 | Sigma-Aldrich | WHA10311687 | https://www.sigmaaldrich.com/LT/en
WHA10370172 | WHATMAN(TM) GLASS MICROFIBER FILTERS WI& | 1X1EA | 1 | 150 | Sigma-Aldrich | WHA10370172 | https://www.sigmaaldrich.com/LT/en
WHA10401712 | WHATMAN(TM) MEMBRANE FILTERS MIXED CELL& | 1X1EA | 1 | 152 | Sigma-Aldrich | WHA10401712 | https://www.sigmaaldrich.com/LT/en
WHA1441240 | WHATMAN(R) QUANTITATIVE FILTER PAPERS, & | 1X1EA | 1 | 143 | Sigma-Aldrich | WHA1441240 | https://www.sigmaaldrich.com/LT/en
WHA2800608 | WHATMAN(R) CELLULOSE EXTRACTION THIMBLE& | 1X1EA | 1 | 250 | Sigma-Aldrich | WHA2800608 | https://www.sigmaaldrich.com/LT/en
WHA2017009 | WHATMAN(TM) ANTIBIOTIC ASSAY DISCS, 9 M& | 1X1EA | 1 | 191 | Sigma-Aldrich | WHA2017009 | https://www.sigmaaldrich.com/LT/en
WHA10408714 | WHATMAN(TM) ME MEMBRANES FOR MICROBIOLO& | 1X1EA | 1 | 499 | Sigma-Aldrich | WHA10408714 | https://www.sigmaaldrich.com/LT/en
WHA5201240 | WHATMAN(R) FILTER PAPER, GRADE 201, CIR& | 1X1EA | 1 | 25 | Sigma-Aldrich | WHA5201240 | https://www.sigmaaldrich.com/LT/en
WHA1113320 | WHATMAN(R) QUALITATIVE FILTER PAPER, GR& | 1X1EA | 1 | 147 | Sigma-Aldrich | WHA1113320 | https://www.sigmaaldrich.com/LT/en
WHA113502 | WHATMAN(TM) NUCLEPORE(TM) TRACK-ETCHED & | 1X1EA | 1 | 679 | Sigma-Aldrich | WHA113502 | https://www.sigmaaldrich.com/LT/en
WHA10463515 | WHATMAN REZIST SYRINGE FILTER, 30 MM, P& | 1X1EA | 1 | 1549 | Sigma-Aldrich | WHA10463515 | https://www.sigmaaldrich.com/LT/en
WHA2103 | WHATMAN(TM) POLYVENT(TM) AND STERIVENT(& | 1X1EA | 1 | 86 | Sigma-Aldrich | WHA2103 | https://www.sigmaaldrich.com/LT/en
WHA10443001 | WHATMAN(TM) GLASS VACUUM FILTRATION DEV& | 1X1EA | 1 | 210 | Sigma-Aldrich | WHA10443001 | https://www.sigmaaldrich.com/LT/en
WHA2600500 | WHATMAN(TM) PH INDICATORS, BOOK, 1.0 TO& | 1X1EA | 1 | 100 | Sigma-Aldrich | WHA2600500 | https://www.sigmaaldrich.com/LT/en
WHA10318489 | WHATMAN(TM) QUALITATIVE FILTER PAPER, G& | 1X1EA | 1 | 50 | Sigma-Aldrich | WHA10318489 | https://www.sigmaaldrich.com/LT/en
WHA1091110 | WHATMAN(R) QUALITATIVE FILTER PAPER, GR& | 1X1EA | 1 | 337 | Sigma-Aldrich | WHA1091110 | https://www.sigmaaldrich.com/LT/en
WHAUS203NPEORG | WHATMAN(R) MINI-UNIPREP(TM) SYRINGELESS& | 1X1EA | 1 | 249 | Sigma-Aldrich | WHAUS203NPEORG | https://www.sigmaaldrich.com/LT/en
WHA1827021 | WHATMAN(R) GLASS MICROFIBER FILTERS, GR& | 1X1EA | 1 | 24 | Sigma-Aldrich | WHA1827021 | https://www.sigmaaldrich.com/LT/en
WHA10404131 | WHATMAN(TM) CELLULOSE ACETATE MEMBRANE,& | 1X1EA | 1 | 220 | Sigma-Aldrich | WHA10404131 | https://www.sigmaaldrich.com/LT/en
WHA1440329 | WHATMAN(TM) QUANTITATIVE FILTER PAPER, A | 1X1EA | 1 | 19 | Sigma-Aldrich | WHA1440329 | https://www.sigmaaldrich.com/LT/en
WHA68092002 | WHATMAN(TM) ANOTOP(TM) 25 SYRINGE FILTE& | 1X1EA | 1 | 707 | Sigma-Aldrich | WHA68092002 | https://www.sigmaaldrich.com/LT/en
WHAGN203NPUORG | WHATMAN(R) MINI-UNIPREP(TM) G2, CLEAR, & | 1X1EA | 1 | 463 | Sigma-Aldrich | WHAGN203NPUORG | https://www.sigmaaldrich.com/LT/en
WHA67177510 | WHATMAN(TM) POLYCAP TC ENCAPSULATED FIL& | 1X1EA | 1 | 129 | Sigma-Aldrich | WHA67177510 | https://www.sigmaaldrich.com/LT/en
WHA2300772 | WHATMAN BENCHKOTE, REEL, 92CM X 50M | 1X1EA | 1 | 385 | Sigma-Aldrich | WHA2300772 | https://www.sigmaaldrich.com/LT/en
WHA1454070 | WHATMAN(R) QUANTITATIVE FILTER PAPERS, & | 1X1EA | 1 | 18 | Sigma-Aldrich | WHA1454070 | https://www.sigmaaldrich.com/LT/en
WHA1030025 | WHATMAN(TM) CELLULOSE CHROMATOGRAPHY PA& | 1X1EA | 1 | 16 | Sigma-Aldrich | WHA1030025 | https://www.sigmaaldrich.com/LT/en
GS203NPUORG | WHATMAN(R) MINI-UNIPREP(TM) G2 SLIT SEP& | 1X1EA | 1 | 484 | Sigma-Aldrich | GS203NPUORG | https://www.sigmaaldrich.com/LT/en
WHA2628990 | WHATMAN(TM) PH INDICATORS, INTEGRAL COM& | 1X1EA | 1 | 30 | Sigma-Aldrich | WHA2628990 | https://www.sigmaaldrich.com/LT/en
WHA10463040 | WHATMAN SPARTAN HPLC CERTIFIED SYRINGE & | 1X1EA | 1 | 244 | Sigma-Aldrich | WHA10463040 | https://www.sigmaaldrich.com/LT/en
WHA5230250 | WHATMAN(R) FILTER PAPER, GRADE 230, CRE& | 1X1EA | 1 | 33 | Sigma-Aldrich | WHA5230250 | https://www.sigmaaldrich.com/LT/en
WHA1002929 | WHATMAN(TM) QUALITATIVE FILTER PAPER, G& | 1X1EA | 1 | 294 | Sigma-Aldrich | WHA1002929 | https://www.sigmaaldrich.com/LT/en
WHA67751302 | WHATMAN(TM) PURADISC(TM) 13 SYRINGE FIL& | 1X1EA | 1 | 157 | Sigma-Aldrich | WHA67751302 | https://www.sigmaaldrich.com/LT/en
WHA2611628 | WHATMAN(TM) PH INDICATORS, THREE COLORS& | 1X1EA | 1 | 24 | Sigma-Aldrich | WHA2611628 | https://www.sigmaaldrich.com/LT/en
WHA68822504 | WHATMAN(R) GD/X SYRINGE FILTERS, REGENE& | 1X1EA | 1 | 600 | Sigma-Aldrich | WHA68822504 | https://www.sigmaaldrich.com/LT/en
WHA1823110 | WHATMAN(R) GLASS MICROFIBER FILTERS, GR& | 1X1EA | 1 | 46 | Sigma-Aldrich | WHA1823110 | https://www.sigmaaldrich.com/LT/en
WHA5201911 | WHATMAN(R) FILTER PAPER, GRADE 201, SHE& | 1X1EA | 1 | 164 | Sigma-Aldrich | WHA5201911 | https://www.sigmaaldrich.com/LT/en
WHA2200090 | WHATMAN 1PS PHASE SEPARATOR FILTER PAPER | 1X1EA | 1 | 45 | Sigma-Aldrich | WHA2200090 | https://www.sigmaaldrich.com/LT/en
WHA10427826 | WHATMAN(TM) GEL BLOTTING PAPERS, GRADE & | 1X1EA | 1 | 603 | Sigma-Aldrich | WHA10427826 | https://www.sigmaaldrich.com/LT/en
WHAWB120056 | WHATMAN(R) FTA(R) TECHNOLOGY INDICATOR & | 1X1EA | 1 | 596 | Sigma-Aldrich | WHAWB120056 | https://www.sigmaaldrich.com/LT/en
WHA1443185 | WHATMAN(TM) QUANTITATIVE FILTER PAPER, & | 1X1EA | 1 | 90 | Sigma-Aldrich | WHA1443185 | https://www.sigmaaldrich.com/LT/en
WHA10350245 | WHATMAN CELLULOSE EXTRACTION THIMBLES, & | 1X1EA | 1 | 130 | Sigma-Aldrich | WHA10350245 | https://www.sigmaaldrich.com/LT/en
WHA67462504 | WHATMAN PURADISC 25 SYRINGE FILTER 0.45 | 1X1EA | 1 | 165 | Sigma-Aldrich | WHA67462504 | https://www.sigmaaldrich.com/LT/en
WHA5230090 | WHATMAN(R) FILTER PAPER, GRADE 230, CRE& | 1X1EA | 1 | 10 | Sigma-Aldrich | WHA5230090 | https://www.sigmaaldrich.com/LT/en
WHAWB100040 | HARRIS UNI-CORE, 6.0 MM PUNCH + 2 MATS | 1X1EA | 1 | 65 | Sigma-Aldrich | WHAWB100040 | https://www.sigmaaldrich.com/LT/en
WHA67791302 | WHATMAN PURADISC 13 SYRINGE FILTER 0.2 U | 1X1EA | 1 | 235 | Sigma-Aldrich | WHA67791302 | https://www.sigmaaldrich.com/LT/en
WHA5201150 | WHATMAN(R) FILTER PAPER, GRADE 201, CIR& | 1X1EA | 1 | 12 | Sigma-Aldrich | WHA5201150 | https://www.sigmaaldrich.com/LT/en
WHA68941304 | WHATMAN(R) GD/X SYRINGE FILTERS, GLASS & | 1X1EA | 1 | 476 | Sigma-Aldrich | WHA68941304 | https://www.sigmaaldrich.com/LT/en
WHA67651304 | WHATMAN(R) PURADISC(TM) 13 SYRINGE FILT& | 1X1EA | 1 | 2411 | Sigma-Aldrich | WHA67651304 | https://www.sigmaaldrich.com/LT/en
WHA10403012 | WHATMAN(TM) CELLULOSE ACETATE MEMBRANE,& | 1X1EA | 1 | 196 | Sigma-Aldrich | WHA10403012 | https://www.sigmaaldrich.com/LT/en
WHA2800105 | WHATMAN(R) CELLULOSE EXTRACTION THIMBLE& | 1X1EA | 1 | 95 | Sigma-Aldrich | WHA2800105 | https://www.sigmaaldrich.com/LT/en
WHA10462510 | WHATMAN(TM) PURADISC(TM) 30 SYRINGE FIL& | 1X1EA | 1 | 217 | Sigma-Aldrich | WHA10462510 | https://www.sigmaaldrich.com/LT/en
WHA7186004 | WHATMAN(TM) MEMBRANE FILTERS CELLULOSE & | 1X1EA | 1 | 196 | Sigma-Aldrich | WHA7186004 | https://www.sigmaaldrich.com/LT/en
WHA10462950 | Whatman(R) Spartan(R) HPLC certified syr | 1X1EA | 1 | 170 | Sigma-Aldrich | WHA10462950 | https://www.sigmaaldrich.com/LT/en
WHA10401506 | WHATMAN(TM) MEMBRANE FILTERS MIXED CELL& | 1X1EA | 1 | 111 | Sigma-Aldrich | WHA10401506 | https://www.sigmaaldrich.com/LT/en
WHA10311810 | WHATMAN(R) QUALITATIVE FILTER PAPER, GR& | 1X1EA | 1 | 14 | Sigma-Aldrich | WHA10311810 | https://www.sigmaaldrich.com/LT/en
WHA1950027 | WHATMAN(TM) GLASS MICROFIBER FILTRATION& | 1X1EA | 1 | 476 | Sigma-Aldrich | WHA1950027 | https://www.sigmaaldrich.com/LT/en
WHA10463053 | WHATMAN SPARTAN SYRINGE FILTERS, SPARTA& | 1X1EA | 1 | 161 | Sigma-Aldrich | WHA10463053 | https://www.sigmaaldrich.com/LT/en
WHAWB129241 | WHATMAN(R) FTA(R) CARD TECHNOLOGY, FTA & | 1X1EA | 1 | 837 | Sigma-Aldrich | WHAWB129241 | https://www.sigmaaldrich.com/LT/en
WHA3001878 | WHATMAN(TM) CELLULOSE CHROMATOGRAPHY PA& | 1X1EA | 1 | 95 | Sigma-Aldrich | WHA3001878 | https://www.sigmaaldrich.com/LT/en
WHAUN203APEORG | WHATMAN(TM) MINI-UNIPREP(TM) SYRINGELES& | 1X1EA | 1 | 249 | Sigma-Aldrich | WHAUN203APEORG | https://www.sigmaaldrich.com/LT/en
WHAUS503NPENYL | WHATMAN(R) MINI-UNIPREP(TM) SYRINGELESS& | 1X1EA | 1 | 2294 | Sigma-Aldrich | WHAUS503NPENYL | https://www.sigmaaldrich.com/LT/en
WHA10311611 | WHATMAN(TM) QUALITATIVE FILTER PAPER, G& | 1X1EA | 1 | 18 | Sigma-Aldrich | WHA10311611 | https://www.sigmaaldrich.com/LT/en
WHA10477100 | WHATMAN(TM) MEMBRANE-BUTLER, MANUAL BUT& | 1X1EA | 1 | 1402 | Sigma-Aldrich | WHA10477100 | https://www.sigmaaldrich.com/LT/en
WHA110603 | WHATMAN(TM) NUCLEPORE(TM) TRACK-ETCHED & | 1X1EA | 1 | 133 | Sigma-Aldrich | WHA110603 | https://www.sigmaaldrich.com/LT/en
WHA1113110 | WHATMAN(R) QUALITATIVE FILTER PAPER, GR& | 1X1EA | 1 | 19 | Sigma-Aldrich | WHA1113110 | https://www.sigmaaldrich.com/LT/en
WHA10314753 | WHATMAN(R) PREPLEATED QUALITATIVE FILTE& | 1X1EA | 1 | 217 | Sigma-Aldrich | WHA10314753 | https://www.sigmaaldrich.com/LT/en
WHA1002320 | WHATMAN(R) QUALITATIVE FILTER PAPERS, G& | 1X1EA | 1 | 111 | Sigma-Aldrich | WHA1002320 | https://www.sigmaaldrich.com/LT/en
WHA10410224 | WHATMAN(TM) MEMBRANE REGENERATED CELLUL& | 1X1EA | 1 | 216 | Sigma-Aldrich | WHA10410224 | https://www.sigmaaldrich.com/LT/en
WHA1004110 | WHATMAN(R) QUALITATIVE FILTER PAPERS, G& | 1X1EA | 1 | 18 | Sigma-Aldrich | WHA1004110 | https://www.sigmaaldrich.com/LT/en
WHA10370206 | WHATMAN(TM) GLASS MICROFIBER FILTERS WI& | 1X1EA | 1 | 232 | Sigma-Aldrich | WHA10370206 | https://www.sigmaaldrich.com/LT/en
WHA10348903 | WHATMAN(TM) QUALITATIVE FILTER PAPER, G& | 1X1EA | 1 | 191 | Sigma-Aldrich | WHA10348903 | https://www.sigmaaldrich.com/LT/en
WHA10311387 | WHATMAN(TM) QUALITATIVE FILTER PAPER, G& | 1X1EA | 1 | 917 | Sigma-Aldrich | WHA10311387 | https://www.sigmaaldrich.com/LT/en
WHA10331554 | WHATMAN(R) PREPLEATED QUALITATIVE FILTE& | 1X1EA | 1 | 153 | Sigma-Aldrich | WHA10331554 | https://www.sigmaaldrich.com/LT/en
WHA3001681 | WHATMAN(TM) CELLULOSE CHROMATOGRAPHY PA& | 1X1EA | 1 | 147 | Sigma-Aldrich | WHA3001681 | https://www.sigmaaldrich.com/LT/en
WHAWB120305 | WHATMAN(TM) FTA(TM) CARD TECHNOLOGY, CL& | 1X1EA | 1 | 159 | Sigma-Aldrich | WHAWB120305 | https://www.sigmaaldrich.com/LT/en
WHAUN513UORG | WHATMAN(TM) UNIPREP(TM) SYRINGELESS FIL& | 1X1EA | 1 | 3362 | Sigma-Aldrich | WHAUN513UORG | https://www.sigmaaldrich.com/LT/en
WHAUN203APEPES | WHATMAN(TM) MINI-UNIPREP(TM) SYRINGELES& | 1X1EA | 1 | 249 | Sigma-Aldrich | WHAUN203APEPES | https://www.sigmaaldrich.com/LT/en
WHA67003610 | WHATMAN(TM) POLYCAP TF ENCAPSULATED FIL& | 1X1EA | 1 | 88 | Sigma-Aldrich | WHA67003610 | https://www.sigmaaldrich.com/LT/en
WHA10463110 | WHATMAN SPARTAN HPLC CERTIFIED SYRINGE & | 1X1EA | 1 | 244 | Sigma-Aldrich | WHA10463110 | https://www.sigmaaldrich.com/LT/en
WHAWB100029 | HARRIS UNI-CORE, 2.0 MM PUNCH + 2 MATS | 1X1EA | 1 | 67 | Sigma-Aldrich | WHAWB100029 | https://www.sigmaaldrich.com/LT/en
WHA2631990 | WHATMAN(TM) TEST PAPERS, PH INDICATORS,& | 1X1EA | 1 | 34 | Sigma-Aldrich | WHA2631990 | https://www.sigmaaldrich.com/LT/en
WHA10410219 | WHATMAN(TM) MEMBRANE REGENERATED CELLUL& | 1X1EA | 1 | 203 | Sigma-Aldrich | WHA10410219 | https://www.sigmaaldrich.com/LT/en
WHA2810432 | WHATMAN CELLULOSE EXTRACTION THIMBLE, DO | 1X1EA | 1 | 232 | Sigma-Aldrich | WHA2810432 | https://www.sigmaaldrich.com/LT/en
WHA10350250 | WHATMAN(TM) CELLULOSE EXTRACTION THIMBL& | 1X1EA | 1 | 175 | Sigma-Aldrich | WHA10350250 | https://www.sigmaaldrich.com/LT/en
WHA10331687 | WHATMAN(R) QUALITATIVE FILTER PAPER FOR& | 1X1EA | 1 | 975 | Sigma-Aldrich | WHA10331687 | https://www.sigmaaldrich.com/LT/en
WHA68962502 | WHATMAN(R) GD/X SYRINGE FILTERS, POLYET& | 1X1EA | 1 | 201 | Sigma-Aldrich | WHA68962502 | https://www.sigmaaldrich.com/LT/en
WHA10407134 | WHATMAN(TM) MICRO-PLUS MEMBRANES FOR MI& | 1X1EA | 1 | 615 | Sigma-Aldrich | WHA10407134 | https://www.sigmaaldrich.com/LT/en
WHA1202500 | WHATMAN(TM) QUALITATIVE FILTER PAPER, G& | 1X1EA | 1 | 301 | Sigma-Aldrich | WHA1202500 | https://www.sigmaaldrich.com/LT/en
WHA68922515 | WHATMAN(R) GD/X SYRINGE FILTERS, 934AH & | 1X1EA | 1 | 503 | Sigma-Aldrich | WHA68922515 | https://www.sigmaaldrich.com/LT/en
WHA68095002 | WHATMAN(TM) ANODISC(TM) INORGANIC FILTE& | 1X1EA | 1 | 856 | Sigma-Aldrich | WHA68095002 | https://www.sigmaaldrich.com/LT/en
WHA7182004 | WHATMAN(TM) MEMBRANE FILTERS CELLULOSE & | 1X1EA | 1 | 184 | Sigma-Aldrich | WHA7182004 | https://www.sigmaaldrich.com/LT/en
WHA10300110 | WHATMAN(R) QUANTITATIVE FILTER PAPER, A& | 1X1EA | 1 | 41 | Sigma-Aldrich | WHA10300110 | https://www.sigmaaldrich.com/LT/en
WHA1961054 | WHATMAN(TM) GLASS MICROFIBER MEMBRANE H& | 1X1EA | 1 | 137 | Sigma-Aldrich | WHA1961054 | https://www.sigmaaldrich.com/LT/en
WHA1002917 | WHATMAN(TM) QUALITATIVE FILTER PAPER, G& | 1X1EA | 1 | 266 | Sigma-Aldrich | WHA1002917 | https://www.sigmaaldrich.com/LT/en
WHA2802T | WHATMAN(TM) POLYCAP TF ENCAPSULATED FIL& | 1X1EA | 1 | 735 | Sigma-Aldrich | WHA2802T | https://www.sigmaaldrich.com/LT/en
WHA77002803 | UNIFILTER(R) PLATES SIZE 800 ML, WITH W& | 1X1EA | 1 | 941 | Sigma-Aldrich | WHA77002803 | https://www.sigmaaldrich.com/LT/en
WHA10407314 | WHATMAN(TM) ME MEMBRANES FOR MICROBIOLO& | 1X1EA | 1 | 554 | Sigma-Aldrich | WHA10407314 | https://www.sigmaaldrich.com/LT/en
WHA10311820 | WHATMAN(R) QUALITATIVE FILTER PAPER, GR& | 1X1EA | 1 | 56 | Sigma-Aldrich | WHA10311820 | https://www.sigmaaldrich.com/LT/en
WHAUN113EORG | WHATMAN UNIPREP SYRINGELESS FILTERS, PTF | 1X1EA | 1 | 262 | Sigma-Aldrich | WHAUN113EORG | https://www.sigmaaldrich.com/LT/en
WHA7404001 | WHATMAN(TM) MEMBRANE FILTERS, NYLON, 0.& | 1X1EA | 1 | 121 | Sigma-Aldrich | WHA7404001 | https://www.sigmaaldrich.com/LT/en
WHA10426981 | WHATMAN GEL BLOTTING PAPERS, GRADE GB00& | 1X1EA | 1 | 111 | Sigma-Aldrich | WHA10426981 | https://www.sigmaaldrich.com/LT/en
WHA2800280 | WHATMAN(TM) HIGH PERFORMANCE CELLULOSE & | 1X1EA | 1 | 103 | Sigma-Aldrich | WHA2800280 | https://www.sigmaaldrich.com/LT/en
WHA67037511 | WHATMAN(TM) POLYCAP HD HEAVY DUTY ENCAP& | 1X1EA | 1 | 85 | Sigma-Aldrich | WHA67037511 | https://www.sigmaaldrich.com/LT/en
WHA2600101A | WHATMAN(TM) PH INDICATORS, STANDARD NAR& | 1X1EA | 1 | 17 | Sigma-Aldrich | WHA2600101A | https://www.sigmaaldrich.com/LT/en
BR145616-10EA | BRAND(TM) FUNNEL SHORT STEM, GLASS, FL& | 1X10EA | 1 | 411 | Sigma-Aldrich | BR145616-10EA | https://www.sigmaaldrich.com/LT/en
BR148215-20EA | BRAND(TM) FUNNEL WITH INTERNAL FLUTING& | 1X20EA | 1 | 65 | Sigma-Aldrich | BR148215-20EA | https://www.sigmaaldrich.com/LT/en
BR150010-10EA | BRAND(TM) WATCH GLASS, DIAM. 40 MM, SO& | 1X10EA | 1 | 24 | Sigma-Aldrich | BR150010-10EA | https://www.sigmaaldrich.com/LT/en
BR23820-1EA | BRAND(TM) BLAUBRAND(R) COMPACT AUTOMAT& | 1X1EA | 1 | 119 | Sigma-Aldrich | BR23820-1EA | https://www.sigmaaldrich.com/LT/en
BR65038-1EA | BRAND(TM) DESICCATOR 'NOVUS', NOMINAL & | 1X1EA | 1 | 189 | Sigma-Aldrich | BR65038-1EA | https://www.sigmaaldrich.com/LT/en
WHA1452240 | WHATMAN(TM) QUANTITATIVE FILTER PAPER, H | 1X1EA | 1 | 133 | Sigma-Aldrich | WHA1452240 | https://www.sigmaaldrich.com/LT/en
WHA2810338 | WHATMAN(TM) HIGH PERFORMANCE CELLULOSE & | 1X1EA | 1 | 195 | Sigma-Aldrich | WHA2810338 | https://www.sigmaaldrich.com/LT/en
WHAUS503NPUORG | WHATMAN(R) MINI-UNIPREP(TM) SYRINGELESS& | 1X1EA | 1 | 2294 | Sigma-Aldrich | WHAUS503NPUORG | https://www.sigmaaldrich.com/LT/en
WHA68091012 | WHATMAN(R) ANOTOP 10 SYRINGE FILTER | 1X1EA | 1 | 465 | Sigma-Aldrich | WHA68091012 | https://www.sigmaaldrich.com/LT/en
WHA2600100A | WHATMAN(TM) PH INDICATORS, STANDARD FUL& | 1X1EA | 1 | 19 | Sigma-Aldrich | WHA2600100A | https://www.sigmaaldrich.com/LT/en
WHA1450500 | WHATMAN(TM) QUANTITATIVE FILTER PAPER, H | 1X1EA | 1 | 491 | Sigma-Aldrich | WHA1450500 | https://www.sigmaaldrich.com/LT/en
WHA1440150 | WHATMAN(R) QUANTITATIVE FILTER PAPERS, & | 1X1EA | 1 | 62 | Sigma-Aldrich | WHA1440150 | https://www.sigmaaldrich.com/LT/en
WHAMUPG2MCWT8 | WHATMAN(R) MINI-UNIPREP(TM) G2 COMPRESS& | 1X1EA | 1 | 19 | Sigma-Aldrich | WHAMUPG2MCWT8 | https://www.sigmaaldrich.com/LT/en
WHAUS203NPEPES | WHATMAN(R) MINI-UNIPREP(TM) SYRINGELESS& | 1X1EA | 1 | 249 | Sigma-Aldrich | WHAUS203NPEPES | https://www.sigmaaldrich.com/LT/en
WHA1442042 | WHATMAN(R) QUANTITATIVE FILTER PAPERS, & | 1X1EA | 1 | 18 | Sigma-Aldrich | WHA1442042 | https://www.sigmaaldrich.com/LT/en
WHA2626990 | WHATMAN(TM) PH INDICATORS, INTEGRAL COM& | 1X1EA | 1 | 30 | Sigma-Aldrich | WHA2626990 | https://www.sigmaaldrich.com/LT/en
WHA2700T | WHATMAN(TM) POLYCAP TF ENCAPSULATED FIL& | 1X1EA | 1 | 554 | Sigma-Aldrich | WHA2700T | https://www.sigmaaldrich.com/LT/en
WHA69732504 | WHATMAN(TM) GD/X SYRINGE FILTERS 25, 0.& | 1X1EA | 1 | 2950 | Sigma-Aldrich | WHA69732504 | https://www.sigmaaldrich.com/LT/en
WHA1821915 | WHATMAN(R) GLASS MICROFIBER FILTERS, GRA | 1X1EA | 1 | 1304 | Sigma-Aldrich | WHA1821915 | https://www.sigmaaldrich.com/LT/en
WHA1441070 | WHATMAN(R) QUANTITATIVE FILTER PAPERS, & | 1X1EA | 1 | 20 | Sigma-Aldrich | WHA1441070 | https://www.sigmaaldrich.com/LT/en
WHA67840404 | WHATMAN PURADISC 4 SYRINGE FILTER 0.45 U | 1X1EA | 1 | 180 | Sigma-Aldrich | WHA67840404 | https://www.sigmaaldrich.com/LT/en
WHA68902507 | WHATMAN(R) GD/X SYRINGE FILTERS, GF/F M& | 1X1EA | 1 | 503 | Sigma-Aldrich | WHA68902507 | https://www.sigmaaldrich.com/LT/en
WHA10411411 | WHATMAN(R) PTFE MEMBRANE FILTERS, TE 35& | 1X1EA | 1 | 288 | Sigma-Aldrich | WHA10411411 | https://www.sigmaaldrich.com/LT/en
WHA10312614 | WHATMAN(R) QUALITATIVE FILTER PAPER, GR& | 1X1EA | 1 | 54 | Sigma-Aldrich | WHA10312614 | https://www.sigmaaldrich.com/LT/en
WAMUPG2MCPWC8 | WHATMAN(R) MINI-UNIPREP(TM) G2 COMPRESS& | 1X1EA | 1 | 269 | Sigma-Aldrich | WAMUPG2MCPWC8 | https://www.sigmaaldrich.com/LT/en
WHA1825293 | WHATMAN(TM) GLASS MICROFIBER FILTERS, GR | 1X1EA | 1 | 623 | Sigma-Aldrich | WHA1825293 | https://www.sigmaaldrich.com/LT/en
WHA68862512 | WHATMAN(R) GD/X SYRINGE FILTERS, GF/C M& | 1X1EA | 1 | 503 | Sigma-Aldrich | WHA68862512 | https://www.sigmaaldrich.com/LT/en
WHA7191014 | WHATMAN(TM) MEMBRANE FILTERS CELLULOSE N | 1X1EA | 1 | 246 | Sigma-Aldrich | WHA7191014 | https://www.sigmaaldrich.com/LT/en
WHA1823007 | WHATMAN(TM) GLASS MICROFIBER FILTERS, GR | 1X1EA | 1 | 110 | Sigma-Aldrich | WHA1823007 | https://www.sigmaaldrich.com/LT/en
WHA5230110 | WHATMAN(R) FILTER PAPER, GRADE 230, CRE& | 1X1EA | 1 | 10 | Sigma-Aldrich | WHA5230110 | https://www.sigmaaldrich.com/LT/en
WHA67532510 | WHATMAN(TM) PURADISC(TM) 25 SYRINGE FIL& | 1X1EA | 1 | 1480 | Sigma-Aldrich | WHA67532510 | https://www.sigmaaldrich.com/LT/en
WHA10300102 | WHATMAN(R) QUANTITATIVE FILTER PAPER, AS | 1X1EA | 1 | 52 | Sigma-Aldrich | WHA10300102 | https://www.sigmaaldrich.com/LT/en
WHA1001125 | WHATMAN(R) QUALITATIVE FILTER PAPERS, G& | 1X1EA | 1 | 13 | Sigma-Aldrich | WHA1001125 | https://www.sigmaaldrich.com/LT/en
WHA69782504 | WHATMAN(R) GD/XP SYRINGE FILTERS POLYPR& | 1X1EA | 1 | 504 | Sigma-Aldrich | WHA69782504 | https://www.sigmaaldrich.com/LT/en
WHA1205185 | WHATMAN(R) PREPLEATED QUALITATIVE FILTE& | 1X1EA | 1 | 126 | Sigma-Aldrich | WHA1205185 | https://www.sigmaaldrich.com/LT/en
WHA110602 | WHATMAN(TM) NUCLEPORE(TM) TRACK-ETCHED & | 1X1EA | 1 | 126 | Sigma-Aldrich | WHA110602 | https://www.sigmaaldrich.com/LT/en
WHA10404180 | WHATMAN(TM) CELLULOSE ACETATE MEMBRANE,& | 1X1EA | 1 | 586 | Sigma-Aldrich | WHA10404180 | https://www.sigmaaldrich.com/LT/en
WHA10347893 | WHATMAN(TM) QUALITATIVE FILTER PAPER, G& | 1X1EA | 1 | 60 | Sigma-Aldrich | WHA10347893 | https://www.sigmaaldrich.com/LT/en
WHA10404014 | WHATMAN(TM) CELLULOSE ACETATE MEMBRANE,& | 1X1EA | 1 | 183 | Sigma-Aldrich | WHA10404014 | https://www.sigmaaldrich.com/LT/en
WHA68092102 | WHATMAN(TM) ANOTOP(TM) 25 SYRINGE FILTE& | 1X1EA | 1 | 833 | Sigma-Aldrich | WHA68092102 | https://www.sigmaaldrich.com/LT/en
WHAUN203APUORG | WHATMAN MINI-UNIPREP SYRINGELESS FILTERS | 1X1EA | 1 | 269 | Sigma-Aldrich | WHAUN203APUORG | https://www.sigmaaldrich.com/LT/en
WHA7182009 | WHATMAN(TM) MEMBRANE FILTERS CELLULOSE & | 1X1EA | 1 | 144 | Sigma-Aldrich | WHA7182009 | https://www.sigmaaldrich.com/LT/en
WHAGN203NPENYLSP | WHATMAN(R) MINI-UNIPREP(TM) G2 STARTER & | 1X1EA | 1 | 468 | Sigma-Aldrich | WHAGN203NPENYLSP | https://www.sigmaaldrich.com/LT/en
WHA1005070 | WHATMAN(R) QUALITATIVE FILTER PAPERS GR& | 1X1EA | 1 | 12 | Sigma-Aldrich | WHA1005070 | https://www.sigmaaldrich.com/LT/en
WHA10450450 | WHATMAN(TM) PRESSURE FILTRATION DEVICES& | 1X1EA | 1 | 1519 | Sigma-Aldrich | WHA10450450 | https://www.sigmaaldrich.com/LT/en
WHA2814432 | WHATMAN(TM) HIGH-PURITY GLASS MICROFIBE& | 1X1EA | 1 | 476 | Sigma-Aldrich | WHA2814432 | https://www.sigmaaldrich.com/LT/en
WHA10300045 | WHATMAN(R) PREPLEATED QUANTITATIVE FILT& | 1X1EA | 1 | 94 | Sigma-Aldrich | WHA10300045 | https://www.sigmaaldrich.com/LT/en
WHA1440090 | WHATMAN(R) QUANTITATIVE FILTER PAPERS, & | 1X1EA | 1 | 30 | Sigma-Aldrich | WHA1440090 | https://www.sigmaaldrich.com/LT/en
WHA67832510 | WHATMAN(TM) PURADISC(TM) 25 SYRINGE FIL& | 1X1EA | 1 | 309 | Sigma-Aldrich | WHA67832510 | https://www.sigmaaldrich.com/LT/en
WHA1950117 | WHATMAN(TM) GLASS MICROFIBER FILTRATION& | 1X1EA | 1 | 108 | Sigma-Aldrich | WHA1950117 | https://www.sigmaaldrich.com/LT/en
WHA1825142 | WHATMAN(TM) GLASS MICROFIBER FILTERS, G& | 1X1EA | 1 | 158 | Sigma-Aldrich | WHA1825142 | https://www.sigmaaldrich.com/LT/en
WHA2800339 | WHATMAN(R) CELLULOSE EXTRACTION THIMBLE& | 1X1EA | 1 | 112 | Sigma-Aldrich | WHA2800339 | https://www.sigmaaldrich.com/LT/en
WHA1851101 | WHATMAN(TM) QM-A QUARTZ FILTERS, CIRCLE& | 1X1EA | 1 | 426 | Sigma-Aldrich | WHA1851101 | https://www.sigmaaldrich.com/LT/en
WHA10426972 | WHATMAN(TM) GEL BLOTTING PAPERS, GRADE & | 1X1EA | 1 | 89 | Sigma-Aldrich | WHA10426972 | https://www.sigmaaldrich.com/LT/en
WHA10404126 | WHATMAN(TM) CELLULOSE ACETATE MEMBRANE,& | 1X1EA | 1 | 428 | Sigma-Aldrich | WHA10404126 | https://www.sigmaaldrich.com/LT/en
WHA67037510 | WHATMAN(TM) POLYCAP HD HEAVY DUTY ENCAP& | 1X1EA | 1 | 85 | Sigma-Aldrich | WHA67037510 | https://www.sigmaaldrich.com/LT/en
WHA10312753 | WHATMAN(TM) QUALITATIVE FILTER PAPER, G& | 1X1EA | 1 | 133 | Sigma-Aldrich | WHA10312753 | https://www.sigmaaldrich.com/LT/en
WHA10310247 | WHATMAN(R) APPLICATION SPECIFIC FILTER,& | 1X1EA | 1 | 66 | Sigma-Aldrich | WHA10310247 | https://www.sigmaaldrich.com/LT/en
WHA10311642 | WHATMAN(R) PREPLEATED QUALITATIVE FILTE& | 1X1EA | 1 | 31 | Sigma-Aldrich | WHA10311642 | https://www.sigmaaldrich.com/LT/en
WHA10370019 | WHATMAN(TM) GLASS MICROFIBER FILTERS WI& | 1X1EA | 1 | 88 | Sigma-Aldrich | WHA10370019 | https://www.sigmaaldrich.com/LT/en
WHA1823915 | WHATMAN(TM) GLASS MICROFIBER FILTERS, GR | 1X1EA | 1 | 1137 | Sigma-Aldrich | WHA1823915 | https://www.sigmaaldrich.com/LT/en
WHA2300917 | WHATMAN(TM) BENCHKOTE(R) SURFACE PROTEC& | 1X1EA | 1 | 127 | Sigma-Aldrich | WHA2300917 | https://www.sigmaaldrich.com/LT/en
WHA68942504 | WHATMAN(R) GD/X SYRINGE FILTERS, GLASS & | 1X1EA | 1 | 503 | Sigma-Aldrich | WHA68942504 | https://www.sigmaaldrich.com/LT/en
WHA77002804 | WHATMAN UNIFILTER(R) PLATES, SIZE 800UL& | 1X1EA | 1 | 680 | Sigma-Aldrich | WHA77002804 | https://www.sigmaaldrich.com/LT/en
WHA1113090 | WHATMAN(R) QUALITATIVE FILTER PAPER, GR& | 1X1EA | 1 | 19 | Sigma-Aldrich | WHA1113090 | https://www.sigmaaldrich.com/LT/en
WHA10331451 | WHATMAN(R) PREPLEATED QUALITATIVE FILTE& | 1X1EA | 1 | 80 | Sigma-Aldrich | WHA10331451 | https://www.sigmaaldrich.com/LT/en
WHA10462500 | WHATMAN(TM) PURADISC(TM) 30 SYRINGE FIL& | 1X1EA | 1 | 903 | Sigma-Aldrich | WHA10462500 | https://www.sigmaaldrich.com/LT/en
WHA10312244 | WHATMAN(R) PREPLEATED QUALITATIVE FILTE& | 1X1EA | 1 | 59 | Sigma-Aldrich | WHA10312244 | https://www.sigmaaldrich.com/LT/en
WHA1823047 | WHATMAN(R) GLASS MICROFIBER FILTERS, GR& | 1X1EA | 1 | 59 | Sigma-Aldrich | WHA1823047 | https://www.sigmaaldrich.com/LT/en
WHA10409470 | WHATMAN(TM) ME MEMBRANES FOR MICROBIOLO& | 1X1EA | 1 | 166 | Sigma-Aldrich | WHA10409470 | https://www.sigmaaldrich.com/LT/en
WHA10427813 | WHATMAN(TM) GEL BLOTTING PAPERS, GRADE & | 1X1EA | 1 | 77 | Sigma-Aldrich | WHA10427813 | https://www.sigmaaldrich.com/LT/en
WHA10426994 | WHATMAN GEL BLOTTING PAPERS, GRADE GB00& | 1X1EA | 1 | 452 | Sigma-Aldrich | WHA10426994 | https://www.sigmaaldrich.com/LT/en
WHA10370205 | WHATMAN(TM) GLASS MICROFIBER FILTERS WI& | 1X1EA | 1 | 158 | Sigma-Aldrich | WHA10370205 | https://www.sigmaaldrich.com/LT/en
WHA10407312 | WHATMAN(TM) ME MEMBRANES FOR MICROBIOLO& | 1X1EA | 1 | 484 | Sigma-Aldrich | WHA10407312 | https://www.sigmaaldrich.com/LT/en
WHA67851302 | WHATMAN(TM) PURADISC(TM) 13 SYRINGE FIL& | 1X1EA | 1 | 842 | Sigma-Aldrich | WHA67851302 | https://www.sigmaaldrich.com/LT/en
WHA1450240 | WHATMAN(R) QUANTITATIVE FILTER PAPERS, & | 1X1EA | 1 | 130 | Sigma-Aldrich | WHA1450240 | https://www.sigmaaldrich.com/LT/en
WHA1810090 | WHATMAN(TM) ACID TREATED LOW METAL TCLP& | 1X1EA | 1 | 94 | Sigma-Aldrich | WHA1810090 | https://www.sigmaaldrich.com/LT/en
WHA1002150 | WHATMAN(R) QUALITATIVE FILTER PAPERS, G& | 1X1EA | 1 | 29 | Sigma-Aldrich | WHA1002150 | https://www.sigmaaldrich.com/LT/en
WHA1960004 | WHATMAN(TM) GLASS MICROFIBER MEMBRANE H& | 1X1EA | 1 | 473 | Sigma-Aldrich | WHA1960004 | https://www.sigmaaldrich.com/LT/en
WHA67830404 | WHATMAN PURADISC 4 SYRINGE FILTER 0.45 U | 1X1EA | 1 | 779 | Sigma-Aldrich | WHA67830404 | https://www.sigmaaldrich.com/LT/en
WHA10314766 | WHATMAN(TM) QUALITATIVE FILTER PAPER, G& | 1X1EA | 1 | 152 | Sigma-Aldrich | WHA10314766 | https://www.sigmaaldrich.com/LT/en
WHA1005150 | WHATMAN(R) QUALITATIVE FILTER PAPERS GR& | 1X1EA | 1 | 33 | Sigma-Aldrich | WHA1005150 | https://www.sigmaaldrich.com/LT/en
WHA2600104A | WHATMAN(TM) PH INDICATORS, STANDARD NAR& | 1X1EA | 1 | 17 | Sigma-Aldrich | WHA2600104A | https://www.sigmaaldrich.com/LT/en
WHA67502502 | WHATMAN PURADISC 25 SYRINGE FILTER 0.2 U | 1X1EA | 1 | 170 | Sigma-Aldrich | WHA67502502 | https://www.sigmaaldrich.com/LT/en
WHA67502510 | WHATMAN(TM) PURADISC(TM) 25 SYRINGE FIL& | 1X1EA | 1 | 170 | Sigma-Aldrich | WHA67502510 | https://www.sigmaaldrich.com/LT/en
WHA10463535 | WHATMAN(TM) REZIST(TM) SYRINGE FILTERS,& | 1X1EA | 1 | 1549 | Sigma-Aldrich | WHA10463535 | https://www.sigmaaldrich.com/LT/en
WHA2107 | WHATMAN(TM) POLYVENT(TM) AND STERIVENT(& | 1X1EA | 1 | 135 | Sigma-Aldrich | WHA2107 | https://www.sigmaaldrich.com/LT/en
WHA10400114 | WHATMAN(TM) MEMBRANE FILTERS CELLULOSE & | 1X1EA | 1 | 220 | Sigma-Aldrich | WHA10400114 | https://www.sigmaaldrich.com/LT/en
WHAAV125EAQU | WHATMAN(R) AUTOVIALS(TM) PVDF MEMBRANE,& | 1X1EA | 1 | 244 | Sigma-Aldrich | WHAAV125EAQU | https://www.sigmaaldrich.com/LT/en
WHA67651302 | WHATMAN(TM) PURADISC(TM) 13 SYRINGE FIL& | 1X1EA | 1 | 2411 | Sigma-Aldrich | WHA67651302 | https://www.sigmaaldrich.com/LT/en
WHA30178793 | WHATMAN(TM) CELLULOSE CHROMATOGRAPHY PA& | 1X1EA | 1 | 81 | Sigma-Aldrich | WHA30178793 | https://www.sigmaaldrich.com/LT/en
WHA10300111 | WHATMAN(R) QUANTITATIVE FILTER PAPER, A& | 1X1EA | 1 | 48 | Sigma-Aldrich | WHA10300111 | https://www.sigmaaldrich.com/LT/en
WHA1822042 | WHATMAN(R) GLASS MICROFIBER FILTERS, GR& | 1X1EA | 1 | 58 | Sigma-Aldrich | WHA1822042 | https://www.sigmaaldrich.com/LT/en
WHAUN503NPUDPP | WHATMAN(R) MINI-UNIPREP(R) SYRINGELESS F | 1X1EA | 1 | 2225 | Sigma-Aldrich | WHAUN503NPUDPP | https://www.sigmaaldrich.com/LT/en
WHA10314871 | WHATMAN(R) PREPLEATED QUALITATIVE FILTE& | 1X1EA | 1 | 60 | Sigma-Aldrich | WHA10314871 | https://www.sigmaaldrich.com/LT/en
WHA1851025 | WHATMAN(TM) QM-A QUARTZ FILTERS, CIRCLE& | 1X1EA | 1 | 197 | Sigma-Aldrich | WHA1851025 | https://www.sigmaaldrich.com/LT/en
WHA10462945 | WHATMAN(TM) PURADISC(TM) 13 SYRINGE FIL& | 1X1EA | 1 | 186 | Sigma-Aldrich | WHA10462945 | https://www.sigmaaldrich.com/LT/en
WHA10411413 | WHATMAN PTFE MEMBRANE FILTERS, TE 35 (C& | 1X1EA | 1 | 294 | Sigma-Aldrich | WHA10411413 | https://www.sigmaaldrich.com/LT/en
WHAUN203APUAQU | WHATMAN MINI-UNIPREP SYRINGELESS FILTERS | 1X1EA | 1 | 249 | Sigma-Aldrich | WHAUN203APUAQU | https://www.sigmaaldrich.com/LT/en
WHA10311804 | WHATMAN(R) QUALITATIVE FILTER PAPER, GR& | 1X1EA | 1 | 10 | Sigma-Aldrich | WHA10311804 | https://www.sigmaaldrich.com/LT/en
WHA1823257 | WHATMAN(R) GLASS MICROFIBER FILTERS, GR& | 1X1EA | 1 | 125 | Sigma-Aldrich | WHA1823257 | https://www.sigmaaldrich.com/LT/en
WHA10441004 | WHATMAN(TM) GLASS VACUUM FILTRATION DEV& | 1X1EA | 1 | 30 | Sigma-Aldrich | WHA10441004 | https://www.sigmaaldrich.com/LT/en
WHA68091022 | WHATMAN(TM) ANOTOP(TM) 10 SYRINGE FILTE& | 1X1EA | 1 | 431 | Sigma-Aldrich | WHA68091022 | https://www.sigmaaldrich.com/LT/en
WHA10443003 | WHATMAN(TM) GLASS VACUUM FILTRATION DEV& | 1X1EA | 1 | 234 | Sigma-Aldrich | WHA10443003 | https://www.sigmaaldrich.com/LT/en
WHA1820900086 | WHATMAN(TM) GLASS MICROFIBER FILTERS, & | 1X1EA | 1 | 68 | Sigma-Aldrich | WHA1820900086 | https://www.sigmaaldrich.com/LT/en
WHA10464100 | WHATMAN(TM) VACUUM FILTRATION APPARATUS& | 1X1EA | 1 | 768 | Sigma-Aldrich | WHA10464100 | https://www.sigmaaldrich.com/LT/en
WHAUN503NPUPP | WHATMAN(R) MINI-UNIPREP(TM) SYRINGELESS& | 1X1EA | 1 | 2225 | Sigma-Aldrich | WHAUN503NPUPP | https://www.sigmaaldrich.com/LT/en
WHA10313947 | WHATMAN(R) APPLICATION SPECIFIC FILTER,& | 1X1EA | 1 | 34 | Sigma-Aldrich | WHA10313947 | https://www.sigmaaldrich.com/LT/en
GS203NPEAQUSP | WHATMAN(R) MINI-UNIPREP(TM) G2 SLIT SEP& | 1X1EA | 1 | 490 | Sigma-Aldrich | GS203NPEAQUSP | https://www.sigmaaldrich.com/LT/en
WHAUN203APUDPP | WHATMAN(R) MINI-UNIPREP(R) SYRINGELESS F | 1X1EA | 1 | 249 | Sigma-Aldrich | WHAUN203APUDPP | https://www.sigmaaldrich.com/LT/en
WHA1001931 | WHATMAN(TM) QUALITATIVE FILTER PAPER, G& | 1X1EA | 1 | 238 | Sigma-Aldrich | WHA1001931 | https://www.sigmaaldrich.com/LT/en
WHA1443150 | WHATMAN(TM) QUANTITATIVE FILTER PAPER, & | 1X1EA | 1 | 61 | Sigma-Aldrich | WHA1443150 | https://www.sigmaaldrich.com/LT/en
WHA1006042 | WHATMAN(R) QUALITATIVE FILTER PAPERS GR& | 1X1EA | 1 | 10 | Sigma-Aldrich | WHA1006042 | https://www.sigmaaldrich.com/LT/en
WHA10401512 | WHATMAN(TM) MEMBRANE FILTERS MIXED CELL& | 1X1EA | 1 | 145 | Sigma-Aldrich | WHA10401512 | https://www.sigmaaldrich.com/LT/en
WHA1004090 | WHATMAN(R) QUALITATIVE FILTER PAPERS, G& | 1X1EA | 1 | 14 | Sigma-Aldrich | WHA1004090 | https://www.sigmaaldrich.com/LT/en
WHA10463523 | WHATMAN(TM) REZIST(TM) SYRINGE FILTERS,& | 1X1EA | 1 | 384 | Sigma-Aldrich | WHA10463523 | https://www.sigmaaldrich.com/LT/en
WHA2300731 | WHATMAN BENCHKOTE, REEL, 46CM X 50M | 1X1EA | 1 | 191 | Sigma-Aldrich | WHA2300731 | https://www.sigmaaldrich.com/LT/en
WHA68782502 | WHATMAN(R) GD/X SYRINGE FILTERS, POLYPR& | 1X1EA | 1 | 503 | Sigma-Aldrich | WHA68782502 | https://www.sigmaaldrich.com/LT/en
WHA10452003 | WHATMAN(TM) PRESSURE FILTRATION DEVICES& | 1X1EA | 1 | 152 | Sigma-Aldrich | WHA10452003 | https://www.sigmaaldrich.com/LT/en
WHA77015110 | WHATMAN(TM) UNIPLATE(TM) MICROPLATES 2& | 1X1EA | 1 | 318 | Sigma-Aldrich | WHA77015110 | https://www.sigmaaldrich.com/LT/en
WHAUN503NPUAQU | WHATMAN(R) MINI-UNIPREP(TM) SYRINGELESS& | 1X1EA | 1 | 2225 | Sigma-Aldrich | WHAUN503NPUAQU | https://www.sigmaaldrich.com/LT/en
WHA67117502 | WHATMAN(TM) POLYCAP TF ENCAPSULATED FIL& | 1X1EA | 1 | 122 | Sigma-Aldrich | WHA67117502 | https://www.sigmaaldrich.com/LT/en
WHA2702T | WHATMAN(TM) POLYCAP TF ENCAPSULATED FIL& | 1X1EA | 1 | 554 | Sigma-Aldrich | WHA2702T | https://www.sigmaaldrich.com/LT/en
WHA67131650 | WHATMAN(TM) POLYVENT(TM) AND STERIVENT(& | 1X1EA | 1 | 167 | Sigma-Aldrich | WHA67131650 | https://www.sigmaaldrich.com/LT/en
WHA5202110 | WHATMAN(R)FILTER PAPER, GRADE 202, CREP& | 1X1EA | 1 | 10 | Sigma-Aldrich | WHA5202110 | https://www.sigmaaldrich.com/LT/en
WHAUS203NPUPES | WHATMAN(R) MINI-UNIPREP(TM) SYRINGELESS& | 1X1EA | 1 | 250 | Sigma-Aldrich | WHAUS203NPUPES | https://www.sigmaaldrich.com/LT/en
WHA7188009 | WHATMAN(TM) MEMBRANE FILTERS CELLULOSE N | 1X1EA | 1 | 194 | Sigma-Aldrich | WHA7188009 | https://www.sigmaaldrich.com/LT/en
WHA1440110 | WHATMAN(R) QUANTITATIVE FILTER PAPERS, & | 1X1EA | 1 | 40 | Sigma-Aldrich | WHA1440110 | https://www.sigmaaldrich.com/LT/en
WHA10407114 | WHATMAN(TM) MICRO-PLUS MEMBRANES FOR MI& | 1X1EA | 1 | 615 | Sigma-Aldrich | WHA10407114 | https://www.sigmaaldrich.com/LT/en
BR110705-1EA | BRAND(TM) MORTAR AND PESTLE, WITH FOOT& | 1X1EA | 1 | 38 | Sigma-Aldrich | BR110705-1EA | https://www.sigmaaldrich.com/LT/en
BR113130-1EA | BRAND(TM) FORCEP WITH RECTANGULAR ENDS& | 1X1EA | 1 | 41 | Sigma-Aldrich | BR113130-1EA | https://www.sigmaaldrich.com/LT/en
BR114106-250EA | BRAND(TM) CULTURE TUBE, RIMLESS, 12 X & | 1X250EA | 1 | 23 | Sigma-Aldrich | BR114106-250EA | https://www.sigmaaldrich.com/LT/en
BR114760-4000EA | BRAND(TM) SAMPLE TUBE, UNIVERSAL, 11.5& | 1X4000EA | 1 | 143 | Sigma-Aldrich | BR114760-4000EA | https://www.sigmaaldrich.com/LT/en
BR114831-1000EA | BRAND(TM) CRYOGENIC TUBE WITH SCREW CA& | 1X1000EA | 1 | 318 | Sigma-Aldrich | BR114831-1000EA | https://www.sigmaaldrich.com/LT/en
BR114840-1000EA | BRAND(TM) CRYOGENIC TUBE WITH SCREW CA& | 1X1000EA | 1 | 318 | Sigma-Aldrich | BR114840-1000EA | https://www.sigmaaldrich.com/LT/en
BR114940-1EA | BRAND(TM) MINI COOLER PC FOR 12 TUBES,& | 1X1EA | 1 | 100 | Sigma-Aldrich | BR114940-1EA | https://www.sigmaaldrich.com/LT/en
BR122528-10EA | BRAND(TM) LABORATORY BOTTLE, CAPACITY& | 1X10EA | 1 | 86 | Sigma-Aldrich | BR122528-10EA | https://www.sigmaaldrich.com/LT/en
BR124529-1EA | BRAND(TM) DROPPIN&G BOTTLE WITH DROPPIN& | 1X1EA | 1 | 12 | Sigma-Aldrich | BR124529-1EA | https://www.sigmaaldrich.com/LT/en
BR128762-1EA | BRAND(TM) PLASTIBRAND(TM) WIDE-MOUTH B& | 1X1EA | 1 | 235 | Sigma-Aldrich | BR128762-1EA | https://www.sigmaaldrich.com/LT/en
BR130248-1EA | BRAND(TM) PLASTIBRAND(TM) AMBER NARROW& | 1X1EA | 1 | 10 | Sigma-Aldrich | BR130248-1EA | https://www.sigmaaldrich.com/LT/en
BR130424-1EA | BRAND(TM) SQUARE PE-HD BOTTLE WITH TAM& | 1X1EA | 1 | 10 | Sigma-Aldrich | BR130424-1EA | https://www.sigmaaldrich.com/LT/en
BR137630-10EA | BRAND(TM) MAGNETIC STIRRING BAR, PTFE,& | 1X10EA | 1 | 47 | Sigma-Aldrich | BR137630-10EA | https://www.sigmaaldrich.com/LT/en
BR137930-10EA | BRAND(TM) MAGNETIC STIRRING BAR, PTFE,& | 1X10EA | 1 | 203 | Sigma-Aldrich | BR137930-10EA | https://www.sigmaaldrich.com/LT/en
BR13908-1EA | BRAND(TM) COMPACT SILBERBRAND BURETTE,& | 1X1EA | 1 | 58 | Sigma-Aldrich | BR13908-1EA | https://www.sigmaaldrich.com/LT/en
BR13918-1EA | BRAND(TM) COMPACT BLAUBRAND(R) BURETTE& | 1X1EA | 1 | 65 | Sigma-Aldrich | BR13918-1EA | https://www.sigmaaldrich.com/LT/en
BR143854-1EA | BRAND(TM) HIGH PURITY PFA WASHING BOTT& | 1X1EA | 1 | 165 | Sigma-Aldrich | BR143854-1EA | https://www.sigmaaldrich.com/LT/en
BR145515-1EA | BRAND(TM) FUNNEL SHORT STEM, GLASS, OU& | 1X1EA | 1 | 10 | Sigma-Aldrich | BR145515-1EA | https://www.sigmaaldrich.com/LT/en
BR145560-1EA | BRAND(TM) FUNNEL SHORT STEM, GLASS, OU& | 1X1EA | 1 | 104 | Sigma-Aldrich | BR145560-1EA | https://www.sigmaaldrich.com/LT/en
BR148237-1EA | BRAND(TM) FUNNEL WITH INTERNAL FLUTING& | 1X1EA | 1 | 10 | Sigma-Aldrich | BR148237-1EA | https://www.sigmaaldrich.com/LT/en
WHA1005090 | WHATMAN(R) QUALITATIVE FILTER PAPERS GR& | 1X1EA | 1 | 16 | Sigma-Aldrich | WHA1005090 | https://www.sigmaaldrich.com/LT/en
WHA1006150 | WHATMAN(R) QUALITATIVE FILTER PAPERS GR& | 1X1EA | 1 | 33 | Sigma-Aldrich | WHA1006150 | https://www.sigmaaldrich.com/LT/en
WHA7195002 | WHATMAN(TM) MEMBRANE FILTERS CELLULOSE & | 1X1EA | 1 | 131 | Sigma-Aldrich | WHA7195002 | https://www.sigmaaldrich.com/LT/en
WHA10300108 | WHATMAN(R) QUANTITATIVE FILTER PAPER, A& | 1X1EA | 1 | 27 | Sigma-Aldrich | WHA10300108 | https://www.sigmaaldrich.com/LT/en
WHA1810110 | WHATMAN(TM) ACID TREATED LOW METAL TCLP& | 1X1EA | 1 | 141 | Sigma-Aldrich | WHA1810110 | https://www.sigmaaldrich.com/LT/en
WHA10535097 | WHATMAN(TM) QUALITATIVE FILTER PAPER, G& | 1X1EA | 1 | 344 | Sigma-Aldrich | WHA10535097 | https://www.sigmaaldrich.com/LT/en
WHA10350240 | WHATMAN(TM) CELLULOSE EXTRACTION THIMBL& | 1X1EA | 1 | 92 | Sigma-Aldrich | WHA10350240 | https://www.sigmaaldrich.com/LT/en
WHA1114090 | WHATMAN(R) QUALITATIVE FILTER PAPER, GR& | 1X1EA | 1 | 13 | Sigma-Aldrich | WHA1114090 | https://www.sigmaaldrich.com/LT/en
WHA1810125 | WHATMAN(TM) ACID TREATED LOW METAL TCLP& | 1X1EA | 1 | 181 | Sigma-Aldrich | WHA1810125 | https://www.sigmaaldrich.com/LT/en
WHA10331551 | WHATMAN(R) PREPLEATED QUALITATIVE FILTE& | 1X1EA | 1 | 91 | Sigma-Aldrich | WHA10331551 | https://www.sigmaaldrich.com/LT/en
WHA10463112 | WHATMAN SPARTAN SYRINGE FILTERS, SPARTAN | 1X1EA | 1 | 960 | Sigma-Aldrich | WHA10463112 | https://www.sigmaaldrich.com/LT/en
WHA68952504 | WHATMAN(R) GD/X SYRINGE FILTERS, GLASS & | 1X1EA | 1 | 2950 | Sigma-Aldrich | WHA68952504 | https://www.sigmaaldrich.com/LT/en
WHA10345572 | WHATMAN(TM) SEED TESTING PAPER, GRADE 3& | 1X1EA | 1 | 1559 | Sigma-Aldrich | WHA10345572 | https://www.sigmaaldrich.com/LT/en
WHA10463806 | WHATMAN(TM) ROBY AUTOMATED FILTER 25 MM& | 1X1EA | 1 | 2274 | Sigma-Aldrich | WHA10463806 | https://www.sigmaaldrich.com/LT/en
WHA110637 | WHATMAN(TM) NUCLEPORE(TM) TRACK-ETCHED & | 1X1EA | 1 | 139 | Sigma-Aldrich | WHA110637 | https://www.sigmaaldrich.com/LT/en
WHA10312751 | WHATMAN(TM) QUALITATIVE FILTER PAPER, G& | 1X1EA | 1 | 84 | Sigma-Aldrich | WHA10312751 | https://www.sigmaaldrich.com/LT/en
WHA1540240 | WHATMAN(R) QUANTITATIVE FILTER PAPERS, & | 1X1EA | 1 | 182 | Sigma-Aldrich | WHA1540240 | https://www.sigmaaldrich.com/LT/en
WHA67107502 | WHATMAN(TM) POLYCAP TF ENCAPSULATED FIL& | 1X1EA | 1 | 123 | Sigma-Aldrich | WHA67107502 | https://www.sigmaaldrich.com/LT/en
WHA67205045 | WHATMAN(TM) POLYDISC TF CHEMICAL RESIST& | 1X1EA | 1 | 143 | Sigma-Aldrich | WHA67205045 | https://www.sigmaaldrich.com/LT/en
WHA10350243 | WHATMAN CELLULOSE EXTRACTION THIMBLES, & | 1X1EA | 1 | 109 | Sigma-Aldrich | WHA10350243 | https://www.sigmaaldrich.com/LT/en
WHA10350106 | WHATMAN(TM) EXTRACTION THIMBLES FOR DIO& | 1X1EA | 1 | 103 | Sigma-Aldrich | WHA10350106 | https://www.sigmaaldrich.com/LT/en
WHA1452125 | WHATMAN(R) QUANTITATIVE FILTER PAPERS, & | 1X1EA | 1 | 49 | Sigma-Aldrich | WHA1452125 | https://www.sigmaaldrich.com/LT/en
WHA1452150 | WHATMAN(R) QUANTITATIVE FILTER PAPERS, & | 1X1EA | 1 | 58 | Sigma-Aldrich | WHA1452150 | https://www.sigmaaldrich.com/LT/en
WHA10406872 | WHATMAN MEMBRANE FILTERS MIXED CELLULOS& | 1X1EA | 1 | 170 | Sigma-Aldrich | WHA10406872 | https://www.sigmaaldrich.com/LT/en
WHA1001325 | WHATMAN(R) QUALITATIVE FILTER PAPERS, G& | 1X1EA | 1 | 10 | Sigma-Aldrich | WHA1001325 | https://www.sigmaaldrich.com/LT/en
WHA1821070 | WHATMAN(R) GLASS MICROFIBER FILTERS, GR& | 1X1EA | 1 | 130 | Sigma-Aldrich | WHA1821070 | https://www.sigmaaldrich.com/LT/en
WHA10401606 | WHATMAN(TM) MEMBRANE FILTERS MIXED CELL& | 1X1EA | 1 | 100 | Sigma-Aldrich | WHA10401606 | https://www.sigmaaldrich.com/LT/en
WHA67462502 | WHATMAN PURADISC 25 SYRINGE FILTER 0.2 & | 1X1EA | 1 | 167 | Sigma-Aldrich | WHA67462502 | https://www.sigmaaldrich.com/LT/en
WHA10400112 | WHATMAN(TM) MEMBRANE FILTERS CELLULOSE & | 1X1EA | 1 | 212 | Sigma-Aldrich | WHA10400112 | https://www.sigmaaldrich.com/LT/en
WHA10401312 | WHATMAN(TM) MEMBRANE FILTERS CELLULOSE & | 1X1EA | 1 | 195 | Sigma-Aldrich | WHA10401312 | https://www.sigmaaldrich.com/LT/en
WHA2105841 | WHATMAN(TM) LENS CLEANING TISSUE, GRADE& | 1X1EA | 1 | 138 | Sigma-Aldrich | WHA2105841 | https://www.sigmaaldrich.com/LT/en
WHA69742504 | WHATMAN(R) GD/XP SYRINGE FILTERS PTFE, & | 1X1EA | 1 | 503 | Sigma-Aldrich | WHA69742504 | https://www.sigmaaldrich.com/LT/en
WHA1093930 | WHATMAN(TM) QUALITATIVE FILTER PAPER, G& | 1X1EA | 1 | 303 | Sigma-Aldrich | WHA1093930 | https://www.sigmaaldrich.com/LT/en
BR150045-10EA | BRAND(TM) WATCH GLASS, DIAM. 90 MM, SO& | 1X10EA | 1 | 31 | Sigma-Aldrich | BR150045-10EA | https://www.sigmaaldrich.com/LT/en
BR150904-1EA | BRAND(TM) WATCH GLASS, PTFE, DIAM. 40 & | 1X1EA | 1 | 10 | Sigma-Aldrich | BR150904-1EA | https://www.sigmaaldrich.com/LT/en
BR150922-1EA | BRAND(TM) WATCH GLASS, PTFE, DIAM. 150& | 1X1EA | 1 | 37 | Sigma-Aldrich | BR150922-1EA | https://www.sigmaaldrich.com/LT/en
BR21911-1EA | BRAND(TM) BLAUBRAND(R) AUTOMATIC BURET& | 1X1EA | 1 | 168 | Sigma-Aldrich | BR21911-1EA | https://www.sigmaaldrich.com/LT/en
BR22316-1EA | BRAND(TM) BLAUBRAND(R) AUTOMATIC BURET& | 1X1EA | 1 | 198 | Sigma-Aldrich | BR22316-1EA | https://www.sigmaaldrich.com/LT/en
BR22530-1EA | BRAND(TM) BLAUBRAND(R) AUTOMATIC BURET& | 1X1EA | 1 | 242 | Sigma-Aldrich | BR22530-1EA | https://www.sigmaaldrich.com/LT/en
BR23810-1EA | BRAND(TM) SILBERBRAND COMPACT AUTOMATI& | 1X1EA | 1 | 103 | Sigma-Aldrich | BR23810-1EA | https://www.sigmaaldrich.com/LT/en
BR23830-1EA | BRAND(TM) SILBERBRAND COMPACT AUTOMATIC | 1X1EA | 1 | 137 | Sigma-Aldrich | BR23830-1EA | https://www.sigmaaldrich.com/LT/en
BR26322-1EA | BRAND(TM) ACCU-JET(R) PRO PIPETTE CONT& | 1X1EA | 1 | 435 | Sigma-Aldrich | BR26322-1EA | https://www.sigmaaldrich.com/LT/en
BR27509-12EA | BRAND(TM) USP BLAUBRAND(R) CLASS AS G | 1X12EA | 1 | 69 | Sigma-Aldrich | BR27509-12EA | https://www.sigmaaldrich.com/LT/en
BR27821-12EA | BRAND(TM) GRADUATED PIPETTE, 5 ML& | 1X12EA | 1 | 72 | Sigma-Aldrich | BR27821-12EA | https://www.sigmaaldrich.com/LT/en
BR27828-12EA | BRAND(TM) BLAUBRAND(R) ETERNA GRADUATED& | 1X12EA | 1 | 72 | Sigma-Aldrich | BR27828-12EA | https://www.sigmaaldrich.com/LT/en
BR30603-12EA | BRAND(TM) USP BLAUBRAND(R) VOLUMETRIC | 1X12EA | 1 | 72 | Sigma-Aldrich | BR30603-12EA | https://www.sigmaaldrich.com/LT/en
BR30610-6EA | BRAND(TM) USP BLAUBRAND(R) VOLUMETRIC& | 1X6EA | 1 | 61 | Sigma-Aldrich | BR30610-6EA | https://www.sigmaaldrich.com/LT/en
BR30619-6EA | BRAND(TM) USP BLAUBRAND(R) VOLUMETRIC | 1X6EA | 1 | 107 | Sigma-Aldrich | BR30619-6EA | https://www.sigmaaldrich.com/LT/en
BR31754-2EA | BRAND(TM) SILBERBRAND CLASS B GLASS ME& | 1X2EA | 1 | 66 | Sigma-Aldrich | BR31754-2EA | https://www.sigmaaldrich.com/LT/en
BR32854-2EA | BRAND(TM) USP BLAUBRAND(R) CLASS A MEA& | 1X2EA | 1 | 97 | Sigma-Aldrich | BR32854-2EA | https://www.sigmaaldrich.com/LT/en
BR36220-1EA | BRAND(TM) MEASURING FLASK, CAPACITY 25& | 1X1EA | 1 | 144 | Sigma-Aldrich | BR36220-1EA | https://www.sigmaaldrich.com/LT/en
BR36943-2EA | BRAND(TM) VOLUMETRIC FLASK, USP BLAUBR& | 1X2EA | 1 | 36 | Sigma-Aldrich | BR36943-2EA | https://www.sigmaaldrich.com/LT/en
BR36952-2EA | BRAND(TM) VOLUMETRIC FLASK, USP BLAUBR& | 1X2EA | 1 | 60 | Sigma-Aldrich | BR36952-2EA | https://www.sigmaaldrich.com/LT/en
BR36980-2EA | BRAND(TM) VOLUMETRIC FLASK, USP BLAUBR& | 1X2EA | 1 | 55 | Sigma-Aldrich | BR36980-2EA | https://www.sigmaaldrich.com/LT/en
BR37461-2EA | BRAND(TM) VOLUMETRIC FLASK, USP, BLAUB& | 1X2EA | 1 | 64 | Sigma-Aldrich | BR37461-2EA | https://www.sigmaaldrich.com/LT/en
BR37469-2EA | BRAND(TM) VOLUMETRIC FLASK, USP, BLAUB& | 1X2EA | 1 | 91 | Sigma-Aldrich | BR37469-2EA | https://www.sigmaaldrich.com/LT/en
BR37484-2EA | BRAND(TM) VOLUMETRIC FLASK, USP, BLAUB& | 1X2EA | 1 | 54 | Sigma-Aldrich | BR37484-2EA | https://www.sigmaaldrich.com/LT/en
BR38208-1EA | BRAND(TM) VOLUMETRIC FLASKS WITH 3 MAR& | 1X1EA | 1 | 113 | Sigma-Aldrich | BR38208-1EA | https://www.sigmaaldrich.com/LT/en
BR41012-6EA | BRAND(TM) GRADUATED BEAKER WITH HANDLE& | 1X6EA | 1 | 59 | Sigma-Aldrich | BR41012-6EA | https://www.sigmaaldrich.com/LT/en
BR43005-1EA | BRAND(TM) GLASS BOTTLE-TOP TILT PIPETT& | 1X1EA | 1 | 69 | Sigma-Aldrich | BR43005-1EA | https://www.sigmaaldrich.com/LT/en
BR43058-1EA | BRAND(TM) GLASS BOTTLE-TOP TILT PIPETT& | 1X1EA | 1 | 52 | Sigma-Aldrich | BR43058-1EA | https://www.sigmaaldrich.com/LT/en
BR43228-2EA | BRAND(TM) DENSITY BOTTLE, GAY-LUSSAC P& | 1X2EA | 1 | 76 | Sigma-Aldrich | BR43228-2EA | https://www.sigmaaldrich.com/LT/en
BR452005-480EA | BRAND(TM) PETRI DISH, DISPOSABLE, 94 X& | 1X480EA | 1 | 82 | Sigma-Aldrich | BR452005-480EA | https://www.sigmaaldrich.com/LT/en
BR458024-10EA | BRAND(TM) FILTER CRUCIBLE, GLASS, 30 M& | 1X10EA | 1 | 246 | Sigma-Aldrich | BR458024-10EA | https://www.sigmaaldrich.com/LT/en
BR464003-1EA | BRAND(TM) FILTER FUNNEL, GLASS, 50 ML | 1X1EA | 1 | 46 | Sigma-Aldrich | BR464003-1EA | https://www.sigmaaldrich.com/LT/en
BR470820-1000EA | BRAND(TM) COVER GLASS, 24 X 60 MM, REC& | 1X1000EA | 1 | 144 | Sigma-Aldrich | BR470820-1000EA | https://www.sigmaaldrich.com/LT/en
BR472500-10EA | BRAND(TM) GLASS STAINING TROUGH, SCHIEF& | 1X10EA | 1 | 137 | Sigma-Aldrich | BR472500-10EA | https://www.sigmaaldrich.com/LT/en
BR474702-2500EA | BRAND(TM) MICROSCOPE SLIDE, CUT EDGES,& | 1X2500EA | 1 | 261 | Sigma-Aldrich | BR474702-2500EA | https://www.sigmaaldrich.com/LT/en
BR4760141-1EA | BRAND(TM) TITRETTE(R) DIGITAL BOTTLE-T& | 1X1EA | 1 | 833 | Sigma-Aldrich | BR4760141-1EA | https://www.sigmaaldrich.com/LT/en
BR578000-1EA | BRAND(TM) BURETTE CLAMP, FOR 2 BURETTE& | 1X1EA | 1 | 62 | Sigma-Aldrich | BR578000-1EA | https://www.sigmaaldrich.com/LT/en
BR62310-500EA | BRAND(TM) JAR WITH SCREW CAP, PP, CAPA& | 1X500EA | 1 | 135 | Sigma-Aldrich | BR62310-500EA | https://www.sigmaaldrich.com/LT/en
BR65243-1EA | BRAND(TM) DESICCATOR 'NOVUS' LID WITH & | 1X1EA | 1 | 401 | Sigma-Aldrich | BR65243-1EA | https://www.sigmaaldrich.com/LT/en
BR701340-50EA | BRAND(TM) 96-WELL PLATE, DEEP WELL, 1.& | 1X50EA | 1 | 174 | Sigma-Aldrich | BR701340-50EA | https://www.sigmaaldrich.com/LT/en
BR701357-50EA | BRAND(TM) SILICONE COVER, FOR 0.3 ML D& | 1X50EA | 1 | 495 | Sigma-Aldrich | BR701357-50EA | https://www.sigmaaldrich.com/LT/en
BR701370-50EA | BRAND(TM) SEALING FILM FOR MICROPLATES& | 1X50EA | 1 | 170 | Sigma-Aldrich | BR701370-50EA | https://www.sigmaaldrich.com/LT/en
BR704006-1EA | BRAND(TM) BOTTLE FOR BRAND DISPENSERS,& | 1X1EA | 1 | 12 | Sigma-Aldrich | BR704006-1EA | https://www.sigmaaldrich.com/LT/en
BR705337-1EA | BRAND(TM) TRANSFERPETTE(R) ELECTRONIC | 1X1EA | 1 | 341 | Sigma-Aldrich | BR705337-1EA | https://www.sigmaaldrich.com/LT/en
BR708707-1000EA | BRAND(TM) BLAUBRAND(R) GRADUATED PIPETT | 1X1000EA | 1 | 132 | Sigma-Aldrich | BR708707-1000EA | https://www.sigmaaldrich.com/LT/en
BR708744-1000EA | BRAND(TM) BLAUBRAND(R) MICROPIPETTES, & | 1X1000EA | 1 | 118 | Sigma-Aldrich | BR708744-1000EA | https://www.sigmaaldrich.com/LT/en
BR709109-1000EA | BRAND(TM) BLAUBRAND(R) MICROPIPETTES, & | 1X1000EA | 1 | 81 | Sigma-Aldrich | BR709109-1000EA | https://www.sigmaaldrich.com/LT/en
BR717805-1EA | BRAND(TM) BLAUBRAND(R) COUNTING CHAMBE& | 1X1EA | 1 | 56 | Sigma-Aldrich | BR717805-1EA | https://www.sigmaaldrich.com/LT/en
BR718620-1EA | BRAND(TM) BLAUBRAND(R) COUNTING CHAMBE& | 1X1EA | 1 | 79 | Sigma-Aldrich | BR718620-1EA | https://www.sigmaaldrich.com/LT/en
BR721305-1EA | BRAND(TM) BLAUBRAND(R) COUNTING CHAMBE& | 1X1EA | 1 | 141 | Sigma-Aldrich | BR721305-1EA | https://www.sigmaaldrich.com/LT/en
BR73729-1EA | BRAND(TM) FILTER FLASK, GLASS, CAPACIT& | 1X1EA | 1 | 143 | Sigma-Aldrich | BR73729-1EA | https://www.sigmaaldrich.com/LT/en
BR758900-1000EA | BRAND(TM) PLASTIBRAND(R) URINE BEAKER, P | 1X1000EA | 1 | 158 | Sigma-Aldrich | BR758900-1000EA | https://www.sigmaaldrich.com/LT/en
BR759170-100EA | BRAND(TM) UV MACRO CUVETTE, MIN. VOLUM& | 1X100EA | 1 | 34 | Sigma-Aldrich | BR759170-100EA | https://www.sigmaaldrich.com/LT/en
BR759703-1EA | BRAND(TM) STAND FOR DISPOSAL BAGS EPOXY& | 1X1EA | 1 | 10 | Sigma-Aldrich | BR759703-1EA | https://www.sigmaaldrich.com/LT/en
BR778312-10EA | BRAND(TM) CENTRIFUGE TUBE, 15 ML, BEAD& | 1X10EA | 1 | 34 | Sigma-Aldrich | BR778312-10EA | https://www.sigmaaldrich.com/LT/en
BR780505-2000EA | BRAND(TM) MICROCENTRIFUGE TUBE, DISPOS& | 1X2000EA | 1 | 65 | Sigma-Aldrich | BR780505-2000EA | https://www.sigmaaldrich.com/LT/en
BR780704-1000EA | BRAND(TM) MICRO TUBE WITH ATTACHED SCR& | 1X1000EA | 1 | 130 | Sigma-Aldrich | BR780704-1000EA | https://www.sigmaaldrich.com/LT/en
BR780752-500EA | BRAND(TM) MICRO TUBE WITH BULK SCREW C& | 1X500EA | 1 | 167 | Sigma-Aldrich | BR780752-500EA | https://www.sigmaaldrich.com/LT/en
BR780758-500EA | BRAND(TM) MICRO TUBES WITH TAMPER-EVID& | 1X500EA | 1 | 228 | Sigma-Aldrich | BR780758-500EA | https://www.sigmaaldrich.com/LT/en
BR780760-1000EA | BRAND(TM) MICRO TUBES WITHOUT TAMPER-E& | 1X1000EA | 1 | 96 | Sigma-Aldrich | BR780760-1000EA | https://www.sigmaaldrich.com/LT/en
BR781320-1PK | BRAND(TM) STRIPS OF 8 PCR TUBES, COLOR& | 1X1PAK | 1 | 87 | Sigma-Aldrich | BR781320-1PK | https://www.sigmaaldrich.com/LT/en
BR781344-1PK | BRAND(TM) STRIPS OF 8 CAPS, PP, BLUE, & | 1X1PAK | 1 | 30 | Sigma-Aldrich | BR781344-1PK | https://www.sigmaaldrich.com/LT/en
BR781364-50EA | BRAND(TM) 96-WELL PCR PLATE, SEMI-SKIR& | 1X50EA | 1 | 233 | Sigma-Aldrich | BR781364-50EA | https://www.sigmaaldrich.com/LT/en
BR781372-50EA | BRAND(TM) 96-WELL PCR PLATE, SEMI-SKIR& | 1X50EA | 1 | 189 | Sigma-Aldrich | BR781372-50EA | https://www.sigmaaldrich.com/LT/en
BR781381-100EA | BRAND(TM) SEALING FILM FOR MICROPLATES& | 1X100EA | 1 | 126 | Sigma-Aldrich | BR781381-100EA | https://www.sigmaaldrich.com/LT/en
BR781520-960EA | BRAND(TM) 1.2 ML TUBES WITH RACK, INDIV& | 1X960EA | 1 | 70 | Sigma-Aldrich | BR781520-960EA | https://www.sigmaaldrich.com/LT/en
BR781600-100EA | BRAND(TM) MICROPLATE BRANDPLATES(R), P& | 1X100EA | 1 | 99 | Sigma-Aldrich | BR781600-100EA | https://www.sigmaaldrich.com/LT/en
BR781611-100EA | BRAND(TM) MICROPLATE BRANDPLATES(R), P& | 1X100EA | 1 | 708 | Sigma-Aldrich | BR781611-100EA | https://www.sigmaaldrich.com/LT/en
BR781627-50EA | BRAND(TM) MICROPLATE BRANDPLATES(R), P& | 1X50EA | 1 | 520 | Sigma-Aldrich | BR781627-50EA | https://www.sigmaaldrich.com/LT/en
BR781668-50EA | BRAND(TM) MICROPLATE BRANDPLATES(R), P& | 1X50EA | 1 | 228 | Sigma-Aldrich | BR781668-50EA | https://www.sigmaaldrich.com/LT/en
BR781687-50EA | BRAND(TM) MICROPLATE BRANDPLATES(R), P& | 1X50EA | 1 | 780 | Sigma-Aldrich | BR781687-50EA | https://www.sigmaaldrich.com/LT/en
BR781724-100EA | BRAND(TM) MICROPLATE BRANDPLATES(R), I& | 1X100EA | 1 | 321 | Sigma-Aldrich | BR781724-100EA | https://www.sigmaaldrich.com/LT/en
WHA10331553 | WHATMAN(R) PREPLEATED QUALITATIVE FILTE& | 1X1EA | 1 | 107 | Sigma-Aldrich | WHA10331553 | https://www.sigmaaldrich.com/LT/en
WHA10350223 | WHATMAN(TM) CELLULOSE EXTRACTION THIMBL& | 1X1EA | 1 | 89 | Sigma-Aldrich | WHA10350223 | https://www.sigmaaldrich.com/LT/en
WHA10416296 | WHATMAN(TM) NYTRAN(R) SUPERCHARGE (SPC)& | 1X1EA | 1 | 686 | Sigma-Aldrich | WHA10416296 | https://www.sigmaaldrich.com/LT/en
WHA10477600 | WHATMAN(TM) VACUUM FILTRATION APPARATUS& | 1X1EA | 1 | 79 | Sigma-Aldrich | WHA10477600 | https://www.sigmaaldrich.com/LT/en
WHA10410380 | WHATMAN(TM) MEMBRANE REGENERATED CELLUL& | 1X1EA | 1 | 701 | Sigma-Aldrich | WHA10410380 | https://www.sigmaaldrich.com/LT/en
WHA69012502 | WHATMAN(R) GD/X SYRINGE FILTERS, CELLUL& | 1X1EA | 1 | 206 | Sigma-Aldrich | WHA69012502 | https://www.sigmaaldrich.com/LT/en
WHA10311844 | WHATMAN(R) PREPLEATED QUALITATIVE FILTE& | 1X1EA | 1 | 48 | Sigma-Aldrich | WHA10311844 | https://www.sigmaaldrich.com/LT/en
WHA1950002 | WHATMAN(TM) GLASS MICROFIBER FILTRATION | 1X1EA | 1 | 201 | Sigma-Aldrich | WHA1950002 | https://www.sigmaaldrich.com/LT/en
WHA69002504 | WHATMAN(R) GD/X SYRINGE FILTERS, PVDF M& | 1X1EA | 1 | 201 | Sigma-Aldrich | WHA69002504 | https://www.sigmaaldrich.com/LT/en
WHA10350241 | WHATMAN(TM) CELLULOSE EXTRACTION THIMBL& | 1X1EA | 1 | 109 | Sigma-Aldrich | WHA10350241 | https://www.sigmaaldrich.com/LT/en
WHA10400912 | WHATMAN(TM) MEMBRANE FILTERS MIXED CELL& | 1X1EA | 1 | 145 | Sigma-Aldrich | WHA10400912 | https://www.sigmaaldrich.com/LT/en
WHAAV125UAQU | WHATMAN(R) AUTOVIALS(TM) PVDF MEMBRANE,& | 1X1EA | 1 | 254 | Sigma-Aldrich | WHAAV125UAQU | https://www.sigmaaldrich.com/LT/en
WHA10463801 | WHATMAN(TM) ROBY AUTOMATED FILTER 25 MM& | 1X1EA | 1 | 711 | Sigma-Aldrich | WHA10463801 | https://www.sigmaaldrich.com/LT/en
WHA10314726 | WHATMAN(TM) QUALITATIVE FILTER PAPER, G& | 1X1EA | 1 | 148 | Sigma-Aldrich | WHA10314726 | https://www.sigmaaldrich.com/LT/en
WHA10347009 | WHATMAN(TM) 8 RULED CIRCLES, 90 MM, 100& | 1X1EA | 1 | 44 | Sigma-Aldrich | WHA10347009 | https://www.sigmaaldrich.com/LT/en
WHA10407714 | WHATMAN(TM) MICRO-PLUS MEMBRANES FOR MI& | 1X1EA | 1 | 171 | Sigma-Aldrich | WHA10407714 | https://www.sigmaaldrich.com/LT/en
WHA1114185 | WHATMAN(R) QUALITATIVE FILTER PAPER, GR& | 1X1EA | 1 | 33 | Sigma-Aldrich | WHA1114185 | https://www.sigmaaldrich.com/LT/en
WHA800307 | WHATMAN(TM) NUCLEPORE(TM) TRACK-ETCHED & | 1X1EA | 1 | 120 | Sigma-Aldrich | WHA800307 | https://www.sigmaaldrich.com/LT/en
WHA10311851 | WHATMAN(R) PREPLEATED QUALITATIVE FILTE& | 1X1EA | 1 | 70 | Sigma-Aldrich | WHA10311851 | https://www.sigmaaldrich.com/LT/en
BR781962-50EA | BRAND(TM) MICROPLATE BRANDPLATES(R), C& | 1X50EA | 1 | 138 | Sigma-Aldrich | BR781962-50EA | https://www.sigmaaldrich.com/LT/en
BR781980-50EA | BRAND(TM) MICROPLATE BRANDPLATES(R), C& | 1X50EA | 1 | 397 | Sigma-Aldrich | BR781980-50EA | https://www.sigmaaldrich.com/LT/en
BR782820-12EA | BRAND(TM) INSERT STRIPS FOR 24 X 6-WEL& | 1X12EA | 1 | 269 | Sigma-Aldrich | BR782820-12EA | https://www.sigmaaldrich.com/LT/en
BR782860-12EA | BRAND(TM) INSERT STRIPS FOR 24 X 6-WEL& | 1X12EA | 1 | 269 | Sigma-Aldrich | BR782860-12EA | https://www.sigmaaldrich.com/LT/en
BR87608-12EA | BRAND(TM) PP BEAKER WITH SPOUT, LOW FO& | 1X12EA | 1 | 23 | Sigma-Aldrich | BR87608-12EA | https://www.sigmaaldrich.com/LT/en
BR87620-6EA | BRAND(TM) PP BEAKER WITH SPOUT, LOW FO& | 1X6EA | 1 | 32 | Sigma-Aldrich | BR87620-6EA | https://www.sigmaaldrich.com/LT/en
BR87816-6EA | BRAND(TM) PP BEAKER WITH SPOUT, LOW FO& | 1X6EA | 1 | 21 | Sigma-Aldrich | BR87816-6EA | https://www.sigmaaldrich.com/LT/en
BR90128-1EA | BRAND(TM) GRIFFIN BEAKER WITH SPOUT, L& | 1X1EA | 1 | 27 | Sigma-Aldrich | BR90128-1EA | https://www.sigmaaldrich.com/LT/en
BR90252-1EA | BRAND(TM) ETFE BEAKER WITH SPOUT, LOW& | 1X1EA | 1 | 46 | Sigma-Aldrich | BR90252-1EA | https://www.sigmaaldrich.com/LT/en
BR90462-1EA | BRAND(TM) SAMPLING DIPPER WITH SPOUT,& | 1X1EA | 1 | 216 | Sigma-Aldrich | BR90462-1EA | https://www.sigmaaldrich.com/LT/en
BR91217-10EA | BRAND(TM) GLASS BEAKER WITH SPOUT, LOW& | 1X10EA | 1 | 74 | Sigma-Aldrich | BR91217-10EA | https://www.sigmaaldrich.com/LT/en
BR91248-10EA | BRAND(TM) GLASS BEAKER WITH SPOUT, LOW& | 1X10EA | 1 | 111 | Sigma-Aldrich | BR91248-10EA | https://www.sigmaaldrich.com/LT/en
BR91263-10EA | BRAND(TM) GLASS BEAKER WITH SPOUT, LOW& | 1X10EA | 1 | 300 | Sigma-Aldrich | BR91263-10EA | https://www.sigmaaldrich.com/LT/en
BR92736-10EA | BRAND(TM) ERLENMEYER FLASK WITH BEADED& | 1X10EA | 1 | 81 | Sigma-Aldrich | BR92736-10EA | https://www.sigmaaldrich.com/LT/en
BR92817-10EA | BRAND(TM) ERLENMEYER FLASK WITH BEADED& | 1X10EA | 1 | 83 | Sigma-Aldrich | BR92817-10EA | https://www.sigmaaldrich.com/LT/en
BR92854-10EA | BRAND(TM) ERLENMEYER FLASK WITH BEADED& | 1X10EA | 1 | 183 | Sigma-Aldrich | BR92854-10EA | https://www.sigmaaldrich.com/LT/en
WHA77700062 | WHATMAN(TM) UNIFILTER(TM) PLATES 96 WEL& | 1X1EA | 1 | 614 | Sigma-Aldrich | WHA77700062 | https://www.sigmaaldrich.com/LT/en
WHA68095012 | WHATMAN(TM) ANODISC(TM) INORGANIC FILTE& | 1X1EA | 1 | 858 | Sigma-Aldrich | WHA68095012 | https://www.sigmaaldrich.com/LT/en
WHAWB120411 | WHATMAN(TM) FTA(TM) CARD TECHNOLOGY, EL& | 1X1EA | 1 | 613 | Sigma-Aldrich | WHAWB120411 | https://www.sigmaaldrich.com/LT/en
WHA10300109 | WHATMAN(R) QUANTITATIVE FILTER PAPER, A& | 1X1EA | 1 | 36 | Sigma-Aldrich | WHA10300109 | https://www.sigmaaldrich.com/LT/en
WHA10370005 | WHATMAN(TM) GLASS MICROFIBER FILTERS WI& | 1X1EA | 1 | 159 | Sigma-Aldrich | WHA10370005 | https://www.sigmaaldrich.com/LT/en
WHA67841350 | WHATMAN(TM) PURADISC(TM) 13 SYRINGE FIL& | 1X1EA | 1 | 225 | Sigma-Aldrich | WHA67841350 | https://www.sigmaaldrich.com/LT/en
WHA2602501A | WHATMAN(TM) TEST PAPERS, SPECIALIZED, R& | 1X1EA | 1 | 19 | Sigma-Aldrich | WHA2602501A | https://www.sigmaaldrich.com/LT/en
WHA10401618 | WHATMAN(TM) MEMBRANE FILTERS MIXED CELL& | 1X1EA | 1 | 280 | Sigma-Aldrich | WHA10401618 | https://www.sigmaaldrich.com/LT/en
WHA1441150 | WHATMAN(R) QUANTITATIVE FILTER PAPERS, & | 1X1EA | 1 | 61 | Sigma-Aldrich | WHA1441150 | https://www.sigmaaldrich.com/LT/en
WHA10421057 | WHATMAN(TM) GLASS MICROFIBER FILTERS WI& | 1X1EA | 1 | 323 | Sigma-Aldrich | WHA10421057 | https://www.sigmaaldrich.com/LT/en
WHA1823142 | WHATMAN(TM) GLASS MICROFIBER FILTERS, G& | 1X1EA | 1 | 93 | Sigma-Aldrich | WHA1823142 | https://www.sigmaaldrich.com/LT/en
WHA10350265 | WHATMAN(TM) CELLULOSE EXTRACTION THIMBL& | 1X1EA | 1 | 153 | Sigma-Aldrich | WHA10350265 | https://www.sigmaaldrich.com/LT/en
WHA67189502 | WHATMAN(TM) POLYCAP TC ENCAPSULATED FIL& | 1X1EA | 1 | 135 | Sigma-Aldrich | WHA67189502 | https://www.sigmaaldrich.com/LT/en
WHA1091150 | WHATMAN(R) QUALITATIVE FILTER PAPER, GR& | 1X1EA | 1 | 123 | Sigma-Aldrich | WHA1091150 | https://www.sigmaaldrich.com/LT/en
WHA1001032 | WHATMAN(TM) QUALITATIVE FILTER PAPER, G& | 1X1EA | 1 | 10 | Sigma-Aldrich | WHA1001032 | https://www.sigmaaldrich.com/LT/en
WHAWB129242 | WHATMAN(R) FTA(R) CARD TECHNOLOGY, FTA & | 1X1EA | 1 | 832 | Sigma-Aldrich | WHAWB129242 | https://www.sigmaaldrich.com/LT/en
WHA7182014 | WHATMAN(TM) MEMBRANE FILTERS CELLULOSE & | 1X1EA | 1 | 263 | Sigma-Aldrich | WHA7182014 | https://www.sigmaaldrich.com/LT/en
WHA10362000 | WHATMAN(TM) INDICATOR PAPER, PH RANGE 0& | 1X1EA | 1 | 17 | Sigma-Aldrich | WHA10362000 | https://www.sigmaaldrich.com/LT/en
WHA67131075 | WHATMAN(TM) POLYVENT(TM) AND STERIVENT(& | 1X1EA | 1 | 121 | Sigma-Aldrich | WHA67131075 | https://www.sigmaaldrich.com/LT/en
WHA10483064 | WHATMAN(TM) HYBRIDIZATION REACTION FOLD& | 1X1EA | 1 | 111 | Sigma-Aldrich | WHA10483064 | https://www.sigmaaldrich.com/LT/en
WHA10471700 | WHATMAN(TM) VACUUM FILTRATION APPARATUS& | 1X1EA | 1 | 40 | Sigma-Aldrich | WHA10471700 | https://www.sigmaaldrich.com/LT/en
WHA1440042 | WHATMAN(R) QUANTITATIVE FILTER PAPERS, & | 1X1EA | 1 | 20 | Sigma-Aldrich | WHA1440042 | https://www.sigmaaldrich.com/LT/en
WHA67235000 | WHATMAN(TM) IN-LINE HEPA FILTRATION UNI& | 1X1EA | 1 | 110 | Sigma-Aldrich | WHA67235000 | https://www.sigmaaldrich.com/LT/en
WHA67841301 | WHATMAN(TM) PURADISC(TM) 13 SYRINGE FIL& | 1X1EA | 1 | 233 | Sigma-Aldrich | WHA67841301 | https://www.sigmaaldrich.com/LT/en
WHA3017917 | WHATMAN(TM) CELLULOSE CHROMATOGRAPHY PA& | 1X1EA | 1 | 1137 | Sigma-Aldrich | WHA3017917 | https://www.sigmaaldrich.com/LT/en
WHA3031915 | WHATMAN(TM) CELLULOSE CHROMATOGRAPHY PA& | 1X1EA | 1 | 351 | Sigma-Aldrich | WHA3031915 | https://www.sigmaaldrich.com/LT/en
WHA10404106 | WHATMAN(TM) CELLULOSE ACETATE MEMBRANE,& | 1X1EA | 1 | 131 | Sigma-Aldrich | WHA10404106 | https://www.sigmaaldrich.com/LT/en
WHA10342580 | WHATMAN(TM) SEED TESTING PAPER, GRADE 3& | 1X1EA | 1 | 1490 | Sigma-Aldrich | WHA10342580 | https://www.sigmaaldrich.com/LT/en
WHA10402014 | WHATMAN(TM) MEMBRANE FILTERS CELLULOSE & | 1X1EA | 1 | 209 | Sigma-Aldrich | WHA10402014 | https://www.sigmaaldrich.com/LT/en
WHA1442047 | WHATMAN(TM) QUANTITATIVE FILTER PAPER, & | 1X1EA | 1 | 24 | Sigma-Aldrich | WHA1442047 | https://www.sigmaaldrich.com/LT/en
WHA67153602 | WHATMAN(TM) POLYCAP TC ENCAPSULATED FIL& | 1X1EA | 1 | 88 | Sigma-Aldrich | WHA67153602 | https://www.sigmaaldrich.com/LT/en
WHA1006125 | WHATMAN(R) QUALITATIVE FILTER PAPERS GR& | 1X1EA | 1 | 25 | Sigma-Aldrich | WHA1006125 | https://www.sigmaaldrich.com/LT/en
WHA1851037 | WHATMAN QM-A QUARTZ FILTERS, 37MM DIAM. | 1X1EA | 1 | 226 | Sigma-Aldrich | WHA1851037 | https://www.sigmaaldrich.com/LT/en
WHA10463609 | WHATMAN(TM) REZIST(TM) SYRINGE FILTERS,& | 1X1EA | 1 | 512 | Sigma-Aldrich | WHA10463609 | https://www.sigmaaldrich.com/LT/en
WHA10360005 | WHATMAN(R) PANPEHA(R)PH INDICATOR STRIPS | 1X1EA | 1 | 27 | Sigma-Aldrich | WHA10360005 | https://www.sigmaaldrich.com/LT/en
WHA68096012 | WHATMAN(TM) ANODISC(TM) INORGANIC FILTE& | 1X1EA | 1 | 454 | Sigma-Aldrich | WHA68096012 | https://www.sigmaaldrich.com/LT/en
WHAWB120356 | WHATMAN(TM) FTA(TM) CARD TECHNOLOGY, MI& | 1X1EA | 1 | 176 | Sigma-Aldrich | WHAWB120356 | https://www.sigmaaldrich.com/LT/en
WHA7195004 | WHATMAN(TM) MEMBRANE FILTERS CELLULOSE & | 1X1EA | 1 | 184 | Sigma-Aldrich | WHA7195004 | https://www.sigmaaldrich.com/LT/en
WHA1213125 | WHATMAN(R) PREPLEATED QUALITATIVE FILTE& | 1X1EA | 1 | 103 | Sigma-Aldrich | WHA1213125 | https://www.sigmaaldrich.com/LT/en
WHA1005047 | WHATMAN(TM) QUALITATIVE FILTER PAPER, G& | 1X1EA | 1 | 11 | Sigma-Aldrich | WHA1005047 | https://www.sigmaaldrich.com/LT/en
WHA1851055 | WHATMAN(TM) QM-A QUARTZ FILTERS, CIRCLE& | 1X1EA | 1 | 295 | Sigma-Aldrich | WHA1851055 | https://www.sigmaaldrich.com/LT/en
WHA67017510 | WHATMAN(TM) POLYCAP TF ENCAPSULATED FIL& | 1X1EA | 1 | 131 | Sigma-Aldrich | WHA67017510 | https://www.sigmaaldrich.com/LT/en
WHA67922510 | WHATMAN(TM) PURADISC(TM) 25 SYRINGE FIL& | 1X1EA | 1 | 1265 | Sigma-Aldrich | WHA67922510 | https://www.sigmaaldrich.com/LT/en
WHA10462263 | WHATMAN(R) PURADISC(TM) FP30 SYRINGE FI& | 1X1EA | 1 | 895 | Sigma-Aldrich | WHA10462263 | https://www.sigmaaldrich.com/LT/en
WHA68732502 | WHATMAN(R) GD/X SYRINGE FILTERS, PVDF M& | 1X1EA | 1 | 2950 | Sigma-Aldrich | WHA68732502 | https://www.sigmaaldrich.com/LT/en
WHA10462960 | Whatman(R) Spartan(R) HPLC certified syr | 1X1EA | 1 | 172 | Sigma-Aldrich | WHA10462960 | https://www.sigmaaldrich.com/LT/en
WHA2017013 | WHATMAN(TM) ANTIBIOTIC ASSAY DISCS, 13 & | 1X1EA | 1 | 203 | Sigma-Aldrich | WHA2017013 | https://www.sigmaaldrich.com/LT/en
WHA1002240 | WHATMAN(R) QUALITATIVE FILTER PAPERS, G& | 1X1EA | 1 | 65 | Sigma-Aldrich | WHA1002240 | https://www.sigmaaldrich.com/LT/en
WHA1093111 | WHATMAN(TM) QUALITATIVE FILTER PAPER, G& | 1X1EA | 1 | 110 | Sigma-Aldrich | WHA1093111 | https://www.sigmaaldrich.com/LT/en
WHA2200270 | WHATMAN(R) 1PS PHASE SEPARATOR FILTER P& | 1X1EA | 1 | 220 | Sigma-Aldrich | WHA2200270 | https://www.sigmaaldrich.com/LT/en
WHA67153604 | WHATMAN(TM) POLYCAP TC ENCAPSULATED FIL& | 1X1EA | 1 | 88 | Sigma-Aldrich | WHA67153604 | https://www.sigmaaldrich.com/LT/en
WHA7590002 | WHATMAN(TM) MEMBRANE FILTERS, PTFE, 1 UM | 1X1EA | 1 | 408 | Sigma-Aldrich | WHA7590002 | https://www.sigmaaldrich.com/LT/en
WHA10311654 | WHATMAN(R) PREPLEATED QUALITATIVE FILTE& | 1X1EA | 1 | 158 | Sigma-Aldrich | WHA10311654 | https://www.sigmaaldrich.com/LT/en
WHA1454090 | WHATMAN(R) QUANTITATIVE FILTER PAPERS, & | 1X1EA | 1 | 26 | Sigma-Aldrich | WHA1454090 | https://www.sigmaaldrich.com/LT/en
WHA2713T | WHATMAN(TM) POLYCAP HD HEAVY DUTY ENCAP& | 1X1EA | 1 | 391 | Sigma-Aldrich | WHA2713T | https://www.sigmaaldrich.com/LT/en
WHA5202250 | WHATMAN(R)FILTER PAPER, GRADE 202, CREP& | 1X1EA | 1 | 30 | Sigma-Aldrich | WHA5202250 | https://www.sigmaaldrich.com/LT/en
WHA14426551 | WHATMAN(TM) QUANTITATIVE FILTER PAPER, A | 1X1EA | 1 | 65 | Sigma-Aldrich | WHA14426551 | https://www.sigmaaldrich.com/LT/en
WHA1822915 | WHATMAN(TM) GLASS MICROFIBER FILTERS, G& | 1X1EA | 1 | 756 | Sigma-Aldrich | WHA1822915 | https://www.sigmaaldrich.com/LT/en
WHA5226848 | WHATMAN(R) REEVE ANGEL(TM) FILTER PAP | 1X1EA | 1 | 285 | Sigma-Aldrich | WHA5226848 | https://www.sigmaaldrich.com/LT/en
WHA1440047 | WHATMAN(TM) QUANTITATIVE FILTER PAPER, & | 1X1EA | 1 | 21 | Sigma-Aldrich | WHA1440047 | https://www.sigmaaldrich.com/LT/en
WHA10409870 | WHATMAN(TM) ME MEMBRANES FOR MICROBIOLO& | 1X1EA | 1 | 181 | Sigma-Aldrich | WHA10409870 | https://www.sigmaaldrich.com/LT/en
WHA1541070 | WHATMAN(R) QUANTITATIVE FILTER PAPERS, & | 1X1EA | 1 | 22 | Sigma-Aldrich | WHA1541070 | https://www.sigmaaldrich.com/LT/en
WHA10350287 | WHATMAN(TM) CELLULOSE EXTRACTION THIMBL& | 1X1EA | 1 | 307 | Sigma-Aldrich | WHA10350287 | https://www.sigmaaldrich.com/LT/en
WHA1001085 | WHATMAN(TM) QUALITATIVE FILTER PAPER, G& | 1X1EA | 1 | 10 | Sigma-Aldrich | WHA1001085 | https://www.sigmaaldrich.com/LT/en
WHA10372968 | WHATMAN(TM) GLASS MICROFIBER FILTERS, G& | 1X1EA | 1 | 203 | Sigma-Aldrich | WHA10372968 | https://www.sigmaaldrich.com/LT/en
WHA20010100 | WHATMAN(R) ANOTOP(R) 10 LC SYRINGE FILT& | 1X1EA | 1 | 860 | Sigma-Aldrich | WHA20010100 | https://www.sigmaaldrich.com/LT/en
WHAUN503NPEORG | WHATMAN(R) MINI-UNIPREP(TM) SYRINGELESS& | 1X1EA | 1 | 2225 | Sigma-Aldrich | WHAUN503NPEORG | https://www.sigmaaldrich.com/LT/en
WHA3454651 | WHATMAN(TM) CELLULOSE CHROMATOGRAPHY PA& | 1X1EA | 1 | 174 | Sigma-Aldrich | WHA3454651 | https://www.sigmaaldrich.com/LT/en
WHA10370320 | WHATMAN(TM) GLASS MICROFIBER FILTERS WI& | 1X1EA | 1 | 168 | Sigma-Aldrich | WHA10370320 | https://www.sigmaaldrich.com/LT/en
WHA10421030 | WHATMAN(TM) GLASS MICROFIBER FILTERS WI& | 1X1EA | 1 | 139 | Sigma-Aldrich | WHA10421030 | https://www.sigmaaldrich.com/LT/en
WHA1541240 | WHATMAN(R) QUANTITATIVE FILTER PAPERS, & | 1X1EA | 1 | 186 | Sigma-Aldrich | WHA1541240 | https://www.sigmaaldrich.com/LT/en
WHA420200 | WHATMAN(TM) PLASTIC FILTER HOLDERS, SWI& | 1X1EA | 1 | 203 | Sigma-Aldrich | WHA420200 | https://www.sigmaaldrich.com/LT/en
WHA1827042 | WHATMAN(R) GLASS MICROFIBER FILTERS, GR& | 1X1EA | 1 | 38 | Sigma-Aldrich | WHA1827042 | https://www.sigmaaldrich.com/LT/en
WHAUS203NPUNYL | WHATMAN(R) MINI-UNIPREP(TM) SYRINGELESS& | 1X1EA | 1 | 249 | Sigma-Aldrich | WHAUS203NPUNYL | https://www.sigmaaldrich.com/LT/en
WHA2017006 | WHATMAN(TM) ANTIBIOTIC ASSAY DISCS, 6 M& | 1X1EA | 1 | 158 | Sigma-Aldrich | WHA2017006 | https://www.sigmaaldrich.com/LT/en
WHA1950012 | WHATMAN(TM) GLASS MICROFIBER FILTRATION | 1X1EA | 1 | 580 | Sigma-Aldrich | WHA1950012 | https://www.sigmaaldrich.com/LT/en
WHA68882527 | WHATMAN(R) GD/X SYRINGE FILTERS, GF/D M& | 1X1EA | 1 | 503 | Sigma-Aldrich | WHA68882527 | https://www.sigmaaldrich.com/LT/en
WHA1980002 | WHATMAN(TM) GLASS MICROFIBER MEMBRANE H& | 1X1EA | 1 | 361 | Sigma-Aldrich | WHA1980002 | https://www.sigmaaldrich.com/LT/en
WHA68692504 | WHATMAN(R) GD/X SYRINGE FILTERS, NYLON & | 1X1EA | 1 | 504 | Sigma-Aldrich | WHA68692504 | https://www.sigmaaldrich.com/LT/en
WHA1450125 | WHATMAN(R) QUANTITATIVE FILTER PAPERS, & | 1X1EA | 1 | 38 | Sigma-Aldrich | WHA1450125 | https://www.sigmaaldrich.com/LT/en
WHA68722502 | WHATMAN(R) GD/X SYRINGE FILTERS, PVDF M& | 1X1EA | 1 | 503 | Sigma-Aldrich | WHA68722502 | https://www.sigmaaldrich.com/LT/en
WHA30306189 | WHATMAN(TM) CELLULOSE CHROMATOGRAPHY PA& | 1X1EA | 1 | 22 | Sigma-Aldrich | WHA30306189 | https://www.sigmaaldrich.com/LT/en
WHA2800226 | WHATMAN(R) CELLULOSE EXTRACTION THIMBLE& | 1X1EA | 1 | 95 | Sigma-Aldrich | WHA2800226 | https://www.sigmaaldrich.com/LT/en
WHA2601 | WHATMAN(TM) POLYCAP TF ENCAPSULATED FIL& | 1X1EA | 1 | 264 | Sigma-Aldrich | WHA2601 | https://www.sigmaaldrich.com/LT/en
WHA2804T | WHATMAN(TM) POLYCAP TF ENCAPSULATED FIL& | 1X1EA | 1 | 735 | Sigma-Aldrich | WHA2804T | https://www.sigmaaldrich.com/LT/en
WHA10370393 | WHATMAN(TM) GLASS MICROFIBER FILTERS WI& | 1X1EA | 1 | 80 | Sigma-Aldrich | WHA10370393 | https://www.sigmaaldrich.com/LT/en
WHA1882866 | WHATMAN(TM) EPM2000 AIR SAMPLING FILTER& | 1X1EA | 1 | 813 | Sigma-Aldrich | WHA1882866 | https://www.sigmaaldrich.com/LT/en
WHA10311847 | WHATMAN(R) PREPLEATED QUALITATIVE FILTE& | 1X1EA | 1 | 57 | Sigma-Aldrich | WHA10311847 | https://www.sigmaaldrich.com/LT/en
WHAUN503NPURC | WHATMAN(TM) MINI-UNIPREP(TM) SYRINGELES& | 1X1EA | 1 | 2225 | Sigma-Aldrich | WHAUN503NPURC | https://www.sigmaaldrich.com/LT/en
WHA1442320 | WHATMAN(TM) QUANTITATIVE FILTER PAPER, A | 1X1EA | 1 | 157 | Sigma-Aldrich | WHA1442320 | https://www.sigmaaldrich.com/LT/en
WHA10370008 | WHATMAN(TM) GLASS MICROFIBER FILTERS WI& | 1X1EA | 1 | 373 | Sigma-Aldrich | WHA10370008 | https://www.sigmaaldrich.com/LT/en
WHA67942502 | WHATMAN(TM) PURADISC(TM) 25 SYRINGE FIL& | 1X1EA | 1 | 1265 | Sigma-Aldrich | WHA67942502 | https://www.sigmaaldrich.com/LT/en
WHAWB120355 | WHATMAN(TM) FTA(TM) CARD TECHNOLOGY, MI& | 1X1EA | 1 | 143 | Sigma-Aldrich | WHAWB120355 | https://www.sigmaaldrich.com/LT/en
WHA1822849 | WHATMAN(TM) GLASS MICROFIBER FILTERS, G& | 1X1EA | 1 | 135 | Sigma-Aldrich | WHA1822849 | https://www.sigmaaldrich.com/LT/en
WHA68252527 | WHATMAN(TM) PURADISC(TM) 25 SYRINGE FIL& | 1X1EA | 1 | 554 | Sigma-Aldrich | WHA68252527 | https://www.sigmaaldrich.com/LT/en
WHA5202320 | WHATMAN(R) REEVE ANGEL(TM) FILTER PAP& | 1X1EA | 1 | 47 | Sigma-Aldrich | WHA5202320 | https://www.sigmaaldrich.com/LT/en
WHA1003323 | WHATMAN(TM) QUALITATIVE FILTER PAPER, G& | 1X1EA | 1 | 11 | Sigma-Aldrich | WHA1003323 | https://www.sigmaaldrich.com/LT/en
WHA1001185 | WHATMAN(R) QUALITATIVE FILTER PAPERS, G& | 1X1EA | 1 | 27 | Sigma-Aldrich | WHA1001185 | https://www.sigmaaldrich.com/LT/en
WHA1441125 | WHATMAN(R) QUANTITATIVE FILTER PAPERS, & | 1X1EA | 1 | 45 | Sigma-Aldrich | WHA1441125 | https://www.sigmaaldrich.com/LT/en
WHA67781302 | WHATMAN(TM) PURADISC(TM) 13 SYRINGE FIL& | 1X1EA | 1 | 201 | Sigma-Aldrich | WHA67781302 | https://www.sigmaaldrich.com/LT/en
WHAWB120310 | WHATMAN(TM) FTA(TM) CARD TECHNOLOGY, MI& | 1X1EA | 1 | 113 | Sigma-Aldrich | WHAWB120310 | https://www.sigmaaldrich.com/LT/en
WHA67113604 | WHATMAN(TM) POLYCAP TF ENCAPSULATED FIL& | 1X1EA | 1 | 92 | Sigma-Aldrich | WHA67113604 | https://www.sigmaaldrich.com/LT/en
WHA68742502 | WHATMAN(R) GD/X SYRINGE FILTERS, PTFE M& | 1X1EA | 1 | 503 | Sigma-Aldrich | WHA68742502 | https://www.sigmaaldrich.com/LT/en
WHA10462259 | WHATMAN(TM) CELTRON 30/0.45 CA-GF92 | 1X1EA | 1 | 313 | Sigma-Aldrich | WHA10462259 | https://www.sigmaaldrich.com/LT/en
WHA67862504 | WHATMAN(TM) PURADISC(TM) 25 SYRINGE FIL& | 1X1EA | 1 | 170 | Sigma-Aldrich | WHA67862504 | https://www.sigmaaldrich.com/LT/en
WHA1441917 | WHATMAN(TM) QUANTITATIVE FILTER PAPER, & | 1X1EA | 1 | 578 | Sigma-Aldrich | WHA1441917 | https://www.sigmaaldrich.com/LT/en
WHA77001101 | WHATMAN(TM) UNIFILTER(TM) PLATES 384, 1& | 1X1EA | 1 | 1666 | Sigma-Aldrich | WHA77001101 | https://www.sigmaaldrich.com/LT/en
WHA10463703 | WHATMAN(TM) REZIST(TM) SYRINGE FILTERS,& | 1X1EA | 1 | 295 | Sigma-Aldrich | WHA10463703 | https://www.sigmaaldrich.com/LT/en
WHA10312256 | WHATMAN(R) PREPLEATED QUALITATIVE FILTE& | 1X1EA | 1 | 295 | Sigma-Aldrich | WHA10312256 | https://www.sigmaaldrich.com/LT/en
WHA10300120 | WHATMAN(R) QUANTITATIVE FILTER PAPER, A& | 1X1EA | 1 | 152 | Sigma-Aldrich | WHA10300120 | https://www.sigmaaldrich.com/LT/en
WHA5202090 | WHATMAN(R)FILTER PAPER, GRADE 202, CREP& | 1X1EA | 1 | 10 | Sigma-Aldrich | WHA5202090 | https://www.sigmaaldrich.com/LT/en
WHA1440055 | WHATMAN(R) QUANTITATIVE FILTER PAPERS, & | 1X1EA | 1 | 21 | Sigma-Aldrich | WHA1440055 | https://www.sigmaaldrich.com/LT/en
WHA1002070 | WHATMAN(R) QUALITATIVE FILTER PAPERS, G& | 1X1EA | 1 | 12 | Sigma-Aldrich | WHA1002070 | https://www.sigmaaldrich.com/LT/en
WHA68092024 | WHATMAN(R) ANOTOP 25 SYRINGE FILTER | 1X1EA | 1 | 2646 | Sigma-Aldrich | WHA68092024 | https://www.sigmaaldrich.com/LT/en
WHA10311853 | WHATMAN(R) PREPLEATED QUALITATIVE FILTE& | 1X1EA | 1 | 109 | Sigma-Aldrich | WHA10311853 | https://www.sigmaaldrich.com/LT/en
WHA3004614 | WHATMAN(TM) CELLULOSE CHROMATOGRAPHY PA& | 1X1EA | 1 | 32 | Sigma-Aldrich | WHA3004614 | https://www.sigmaaldrich.com/LT/en
WHA10426880 | WHATMAN(R) GEL BLOTTING PAPER, GRADE GB0 | 1X1EA | 1 | 31 | Sigma-Aldrich | WHA10426880 | https://www.sigmaaldrich.com/LT/en
WHA10462240 | WHATMAN(R) PURADISC(TM) FP30 SYRINGE FI& | 1X1EA | 1 | 170 | Sigma-Aldrich | WHA10462240 | https://www.sigmaaldrich.com/LT/en
WHA2800199 | WHATMAN(TM) HIGH PERFORMANCE CELLULOSE & | 1X1EA | 1 | 93 | Sigma-Aldrich | WHA2800199 | https://www.sigmaaldrich.com/LT/en
WHA10462257 | WHATMAN(TM) CELTRON 30/0,45 CA-GF92, 50& | 1X1EA | 1 | 161 | Sigma-Aldrich | WHA10462257 | https://www.sigmaaldrich.com/LT/en
GE28-9322-57 | VIVASPIN 2, 50 KDA MWCO PES | 1X1EA | 1 | 188 | Sigma-Aldrich | GE28-9322-57 | https://www.sigmaaldrich.com/LT/en
GE80-6483-94 | MINI DIALYSIS KIT,1 KDA, 2 ML | 1X1EA | 1 | 449 | Sigma-Aldrich | GE80-6483-94 | https://www.sigmaaldrich.com/LT/en
WHA67770402 | WHATMAN PURADISC 4 SYRINGE FILTER WITH T | 1X1EA | 1 | 149 | Sigma-Aldrich | WHA67770402 | https://www.sigmaaldrich.com/LT/en
WHA10407112 | WHATMAN(TM) MICRO-PLUS MEMBRANES FOR MI& | 1X1EA | 1 | 592 | Sigma-Aldrich | WHA10407112 | https://www.sigmaaldrich.com/LT/en
WHA68962504 | WHATMAN(R) GD/X SYRINGE FILTERS, POLYET& | 1X1EA | 1 | 201 | Sigma-Aldrich | WHA68962504 | https://www.sigmaaldrich.com/LT/en
WHA67881302 | WHATMAN(TM) PURADISC(TM) 13 SYRINGE FIL& | 1X1EA | 1 | 233 | Sigma-Aldrich | WHA67881302 | https://www.sigmaaldrich.com/LT/en
WHA1825257 | WHATMAN(R) GLASS MICROFIBER FILTERS, GR& | 1X1EA | 1 | 419 | Sigma-Aldrich | WHA1825257 | https://www.sigmaaldrich.com/LT/en
WHA3030681 | WHATMAN(TM) CELLULOSE CHROMATOGRAPHY PA& | 1X1EA | 1 | 236 | Sigma-Aldrich | WHA3030681 | https://www.sigmaaldrich.com/LT/en
WHA77015102 | WHATMAN(TM) UNIPLATE(TM) MICROPLATES 2& | 1X1EA | 1 | 397 | Sigma-Aldrich | WHA77015102 | https://www.sigmaaldrich.com/LT/en
WHA5201090 | WHATMAN(R) REEVE ANGEL(R) FILTER PAPER & | 1X1EA | 1 | 10 | Sigma-Aldrich | WHA5201090 | https://www.sigmaaldrich.com/LT/en
WHA1002185 | WHATMAN(R) QUALITATIVE FILTER PAPERS, G& | 1X1EA | 1 | 42 | Sigma-Aldrich | WHA1002185 | https://www.sigmaaldrich.com/LT/en
WHA1091165 | WHATMAN(R) QUALITATIVE FILTER PAPER, GR& | 1X1EA | 1 | 153 | Sigma-Aldrich | WHA1091165 | https://www.sigmaaldrich.com/LT/en
WHA10311822 | WHATMAN(R) QUALITATIVE FILTER PAPER, GR& | 1X1EA | 1 | 115 | Sigma-Aldrich | WHA10311822 | https://www.sigmaaldrich.com/LT/en
WHA2714T | WHATMAN(TM) POLYCAP HD HEAVY DUTY ENCAP& | 1X1EA | 1 | 390 | Sigma-Aldrich | WHA2714T | https://www.sigmaaldrich.com/LT/en
WHA10311808 | WHATMAN(R) QUALITATIVE FILTER PAPER, GR& | 1X1EA | 1 | 10 | Sigma-Aldrich | WHA10311808 | https://www.sigmaaldrich.com/LT/en
WHA67790404 | WHATMAN PURADISC 4 SYRINGE FILTER 0.45 U | 1X1EA | 1 | 210 | Sigma-Aldrich | WHA67790404 | https://www.sigmaaldrich.com/LT/en
WHA2800288 | WHATMAN EXTRACTION THIMBLES, CELLULOSE, | 1X1EA | 1 | 103 | Sigma-Aldrich | WHA2800288 | https://www.sigmaaldrich.com/LT/en
WHA10400906 | WHATMAN(TM) MEMBRANE FILTERS MIXED CELL& | 1X1EA | 1 | 111 | Sigma-Aldrich | WHA10400906 | https://www.sigmaaldrich.com/LT/en
WHA68094102 | WHATMAN(TM) ANOTOP(TM) 25 SYRINGE FILTE& | 1X1EA | 1 | 1029 | Sigma-Aldrich | WHA68094102 | https://www.sigmaaldrich.com/LT/en
WHA10411113 | WHATMAN(TM) MEMBRANE PTFE FILTERS, TE38& | 1X1EA | 1 | 294 | Sigma-Aldrich | WHA10411113 | https://www.sigmaaldrich.com/LT/en
WHA1950207 | WHATMAN(TM) GLASS MICROFIBER FILTRATION& | 1X1EA | 1 | 130 | Sigma-Aldrich | WHA1950207 | https://www.sigmaaldrich.com/LT/en
WHA9907042 | WHATMAN(R) 934-AH(R) RTU GLASS MICROFIB& | 1X1EA | 1 | 101 | Sigma-Aldrich | WHA9907042 | https://www.sigmaaldrich.com/LT/en
WHA10411311 | WHATMAN(R) PTFE MEMBRANE FILTERS, TE 36& | 1X1EA | 1 | 288 | Sigma-Aldrich | WHA10411311 | https://www.sigmaaldrich.com/LT/en
WHA10411205 | WHATMAN PTFE MEMBRANE FILTERS, TE 37 (C& | 1X1EA | 1 | 229 | Sigma-Aldrich | WHA10411205 | https://www.sigmaaldrich.com/LT/en
WHAAV125UCA | WHATMAN(TM) AUTOVIALS(TM) SYRINGELESS F& | 1X1EA | 1 | 244 | Sigma-Aldrich | WHAAV125UCA | https://www.sigmaaldrich.com/LT/en
WHA68752504 | WHATMAN(R) GD/X SYRINGE FILTERS, POLYSU& | 1X1EA | 1 | 2950 | Sigma-Aldrich | WHA68752504 | https://www.sigmaaldrich.com/LT/en
WHA10427806 | WHATMAN(TM) GEL BLOTTING PAPER, GRADE G& | 1X1EA | 1 | 18 | Sigma-Aldrich | WHA10427806 | https://www.sigmaaldrich.com/LT/en
WHAUN203NPUAQU | WHATMAN(R) MINI-UNIPREP(TM) SYRINGELESS& | 1X1EA | 1 | 244 | Sigma-Aldrich | WHAUN203NPUAQU | https://www.sigmaaldrich.com/LT/en
WHA10463505 | WHATMAN(TM) REZIST(TM) SYRINGE FILTERS,& | 1X1EA | 1 | 1549 | Sigma-Aldrich | WHA10463505 | https://www.sigmaaldrich.com/LT/en
WHA2611 | WHATMAN(TM) POLYCAP(TM) HD HEAVY DUTY E& | 1X1EA | 1 | 264 | Sigma-Aldrich | WHA2611 | https://www.sigmaaldrich.com/LT/en
WHA10408712 | WHATMAN(TM) ME MEMBRANES FOR MICROBIOLO& | 1X1EA | 1 | 498 | Sigma-Aldrich | WHA10408712 | https://www.sigmaaldrich.com/LT/en
WHAGN203APEORGSP | WHATMAN(R) MINI-UNIPREP(TM) G2 STARTER & | 1X1EA | 1 | 490 | Sigma-Aldrich | WHAGN203APEORGSP | https://www.sigmaaldrich.com/LT/en
WHA10409770 | WHATMAN(TM) ME MEMBRANES FOR MICROBIOLO& | 1X1EA | 1 | 166 | Sigma-Aldrich | WHA10409770 | https://www.sigmaaldrich.com/LT/en
WHA10334987 | WHATMAN(R) QUALITATIVE FILTER PAPER FOR& | 1X1EA | 1 | 528 | Sigma-Aldrich | WHA10334987 | https://www.sigmaaldrich.com/LT/en
WHA1821125 | WHATMAN(R) GLASS MICROFIBER FILTERS, GR& | 1X1EA | 1 | 65 | Sigma-Aldrich | WHA1821125 | https://www.sigmaaldrich.com/LT/en
WHA10345576 | WHATMAN(TM) SEED TESTING PAPER, GRADE 3& | 1X1EA | 1 | 1715 | Sigma-Aldrich | WHA10345576 | https://www.sigmaaldrich.com/LT/en
WHA7592104 | WHATMAN(TM) PM 2.5 AIR MONITORING MEMBR& | 1X1EA | 1 | 495 | Sigma-Aldrich | WHA7592104 | https://www.sigmaaldrich.com/LT/en
WHA3030704 | WHATMAN(TM) CELLULOSE CHROMATOGRAPHY PA& | 1X1EA | 1 | 384 | Sigma-Aldrich | WHA3030704 | https://www.sigmaaldrich.com/LT/en
WHA10371045 | WHATMAN(TM) STANDARD GLASS MICROFIBER E& | 1X1EA | 1 | 255 | Sigma-Aldrich | WHA10371045 | https://www.sigmaaldrich.com/LT/en
WHA3030392 | WHATMAN(TM) CELLULOSE CHROMATOGRAPHY PA& | 1X1EA | 1 | 181 | Sigma-Aldrich | WHA3030392 | https://www.sigmaaldrich.com/LT/en
WHA1444070 | WHATMAN(R) QUANTITATIVE FILTER PAPERS, & | 1X1EA | 1 | 22 | Sigma-Aldrich | WHA1444070 | https://www.sigmaaldrich.com/LT/en
WHA1213150 | WHATMAN(R) PREPLEATED QUALITATIVE FILTE& | 1X1EA | 1 | 67 | Sigma-Aldrich | WHA1213150 | https://www.sigmaaldrich.com/LT/en
GN203NPERC | WHATMAN(R) MINI-UNIPREP(TM) G2 STANDARD& | 1X1EA | 1 | 463 | Sigma-Aldrich | GN203NPERC | https://www.sigmaaldrich.com/LT/en
WHA10445861 | WHATMAN(TM) MICROBIOLOGICAL FILTRATION& | 1X1EA | 1 | 80 | Sigma-Aldrich | WHA10445861 | https://www.sigmaaldrich.com/LT/en
GE28-9322-23 | VIVASPIN 500, 5 KDA MWCO PES | 1X1EA | 1 | 119 | Sigma-Aldrich | GE28-9322-23 | https://www.sigmaaldrich.com/LT/en
GE28-9323-17 | VIVASPIN 6, 30 KDA MWCO PES | 1X1EA | 1 | 247 | Sigma-Aldrich | GE28-9323-17 | https://www.sigmaaldrich.com/LT/en
WHA1004648 | WHATMAN(TM) QUALITATIVE FILTER PAPER, G& | 1X1EA | 1 | 45 | Sigma-Aldrich | WHA1004648 | https://www.sigmaaldrich.com/LT/en
WHA2810339 | WHATMAN(TM) HIGH PERFORMANCE CELLULOSE & | 1X1EA | 1 | 175 | Sigma-Aldrich | WHA2810339 | https://www.sigmaaldrich.com/LT/en
WHA10534320 | WHATMAN(TM) PROTEIN SAVER CARDS, 903(TM& | 1X1EA | 1 | 178 | Sigma-Aldrich | WHA10534320 | https://www.sigmaaldrich.com/LT/en
WHA67842510 | WHATMAN(TM) PURADISC(TM) 25 SYRINGE FIL& | 1X1EA | 1 | 147 | Sigma-Aldrich | WHA67842510 | https://www.sigmaaldrich.com/LT/en
WHA10400706 | WHATMAN(TM) MEMBRANE FILTERS MIXED CELL& | 1X1EA | 1 | 135 | Sigma-Aldrich | WHA10400706 | https://www.sigmaaldrich.com/LT/en
WHA67163602 | WHATMAN(TM) POLYCAP TC ENCAPSULATED FIL& | 1X1EA | 1 | 88 | Sigma-Aldrich | WHA67163602 | https://www.sigmaaldrich.com/LT/en
WHA1540090 | WHATMAN(R) QUANTITATIVE FILTER PAPERS, & | 1X1EA | 1 | 33 | Sigma-Aldrich | WHA1540090 | https://www.sigmaaldrich.com/LT/en
WHA10441003 | WHATMAN(TM) GLASS VACUUM FILTRATION DEV& | 1X1EA | 1 | 54 | Sigma-Aldrich | WHA10441003 | https://www.sigmaaldrich.com/LT/en
WHA10440001 | WHATMAN(TM) VACUUM FILTRATION APPARATUS& | 1X1EA | 1 | 354 | Sigma-Aldrich | WHA10440001 | https://www.sigmaaldrich.com/LT/en
WHAUS203NPUGMF | WHATMAN(R) MINI-UNIPREP(TM) SYRINGELESS& | 1X1EA | 1 | 249 | Sigma-Aldrich | WHAUS203NPUGMF | https://www.sigmaaldrich.com/LT/en
WHA1093110 | WHATMAN(TM) QUALITATIVE FILTER PAPER, G& | 1X1EA | 1 | 10 | Sigma-Aldrich | WHA1093110 | https://www.sigmaaldrich.com/LT/en
WHA10400921 | WHATMAN(TM) MEMBRANE FILTERS MIXED CELL& | 1X1EA | 1 | 366 | Sigma-Aldrich | WHA10400921 | https://www.sigmaaldrich.com/LT/en
WHA10411405 | WHATMAN(R) PTFE MEMBRANE FILTERS, TE 35& | 1X1EA | 1 | 229 | Sigma-Aldrich | WHA10411405 | https://www.sigmaaldrich.com/LT/en
WHAUN203NPEPP | WHATMAN(R) MINI-UNIPREP(TM) SYRINGELESS& | 1X1EA | 1 | 244 | Sigma-Aldrich | WHAUN203NPEPP | https://www.sigmaaldrich.com/LT/en
WHA1450070 | WHATMAN(R) QUANTITATIVE FILTER PAPERS, & | 1X1EA | 1 | 25 | Sigma-Aldrich | WHA1450070 | https://www.sigmaaldrich.com/LT/en
WHA10440102 | WHATMAN(TM) VACUUM FILTRATION APPARATUS& | 1X1EA | 1 | 8 | Sigma-Aldrich | WHA10440102 | https://www.sigmaaldrich.com/LT/en
WHA69932504 | WHATMAN(TM) GD/X SYRINGE FILTERS 25, 0& | 1X1EA | 1 | 2950 | Sigma-Aldrich | WHA69932504 | https://www.sigmaaldrich.com/LT/en
WHA1214125 | WHATMAN(R) PREPLEATED QUALITATIVE FILTE& | 1X1EA | 1 | 48 | Sigma-Aldrich | WHA1214125 | https://www.sigmaaldrich.com/LT/en
WHA2613T | WHATMAN(TM) POLYCAP HD HEAVY DUTY IN-LI& | 1X1EA | 1 | 295 | Sigma-Aldrich | WHA2613T | https://www.sigmaaldrich.com/LT/en
WHA67841304 | WHATMAN PURADISC 13 SYRINGE FILTER 0.45 | 1X1EA | 1 | 233 | Sigma-Aldrich | WHA67841304 | https://www.sigmaaldrich.com/LT/en
WHA1950109 | WHATMAN(TM) GLASS MICROFIBER FILTRATION& | 1X1EA | 1 | 78 | Sigma-Aldrich | WHA1950109 | https://www.sigmaaldrich.com/LT/en
WHA1823090 | WHATMAN(R) GLASS MICROFIBER FILTERS, GR& | 1X1EA | 1 | 34 | Sigma-Aldrich | WHA1823090 | https://www.sigmaaldrich.com/LT/en
WHA77040105 | WHATMAN(TM) CAPMAT, ROUND SILICONE | 1X1EA | 1 | 495 | Sigma-Aldrich | WHA77040105 | https://www.sigmaaldrich.com/LT/en
WHA3030931 | WHATMAN(R) CHROMATOGRAPHY PAPER, GRADE & | 1X1EA | 1 | 471 | Sigma-Aldrich | WHA3030931 | https://www.sigmaaldrich.com/LT/en
WHA68761302 | WHATMAN(R) GD/X SYRINGE FILTERS, POLYSU& | 1X1EA | 1 | 476 | Sigma-Aldrich | WHA68761302 | https://www.sigmaaldrich.com/LT/en
WHA3030153 | WHATMAN(TM) CELLULOSE CHROMATOGRAPHY PA& | 1X1EA | 1 | 49 | Sigma-Aldrich | WHA3030153 | https://www.sigmaaldrich.com/LT/en
WHA1001070 | WHATMAN(R) QUALITATIVE FILTER PAPERS, G& | 1X1EA | 1 | 10 | Sigma-Aldrich | WHA1001070 | https://www.sigmaaldrich.com/LT/en
WHA1005110 | WHATMAN(R) QUALITATIVE FILTER PAPERS GR& | 1X1EA | 1 | 20 | Sigma-Aldrich | WHA1005110 | https://www.sigmaaldrich.com/LT/en
WHA1841090 | KLARI-FLEX(TM) FILTRATION SYSTEM FILTE& | 1X1EA | 1 | 61 | Sigma-Aldrich | WHA1841090 | https://www.sigmaaldrich.com/LT/en
WHA1001917 | WHATMAN(TM) QUALITATIVE FILTER PAPER, G& | 1X1EA | 1 | 188 | Sigma-Aldrich | WHA1001917 | https://www.sigmaaldrich.com/LT/en
WHA10311852 | WHATMAN(R) PREPLEATED QUALITATIVE FILTE& | 1X1EA | 1 | 84 | Sigma-Aldrich | WHA10311852 | https://www.sigmaaldrich.com/LT/en
WHA67841302 | WHATMAN PURADISC 13 SYRINGE FILTER 0.2 U | 1X1EA | 1 | 235 | Sigma-Aldrich | WHA67841302 | https://www.sigmaaldrich.com/LT/en
WHA111105 | WHATMAN(TM) NUCLEPORE(TM) TRACK-ETCHED & | 1X1EA | 1 | 235 | Sigma-Aldrich | WHA111105 | https://www.sigmaaldrich.com/LT/en
WHAUN203NPEORG | WHATMAN(R) MINI-UNIPREP(TM) SYRINGELESS& | 1X1EA | 1 | 244 | Sigma-Aldrich | WHAUN203NPEORG | https://www.sigmaaldrich.com/LT/en
WHA10548232 | WHATMAN(TM) PROTEIN SAVER CARDS, PLASTI& | 1X1EA | 1 | 38 | Sigma-Aldrich | WHA10548232 | https://www.sigmaaldrich.com/LT/en
WHA2702M | WHATMAN(TM) POLYCAP TF ENCAPSULATED FIL& | 1X1EA | 1 | 554 | Sigma-Aldrich | WHA2702M | https://www.sigmaaldrich.com/LT/en
WHAUS503NPEORG | WHATMAN(R) MINI-UNIPREP(TM) SYRINGELESS& | 1X1EA | 1 | 2294 | Sigma-Aldrich | WHAUS503NPEORG | https://www.sigmaaldrich.com/LT/en
WHA1821042 | WHATMAN(R) GLASS MICROFIBER FILTERS, GR& | 1X1EA | 1 | 73 | Sigma-Aldrich | WHA1821042 | https://www.sigmaaldrich.com/LT/en
WHA1001030 | WHATMAN(TM) QUALITATIVE FILTER PAPER, G& | 1X1EA | 1 | 30 | Sigma-Aldrich | WHA1001030 | https://www.sigmaaldrich.com/LT/en
WHA2800T | WHATMAN(TM) POLYCAP TF ENCAPSULATED FIL& | 1X1EA | 1 | 735 | Sigma-Aldrich | WHA2800T | https://www.sigmaaldrich.com/LT/en
WHAAV125EPP | WHATMAN(TM) AUTOVIALS(TM) SYRINGELESS F& | 1X1EA | 1 | 244 | Sigma-Aldrich | WHAAV125EPP | https://www.sigmaaldrich.com/LT/en
WHA67033650 | WHATMAN(TM) POLYCAP HD HEAVY DUTY ENCAP& | 1X1EA | 1 | 59 | Sigma-Aldrich | WHA67033650 | https://www.sigmaaldrich.com/LT/en
WHA10313951 | WHATMAN(R) APPLICATION SPECIFIC FILTER,& | 1X1EA | 1 | 40 | Sigma-Aldrich | WHA10313951 | https://www.sigmaaldrich.com/LT/en
Z748196-1EA | LOAD FLASK FOR ALDRICH(R) KUGELROHR APP& | 1X1EA | 1 | 41 | Sigma-Aldrich | Z748196-1EA | https://www.sigmaaldrich.com/LT/en
Z694738-4EA | 3D BIOTEK REPLACEMENT BIOREACTOR TUBING& | 1X4EA | 1 | 471 | Sigma-Aldrich | Z694738-4EA | https://www.sigmaaldrich.com/LT/en
Z693812-1EA | LABJAWS(TM) MULTI-ROD CONNECTOR, 0-13 M& | 1X1EA | 1 | 49 | Sigma-Aldrich | Z693812-1EA | https://www.sigmaaldrich.com/LT/en
Z694274-1KT | LAB-FRAME KIT, STANDARD, STAINLESS STEE& | 1X1KIT | 1 | 2098 | Sigma-Aldrich | Z694274-1KT | https://www.sigmaaldrich.com/LT/en
Z693510-1EA | 2MAG MIXDRIVE 15 MULTI-POSITION MAGNETI& | 1X1EA | 1 | 1392 | Sigma-Aldrich | Z693510-1EA | https://www.sigmaaldrich.com/LT/en
Z748226-1EA | LOAD FLASK FOR ALDRICH(R) KUGELROHR APP& | 1X1EA | 1 | 129 | Sigma-Aldrich | Z748226-1EA | https://www.sigmaaldrich.com/LT/en
Z748250-1EA | LOAD FLASK FOR ALDRICH(R) KUGELROHR APP& | 1X1EA | 1 | 129 | Sigma-Aldrich | Z748250-1EA | https://www.sigmaaldrich.com/LT/en
Z748242-1EA | LOAD FLASK FOR ALDRICH(R) KUGELROHR APP& | 1X1EA | 1 | 67 | Sigma-Aldrich | Z748242-1EA | https://www.sigmaaldrich.com/LT/en
Z748080-1EA | ALDRICH(R) SINGLE BANK MANIFOLD WITH 1 & | 1X1EA | 1 | 406 | Sigma-Aldrich | Z748080-1EA | https://www.sigmaaldrich.com/LT/en
Z755273-60EA | NUNC(R) IMMUNO STANDARD STRIP PLATE MOD& | 1X60EA | 1 | 474 | Sigma-Aldrich | Z755273-60EA | https://www.sigmaaldrich.com/LT/en
CLS3832BC-50EA | CORNING(R) 1536 WELL PLATES WITH GENERI& | 1X50EA | 1 | 3024 | Sigma-Aldrich | CLS3832BC-50EA | https://www.sigmaaldrich.com/LT/en
CLS7247-50EA | CORNING(R) 1536 WELL MICROPLATE, NON-TR& | 1X50EA | 1 | 1030 | Sigma-Aldrich | CLS7247-50EA | https://www.sigmaaldrich.com/LT/en
Z693529-1EA | 2MAG STAINLESS-STEEL BATH FOR MIXDRIVE | 1X1EA | 1 | 719 | Sigma-Aldrich | Z693529-1EA | https://www.sigmaaldrich.com/LT/en
CLS3766-100EA | CORNING(R) 384 WELL MICROPLATE, LOW FLAN | 1X100EA | 1 | 1714 | Sigma-Aldrich | CLS3766-100EA | https://www.sigmaaldrich.com/LT/en
CLS7246-50EA | CORNING(R) 1536 WELL MICROPLATE, NON-TR& | 1X50EA | 1 | 1030 | Sigma-Aldrich | CLS7246-50EA | https://www.sigmaaldrich.com/LT/en
Z693391-1EA | SHIGEMI 5 MM SYMMETRICAL NMR MICROTUBE & | 1X1EA | 1 | 220 | Sigma-Aldrich | Z693391-1EA | https://www.sigmaaldrich.com/LT/en
Z694665-10EA | 3D BIOTEK POLYCAPROLACTONE (PCL) SCAFFO& | 1X10EA | 1 | 235 | Sigma-Aldrich | Z694665-10EA | https://www.sigmaaldrich.com/LT/en
CLS3831-50EA | CORNING(R) 1536 WELL PLATES, POLYSTYREN& | 1X50EA | 1 | 2050 | Sigma-Aldrich | CLS3831-50EA | https://www.sigmaaldrich.com/LT/en
CLS9903-4EA | CORNING(R) CELLSTACK(R) CELL CULTURE CH& | 1X4EA | 1 | 1322 | Sigma-Aldrich | CLS9903-4EA | https://www.sigmaaldrich.com/LT/en
Z694142-1KT | LAB-FRAME KIT, STANDARD, ALUMINUM RODS,& | 1X1KIT | 1 | 737 | Sigma-Aldrich | Z694142-1KT | https://www.sigmaaldrich.com/LT/en
Z694290-1KT | LAB-FRAME KIT, FUME HOOD, STAINLESS STE& | 1X1KIT | 1 | 1225 | Sigma-Aldrich | Z694290-1KT | https://www.sigmaaldrich.com/LT/en
Z748234-1EA | LOAD FLASK FOR ALDRICH(R) KUGELROHR APP& | 1X1EA | 1 | 49 | Sigma-Aldrich | Z748234-1EA | https://www.sigmaaldrich.com/LT/en
Z693375-1EA | SHIGEMI 5 MM SYMMETRICAL NMR MICROTUBE & | 1X1EA | 1 | 220 | Sigma-Aldrich | Z693375-1EA | https://www.sigmaaldrich.com/LT/en
Z694320-1KT | LAB-FRAME KIT, FUME HOOD, STAINLESS STE& | 1X1KIT | 1 | 1647 | Sigma-Aldrich | Z694320-1KT | https://www.sigmaaldrich.com/LT/en
CLS7249-50EA | CORNING(R) 1536 WELL MICROPLATE, TC-TRE& | 1X50EA | 1 | 1064 | Sigma-Aldrich | CLS7249-50EA | https://www.sigmaaldrich.com/LT/en
Z693790-1EA | LABJAWS(TM) LATTICE ROD S-CONNECTOR, NI& | 1X1EA | 1 | 30 | Sigma-Aldrich | Z693790-1EA | https://www.sigmaaldrich.com/LT/en
Z694258-1KT | LAB-FRAME KIT, STANDARD, STAINLESS STEE& | 1X1KIT | 1 | 1363 | Sigma-Aldrich | Z694258-1KT | https://www.sigmaaldrich.com/LT/en
CLS3825-50EA | CORNING(R) 384 WELL PLATES, FOR HOMOGEN& | 1X50EA | 1 | 599 | Sigma-Aldrich | CLS3825-50EA | https://www.sigmaaldrich.com/LT/en
Z693804-1EA | LABJAWS(TM) UNIVERSAL STIRRER MOUNTING & | 1X1EA | 1 | 14 | Sigma-Aldrich | Z693804-1EA | https://www.sigmaaldrich.com/LT/en
Z694266-1KT | LAB-FRAME KIT, STANDARD, STAINLESS STEE& | 1X1KIT | 1 | 1921 | Sigma-Aldrich | Z694266-1KT | https://www.sigmaaldrich.com/LT/en
Z694126-50FT | TYGON(R) 2475 HIGH PURITY TUBING | 1X50FT | 1 | 215 | Sigma-Aldrich | Z694126-50FT | https://www.sigmaaldrich.com/LT/en
Z694150-1KT | LAB-FRAME KIT, STANDARD, ALUMINUM RODS,& | 1X1KIT | 1 | 1137 | Sigma-Aldrich | Z694150-1KT | https://www.sigmaaldrich.com/LT/en
Z694304-1KT | LAB-FRAME KIT, FUME HOOD, STAINLESS STE& | 1X1KIT | 1 | 1333 | Sigma-Aldrich | Z694304-1KT | https://www.sigmaaldrich.com/LT/en
CLS3832-50EA | CORNING(R) 1536 WELL PLATES, POLYSTYREN& | 1X50EA | 1 | 3013 | Sigma-Aldrich | CLS3832-50EA | https://www.sigmaaldrich.com/LT/en
Z693383-1EA | SHIGEMI 5 MM SYMMETRICAL NMR MICROTUBE & | 1X1EA | 1 | 220 | Sigma-Aldrich | Z693383-1EA | https://www.sigmaaldrich.com/LT/en
Z694649-10EA | 3D BIOTEK POLYSTYRENE (PS) SCAFFOLD INS& | 1X10EA | 1 | 116 | Sigma-Aldrich | Z694649-10EA | https://www.sigmaaldrich.com/LT/en
Z694673-10EA | 3D BIOTEK POLYCAPROLACTONE (PCL) SCAFFO& | 1X10EA | 1 | 175 | Sigma-Aldrich | Z694673-10EA | https://www.sigmaaldrich.com/LT/en
Z748285-1EA | LOAD FLASK FOR ALDRICH(R) KUGELROHR APP& | 1X1EA | 1 | 99 | Sigma-Aldrich | Z748285-1EA | https://www.sigmaaldrich.com/LT/en
Z748218-1EA | LOAD FLASK FOR ALDRICH(R) KUGELROHR APP& | 1X1EA | 1 | 41 | Sigma-Aldrich | Z748218-1EA | https://www.sigmaaldrich.com/LT/en
Z694177-1KT | LAB-FRAME KIT, STANDARD, ALUMINUM RODS,& | 1X1KIT | 1 | 2186 | Sigma-Aldrich | Z694177-1KT | https://www.sigmaaldrich.com/LT/en
Z681105-10EA | DURAN(R) SQUARE BOTTLE, CAPACITY 100 ML& | 1X10EA | 1 | 79 | Sigma-Aldrich | Z681105-10EA | https://www.sigmaaldrich.com/LT/en
Z694169-1KT | LAB-FRAME KIT, STANDARD, ALUMINUM RODS,& | 1X1KIT | 1 | 1510 | Sigma-Aldrich | Z694169-1KT | https://www.sigmaaldrich.com/LT/en
Z694312-1KT | LAB-FRAME KIT, FUME HOOD, STAINLESS STE& | 1X1KIT | 1 | 1431 | Sigma-Aldrich | Z694312-1KT | https://www.sigmaaldrich.com/LT/en
Z694657-10EA | 3D BIOTEK POLYCAPROLACTONE (PCL) SCAFFO& | 1X10EA | 1 | 352 | Sigma-Aldrich | Z694657-10EA | https://www.sigmaaldrich.com/LT/en
CLS7248-50EA | CORNING(R) 1536 WELL MICROPLATE, TC-TRE& | 1X50EA | 1 | 1064 | Sigma-Aldrich | CLS7248-50EA | https://www.sigmaaldrich.com/LT/en
Z694231-1KT | LAB-FRAME KIT, STANDARD, STAINLESS STEE& | 1X1KIT | 1 | 1000 | Sigma-Aldrich | Z694231-1KT | https://www.sigmaaldrich.com/LT/en
CLS3731BC-50EA | CORNING(R) 1536 WELL PLATES WITH GENERI& | 1X50EA | 1 | 1916 | Sigma-Aldrich | CLS3731BC-50EA | https://www.sigmaaldrich.com/LT/en
Z693464-1EA | 2MAG MIX 15 ECO MULTI-POSITION MAGNETIC& | 1X1EA | 1 | 1039 | Sigma-Aldrich | Z693464-1EA | https://www.sigmaaldrich.com/LT/en
Z748110-1EA | CLAMPING RINGS FOR GLOVE BOX PORTS, 8 I& | 1X1EA | 1 | 29 | Sigma-Aldrich | Z748110-1EA | https://www.sigmaaldrich.com/LT/en
Z694134-1KT | LAB-FRAME KIT, STANDARD, ALUMINUM RODS,& | 1X1KIT | 1 | 585 | Sigma-Aldrich | Z694134-1KT | https://www.sigmaaldrich.com/LT/en
Z748269-1EA | LOAD FLASK FOR ALDRICH(R) KUGELROHR APP& | 1X1EA | 1 | 56 | Sigma-Aldrich | Z748269-1EA | https://www.sigmaaldrich.com/LT/en
CLS3972-2EA | CORNING(R) SYNTHEMAX(R)-T SURFACE 75 C& | 1X2EA | 1 | 381 | Sigma-Aldrich | CLS3972-2EA | https://www.sigmaaldrich.com/LT/en
Z748277-1EA | LOAD FLASK FOR ALDRICH(R) KUGELROHR APP& | 1X1EA | 1 | 146 | Sigma-Aldrich | Z748277-1EA | https://www.sigmaaldrich.com/LT/en
WHAWB120462 | EASICOLLECT DEVICE, 50EA | 1X1EA | 1 | 259 | Sigma-Aldrich | WHAWB120462 | https://www.sigmaaldrich.com/LT/en
BR4600130-1EA | BRAND(R) DISPENSETTE(R) S ANALOG-ADJUST& | 1X1EA | 1 | 296 | Sigma-Aldrich | BR4600130-1EA | https://www.sigmaaldrich.com/LT/en
Z741766-1EA | CONVERTIBLE FLOW CELL ONLY, PLASTIC COV& | 1X1EA | 1 | 95 | Sigma-Aldrich | Z741766-1EA | https://www.sigmaaldrich.com/LT/en
Z741765-1EA | CONVERTIBLE FLOW CELL ONLY, GLASS COVER& | 1X1EA | 1 | 95 | Sigma-Aldrich | Z741765-1EA | https://www.sigmaaldrich.com/LT/en
Z742026-50EA | GVS CENTREX CENTRIFUGE FILTER, NITROCEL& | 1X50EA | 1 | 359 | Sigma-Aldrich | Z742026-50EA | https://www.sigmaaldrich.com/LT/en
Z742033-250EA | GVS CENTREX CENTRIFUGE FILTER, CELLULOS& | 1X250EA | 1 | 1186 | Sigma-Aldrich | Z742033-250EA | https://www.sigmaaldrich.com/LT/en
BR4600231-1EA | BRAND(R) DISPENSETTE(R) S FIXED-VOLUME & | 1X1EA | 1 | 342 | Sigma-Aldrich | BR4600231-1EA | https://www.sigmaaldrich.com/LT/en
BR4630131-1EA | BRAND(R) DISPENSETTE(R) S ORGANIC, ANAL& | 1X1EA | 1 | 342 | Sigma-Aldrich | BR4630131-1EA | https://www.sigmaaldrich.com/LT/en
BR4630341-1EA | BRAND(R) DISPENSETTE(R) S ORGANIC, DIGI& | 1X1EA | 1 | 385 | Sigma-Aldrich | BR4630341-1EA | https://www.sigmaaldrich.com/LT/en
BR4600141-1EA | BRAND(R) DISPENSETTE(R) S ANALOG-ADJUST& | 1X1EA | 1 | 342 | Sigma-Aldrich | BR4600141-1EA | https://www.sigmaaldrich.com/LT/en
BR4600311-1EA | BRAND(R) DISPENSETTE(R) S DIGITAL BOTTL& | 1X1EA | 1 | 385 | Sigma-Aldrich | BR4600311-1EA | https://www.sigmaaldrich.com/LT/en
BR4630151-1EA | BRAND(R) DISPENSETTE(R) S ORGANIC, ANAL& | 1X1EA | 1 | 435 | Sigma-Aldrich | BR4630151-1EA | https://www.sigmaaldrich.com/LT/en
BMSB20008E-1EA | MYBATH(TM) DIGITAL WATER BATH, 8 L, 230& | 1X1EA | 1 | 1127 | Sigma-Aldrich | BMSB20008E-1EA | https://www.sigmaaldrich.com/LT/en
BMSR5010EUK-1EA | ROTATING MIXER WITH ROTISSERIES FOR 1.5& | 1X1EA | 1 | 1118 | Sigma-Aldrich | BMSR5010EUK-1EA | https://www.sigmaaldrich.com/LT/en
BMSW1000TF-1EA | TWEEZERS FOR CALIBRATION WEIGHTS | 1X1EA | 1 | 32 | Sigma-Aldrich | BMSW1000TF-1EA | https://www.sigmaaldrich.com/LT/en
Z741332-1EA | TECHNE(R) DIGITAL DRI-BLOCK(R) HEATERS,& | 1X1EA | 1 | 1363 | Sigma-Aldrich | Z741332-1EA | https://www.sigmaaldrich.com/LT/en
Z742011-4EA | DURAN(R) YOUTILITY BOTTLE, GL 45, COMPL& | 1X4EA | 1 | 109 | Sigma-Aldrich | Z742011-4EA | https://www.sigmaaldrich.com/LT/en
M9785-100EA | ULTRAFREE-MC MICROCENTRIFUGE FILTERS PO& | 1X100EA | 1 | 428 | Sigma-Aldrich | M9785-100EA | https://www.sigmaaldrich.com/LT/en
BR26312-1EA | BRAND(R) ACCU-JET(R) PRO PIPETTE CONTROL | 1X1EA | 1 | 435 | Sigma-Aldrich | BR26312-1EA | https://www.sigmaaldrich.com/LT/en
BR4600100-1EA | BRAND(R) DISPENSETTE(R) S ANALOG-ADJUST& | 1X1EA | 1 | 296 | Sigma-Aldrich | BR4600100-1EA | https://www.sigmaaldrich.com/LT/en
BR4600211-1EA | BRAND(R) DISPENSETTE(R) S FIXED-VOLUME & | 1X1EA | 1 | 342 | Sigma-Aldrich | BR4600211-1EA | https://www.sigmaaldrich.com/LT/en
BR4600351-1EA | BRAND(R) DISPENSETTE(R) S DIGITAL BOTTL& | 1X1EA | 1 | 480 | Sigma-Aldrich | BR4600351-1EA | https://www.sigmaaldrich.com/LT/en
BR4630241-1EA | BRAND(R) DISPENSETTE(R) S ORGANIC,FIXED& | 1X1EA | 1 | 342 | Sigma-Aldrich | BR4630241-1EA | https://www.sigmaaldrich.com/LT/en
KIM3450599-1CS | KIMBLE MELTING POINT CAPILLARY, CS= 20 & | 1X1CS | 1 | 299 | Sigma-Aldrich | KIM3450599-1CS | https://www.sigmaaldrich.com/LT/en
BR26313-1EA | BRAND(R) ACCU-JET(R) PRO PIPETTE CONTROL | 1X1EA | 1 | 435 | Sigma-Aldrich | BR26313-1EA | https://www.sigmaaldrich.com/LT/en
Z742036-50EA | GVS CENTREX CENTRIFUGE FILTER, NYLON ME& | 1X50EA | 1 | 362 | Sigma-Aldrich | Z742036-50EA | https://www.sigmaaldrich.com/LT/en
BMSB20002EUK-1EA | MYBATH(TM) DIGITAL WATER BATH, 2 L, 230& | 1X1EA | 1 | 705 | Sigma-Aldrich | BMSB20002EUK-1EA | https://www.sigmaaldrich.com/LT/en
BMSB3D5000DIMP-1EA | BENCHWAVER(TM) OPTIONAL DIMPLED MAT FOR& | 1X1EA | 1 | 103 | Sigma-Aldrich | BMSB3D5000DIMP-1EA | https://www.sigmaaldrich.com/LT/en
BMSBSH5001EUK-1EA | MYBLOCK L(TM) DIGITAL SINGLE CHAMBER DR& | 1X1EA | 1 | 531 | Sigma-Aldrich | BMSBSH5001EUK-1EA | https://www.sigmaaldrich.com/LT/en
BMSBT30E-1EA | ORBI-BLOTTER(TM) WITH NON SLIP RUBBER M& | 1X1EA | 1 | 976 | Sigma-Aldrich | BMSBT30E-1EA | https://www.sigmaaldrich.com/LT/en
BMSV1002S8-1EA | ASPIRE(TM) LABORATORY ASPIRATOR OPTIONA& | 1X1EA | 1 | 147 | Sigma-Aldrich | BMSV1002S8-1EA | https://www.sigmaaldrich.com/LT/en
Z742024-50EA | GVS CENTREX CENTRIFUGE FILTER, NYLON ME& | 1X50EA | 1 | 453 | Sigma-Aldrich | Z742024-50EA | https://www.sigmaaldrich.com/LT/en
Z742030-250EA | GVS CENTREX CENTRIFUGE FILTER, CELLULOS& | 1X250EA | 1 | 1196 | Sigma-Aldrich | Z742030-250EA | https://www.sigmaaldrich.com/LT/en
Z741755-1EA | 3-PLACE MANIFOLD | 1X1EA | 1 | 87 | Sigma-Aldrich | Z741755-1EA | https://www.sigmaaldrich.com/LT/en
Z741763-1EA | CONVERTIBLE FLOW CELL COMPLETE ASSEMBLY& | 1X1EA | 1 | 150 | Sigma-Aldrich | Z741763-1EA | https://www.sigmaaldrich.com/LT/en
Z741764-1EA | CONVERTIBLE FLOW CELL COMPLETE ASSEMBLY& | 1X1EA | 1 | 150 | Sigma-Aldrich | Z741764-1EA | https://www.sigmaaldrich.com/LT/en
BR4600101-1EA | BRAND(R) DISPENSETTE(R) S ANALOG-ADJUST& | 1X1EA | 1 | 342 | Sigma-Aldrich | BR4600101-1EA | https://www.sigmaaldrich.com/LT/en
BR4600220-1EA | BRAND(R) DISPENSETTE(R) S FIXED-VOLUME & | 1X1EA | 1 | 296 | Sigma-Aldrich | BR4600220-1EA | https://www.sigmaaldrich.com/LT/en
BR4600360-1EA | BRAND(R) DISPENSETTE(R) S DIGITAL BOTTL& | 1X1EA | 1 | 472 | Sigma-Aldrich | BR4600360-1EA | https://www.sigmaaldrich.com/LT/en
Z742016-10EA | DURAN(R) YOUTILITY SCREW CAP GL 45, FOO& | 1X10EA | 1 | 21 | Sigma-Aldrich | Z742016-10EA | https://www.sigmaaldrich.com/LT/en
Z742035-50EA | GVS CENTREX CENTRIFUGE FILTER, CELLULOS& | 1X50EA | 1 | 359 | Sigma-Aldrich | Z742035-50EA | https://www.sigmaaldrich.com/LT/en
BMSV0020TB-1EA | ASPIRE(TM) LABORATORY ASPIRATOR EXTRA T& | 1X1EA | 1 | 34 | Sigma-Aldrich | BMSV0020TB-1EA | https://www.sigmaaldrich.com/LT/en
Z741120-4EA | ALDRICH(R) ESSENTIALS ROUND MEDIA STORA& | 1X4EA | 1 | 154 | Sigma-Aldrich | Z741120-4EA | https://www.sigmaaldrich.com/LT/en
BMSB3D5000STK-1EA | BENCHWAVER(TM) OPTIONAL STACKING PLATFO& | 1X1EA | 1 | 150 | Sigma-Aldrich | BMSB3D5000STK-1EA | https://www.sigmaaldrich.com/LT/en
BMSBSH50022BE-1EA | MYBLOCK LL(TM) DIGITAL DRY BATH WITH 2 & | 1X1EA | 1 | 930 | Sigma-Aldrich | BMSBSH50022BE-1EA | https://www.sigmaaldrich.com/LT/en
BMSBV1000EUK-1EA | BENCHMIXER(TM) VORTEXER, 230 V UK PLUG | 1X1EA | 1 | 310 | Sigma-Aldrich | BMSBV1000EUK-1EA | https://www.sigmaaldrich.com/LT/en
BMSH6002EUK-1EA | INCU-MIXER MP2(TM) HEATED 2 PLATE VORTE& | 1X1EA | 1 | 1862 | Sigma-Aldrich | BMSH6002EUK-1EA | https://www.sigmaaldrich.com/LT/en
BMSR5010E-1EA | ROTATING MIXER WITH ROTISSERIES FOR 1.5& | 1X1EA | 1 | 1098 | Sigma-Aldrich | BMSR5010E-1EA | https://www.sigmaaldrich.com/LT/en
BMSW1000500-1EA | ACCURIS(TM) F1 GRADE CALIBRATION WEIGHT& | 1X1EA | 1 | 108 | Sigma-Aldrich | BMSW1000500-1EA | https://www.sigmaaldrich.com/LT/en
Z741658-16EA | PIPETTING REAGENT VESSEL | 1X16EA | 1 | 51 | Sigma-Aldrich | Z741658-16EA | https://www.sigmaaldrich.com/LT/en
ALDRP2-1EA | PURPLE LED LIGHT RING FOR ALDRICH(R) M& | 1X1EA | 1 | 95 | Sigma-Aldrich | ALDRP2-1EA | https://www.sigmaaldrich.com/LT/en
BR26310-1EA | BRAND(R) ACCU-JET(R) PRO PIPETTE CONTROL | 1X1EA | 1 | 435 | Sigma-Aldrich | BR26310-1EA | https://www.sigmaaldrich.com/LT/en
BR705459-1EA | BRAND(R) TRANSFERPETTE(R) MULTICHANNEL, | 1X1EA | 1 | 794 | Sigma-Aldrich | BR705459-1EA | https://www.sigmaaldrich.com/LT/en
CLS3535-1EA | CORNING(R) SYNTHEMAX(R) II-SC SUBSTRATE& | 1X1EA | 1 | 664 | Sigma-Aldrich | CLS3535-1EA | https://www.sigmaaldrich.com/LT/en
BMSBSH50011BEUK | MYBLOCK L(TM) DIGITAL SINGLE CHAMBER DR& | 1X1EA | 1 | 670 | Sigma-Aldrich | BMSBSH50011BEUK | https://www.sigmaaldrich.com/LT/en
BR705414-1EA | BRAND(R) TRANSFERPETTE(R) MULTICHANNEL, | 1X1EA | 1 | 687 | Sigma-Aldrich | BR705414-1EA | https://www.sigmaaldrich.com/LT/en
BR4600160-1EA | BRAND(TM) BLAUBRAND(R) GRADUATED PIPETT | 1X1EA | 1 | 426 | Sigma-Aldrich | BR4600160-1EA | https://www.sigmaaldrich.com/LT/en
BR4600330-1EA | BRAND(R) DISPENSETTE(R) S DIGITAL BOTTL& | 1X1EA | 1 | 344 | Sigma-Aldrich | BR4600330-1EA | https://www.sigmaaldrich.com/LT/en
BR4630170-1EA | BRAND(R) DISPENSETTE(R) S ORGANIC, ANAL& | 1X1EA | 1 | 574 | Sigma-Aldrich | BR4630170-1EA | https://www.sigmaaldrich.com/LT/en
BR4640240-1EA | BRAND(R) DISPENSETTE(R) S TRACE ANALYSI& | 1X1EA | 1 | 690 | Sigma-Aldrich | BR4640240-1EA | https://www.sigmaaldrich.com/LT/en
BR26602-1EA | BRAND(R) ACCU-JET(R) PRO BATTERY CHARGER | 1X1EA | 1 | 34 | Sigma-Aldrich | BR26602-1EA | https://www.sigmaaldrich.com/LT/en
Z741323-1EA | TECHNE(R) DIGITAL DRI-BLOCK(R) HEATERS,& | 1X1EA | 1 | 1519 | Sigma-Aldrich | Z741323-1EA | https://www.sigmaaldrich.com/LT/en
Z742009-4EA | DURAN(R) YOUTILITY BOTTLE, GL 45, COMPL& | 1X4EA | 1 | 47 | Sigma-Aldrich | Z742009-4EA | https://www.sigmaaldrich.com/LT/en
BMSH6002E-1EA | INCU-MIXER MP2(TM) HEATED 2 PLATE VORTE& | 1X1EA | 1 | 1853 | Sigma-Aldrich | BMSH6002E-1EA | https://www.sigmaaldrich.com/LT/en
Z741757-1EA | 4-LITER CULTURE MEDIA BOTTLE | 1X1EA | 1 | 305 | Sigma-Aldrich | Z741757-1EA | https://www.sigmaaldrich.com/LT/en
Z741756-1EA | 4-PLACE MANIFOLD | 1X1EA | 1 | 94 | Sigma-Aldrich | Z741756-1EA | https://www.sigmaaldrich.com/LT/en
BMSB20008T500-1EA | MYBATH(TM) TEST TUBE RACK FOR 30 X 50 M& | 1X1EA | 1 | 205 | Sigma-Aldrich | BMSB20008T500-1EA | https://www.sigmaaldrich.com/LT/en
BMSBR5000STACK-1EA | EVERLAST(TM) STACKING PLATFORM WITH FLA& | 1X1EA | 1 | 152 | Sigma-Aldrich | BMSBR5000STACK-1EA | https://www.sigmaaldrich.com/LT/en
BMSV0020E-1EA | ASPIRE(TM) LABORATORY ASPIRATOR, INCLUD& | 1X1EA | 1 | 1039 | Sigma-Aldrich | BMSV0020E-1EA | https://www.sigmaaldrich.com/LT/en
BMSW4000500-1EA | ACCURIS(TM) "MINI 500 G" BALANCE, 500 G& | 1X1EA | 1 | 49 | Sigma-Aldrich | BMSW4000500-1EA | https://www.sigmaaldrich.com/LT/en
BR4600121-1EA | BRAND(R) DISPENSETTE(R) S ANALOG-ADJUST& | 1X1EA | 1 | 342 | Sigma-Aldrich | BR4600121-1EA | https://www.sigmaaldrich.com/LT/en
BR4600331-1EA | BRAND(R) DISPENSETTE(R) S DIGITAL BOTTL& | 1X1EA | 1 | 385 | Sigma-Aldrich | BR4600331-1EA | https://www.sigmaaldrich.com/LT/en
BR4630171-1EA | BRAND(R) DISPENSETTE(R) S ORGANIC, ANAL& | 1X1EA | 1 | 614 | Sigma-Aldrich | BR4630171-1EA | https://www.sigmaaldrich.com/LT/en
Z741327-1EA | TECHNE(R) DIGITAL DRI-BLOCK(R) HEATERS,& | 1X1EA | 1 | 1314 | Sigma-Aldrich | Z741327-1EA | https://www.sigmaaldrich.com/LT/en
Z742017-16EA | DURAN(R) YOUTILITY POURING RING GL 45, & | 1X16EA | 1 | 10 | Sigma-Aldrich | Z742017-16EA | https://www.sigmaaldrich.com/LT/en
BR705409-1EA | BRAND(R) TRANSFERPETTE(R) MULTICHANNEL, | 1X1EA | 1 | 687 | Sigma-Aldrich | BR705409-1EA | https://www.sigmaaldrich.com/LT/en
Z742039-50EA | GVS CENTREX CENTRIFUGE FILTER, NYLON ME& | 1X50EA | 1 | 358 | Sigma-Aldrich | Z742039-50EA | https://www.sigmaaldrich.com/LT/en
Z742021-50EA | GVS CENTREX CENTRIFUGE FILTER, NITROCEL& | 1X50EA | 1 | 351 | Sigma-Aldrich | Z742021-50EA | https://www.sigmaaldrich.com/LT/en
Z742022-250EA | GVS CENTREX CENTRIFUGE FILTER, NYLON ME& | 1X250EA | 1 | 1196 | Sigma-Aldrich | Z742022-250EA | https://www.sigmaaldrich.com/LT/en
Z741749-1EA | 3-CHANNEL FLOW CELL ASSEMBLY, COMPLETE,& | 1X1EA | 1 | 211 | Sigma-Aldrich | Z741749-1EA | https://www.sigmaaldrich.com/LT/en
BR4600120-1EA | BRAND(R) DISPENSETTE(R) S ANALOG-ADJUST& | 1X1EA | 1 | 296 | Sigma-Aldrich | BR4600120-1EA | https://www.sigmaaldrich.com/LT/en
BR4600221-1EA | BRAND(R) DISPENSETTE(R) S FIXED-VOLUME & | 1X1EA | 1 | 342 | Sigma-Aldrich | BR4600221-1EA | https://www.sigmaaldrich.com/LT/en
BR4600361-1EA | BRAND(R) DISPENSETTE(R) S DIGITAL BOTTL& | 1X1EA | 1 | 514 | Sigma-Aldrich | BR4600361-1EA | https://www.sigmaaldrich.com/LT/en
BR4630331-1EA | BRAND(R) DISPENSETTE(R) S ORGANIC, DIGI& | 1X1EA | 1 | 385 | Sigma-Aldrich | BR4630331-1EA | https://www.sigmaaldrich.com/LT/en
TRA-002-10PK | 5 X 2 ML TRIFOLD PLASTIC TRAY | 1X10PK | 1 | 54 | Sigma-Aldrich | TRA-002-10PK | https://www.sigmaaldrich.com/LT/en
BR4600170-1EA | BRAND(R) DISPENSETTE(R) S ANALOG-ADJUST& | 1X1EA | 1 | 574 | Sigma-Aldrich | BR4600170-1EA | https://www.sigmaaldrich.com/LT/en
BR4600340-1EA | BRAND(R) DISPENSETTE(R) S DIGITAL BOTTL& | 1X1EA | 1 | 344 | Sigma-Aldrich | BR4600340-1EA | https://www.sigmaaldrich.com/LT/en
BR4630230-1EA | BRAND(R) DISPENSETTE(R) S ORGANIC,FIXED& | 1X1EA | 1 | 296 | Sigma-Aldrich | BR4630230-1EA | https://www.sigmaaldrich.com/LT/en
BR4640241-1EA | BRAND(R) DISPENSETTE(R) S TRACE ANALYSI& | 1X1EA | 1 | 735 | Sigma-Aldrich | BR4640241-1EA | https://www.sigmaaldrich.com/LT/en
BR4600171-1EA | BRAND(R) DISPENSETTE(R) S ANALOG-ADJUST& | 1X1EA | 1 | 614 | Sigma-Aldrich | BR4600171-1EA | https://www.sigmaaldrich.com/LT/en
BR4600341-1EA | BRAND(R) DISPENSETTE(R) S DIGITAL BOTTL& | 1X1EA | 1 | 385 | Sigma-Aldrich | BR4600341-1EA | https://www.sigmaaldrich.com/LT/en
BR4630231-1EA | BRAND(R) DISPENSETTE(R) S ORGANIC,FIXED& | 1X1EA | 1 | 342 | Sigma-Aldrich | BR4630231-1EA | https://www.sigmaaldrich.com/LT/en
BMSB3D1020EUK-1EA | MINIMIXER(TM) 3D FIXED SPEED NUTATING S& | 1X1EA | 1 | 482 | Sigma-Aldrich | BMSB3D1020EUK-1EA | https://www.sigmaaldrich.com/LT/en
BMSBSHTP1-1EA | MYBLOCK EXTERNAL TEMPERATURE PROBE | 1X1EA | 1 | 220 | Sigma-Aldrich | BMSBSHTP1-1EA | https://www.sigmaaldrich.com/LT/en
BMSV0020QD-1EA | ASPIRE(TM) LABORATORY ASPIRATOR OPTION & | 1X1EA | 1 | 151 | Sigma-Aldrich | BMSV0020QD-1EA | https://www.sigmaaldrich.com/LT/en
ALDKIT001-1EA | ALDRICH(R) MICRO PHOTOCHEMICAL REACTOR,& | 1X1EA | 1 | 394 | Sigma-Aldrich | ALDKIT001-1EA | https://www.sigmaaldrich.com/LT/en
BR705313-1EA | BRAND(R) TRANSFERPETTE(R) ELECTRONIC PIP | 1X1EA | 1 | 341 | Sigma-Aldrich | BR705313-1EA | https://www.sigmaaldrich.com/LT/en
BR705416-1EA | BRAND(R) TRANSFERPETTE(R) MULTICHANNEL, | 1X1EA | 1 | 687 | Sigma-Aldrich | BR705416-1EA | https://www.sigmaaldrich.com/LT/en
BR705464-1EA | BRAND(R) TRANSFERPETTE(R) MULTICHANNEL, | 1X1EA | 1 | 794 | Sigma-Aldrich | BR705464-1EA | https://www.sigmaaldrich.com/LT/en
Z741621-1EA | ELBOW PAD PIPETTING ACCESSORY | 1X1EA | 1 | 65 | Sigma-Aldrich | Z741621-1EA | https://www.sigmaaldrich.com/LT/en
TRA-003-10PK | 10 X 2 ML TRIFOLD PLASTIC TRAY | 1X10PK | 1 | 54 | Sigma-Aldrich | TRA-003-10PK | https://www.sigmaaldrich.com/LT/en
BMSB3D5000E-1EA | BENCHWAVER(TM) 3D ROCKER WITH FLAT MAT,& | 1X1EA | 1 | 1412 | Sigma-Aldrich | BMSB3D5000E-1EA | https://www.sigmaaldrich.com/LT/en
BMSW1000100-1EA | ACCURIS(TM) F1 GRADE CALIBRATION WEIGHT& | 1X1EA | 1 | 68 | Sigma-Aldrich | BMSW1000100-1EA | https://www.sigmaaldrich.com/LT/en
TRA-006-20PK | 3 X 2 ML PLASTIC TRAY 20 PER KIT | 1X20PK | 1 | 95 | Sigma-Aldrich | TRA-006-20PK | https://www.sigmaaldrich.com/LT/en
Z741758-1EA | 4-LITER WASTE BOTTLE | 1X1EA | 1 | 305 | Sigma-Aldrich | Z741758-1EA | https://www.sigmaaldrich.com/LT/en
BR4600140-1EA | BRAND(R) DIGITAL TRANSFERPETTE(R)S VOLU | 1X1EA | 1 | 296 | Sigma-Aldrich | BR4600140-1EA | https://www.sigmaaldrich.com/LT/en
BR4600310-1EA | BRAND(R) DISPENSETTE(R) S DIGITAL BOTTL& | 1X1EA | 1 | 344 | Sigma-Aldrich | BR4600310-1EA | https://www.sigmaaldrich.com/LT/en
BR4630150-1EA | BRAND(R) DISPENSETTE(R) S ORGANIC, ANAL& | 1X1EA | 1 | 389 | Sigma-Aldrich | BR4630150-1EA | https://www.sigmaaldrich.com/LT/en
BR4630360-1EA | BRAND(R) DISPENSETTE(R) S ORGANIC, DIGI& | 1X1EA | 1 | 472 | Sigma-Aldrich | BR4630360-1EA | https://www.sigmaaldrich.com/LT/en
BMSBSH50022BEUK | MYBLOCK LL(TM) DIGITAL DRY BATH WITH 2 & | 1X1EA | 1 | 940 | Sigma-Aldrich | BMSBSH50022BEUK | https://www.sigmaaldrich.com/LT/en
TRA-001-10PK | 3 X 2 ML TRIFOLD PLASTIC TRAY | 1X10PK | 1 | 39 | Sigma-Aldrich | TRA-001-10PK | https://www.sigmaaldrich.com/LT/en
Z741750-1EA | 3-CHANNEL FLOW CELL ONLY. GAMMA IRRADIA& | 1X1EA | 1 | 79 | Sigma-Aldrich | Z741750-1EA | https://www.sigmaaldrich.com/LT/en
BMSBSH6000E-1EA | ISOBLOCK(TM) DIGITAL DRY BATH, WITH TWO& | 1X1EA | 1 | 881 | Sigma-Aldrich | BMSBSH6000E-1EA | https://www.sigmaaldrich.com/LT/en
BMSV0020EUK-1EA | ASPIRE(TM) LABORATORY ASPIRATOR, INCLUD& | 1X1EA | 1 | 1049 | Sigma-Aldrich | BMSV0020EUK-1EA | https://www.sigmaaldrich.com/LT/en
BR4600131-1EA | BRAND(R) DISPENSETTE(R) S ANALOG-ADJUST& | 1X1EA | 1 | 342 | Sigma-Aldrich | BR4600131-1EA | https://www.sigmaaldrich.com/LT/en
BR4600241-1EA | BRAND(R) DISPENSETTE(R) S FIXED-VOLUME & | 1X1EA | 1 | 342 | Sigma-Aldrich | BR4600241-1EA | https://www.sigmaaldrich.com/LT/en
BR4630141-1EA | BRAND(R) DISPENSETTE(R) S ORGANIC, ANAL& | 1X1EA | 1 | 342 | Sigma-Aldrich | BR4630141-1EA | https://www.sigmaaldrich.com/LT/en
BR4630351-1EA | BRAND(R) DISPENSETTE(R) S ORGANIC, DIGI& | 1X1EA | 1 | 480 | Sigma-Aldrich | BR4630351-1EA | https://www.sigmaaldrich.com/LT/en
BR4600210-1EA | BRAND(R) DISPENSETTE(R) S FIXED-VOLUME & | 1X1EA | 1 | 296 | Sigma-Aldrich | BR4600210-1EA | https://www.sigmaaldrich.com/LT/en
BR4600350-1EA | BRAND(R) DISPENSETTE(R) S DIGITAL BOTTL& | 1X1EA | 1 | 437 | Sigma-Aldrich | BR4600350-1EA | https://www.sigmaaldrich.com/LT/en
BR4630240-1EA | BRAND(R) DISPENSETTE(R) S ORGANIC,FIXED& | 1X1EA | 1 | 296 | Sigma-Aldrich | BR4630240-1EA | https://www.sigmaaldrich.com/LT/en
BMSB20008T150-1EA | MYBATH(TM) TEST TUBE RACK FOR 76 X 15 M& | 1X1EA | 1 | 205 | Sigma-Aldrich | BMSB20008T150-1EA | https://www.sigmaaldrich.com/LT/en
BMSBR5000EUK-1EA | EVERLAST(TM) ROCKER WITH FLAT MAT, 230 & | 1X1EA | 1 | 1196 | Sigma-Aldrich | BMSBR5000EUK-1EA | https://www.sigmaaldrich.com/LT/en
BMSBSH5002EUK-1EA | MYBLOCK LL(TM) DIGITAL DUAL CHAMBER DRY& | 1X1EA | 1 | 659 | Sigma-Aldrich | BMSBSH5002EUK-1EA | https://www.sigmaaldrich.com/LT/en
BMSH6004EUK-1EA | INCU-MIXER MP4(TM) HEATED 4 PLATE VORTE& | 1X1EA | 1 | 2548 | Sigma-Aldrich | BMSH6004EUK-1EA | https://www.sigmaaldrich.com/LT/en
BMSV0020BOT-1EA | ASPIRE(TM) LABORATORY ASPIRATOR GRADUAT& | 1X1EA | 1 | 165 | Sigma-Aldrich | BMSV0020BOT-1EA | https://www.sigmaaldrich.com/LT/en
BMSW4000100-1EA | ACCURIS(TM) "MINI 100 G" BALANCE, 100 G& | 1X1EA | 1 | 56 | Sigma-Aldrich | BMSW4000100-1EA | https://www.sigmaaldrich.com/LT/en
BMSB200012E-1EA | MYBATH(TM) DIGITAL WATER BATH, 12 L, 23& | 1X1EA | 1 | 1284 | Sigma-Aldrich | BMSB200012E-1EA | https://www.sigmaaldrich.com/LT/en
BMSBSH5002E-1EA | MYBLOCK LL(TM) DIGITAL DUAL CHAMBER DRY& | 1X1EA | 1 | 647 | Sigma-Aldrich | BMSBSH5002E-1EA | https://www.sigmaaldrich.com/LT/en
Z742010-4EA | DURAN(R) YOUTILITY BOTTLE, GL 45, COMPL& | 1X4EA | 1 | 66 | Sigma-Aldrich | Z742010-4EA | https://www.sigmaaldrich.com/LT/en
BR4600150-1EA | BRAND(R) DISPENSETTE(R) S ANALOG-ADJUST& | 1X1EA | 1 | 389 | Sigma-Aldrich | BR4600150-1EA | https://www.sigmaaldrich.com/LT/en
BR4600320-1EA | BRAND(R) DISPENSETTE(R) S DIGITAL BOTTL& | 1X1EA | 1 | 344 | Sigma-Aldrich | BR4600320-1EA | https://www.sigmaaldrich.com/LT/en
BR4630160-1EA | BRAND(R) DISPENSETTE(R) S ORGANIC, ANAL& | 1X1EA | 1 | 426 | Sigma-Aldrich | BR4630160-1EA | https://www.sigmaaldrich.com/LT/en
BR4630361-1EA | BRAND(R) DISPENSETTE(R) S ORGANIC, DIGI& | 1X1EA | 1 | 514 | Sigma-Aldrich | BR4630361-1EA | https://www.sigmaaldrich.com/LT/en
BR4640040-1EA | BRAND(R) DISPENSETTE(R) S TRACE ANALYSI& | 1X1EA | 1 | 690 | Sigma-Aldrich | BR4640040-1EA | https://www.sigmaaldrich.com/LT/en
Z742018-16EA | DURAN(R) BOTTLE TAGS, GL 45, SILICONE. & | 1X16EA | 1 | 26 | Sigma-Aldrich | Z742018-16EA | https://www.sigmaaldrich.com/LT/en
Z742008-4EA | DURAN(R) YOUTILITY BOTTLE, GL 45, COMPL& | 1X4EA | 1 | 38 | Sigma-Aldrich | Z742008-4EA | https://www.sigmaaldrich.com/LT/en
Z741754-1EA | 2-PLACE MANIFOLD | 1X1EA | 1 | 71 | Sigma-Aldrich | Z741754-1EA | https://www.sigmaaldrich.com/LT/en
BMSB0718-4EA | LABUNGEE(TM) 4 CORD BUNGEE CORD PACK FO& | 1X4EA | 1 | 35 | Sigma-Aldrich | BMSB0718-4EA | https://www.sigmaaldrich.com/LT/en
BMSB3D1020E-1EA | MINIMIXER(TM) 3D FIXED SPEED NUTATING S& | 1X1EA | 1 | 469 | Sigma-Aldrich | BMSB3D1020E-1EA | https://www.sigmaaldrich.com/LT/en
BMSBSH300E-1EA | MYBLOCK(TM) MINI DRY BATH WITH COOLING,& | 1X1EA | 1 | 783 | Sigma-Aldrich | BMSBSH300E-1EA | https://www.sigmaaldrich.com/LT/en
BMSBSH6000EUK-1EA | ISOBLOCK(TM) DIGITAL DRY BATH, WITH TWO& | 1X1EA | 1 | 892 | Sigma-Aldrich | BMSBSH6000EUK-1EA | https://www.sigmaaldrich.com/LT/en
BMSV0020F1-1EA | ASPIRE(TM) LABORATORY ASPIRATOR HYDROPH& | 1X1EA | 1 | 36 | Sigma-Aldrich | BMSV0020F1-1EA | https://www.sigmaaldrich.com/LT/en
BMSB20004T1520-1EA | MYBATH(TM) TEST TUBE RACK FOR 40 X 1.5/& | 1X1EA | 1 | 93 | Sigma-Aldrich | BMSB20004T1520-1EA | https://www.sigmaaldrich.com/LT/en
Z742034-250EA | GVS CENTREX CENTRIFUGE FILTER, NYLON ME& | 1X250EA | 1 | 1196 | Sigma-Aldrich | Z742034-250EA | https://www.sigmaaldrich.com/LT/en
BR4600151-1EA | BRAND(R) DISPENSETTE(R) S ANALOG-ADJUST& | 1X1EA | 1 | 435 | Sigma-Aldrich | BR4600151-1EA | https://www.sigmaaldrich.com/LT/en
BR4630161-1EA | BRAND(R) DISPENSETTE(R) S ORGANIC, ANAL& | 1X1EA | 1 | 463 | Sigma-Aldrich | BR4630161-1EA | https://www.sigmaaldrich.com/LT/en
BR4640041-1EA | BRAND(R) DISPENSETTE(R) S TRACE ANALYSI& | 1X1EA | 1 | 735 | Sigma-Aldrich | BR4640041-1EA | https://www.sigmaaldrich.com/LT/en
Z742012-4EA | DURAN(R) YOUTILITY BOTTLE, GL 45, COMPL& | 1X4EA | 1 | 151 | Sigma-Aldrich | Z742012-4EA | https://www.sigmaaldrich.com/LT/en
BMSB20002E-1EA | MYBATH(TM) DIGITAL WATER BATH, 2 L, 230& | 1X1EA | 1 | 692 | Sigma-Aldrich | BMSB20002E-1EA | https://www.sigmaaldrich.com/LT/en
BMSBSH5001E-1EA | MYBLOCK L(TM) DIGITAL SINGLE CHAMBER DR& | 1X1EA | 1 | 518 | Sigma-Aldrich | BMSBSH5001E-1EA | https://www.sigmaaldrich.com/LT/en
Z741645-1EA | SARTORIUS ELINE(R) REPLACEMENT BATTERY | 1X1EA | 1 | 91 | Sigma-Aldrich | Z741645-1EA | https://www.sigmaaldrich.com/LT/en
BR705391-1EA | BRAND(R) CHARGING STAND FOR SINGLE-CHANN | 1X1EA | 1 | 176 | Sigma-Aldrich | BR705391-1EA | https://www.sigmaaldrich.com/LT/en
BR705309-1EA | BRAND(R) TRANSFERPETTE(R) ELECTRONIC PIP | 1X1EA | 1 | 341 | Sigma-Aldrich | BR705309-1EA | https://www.sigmaaldrich.com/LT/en
BR4600161-1EA | BRAND(R) DISPENSETTE(R) S ANALOG-ADJUST& | 1X1EA | 1 | 463 | Sigma-Aldrich | BR4600161-1EA | https://www.sigmaaldrich.com/LT/en
BR4600321-1EA | BRAND(R) DISPENSETTE(R) S DIGITAL BOTTL& | 1X1EA | 1 | 385 | Sigma-Aldrich | BR4600321-1EA | https://www.sigmaaldrich.com/LT/en
Z742006-4EA | DURAN(R) YOUTILITY BOTTLE, GL 45, COMPL& | 1X4EA | 1 | 34 | Sigma-Aldrich | Z742006-4EA | https://www.sigmaaldrich.com/LT/en
BR705316-1EA | BRAND(R) TRANSFERPETTE(R) ELECTRONIC PIP | 1X1EA | 1 | 341 | Sigma-Aldrich | BR705316-1EA | https://www.sigmaaldrich.com/LT/en
BR705463-1EA | BRAND(R) TRANSFERPETTE(R) MULTICHANNEL, | 1X1EA | 1 | 794 | Sigma-Aldrich | BR705463-1EA | https://www.sigmaaldrich.com/LT/en
BR705466-1EA | BRAND(R) TRANSFERPETTE(R) MULTICHANNEL, | 1X1EA | 1 | 794 | Sigma-Aldrich | BR705466-1EA | https://www.sigmaaldrich.com/LT/en
Z741753-1EA | 3-PLACE COLLECTION STAND | 1X1EA | 1 | 40 | Sigma-Aldrich | Z741753-1EA | https://www.sigmaaldrich.com/LT/en
Z741767-1EA | EUROPEAN CORD SET - 6FT LONG | 1X1EA | 1 | 23 | Sigma-Aldrich | Z741767-1EA | https://www.sigmaaldrich.com/LT/en
Z741751-1EA | 3-CYLINDER BUBBLE TRAP | 1X1EA | 1 | 110 | Sigma-Aldrich | Z741751-1EA | https://www.sigmaaldrich.com/LT/en
Z742029-50EA | GVS CENTREX CENTRIFUGE FILTER, CELLULOS& | 1X50EA | 1 | 453 | Sigma-Aldrich | Z742029-50EA | https://www.sigmaaldrich.com/LT/en
BR4600230-1EA | BRAND(R) DISPENSETTE(R) S FIXED-VOLUME & | 1X1EA | 1 | 296 | Sigma-Aldrich | BR4600230-1EA | https://www.sigmaaldrich.com/LT/en
BR4630130-1EA | BRAND(R) DISPENSETTE(R) S ORGANIC, ANAL& | 1X1EA | 1 | 296 | Sigma-Aldrich | BR4630130-1EA | https://www.sigmaaldrich.com/LT/en
BR4630340-1EA | BRAND(R) DISPENSETTE(R) S ORGANIC, DIGI& | 1X1EA | 1 | 344 | Sigma-Aldrich | BR4630340-1EA | https://www.sigmaaldrich.com/LT/en
BMSB200012EUK-1EA | MYBATH(TM) DIGITAL WATER BATH, 12 L, 23& | 1X1EA | 1 | 1294 | Sigma-Aldrich | BMSB200012EUK-1EA | https://www.sigmaaldrich.com/LT/en
BMSB20004T500-1EA | MYBATH(TM) TEST TUBE RACK FOR 15 X 50 M& | 1X1EA | 1 | 107 | Sigma-Aldrich | BMSB20004T500-1EA | https://www.sigmaaldrich.com/LT/en
BMSB3D1320E-1EA | BIOMIXER(TM) 3D FIXED SPEED NUTATING SH& | 1X1EA | 1 | 571 | Sigma-Aldrich | BMSB3D1320E-1EA | https://www.sigmaaldrich.com/LT/en
BMSB3D5000EUK-1EA | BENCHWAVER(TM) 3D ROCKER WITH FLAT MAT,& | 1X1EA | 1 | 1421 | Sigma-Aldrich | BMSB3D5000EUK-1EA | https://www.sigmaaldrich.com/LT/en
BMSBSH50011BE-1EA | MYBLOCK L(TM) DIGITAL SINGLE CHAMBER DR& | 1X1EA | 1 | 657 | Sigma-Aldrich | BMSBSH50011BE-1EA | https://www.sigmaaldrich.com/LT/en
BMSBV1000E-1EA | BENCHMIXER(TM) VORTEXER, 230 V SCHUKO P& | 1X1EA | 1 | 299 | Sigma-Aldrich | BMSBV1000E-1EA | https://www.sigmaaldrich.com/LT/en
BMSV1002-1EA | ASPIRE(TM) LABORATORY ASPIRATOR HANDHEL& | 1X1EA | 1 | 298 | Sigma-Aldrich | BMSV1002-1EA | https://www.sigmaaldrich.com/LT/en
BMSW1000200-1EA | ACCURIS(TM) F1 GRADE CALIBRATION WEIGHT& | 1X1EA | 1 | 81 | Sigma-Aldrich | BMSW1000200-1EA | https://www.sigmaaldrich.com/LT/en
Z742025-50EA | GVS CENTREX CENTRIFUGE FILTER, CELLULOS& | 1X50EA | 1 | 364 | Sigma-Aldrich | Z742025-50EA | https://www.sigmaaldrich.com/LT/en
Z742032-250EA | GVS CENTREX CENTRIFUGE FILTER, NYLON ME& | 1X250EA | 1 | 1196 | Sigma-Aldrich | Z742032-250EA | https://www.sigmaaldrich.com/LT/en
BR4600240-1EA | BRAND(R) DISPENSETTE(R) S FIXED-VOLUME & | 1X1EA | 1 | 296 | Sigma-Aldrich | BR4600240-1EA | https://www.sigmaaldrich.com/LT/en
BR4630140-1EA | BRAND(R) DISPENSETTE(R) S ORGANIC, ANAL& | 1X1EA | 1 | 296 | Sigma-Aldrich | BR4630140-1EA | https://www.sigmaaldrich.com/LT/en
BR4630350-1EA | BRAND(R) DISPENSETTE(R) S ORGANIC, DIGI& | 1X1EA | 1 | 437 | Sigma-Aldrich | BR4630350-1EA | https://www.sigmaaldrich.com/LT/en
BMSB3D1320EUK-1EA | BIOMIXER(TM) 3D FIXED SPEED NUTATING SH& | 1X1EA | 1 | 582 | Sigma-Aldrich | BMSB3D1320EUK-1EA | https://www.sigmaaldrich.com/LT/en
BMSV10021SL-1EA | ASPIRE(TM) LABORATORY ASPIRATOR OPTIONA& | 1X1EA | 1 | 40 | Sigma-Aldrich | BMSV10021SL-1EA | https://www.sigmaaldrich.com/LT/en
Z741675-1PAK | SARTORIUS MLINE(TM) MECHANICAL PIPETTOR& | 1X1PAK | 1 | 753 | Sigma-Aldrich | Z741675-1PAK | https://www.sigmaaldrich.com/LT/en
BR4630330-1EA | BRAND(R) DISPENSETTE(R) S ORGANIC, DIGI& | 1X1EA | 1 | 344 | Sigma-Aldrich | BR4630330-1EA | https://www.sigmaaldrich.com/LT/en
BR705410-1EA | BRAND(R) TRANSFERPETTE(R) MULTICHANNEL, | 1X1EA | 1 | 687 | Sigma-Aldrich | BR705410-1EA | https://www.sigmaaldrich.com/LT/en
Z742038-50EA | GVS CENTREX CENTRIFUGE FILTER, NITROCEL& | 1X50EA | 1 | 358 | Sigma-Aldrich | Z742038-50EA | https://www.sigmaaldrich.com/LT/en
CLS3829-10EA | CORNING(R) MULTICOATED MICROPLATE, 1536& | 1X10EA | 1 | 2028 | Sigma-Aldrich | CLS3829-10EA | https://www.sigmaaldrich.com/LT/en
BR705310-1EA | BRAND(R) TRANSFERPETTE(R) ELECTRONIC PIP | 1X1EA | 1 | 341 | Sigma-Aldrich | BR705310-1EA | https://www.sigmaaldrich.com/LT/en
BR705317-1EA | BRAND(R) TRANSFERPETTE(R) ELECTRONIC PIP | 1X1EA | 1 | 341 | Sigma-Aldrich | BR705317-1EA | https://www.sigmaaldrich.com/LT/en
CLS3823-10EA | CORNING(R) MULTICOATED MICROPLATE, 96 W& | 1X10EA | 1 | 935 | Sigma-Aldrich | CLS3823-10EA | https://www.sigmaaldrich.com/LT/en
Z742037-50EA | GVS CENTREX CENTRIFUGE FILTER, CELLULOS& | 1X50EA | 1 | 397 | Sigma-Aldrich | Z742037-50EA | https://www.sigmaaldrich.com/LT/en
BR26311-1EA | BRAND(R) ACCU-JET(R) PRO PIPETTE CONTROL | 1X1EA | 1 | 435 | Sigma-Aldrich | BR26311-1EA | https://www.sigmaaldrich.com/LT/en
Z742013-4EA | DURAN(R) YOUTILITY BOTTLE, GL 45, COMPL& | 1X4EA | 1 | 196 | Sigma-Aldrich | Z742013-4EA | https://www.sigmaaldrich.com/LT/en
Z742014-4EA | DURAN(R) YOUTILITY BOTTLE, GL 45, COMPL& | 1X4EA | 1 | 240 | Sigma-Aldrich | Z742014-4EA | https://www.sigmaaldrich.com/LT/en
Z741334-1EA | TECHNE(R) DIGITAL DRI-BLOCK(R) HEATERS,& | 1X1EA | 1 | 1500 | Sigma-Aldrich | Z741334-1EA | https://www.sigmaaldrich.com/LT/en
Z741330-1EA | TECHNE(R) DIGITAL DRI-BLOCK(R) HEATERS,& | 1X1EA | 1 | 2078 | Sigma-Aldrich | Z741330-1EA | https://www.sigmaaldrich.com/LT/en
Z742028-50EA | GVS CENTREX CENTRIFUGE FILTER, NYLON ME& | 1X50EA | 1 | 453 | Sigma-Aldrich | Z742028-50EA | https://www.sigmaaldrich.com/LT/en
BMSB20008EUK-1EA | MYBATH(TM) DIGITAL WATER BATH, 8 L, 230& | 1X1EA | 1 | 1137 | Sigma-Aldrich | BMSB20008EUK-1EA | https://www.sigmaaldrich.com/LT/en
BMSBR5000E-1EA | EVERLAST(TM) ROCKER WITH FLAT MAT, 230 & | 1X1EA | 1 | 1186 | Sigma-Aldrich | BMSBR5000E-1EA | https://www.sigmaaldrich.com/LT/en
BMSH6004E-1EA | INCU-MIXER MP4(TM) HEATED 4 PLATE VORTE& | 1X1EA | 1 | 2539 | Sigma-Aldrich | BMSH6004E-1EA | https://www.sigmaaldrich.com/LT/en
BMSW1100200-1EA | ACCURIS F1 GRADE CALIBRATION WEIGHT SET& | 1X1EA | 1 | 475 | Sigma-Aldrich | BMSW1100200-1EA | https://www.sigmaaldrich.com/LT/en
BMSB20004T150-1EA | MYBATH(TM) TEST TUBE RACK FOR 41 X 15 M& | 1X1EA | 1 | 107 | Sigma-Aldrich | BMSB20004T150-1EA | https://www.sigmaaldrich.com/LT/en
BMSBT30EUK-1EA | ORBI-BLOTTER(TM) WITH NON SLIP RUBBER M& | 1X1EA | 1 | 990 | Sigma-Aldrich | BMSBT30EUK-1EA | https://www.sigmaaldrich.com/LT/en
BMSV10028-1EA | ASPIRE(TM) LABORATORY ASPIRATOR OPTIONA& | 1X1EA | 1 | 240 | Sigma-Aldrich | BMSV10028-1EA | https://www.sigmaaldrich.com/LT/en
BR705413-1EA | BRAND(R) TRANSFERPETTE(R) MULTICHANNEL, | 1X1EA | 1 | 687 | Sigma-Aldrich | BR705413-1EA | https://www.sigmaaldrich.com/LT/en
BR705460-1EA | BRAND(R) TRANSFERPETTE(R) MULTICHANNEL, | 1X1EA | 1 | 794 | Sigma-Aldrich | BR705460-1EA | https://www.sigmaaldrich.com/LT/en
Z741398-1EA | ACCURIS(TM) MINI 100G, CAPACITY 100 GRA& | 1X1EA | 1 | 56 | Sigma-Aldrich | Z741398-1EA | https://www.sigmaaldrich.com/LT/en
CLS3526-50EA | CORNING(TM) COSTAR(TM) CLEAR TC-TREATED& | 1X50EA | 1 | 194 | Sigma-Aldrich | CLS3526-50EA | https://www.sigmaaldrich.com/LT/en
CLS707810N-720EA | PYREX(R) SEROLOGICAL PIPETTES, DISPOSAB& | 1X720EA | 1 | 446 | Sigma-Aldrich | CLS707810N-720EA | https://www.sigmaaldrich.com/LT/en
CLS707910N-720EA | PYREX(R) SEROLOGICAL PIPETTES, DISPOSAB& | 1X720EA | 1 | 422 | Sigma-Aldrich | CLS707910N-720EA | https://www.sigmaaldrich.com/LT/en
CLS70791N-1000EA | PYREX(R) SEROLOGICAL PIPETTES, DISPOSAB& | 1X1000EA | 1 | 385 | Sigma-Aldrich | CLS70791N-1000EA | https://www.sigmaaldrich.com/LT/en
CLS294775X50-72EA | CORNING(R) MICROSCOPE SLIDES, PLAIN L X& | 1X72EA | 1 | 62 | Sigma-Aldrich | CLS294775X50-72EA | https://www.sigmaaldrich.com/LT/en
CLS70781CN-1000EA | PYREX(R) SEROLOGICAL PIPETTES, DISPOSAB& | 1X1000EA | 1 | 387 | Sigma-Aldrich | CLS70781CN-1000EA | https://www.sigmaaldrich.com/LT/en
CLS7077B50-50EA | PYREX(R) SHORTY SEROLOGICAL PIPETTES, D& | 1X50EA | 1 | 293 | Sigma-Aldrich | CLS7077B50-50EA | https://www.sigmaaldrich.com/LT/en
CLS70785N-960EA | PYREX(R) SEROLOGICAL PIPETTES, DISPOSAB& | 1X960EA | 1 | 472 | Sigma-Aldrich | CLS70785N-960EA | https://www.sigmaaldrich.com/LT/en
CLS70795N-960EA | PYREX(R) SEROLOGICAL PIPETTES, DISPOSAB& | 1X960EA | 1 | 450 | Sigma-Aldrich | CLS70795N-960EA | https://www.sigmaaldrich.com/LT/en
CLS1700100-100EA | CORNING(R) COLIFORM WATER TEST CONTAINE& | 1X100EA | 1 | 91 | Sigma-Aldrich | CLS1700100-100EA | https://www.sigmaaldrich.com/LT/en
CLS7077B10-400EA | PYREX(R) SHORTY SEROLOGICAL PIPETTES, D& | 1X400EA | 1 | 799 | Sigma-Aldrich | CLS7077B10-400EA | https://www.sigmaaldrich.com/LT/en
CLS7077B25-400EA | PYREX(R) SHORTY SEROLOGICAL PIPETTES, D& | 1X400EA | 1 | 1063 | Sigma-Aldrich | CLS7077B25-400EA | https://www.sigmaaldrich.com/LT/en
CLS999940-72EA | CORNING(R) PHENOLIC CAP WITH WHITE RUBB& | 1X72EA | 1 | 207 | Sigma-Aldrich | CLS999940-72EA | https://www.sigmaaldrich.com/LT/en
CLS430825-50EA | CORNING(R) CELL CULTURE FLASKS SURFACE & | 1X50EA | 1 | 304 | Sigma-Aldrich | CLS430825-50EA | https://www.sigmaaldrich.com/LT/en
CLS3046100-1EA | PYREX(R) BRAND LIFETIME RED(TM) SINGLE & | 1X1EA | 1 | 83 | Sigma-Aldrich | CLS3046100-1EA | https://www.sigmaaldrich.com/LT/en
CLS8162-96EA | COSTAR(R) SPIN-X(R) CENTRIFUGE TUBE FIL& | 1X96EA | 1 | 347 | Sigma-Aldrich | CLS8162-96EA | https://www.sigmaaldrich.com/LT/en
CLS3013-50EA | CORNING(R) SINGLE USE SPATULAS MICROSP& | 1X50EA | 1 | 171 | Sigma-Aldrich | CLS3013-50EA | https://www.sigmaaldrich.com/LT/en
Z558605-1EA | SIGMA-ALDRICH(TM) ANTISTATIC UNISEX LAB& | 1X1EA | 1 | 86 | Sigma-Aldrich | Z558605-1EA | https://www.sigmaaldrich.com/LT/en
Z558621-1EA | SIGMA-ALDRICH(TM) ANTISTATIC UNISEX LAB& | 1X1EA | 1 | 86 | Sigma-Aldrich | Z558621-1EA | https://www.sigmaaldrich.com/LT/en
Z558656-1EA | SIGMA-ALDRICH(TM) ANTISTATIC UNISEX LAB& | 1X1EA | 1 | 86 | Sigma-Aldrich | Z558656-1EA | https://www.sigmaaldrich.com/LT/en
Z558672-1EA | SIGMA-ALDRICH(TM) ANTISTATIC UNISEX LAB& | 1X1EA | 1 | 86 | Sigma-Aldrich | Z558672-1EA | https://www.sigmaaldrich.com/LT/en
Z558974-10EA | SIGMA-ALDRICH(TM) ANTISTATIC DISPOSABLE& | 1X10EA | 1 | 161 | Sigma-Aldrich | Z558974-10EA | https://www.sigmaaldrich.com/LT/en
CLS4491-100EA | CORNING(R) STRIPETTE(R) SEROLOGICAL PIP& | 1X100EA | 1 | 810 | Sigma-Aldrich | CLS4491-100EA | https://www.sigmaaldrich.com/LT/en
CLS4011-1000EA | CORNING(R) STRIPETTE(R) SEROLOGICAL PIP& | 1X1000EA | 1 | 273 | Sigma-Aldrich | CLS4011-1000EA | https://www.sigmaaldrich.com/LT/en
CLS4021-1000EA | CORNING(R) STRIPETTE(R) SEROLOGICAL PIP& | 1X1000EA | 1 | 278 | Sigma-Aldrich | CLS4021-1000EA | https://www.sigmaaldrich.com/LT/en
CLS3584-50EA | CORNING(R) VOLUME ADAPTER FOR 96 WELL F& | 1X50EA | 1 | 543 | Sigma-Aldrich | CLS3584-50EA | https://www.sigmaaldrich.com/LT/en
CLS3696-50EA | CORNING(R) 96 WELL HALF-AREA MICROPLATE, | 1X50EA | 1 | 350 | Sigma-Aldrich | CLS3696-50EA | https://www.sigmaaldrich.com/LT/en
CLS2592-25EA | CORNING(R) 96 WELL STRIPWELL PLATES, 1 & | 1X25EA | 1 | 290 | Sigma-Aldrich | CLS2592-25EA | https://www.sigmaaldrich.com/LT/en
CLS6982520X-96EA | PYREXPLUS(R) CULTURE TUBE W/ SCREW-CAP & | 1X96EA | 1 | 853 | Sigma-Aldrich | CLS6982520X-96EA | https://www.sigmaaldrich.com/LT/en
CLS70781N-1000EA | PYREX(R) SEROLOGICAL PIPETTES, DISPOSAB& | 1X1000EA | 1 | 396 | Sigma-Aldrich | CLS70781N-1000EA | https://www.sigmaaldrich.com/LT/en
CLS7078B10-400EA | PYREX(R) SHORTY SEROLOGICAL DISPOSABLE & | 1X400EA | 1 | 812 | Sigma-Aldrich | CLS7078B10-400EA | https://www.sigmaaldrich.com/LT/en
CLS7078B25-400EA | PYREX(R) SHORTY SEROLOGICAL DISPOSABLE & | 1X400EA | 1 | 1091 | Sigma-Aldrich | CLS7078B25-400EA | https://www.sigmaaldrich.com/LT/en
CLS7078D10-400EA | PYREX(R) SEROLOGICAL PIPETTES, DISPOSAB& | 1X400EA | 1 | 429 | Sigma-Aldrich | CLS7078D10-400EA | https://www.sigmaaldrich.com/LT/en
CLS9944819-500EA | PYREX(R) DISPOSABLE CULTURE TUBES, SCRE& | 1X500EA | 1 | 407 | Sigma-Aldrich | CLS9944819-500EA | https://www.sigmaaldrich.com/LT/en
CLS9950215-125EA | PYREX(R) DISPOSABLE CENTRIFUGE TUBE, UN& | 1X125EA | 1 | 132 | Sigma-Aldrich | CLS9950215-125EA | https://www.sigmaaldrich.com/LT/en
CLS9998241-144EA | CORNING(R) PHENOLIC CAP, PTFE LINER THR& | 1X144EA | 1 | 325 | Sigma-Aldrich | CLS9998241-144EA | https://www.sigmaaldrich.com/LT/en
CLS9999241-144EA | CORNING(R) PHENOLIC CAP WITH WHITE RUBB& | 1X144EA | 1 | 130 | Sigma-Aldrich | CLS9999241-144EA | https://www.sigmaaldrich.com/LT/en
CLS9999381M-72EA | CORNING(R) PHENOLIC CAP WITH WHITE RUBB& | 1X72EA | 1 | 204 | Sigma-Aldrich | CLS9999381M-72EA | https://www.sigmaaldrich.com/LT/en
CLS139532LTC-20EA | PLUG SEAL CAP FOR CORNING(R) MEDIA STOR& | 1X20EA | 1 | 67 | Sigma-Aldrich | CLS139532LTC-20EA | https://www.sigmaaldrich.com/LT/en
CLS139532LTR-50EA | POURING RING FOR CORNING(R) MEDIA STORA& | 1X50EA | 1 | 70 | Sigma-Aldrich | CLS139532LTR-50EA | https://www.sigmaaldrich.com/LT/en
CLS7095BNMR-100EA | CORNING(R) PASTEUR PIPETTES, NON-STERIL& | 1X100EA | 1 | 128 | Sigma-Aldrich | CLS7095BNMR-100EA | https://www.sigmaaldrich.com/LT/en
CLS9944716X-250EA | PYREX(R) DISPOSABLE CULTURE TUBES, SCRE& | 1X250EA | 1 | 233 | Sigma-Aldrich | CLS9944716X-250EA | https://www.sigmaaldrich.com/LT/en
CLS9944816-1000EA | PYREX(R) DISPOSABLE CULTURE TUBES, SCRE& | 1X1000EA | 1 | 616 | Sigma-Aldrich | CLS9944816-1000EA | https://www.sigmaaldrich.com/LT/en
CLS9999918-1000EA | CORNING(R) DISPOSABLE PHENOLIC CAP THRE& | 1X1000EA | 1 | 497 | Sigma-Aldrich | CLS9999918-1000EA | https://www.sigmaaldrich.com/LT/en
CLS139532HTSC-10EA | CORNING(TM) HIGH-TEMP PBT SCREW CAP, FO& | 1X10EA | 1 | 60 | Sigma-Aldrich | CLS139532HTSC-10EA | https://www.sigmaaldrich.com/LT/en
CLS139545HTSC-10EA | CORNING(TM) HIGH-TEMP PBT SCREW CAP, FO& | 1X10EA | 1 | 106 | Sigma-Aldrich | CLS139545HTSC-10EA | https://www.sigmaaldrich.com/LT/en
CLS139545LTC1-20EA | PLUG SEAL CAP FOR CORNING(R) MEDIA STOR& | 1X20EA | 1 | 82 | Sigma-Aldrich | CLS139545LTC1-20EA | https://www.sigmaaldrich.com/LT/en
CLS9944716X-1000EA | PYREX(R) DISPOSABLE CULTURE TUBES, SCRE& | 1X1000EA | 1 | 667 | Sigma-Aldrich | CLS9944716X-1000EA | https://www.sigmaaldrich.com/LT/en
CLS70582X-500EA | PYREX(R) DISPOSABLE GRADUATED BACTERIOL& | 1X500EA | 1 | 410 | Sigma-Aldrich | CLS70582X-500EA | https://www.sigmaaldrich.com/LT/en
CLS7077B1-500EA | PYREX(R) SHORTY SEROLOGICAL PIPETTES, D& | 1X500EA | 1 | 376 | Sigma-Aldrich | CLS7077B1-500EA | https://www.sigmaaldrich.com/LT/en
CLS7077B5-400EA | PYREX(R) SHORTY SEROLOGICAL PIPETTES, D& | 1X400EA | 1 | 688 | Sigma-Aldrich | CLS7077B5-400EA | https://www.sigmaaldrich.com/LT/en
CLS70782N-700EA | PYREX(R) SEROLOGICAL PIPETTES, DISPOSAB& | 1X700EA | 1 | 315 | Sigma-Aldrich | CLS70782N-700EA | https://www.sigmaaldrich.com/LT/en
CLS7078B1-500EA | PYREX(R) SHORTY SEROLOGICAL DISPOSABLE & | 1X500EA | 1 | 395 | Sigma-Aldrich | CLS7078B1-500EA | https://www.sigmaaldrich.com/LT/en
CLS7078B50-50EA | PYREX(R) SHORTY SEROLOGICAL DISPOSABLE & | 1X50EA | 1 | 293 | Sigma-Aldrich | CLS7078B50-50EA | https://www.sigmaaldrich.com/LT/en
CLS7078D1-500EA | PYREX(R) SEROLOGICAL PIPETTES, DISPOSAB& | 1X500EA | 1 | 282 | Sigma-Aldrich | CLS7078D1-500EA | https://www.sigmaaldrich.com/LT/en
CLS7078D5-400EA | PYREX(R) SEROLOGICAL PIPETTES, DISPOSAB& | 1X400EA | 1 | 350 | Sigma-Aldrich | CLS7078D5-400EA | https://www.sigmaaldrich.com/LT/en
CLS70792N-700EA | PYREX(R) SEROLOGICAL PIPETTES, DISPOSAB& | 1X700EA | 1 | 265 | Sigma-Aldrich | CLS70792N-700EA | https://www.sigmaaldrich.com/LT/en
CLS999928-144EA | CORNING(R) PHENOLIC CAP WITH WHITE RUBB& | 1X144EA | 1 | 394 | Sigma-Aldrich | CLS999928-144EA | https://www.sigmaaldrich.com/LT/en
CLS139525TS-10EA | SEPTA FOR OPEN-TOP CAPS FOR CORNING(R) & | 1X10EA | 1 | 31 | Sigma-Aldrich | CLS139525TS-10EA | https://www.sigmaaldrich.com/LT/en
CLS139532TS-10EA | SEPTA FOR OPEN-TOP CAPS FOR CORNING(R) & | 1X10EA | 1 | 42 | Sigma-Aldrich | CLS139532TS-10EA | https://www.sigmaaldrich.com/LT/en
CLS139545TS-10EA | SEPTA FOR OPEN-TOP CAPS FOR CORNING(R) & | 1X10EA | 1 | 76 | Sigma-Aldrich | CLS139545TS-10EA | https://www.sigmaaldrich.com/LT/en
CLS1705100-100EA | CORNING(R) COLIFORM WATER TEST SAMPLE C& | 1X100EA | 1 | 83 | Sigma-Aldrich | CLS1705100-100EA | https://www.sigmaaldrich.com/LT/en
CLS2679638-100EA | CORNING(R) POLYPROPYLENE CLOSURE ORANGE | 1X100EA | 1 | 198 | Sigma-Aldrich | CLS2679638-100EA | https://www.sigmaaldrich.com/LT/en
CLS999924-12EA | CORNING(R) PHENOLIC CAP WITH WHITE RUBB& | 1X12EA | 1 | 37 | Sigma-Aldrich | CLS999924-12EA | https://www.sigmaaldrich.com/LT/en
CLS139545DC-1EA | DELIVERY CAP FOR CORNING(R) MEDIA STORA& | 1X1EA | 1 | 241 | Sigma-Aldrich | CLS139545DC-1EA | https://www.sigmaaldrich.com/LT/en
CLS17304L-200EA | CORNING(R) SNAP-SEAL PLASTIC SAMPLE CON& | 1X200EA | 1 | 116 | Sigma-Aldrich | CLS17304L-200EA | https://www.sigmaaldrich.com/LT/en
CLS316610-125EA | PYREX(R) CLONING CYLINDER O.D. X H 10 M& | 1X125EA | 1 | 85 | Sigma-Aldrich | CLS316610-125EA | https://www.sigmaaldrich.com/LT/en
CLS31666-125EA | PYREX(R) CLONING CYLINDER O.D. X H 6 MM& | 1X125EA | 1 | 68 | Sigma-Aldrich | CLS31666-125EA | https://www.sigmaaldrich.com/LT/en
CLS31668-125EA | PYREX(R) CLONING CYLINDER O.D. X H 8 MM& | 1X125EA | 1 | 78 | Sigma-Aldrich | CLS31668-125EA | https://www.sigmaaldrich.com/LT/en
CLS4519163-1EA | CORNING(R) PROCULTURE(TM) SPINNER FLASK& | 1X1EA | 1 | 590 | Sigma-Aldrich | CLS4519163-1EA | https://www.sigmaaldrich.com/LT/en
CLS5780200-1EA | PYREX(R) VOLUMETRIC KOHLRAUSCH FLASK CA& | 1X1EA | 1 | 91 | Sigma-Aldrich | CLS5780200-1EA | https://www.sigmaaldrich.com/LT/en
CLS17308-100EA | CORNING SNAP-SEAL SAMPLE CONTAINER, 240M | 1X100EA | 1 | 83 | Sigma-Aldrich | CLS17308-100EA | https://www.sigmaaldrich.com/LT/en
CLS7715-1EA | CORNING(R) THERMOMETER STOPPER | 1X1EA | 1 | 11 | Sigma-Aldrich | CLS7715-1EA | https://www.sigmaaldrich.com/LT/en
CLS139545LTMC-10EA | VENTED CAP FOR CORNING(R) MEDIA STORAGE& | 1X10EA | 1 | 70 | Sigma-Aldrich | CLS139545LTMC-10EA | https://www.sigmaaldrich.com/LT/en
CLS173010-100EA | SNAP-SEAL PP SAMPLE CONTAINER, 300ML | 1X100EA | 1 | 95 | Sigma-Aldrich | CLS173010-100EA | https://www.sigmaaldrich.com/LT/en
CLS17302C-400EA | CORNING(R) SNAP-SEAL PLASTIC SAMPLE CON& | 1X400EA | 1 | 168 | Sigma-Aldrich | CLS17302C-400EA | https://www.sigmaaldrich.com/LT/en
CLS17304H-200EA | SNAP-SEAL PP SAMPLE CONTAINER, 120ML, | 1X200EA | 1 | 112 | Sigma-Aldrich | CLS17304H-200EA | https://www.sigmaaldrich.com/LT/en
CLS17305X-500EA | SNAP-SEAL PP SAMPLE CONTAINER, 13ML & | 1X500EA | 1 | 157 | Sigma-Aldrich | CLS17305X-500EA | https://www.sigmaaldrich.com/LT/en
CLS214225-100EA | PYREX(R) DISPOSABLE CLEANUP/DRYING COLU& | 1X100EA | 1 | 191 | Sigma-Aldrich | CLS214225-100EA | https://www.sigmaaldrich.com/LT/en
CLS3367-50EA | CORNING(R)96 WELL CLEAR POLYSTYRENE MIC | 1X50EA | 1 | 205 | Sigma-Aldrich | CLS3367-50EA | https://www.sigmaaldrich.com/LT/en
CLS3679-50EA | CORNING(R) HALF-AREA 96 WELL PLATES POL& | 1X50EA | 1 | 1199 | Sigma-Aldrich | CLS3679-50EA | https://www.sigmaaldrich.com/LT/en
CLS4408-120EA | CORNING(R) MICROCENTRIFUGE TUBES 1.2ML,& | 1X120EA | 1 | 164 | Sigma-Aldrich | CLS4408-120EA | https://www.sigmaaldrich.com/LT/en
CLS4411-960EA | CORNING(R) MICROCENTRIFUGE TUBES 1.2ML,& | 1X960EA | 1 | 273 | Sigma-Aldrich | CLS4411-960EA | https://www.sigmaaldrich.com/LT/en
CLS4412-120EA | CORNING(R) MICROCENTRIFUGE TUBES 1.2ML,& | 1X120EA | 1 | 256 | Sigma-Aldrich | CLS4412-120EA | https://www.sigmaaldrich.com/LT/en
CLS4413-120EA | CORNING(R) MICROCENTRIFUGE TUBES 1.2ML,& | 1X120EA | 1 | 269 | Sigma-Aldrich | CLS4413-120EA | https://www.sigmaaldrich.com/LT/en
CLS4418-120EA | CAP STRIP FOR CORNING(R) MICROCENTRIFUG& | 1X120EA | 1 | 91 | Sigma-Aldrich | CLS4418-120EA | https://www.sigmaaldrich.com/LT/en
CLS707710N-600EA | PYREX(R) DISPOSABLE SEROLOGICAL PIPETTE& | 1X600EA | 1 | 446 | Sigma-Aldrich | CLS707710N-600EA | https://www.sigmaaldrich.com/LT/en
CLS70772N-180EA | PYREX(R) DISPOSABLE SEROLOGICAL PIPETTE& | 1X180EA | 1 | 135 | Sigma-Aldrich | CLS70772N-180EA | https://www.sigmaaldrich.com/LT/en
CLS70772N-720EA | PYREX(R) DISPOSABLE SEROLOGICAL PIPETTE& | 1X720EA | 1 | 385 | Sigma-Aldrich | CLS70772N-720EA | https://www.sigmaaldrich.com/LT/en
CLS70775N-720EA | PYREX(R) DISPOSABLE SEROLOGICAL PIPETTE& | 1X720EA | 1 | 409 | Sigma-Aldrich | CLS70775N-720EA | https://www.sigmaaldrich.com/LT/en
CLS7095B5X-1000EA | CORNING(R) PASTEUR PIPETTES, NON-STERIL& | 1X1000EA | 1 | 70 | Sigma-Aldrich | CLS7095B5X-1000EA | https://www.sigmaaldrich.com/LT/en
CLS7095B9-1000EA | CORNING(R) PASTEUR PIPETTES, NON-STERIL& | 1X1000EA | 1 | 75 | Sigma-Aldrich | CLS7095B9-1000EA | https://www.sigmaaldrich.com/LT/en
CLS766016-6EA | PYREX(R) PENNYHEAD STOPPER STOPPER SIZE& | 1X6EA | 1 | 81 | Sigma-Aldrich | CLS766016-6EA | https://www.sigmaaldrich.com/LT/en
CLS9944510-1000EA | PYREX(R) DISPOSABLE CULTURE TUBES, RIML& | 1X1000EA | 1 | 62 | Sigma-Aldrich | CLS9944510-1000EA | https://www.sigmaaldrich.com/LT/en
CLS9944510-250EA | PYREX(R) DISPOSABLE CULTURE TUBES, RIML& | 1X250EA | 1 | 22 | Sigma-Aldrich | CLS9944510-250EA | https://www.sigmaaldrich.com/LT/en
CLS9944512-1000EA | PYREX(R) DISPOSABLE CULTURE TUBES, RIML& | 1X1000EA | 1 | 70 | Sigma-Aldrich | CLS9944512-1000EA | https://www.sigmaaldrich.com/LT/en
CLS9944513-1000EA | PYREX(R) DISPOSABLE CULTURE TUBES, RIML& | 1X1000EA | 1 | 87 | Sigma-Aldrich | CLS9944513-1000EA | https://www.sigmaaldrich.com/LT/en
CLS9944515-1000EA | PYREX(R) DISPOSABLE CULTURE TUBES, RIML& | 1X1000EA | 1 | 127 | Sigma-Aldrich | CLS9944515-1000EA | https://www.sigmaaldrich.com/LT/en
CLS9944516-1000EA | PYREX(R) DISPOSABLE CULTURE TUBES, RIML& | 1X1000EA | 1 | 125 | Sigma-Aldrich | CLS9944516-1000EA | https://www.sigmaaldrich.com/LT/en
CLS9944516-250EA | PYREX(R) DISPOSABLE CULTURE TUBES, RIML& | 1X250EA | 1 | 44 | Sigma-Aldrich | CLS9944516-250EA | https://www.sigmaaldrich.com/LT/en
CLS9944516X-1000EA | PYREX(R) DISPOSABLE CULTURE TUBES, RIML& | 1X1000EA | 1 | 145 | Sigma-Aldrich | CLS9944516X-1000EA | https://www.sigmaaldrich.com/LT/en
CLS9944516XX-1000E | PYREX(R) DISPOSABLE CULTURE TUBES, RIML& | 1X1000EA | 1 | 158 | Sigma-Aldrich | CLS9944516XX-1000E | https://www.sigmaaldrich.com/LT/en
CLS9944713-1000EA | PYREX(R) DISPOSABLE CULTURE TUBES, SCRE& | 1X1000EA | 1 | 565 | Sigma-Aldrich | CLS9944713-1000EA | https://www.sigmaaldrich.com/LT/en
CLS9944716-1000EA | PYREX(R) DISPOSABLE CULTURE TUBES, SCRE& | 1X1000EA | 1 | 642 | Sigma-Aldrich | CLS9944716-1000EA | https://www.sigmaaldrich.com/LT/en
CLS9944913-1000EA | PYREX(R) DISPOSABLE CULTURE TUBES, SCRE& | 1X1000EA | 1 | 471 | Sigma-Aldrich | CLS9944913-1000EA | https://www.sigmaaldrich.com/LT/en
CLS9944916-1000EA | PYREX(R) DISPOSABLE CULTURE TUBES, SCRE& | 1X1000EA | 1 | 497 | Sigma-Aldrich | CLS9944916-1000EA | https://www.sigmaaldrich.com/LT/en
CLS9944916X-1000EA | PYREX(R) DISPOSABLE CULTURE TUBES, SCRE& | 1X1000EA | 1 | 515 | Sigma-Aldrich | CLS9944916X-1000EA | https://www.sigmaaldrich.com/LT/en
CLS9944916X-250EA | PYREX(R) DISPOSABLE CULTURE TUBES, SCRE& | 1X250EA | 1 | 181 | Sigma-Aldrich | CLS9944916X-250EA | https://www.sigmaaldrich.com/LT/en
CLS9944916XX-1000E | PYREX(R) DISPOSABLE CULTURE TUBES, SCRE& | 1X1000EA | 1 | 544 | Sigma-Aldrich | CLS9944916XX-1000E | https://www.sigmaaldrich.com/LT/en
CLS999075-12EA | PYREX(R) BRAND RIBBED WATCH GLASSES O.D& | 1X12EA | 1 | 132 | Sigma-Aldrich | CLS999075-12EA | https://www.sigmaaldrich.com/LT/en
CLS999813-288EA | CORNING(R) PHENOLIC CAP, PTFE LINER THR& | 1X288EA | 1 | 316 | Sigma-Aldrich | CLS999813-288EA | https://www.sigmaaldrich.com/LT/en
CLS999815-288EA | CORNING(R) PHENOLIC CAP, PTFE LINER THR& | 1X288EA | 1 | 316 | Sigma-Aldrich | CLS999815-288EA | https://www.sigmaaldrich.com/LT/en
CLS999818-192EA | CORNING(R) PHENOLIC CAP, PTFE LINER THR& | 1X192EA | 1 | 137 | Sigma-Aldrich | CLS999818-192EA | https://www.sigmaaldrich.com/LT/en
CLS9999152-288EA | CORNING(R) PHENOLIC CAP WITH WHITE RUBB& | 1X288EA | 1 | 92 | Sigma-Aldrich | CLS9999152-288EA | https://www.sigmaaldrich.com/LT/en
CLS9999913-1000EA | CORNING(R) DISPOSABLE PHENOLIC CAP THRE& | 1X1000EA | 1 | 353 | Sigma-Aldrich | CLS9999913-1000EA | https://www.sigmaaldrich.com/LT/en
CLS9999915-1000EA | CORNING(R) DISPOSABLE PHENOLIC CAP THRE& | 1X1000EA | 1 | 401 | Sigma-Aldrich | CLS9999915-1000EA | https://www.sigmaaldrich.com/LT/en
CLS3380-1EA | CORNING TW,96WL,HTS,PET MEMBRANE,W/LID | 1X1EA | 1 | 414 | Sigma-Aldrich | CLS3380-1EA | https://www.sigmaaldrich.com/LT/en
CLS3381-1EA | CORNING(R) HTS TRANSWELL(R)-96 WELL PER& | 1X1EA | 1 | 414 | Sigma-Aldrich | CLS3381-1EA | https://www.sigmaaldrich.com/LT/en
CLS3391-5EA | CORNING(R) HTS TRANSWELL(R)-96 WELL PER& | 1X5EA | 1 | 1960 | Sigma-Aldrich | CLS3391-5EA | https://www.sigmaaldrich.com/LT/en
CLS3392-5EA | CORNING(R) HTS TRANSWELL(R)-96 WELL PER& | 1X5EA | 1 | 1960 | Sigma-Aldrich | CLS3392-5EA | https://www.sigmaaldrich.com/LT/en
CLS2578-5EA | CORNING(R) STRIPWELL(TM) ACCESSORIES 96- | 1X5EA | 1 | 100 | Sigma-Aldrich | CLS2578-5EA | https://www.sigmaaldrich.com/LT/en
CLS3268-8EA | CORNING(R) CELL STACK(TM) CULTURE CHAMB& | 1X8EA | 1 | 389 | Sigma-Aldrich | CLS3268-8EA | https://www.sigmaaldrich.com/LT/en
CLS3269-5EA | CORNING(R) CELL STACK(TM) CULTURE CHAMB& | 1X5EA | 1 | 432 | Sigma-Aldrich | CLS3269-5EA | https://www.sigmaaldrich.com/LT/en
CLS3270-2EA | CORNING(R) CELL STACK(TM) CULTURE CHAMB& | 1X2EA | 1 | 432 | Sigma-Aldrich | CLS3270-2EA | https://www.sigmaaldrich.com/LT/en
CLS3271-6EA | CORNING(R) CELL STACK(TM) CULTURE CHAMB& | 1X6EA | 1 | 1232 | Sigma-Aldrich | CLS3271-6EA | https://www.sigmaaldrich.com/LT/en
CLS3272-2EA | CORNING(R) CELL STACK(TM) CULTURE CHAMB& | 1X2EA | 1 | 3024 | Sigma-Aldrich | CLS3272-2EA | https://www.sigmaaldrich.com/LT/en
CLS3281-5EA | CORNING(R) CELLSTACK(TM) ACCESSORIES VE& | 1X5EA | 1 | 490 | Sigma-Aldrich | CLS3281-5EA | https://www.sigmaaldrich.com/LT/en
CLS3282-5EA | CORNING(R) CELLSTACK(TM) ACCESSORIES FI& | 1X5EA | 1 | 266 | Sigma-Aldrich | CLS3282-5EA | https://www.sigmaaldrich.com/LT/en
CLS3283-5EA | CORNING(R) CELLSTACK(TM) ACCESSORIES FI& | 1X5EA | 1 | 308 | Sigma-Aldrich | CLS3283-5EA | https://www.sigmaaldrich.com/LT/en
CLS3310-5EA | CORNING(R) CELLSTACK(TM) CULTURE CHAMBE& | 1X5EA | 1 | 988 | Sigma-Aldrich | CLS3310-5EA | https://www.sigmaaldrich.com/LT/en
CLS2506-50EA | CORNING(R) DNA-BIND(R) SURFACE MULTIWEL& | 1X50EA | 1 | 1115 | Sigma-Aldrich | CLS2506-50EA | https://www.sigmaaldrich.com/LT/en
CLS2572-20EA | CORNING(R) STRIPWELL(TM) ACCESSORIES "EG | 1X20EA | 1 | 116 | Sigma-Aldrich | CLS2572-20EA | https://www.sigmaaldrich.com/LT/en
CLS9102-50EA | CORNING(R)96 WELL PLATES | 1X50EA | 1 | 959 | Sigma-Aldrich | CLS9102-50EA | https://www.sigmaaldrich.com/LT/en
CLS2592-100EA | CORNING(R) 96 WELL STRIPWELL PLATES, 1 & | 1X100EA | 1 | 829 | Sigma-Aldrich | CLS2592-100EA | https://www.sigmaaldrich.com/LT/en
CLS2593-100EA | CORNING(R) 96 WELL STRIPWELL PLATES, 1 & | 1X100EA | 1 | 829 | Sigma-Aldrich | CLS2593-100EA | https://www.sigmaaldrich.com/LT/en
CLS3913-100EA | CORNING(R) PLATE STRIPS, 8 WELL WHITE F& | 1X100EA | 1 | 1045 | Sigma-Aldrich | CLS3913-100EA | https://www.sigmaaldrich.com/LT/en
CLS3914-100EA | CORNING(R) PLATE STRIPS, 8 WELL BLACK F& | 1X100EA | 1 | 1045 | Sigma-Aldrich | CLS3914-100EA | https://www.sigmaaldrich.com/LT/en
CLS430195-40EA | CORNING(R) ROLLER BOTTLES, TISSUE CULTUR | 1X40EA | 1 | 413 | Sigma-Aldrich | CLS430195-40EA | https://www.sigmaaldrich.com/LT/en
CLS430699-20EA | CORNING(R) ROLLER BOTTLES, TISSUE CULTUR | 1X20EA | 1 | 603 | Sigma-Aldrich | CLS430699-20EA | https://www.sigmaaldrich.com/LT/en
CLS431133-20EA | CORNING(R) ROLLER BOTTLES, CELLBIND(R) S | 1X20EA | 1 | 316 | Sigma-Aldrich | CLS431133-20EA | https://www.sigmaaldrich.com/LT/en
CLS431135-20EA | CORNING(R) ROLLER BOTTLES, TISSUE CULTUR | 1X20EA | 1 | 483 | Sigma-Aldrich | CLS431135-20EA | https://www.sigmaaldrich.com/LT/en
CLS431132-300EA | CORNING(R) ROLLER BOTTLE CAPS EASY GRIP& | 1X300EA | 1 | 549 | Sigma-Aldrich | CLS431132-300EA | https://www.sigmaaldrich.com/LT/en
CLS402648-1EA | CORNING(R) MODIFIED IMPELLER ASSEMBLY (& | 1X1EA | 1 | 530 | Sigma-Aldrich | CLS402648-1EA | https://www.sigmaaldrich.com/LT/en
CLS3785-50EA | CORNING(TM) CRYSTALEX(TM) 96 WELL PROTEI | 1X50EA | 1 | 797 | Sigma-Aldrich | CLS3785-50EA | https://www.sigmaaldrich.com/LT/en
CLS3337-50EA | CORNING(R) CELL CULTURE PLATES WITH CEL | 1X50EA | 1 | 238 | Sigma-Aldrich | CLS3337-50EA | https://www.sigmaaldrich.com/LT/en
CLS3290-100EA | CORNING(R) CELL CULTURE FLASKS WITH CEL& | 1X100EA | 1 | 463 | Sigma-Aldrich | CLS3290-100EA | https://www.sigmaaldrich.com/LT/en
CLS3291-50EA | CORNING(R) CELL CULTURE FLASKS WITH CEL& | 1X50EA | 1 | 386 | Sigma-Aldrich | CLS3291-50EA | https://www.sigmaaldrich.com/LT/en
CLS3292-50EA | CORNING(R) CELL CULTURE FLASKS WITH CEL& | 1X50EA | 1 | 547 | Sigma-Aldrich | CLS3292-50EA | https://www.sigmaaldrich.com/LT/en
CLS3293-25EA | CORNING(R) CELL CULTURE FLASKS WITH CEL& | 1X25EA | 1 | 386 | Sigma-Aldrich | CLS3293-25EA | https://www.sigmaaldrich.com/LT/en
CLS3300-50EA | CORNING(R) CELLBIND(R) 96 WELL PLATE | 1X50EA | 1 | 329 | Sigma-Aldrich | CLS3300-50EA | https://www.sigmaaldrich.com/LT/en
CLS3320-6EA | CORNING(R) CELLSTACK(TM) CULTURE CHAMBE& | 1X6EA | 1 | 3797 | Sigma-Aldrich | CLS3320-6EA | https://www.sigmaaldrich.com/LT/en
CLS3330-8EA | CORNING(R) CELLSTACK(TM) CULTURE CHAMBE& | 1X8EA | 1 | 1255 | Sigma-Aldrich | CLS3330-8EA | https://www.sigmaaldrich.com/LT/en
CLS3340-50EA | CORNING(R) CELLBIND(R) 96 WELL PLATE BL& | 1X50EA | 1 | 741 | Sigma-Aldrich | CLS3340-50EA | https://www.sigmaaldrich.com/LT/en
CLS431134-20EA | CORNING(R) ROLLER BOTTLES, CELLBIND(R) S | 1X20EA | 1 | 987 | Sigma-Aldrich | CLS431134-20EA | https://www.sigmaaldrich.com/LT/en
CLS6524-100EA | CORNING(R) SEALING TAPES PE SEALING TAP& | 1X100EA | 1 | 92 | Sigma-Aldrich | CLS6524-100EA | https://www.sigmaaldrich.com/LT/en
CLS2015-500EA | CORNING(R) CAP INSERTS FOR CRYOGENIC VI& | 1X500EA | 1 | 50 | Sigma-Aldrich | CLS2015-500EA | https://www.sigmaaldrich.com/LT/en
CLS2016-500EA | CORNING(R) CAP INSERTS FOR CRYOGENIC VI& | 1X500EA | 1 | 50 | Sigma-Aldrich | CLS2016-500EA | https://www.sigmaaldrich.com/LT/en
CLS2018-500EA | CORNING(R) CAP INSERTS FOR CRYOGENIC VI& | 1X500EA | 1 | 50 | Sigma-Aldrich | CLS2018-500EA | https://www.sigmaaldrich.com/LT/en
CLS3524-100EA | CORNING(TM) COSTAR(TM) CLEAR TC-TREATED& | 1X100EA | 1 | 386 | Sigma-Aldrich | CLS3524-100EA | https://www.sigmaaldrich.com/LT/en
CLS3365-100EA | CORNING(R) 96 WELL STORAGE PLATES, BLOC& | 1X100EA | 1 | 372 | Sigma-Aldrich | CLS3365-100EA | https://www.sigmaaldrich.com/LT/en
CLS2017-500EA | CORNING(R) CAP INSERTS FOR CRYOGENIC VI& | 1X500EA | 1 | 50 | Sigma-Aldrich | CLS2017-500EA | https://www.sigmaaldrich.com/LT/en
CLS2019-500EA | CORNING(R) CAP INSERTS FOR CRYOGENIC VI& | 1X500EA | 1 | 50 | Sigma-Aldrich | CLS2019-500EA | https://www.sigmaaldrich.com/LT/en
CLS2481-100EA | CORNING(R) 96 WELL STRIPWELL PLATES, 1 & | 1X100EA | 1 | 1141 | Sigma-Aldrich | CLS2481-100EA | https://www.sigmaaldrich.com/LT/en
CLS2510-50EA | CORNING(R) 96 WELL STRIPWELL PLATES, 1 & | 1X50EA | 1 | 1119 | Sigma-Aldrich | CLS2510-50EA | https://www.sigmaaldrich.com/LT/en
CLS3312-2EA | CORNING(R) CELLSTACK(TM) CULTURE CHAMBE& | 1X2EA | 1 | 1378 | Sigma-Aldrich | CLS3312-2EA | https://www.sigmaaldrich.com/LT/en
CLS3319-2EA | CORNING(R) CELL STACK(TM) CULTURE CHAMB& | 1X2EA | 1 | 442 | Sigma-Aldrich | CLS3319-2EA | https://www.sigmaaldrich.com/LT/en
CLS3331-5EA | CORNING(R) CELLSTACK(TM) ACCESSORIES ST& | 1X5EA | 1 | 239 | Sigma-Aldrich | CLS3331-5EA | https://www.sigmaaldrich.com/LT/en
CLS3335-50EA | CORNING(R) CELL CULTURE PLATES WITH CEL& | 1X50EA | 1 | 227 | Sigma-Aldrich | CLS3335-50EA | https://www.sigmaaldrich.com/LT/en
CLS3369-100EA | CORNING(TM) 96 WELL EIA/RIA ASSAY MICROP | 1X100EA | 1 | 390 | Sigma-Aldrich | CLS3369-100EA | https://www.sigmaaldrich.com/LT/en
CLS3378-12EA | CORNING(R) HTS TRANSWELL(R)-24 MEMBRANE& | 1X12EA | 1 | 1658 | Sigma-Aldrich | CLS3378-12EA | https://www.sigmaaldrich.com/LT/en
CLS3379-2EA | CORNING(R) HTS TRANSWELL(R)-24 MEMBRANE& | 1X2EA | 1 | 301 | Sigma-Aldrich | CLS3379-2EA | https://www.sigmaaldrich.com/LT/en
CLS3382-10EA | CORNING(R) HTS TRANSWELL(R)-96 WELL PER& | 1X10EA | 1 | 190 | Sigma-Aldrich | CLS3382-10EA | https://www.sigmaaldrich.com/LT/en
CLS3551-50EA | CORNING(R) PROTEIN CRYSTALLIZATION 96 W& | 1X50EA | 1 | 797 | Sigma-Aldrich | CLS3551-50EA | https://www.sigmaaldrich.com/LT/en
CLS3556-50EA | CORNING(R) PROTEIN CRYSTALLIZATION 96 W& | 1X50EA | 1 | 797 | Sigma-Aldrich | CLS3556-50EA | https://www.sigmaaldrich.com/LT/en
CLS3657-100EA | CORNING(R) 384 WELL MICROPLATE | 1X100EA | 1 | 606 | Sigma-Aldrich | CLS3657-100EA | https://www.sigmaaldrich.com/LT/en
CLS3891-50EA | CORNING(R) 1536 WELL PLATE BLACK/CLEAR & | 1X50EA | 1 | 2162 | Sigma-Aldrich | CLS3891-50EA | https://www.sigmaaldrich.com/LT/en
CLS3893-50EA | CORNING(R) 1536 WELL PLATE BLACK/CLEAR & | 1X50EA | 1 | 2375 | Sigma-Aldrich | CLS3893-50EA | https://www.sigmaaldrich.com/LT/en
CLS3985-100EA | CORNING(R) 384 WELL MICROPLATE | 1X100EA | 1 | 2173 | Sigma-Aldrich | CLS3985-100EA | https://www.sigmaaldrich.com/LT/en
CLS40025-1EA | PRONTO UNIVERSAL MICROARRAY SYSTEM PRIN& | 1X1EA | 1 | 1188 | Sigma-Aldrich | CLS40025-1EA | https://www.sigmaaldrich.com/LT/en
CLS431191-20EA | CORNING(R) ROLLER BOTTLES, TISSUE CULTUR | 1X20EA | 1 | 555 | Sigma-Aldrich | CLS431191-20EA | https://www.sigmaaldrich.com/LT/en
CLS4365-20EA | STYROFOAM CENTRIFUGE TUBE RACK, 50 ML | 1X20EA | 1 | 51 | Sigma-Aldrich | CLS4365-20EA | https://www.sigmaaldrich.com/LT/en
CLS45001L-1EA | CORNING(R) PROCULTURE(TM) SPINNER FLASK& | 1X1EA | 1 | 1344 | Sigma-Aldrich | CLS45001L-1EA | https://www.sigmaaldrich.com/LT/en
CLS4500250-1EA | CORNING(R) PROCULTURE(TM) SPINNER FLASK& | 1X1EA | 1 | 884 | Sigma-Aldrich | CLS4500250-1EA | https://www.sigmaaldrich.com/LT/en
CLS4519158-1EA | CORNING(R) PROCULTURE(TM) SPINNER FLASK& | 1X1EA | 1 | 582 | Sigma-Aldrich | CLS4519158-1EA | https://www.sigmaaldrich.com/LT/en
CLS4519159-1EA | CORNING(R) PROCULTURE(TM) SPINNER FLASK& | 1X1EA | 1 | 590 | Sigma-Aldrich | CLS4519159-1EA | https://www.sigmaaldrich.com/LT/en
CLS4519173-1EA | CORNING(R) PROCULTURE(TM) SPINNER FLASK& | 1X1EA | 1 | 651 | Sigma-Aldrich | CLS4519173-1EA | https://www.sigmaaldrich.com/LT/en
CLS4975-1000EA | CORNING(R) ASPIRATION PIPETTES VOLUME 1& | 1X1000EA | 1 | 336 | Sigma-Aldrich | CLS4975-1000EA | https://www.sigmaaldrich.com/LT/en
CLS6569-100EA | CORNING(R) 384 WELL PLATE LIDS AND SEAL& | 1X100EA | 1 | 109 | Sigma-Aldrich | CLS6569-100EA | https://www.sigmaaldrich.com/LT/en
CLS431344-44EA | CORNING(R) ROLLER BOTTLES, CELLBIND(R) S | 1X44EA | 1 | 1004 | Sigma-Aldrich | CLS431344-44EA | https://www.sigmaaldrich.com/LT/en
CLS3152-12EA | CORNING(R) DISPOSABLE SPINNER FLASKS CA& | 1X12EA | 1 | 1165 | Sigma-Aldrich | CLS3152-12EA | https://www.sigmaaldrich.com/LT/en
CLS3153-12EA | CORNING(R) DISPOSABLE SPINNER FLASKS CA& | 1X12EA | 1 | 1210 | Sigma-Aldrich | CLS3153-12EA | https://www.sigmaaldrich.com/LT/en
CLS3540-50EA | CORNING(R)384 WELL MICROPLATE, LOW VOLUM | 1X50EA | 1 | 697 | Sigma-Aldrich | CLS3540-50EA | https://www.sigmaaldrich.com/LT/en
CLS2482-100EA | CORNING(R) 96 WELL STRIPWELL PLATES, 1 & | 1X100EA | 1 | 1167 | Sigma-Aldrich | CLS2482-100EA | https://www.sigmaaldrich.com/LT/en
CLS2483-100EA | CORNING(R) 96 WELL STRIPWELL PLATES, 1 & | 1X100EA | 1 | 1192 | Sigma-Aldrich | CLS2483-100EA | https://www.sigmaaldrich.com/LT/en
CLS2484-100EA | CORNING(R) 96 WELL STRIPWELL PLATES, 1 & | 1X100EA | 1 | 1217 | Sigma-Aldrich | CLS2484-100EA | https://www.sigmaaldrich.com/LT/en
CLS2485-100EA | CORNING(R) 96 WELL STRIPWELL PLATES, 1 & | 1X100EA | 1 | 1244 | Sigma-Aldrich | CLS2485-100EA | https://www.sigmaaldrich.com/LT/en
CLS3284-4EA | CORNING(R) CELLSTACK(TM) ACCESSORIES VE& | 1X4EA | 1 | 459 | Sigma-Aldrich | CLS3284-4EA | https://www.sigmaaldrich.com/LT/en
CLS3294-210EA | CORNING(R) PETRI DISHES D X H 35 MM X 1& | 1X210EA | 1 | 216 | Sigma-Aldrich | CLS3294-210EA | https://www.sigmaaldrich.com/LT/en
CLS3295-126EA | CORNING(R) PETRI DISHES D X H 60 MM X 1& | 1X126EA | 1 | 216 | Sigma-Aldrich | CLS3295-126EA | https://www.sigmaaldrich.com/LT/en
CLS3296-40EA | CORNING(R) PETRI DISHES INSIDE D X H 10& | 1X40EA | 1 | 91 | Sigma-Aldrich | CLS3296-40EA | https://www.sigmaaldrich.com/LT/en
CLS3311-2EA | CORNING(R) CELLSTACK(TM) CULTURE CHAMBE& | 1X2EA | 1 | 836 | Sigma-Aldrich | CLS3311-2EA | https://www.sigmaaldrich.com/LT/en
CLS3313-8EA | CORNING(R) CELL STACK(TM) CULTURE CHAMB& | 1X8EA | 1 | 1669 | Sigma-Aldrich | CLS3313-8EA | https://www.sigmaaldrich.com/LT/en
CLS3328-4EA | CORNING(R) CELLSTACK(TM) ACCESSORIES FI& | 1X4EA | 1 | 307 | Sigma-Aldrich | CLS3328-4EA | https://www.sigmaaldrich.com/LT/en
CLS3329-4EA | CORNING(R) CELLSTACK(TM) ACCESSORIES FI& | 1X4EA | 1 | 317 | Sigma-Aldrich | CLS3329-4EA | https://www.sigmaaldrich.com/LT/en
CLS3333-4EA | CORNING(R) CELLSTACK(TM) ACCESSORIES FI& | 1X4EA | 1 | 330 | Sigma-Aldrich | CLS3333-4EA | https://www.sigmaaldrich.com/LT/en
CLS3334-4EA | CORNING(R) CELLSTACK(TM) ACCESSORIES FI& | 1X4EA | 1 | 307 | Sigma-Aldrich | CLS3334-4EA | https://www.sigmaaldrich.com/LT/en
CLS3336-50EA | CORNING(R) CELL CULTURE PLATES WITH CEL | 1X50EA | 1 | 264 | Sigma-Aldrich | CLS3336-50EA | https://www.sigmaaldrich.com/LT/en
CLS3339-4EA | CORNING(R) CELLSTACK(TM) ACCESSORIES FI& | 1X4EA | 1 | 285 | Sigma-Aldrich | CLS3339-4EA | https://www.sigmaaldrich.com/LT/en
CLS3341-50EA | CORNING(R)SEALING MAT FOR 384 WELL DEEP | 1X50EA | 1 | 562 | Sigma-Aldrich | CLS3341-50EA | https://www.sigmaaldrich.com/LT/en
CLS3342-50EA | CORNING(R) 384 WELL DEEP WELL PLATE | 1X50EA | 1 | 466 | Sigma-Aldrich | CLS3342-50EA | https://www.sigmaaldrich.com/LT/en
CLS3343-50EA | CORNING(R) 96 WELL STORAGE PLATES, BLOC& | 1X50EA | 1 | 349 | Sigma-Aldrich | CLS3343-50EA | https://www.sigmaaldrich.com/LT/en
CLS3344-50EA | CORNING(R) 96 WELL STORAGE PLATES, BLOC | 1X50EA | 1 | 397 | Sigma-Aldrich | CLS3344-50EA | https://www.sigmaaldrich.com/LT/en
CLS3345-500EA | CORNING(R) SEALING TAPES BREATHABLE SEA& | 1X500EA | 1 | 715 | Sigma-Aldrich | CLS3345-500EA | https://www.sigmaaldrich.com/LT/en
CLS3346-50EA | CORNING(R) 96 WELL STORAGE PLATES, BLOC& | 1X50EA | 1 | 501 | Sigma-Aldrich | CLS3346-50EA | https://www.sigmaaldrich.com/LT/en
CLS3347-50EA | CORNING(R) 384 WELL DEEP WELL PLATE | 1X50EA | 1 | 368 | Sigma-Aldrich | CLS3347-50EA | https://www.sigmaaldrich.com/LT/en
CLS3354-50EA | CORNING(R) THERMOWELL(R) GOLD 384 PLATE& | 1X50EA | 1 | 786 | Sigma-Aldrich | CLS3354-50EA | https://www.sigmaaldrich.com/LT/en
CLS3514-100EA | CORNING(R) FILTREX 96 WELL PLATES FLUID& | 1X100EA | 1 | 656 | Sigma-Aldrich | CLS3514-100EA | https://www.sigmaaldrich.com/LT/en
CLS3552-50EA | CORNING(R) PROTEIN CRYSTALLIZATION 96 W& | 1X50EA | 1 | 849 | Sigma-Aldrich | CLS3552-50EA | https://www.sigmaaldrich.com/LT/en
CLS3553-50EA | CORNING(R) PROTEIN CRYSTALLIZATION 96 W& | 1X50EA | 1 | 849 | Sigma-Aldrich | CLS3553-50EA | https://www.sigmaaldrich.com/LT/en
CLS3724-50EA | CORNING(R) 1536 WELL PLATE SOLID BLACK,& | 1X50EA | 1 | 1232 | Sigma-Aldrich | CLS3724-50EA | https://www.sigmaaldrich.com/LT/en
CLS3725-50EA | CORNING(R) 1536 WELL PLATE SOLID WHITE,& | 1X50EA | 1 | 1232 | Sigma-Aldrich | CLS3725-50EA | https://www.sigmaaldrich.com/LT/en
CLS3727-50EA | CORNING(R) 1536 WELL PLATE SOLID WHITE,& | 1X50EA | 1 | 1456 | Sigma-Aldrich | CLS3727-50EA | https://www.sigmaaldrich.com/LT/en
CLS3728-50EA | CORNING(R) 1536 WELL PLATE SOLID BLACK,& | 1X50EA | 1 | 1524 | Sigma-Aldrich | CLS3728-50EA | https://www.sigmaaldrich.com/LT/en
CLS3924-100EA | CORNING(R) 96 WELL STRIPWELL PLATES, 1 & | 1X100EA | 1 | 1045 | Sigma-Aldrich | CLS3924-100EA | https://www.sigmaaldrich.com/LT/en
CLS40029-1EA | PRONTO UNIVERSAL MICROARRAY SYSTEM BACK& | 1X1EA | 1 | 413 | Sigma-Aldrich | CLS40029-1EA | https://www.sigmaaldrich.com/LT/en
CLS431328-84EA | CORNING(R) CELL CULTURE FLASKS WITH CEL& | 1X84EA | 1 | 1356 | Sigma-Aldrich | CLS431328-84EA | https://www.sigmaaldrich.com/LT/en
CLS431339-24EA | VENTED CAP FOR CORNING(R) POLYCARBONATE& | 1X24EA | 1 | 181 | Sigma-Aldrich | CLS431339-24EA | https://www.sigmaaldrich.com/LT/en
CLS431340-24EA | VENTED CAP FOR CORNING(R) POLYCARBONATE& | 1X24EA | 1 | 238 | Sigma-Aldrich | CLS431340-24EA | https://www.sigmaaldrich.com/LT/en
CLS4519121-1EA | CORNING(R) PROCULTURE(TM) SPINNER FLASK& | 1X1EA | 1 | 651 | Sigma-Aldrich | CLS4519121-1EA | https://www.sigmaaldrich.com/LT/en
CLS4519150-1EA | CORNING(R) PROCULTURE(TM) SPINNER FLASK& | 1X1EA | 1 | 582 | Sigma-Aldrich | CLS4519150-1EA | https://www.sigmaaldrich.com/LT/en
CLS4519151-1EA | CORNING(R) PROCULTURE(TM) SPINNER FLASK& | 1X1EA | 1 | 590 | Sigma-Aldrich | CLS4519151-1EA | https://www.sigmaaldrich.com/LT/en
CLS4519152-1EA | CORNING(R) PROCULTURE(TM) SPINNER FLASK& | 1X1EA | 1 | 604 | Sigma-Aldrich | CLS4519152-1EA | https://www.sigmaaldrich.com/LT/en
CLS4519153-1EA | CORNING(R) PROCULTURE(TM) SPINNER FLASK& | 1X1EA | 1 | 621 | Sigma-Aldrich | CLS4519153-1EA | https://www.sigmaaldrich.com/LT/en
CLS4519154-1EA | CORNING(R) PROCULTURE(TM) SPINNER FLASK& | 1X1EA | 1 | 582 | Sigma-Aldrich | CLS4519154-1EA | https://www.sigmaaldrich.com/LT/en
CLS4519155-1EA | CORNING(R) PROCULTURE(TM) SPINNER FLASK& | 1X1EA | 1 | 590 | Sigma-Aldrich | CLS4519155-1EA | https://www.sigmaaldrich.com/LT/en
CLS4519156-1EA | CORNING(R) PROCULTURE(TM) SPINNER FLASK& | 1X1EA | 1 | 604 | Sigma-Aldrich | CLS4519156-1EA | https://www.sigmaaldrich.com/LT/en
CLS4519157-1EA | CORNING(R) PROCULTURE(TM) SPINNER FLASK& | 1X1EA | 1 | 621 | Sigma-Aldrich | CLS4519157-1EA | https://www.sigmaaldrich.com/LT/en
CLS4519160-1EA | CORNING(R) PROCULTURE(TM) SPINNER FLASK& | 1X1EA | 1 | 604 | Sigma-Aldrich | CLS4519160-1EA | https://www.sigmaaldrich.com/LT/en
CLS4519161-1EA | CORNING(R) PROCULTURE(TM) SPINNER FLASK& | 1X1EA | 1 | 621 | Sigma-Aldrich | CLS4519161-1EA | https://www.sigmaaldrich.com/LT/en
CLS4519164-1EA | CORNING(R) PROCULTURE(TM) SPINNER FLASK& | 1X1EA | 1 | 604 | Sigma-Aldrich | CLS4519164-1EA | https://www.sigmaaldrich.com/LT/en
CLS4519165-1EA | CORNING(R) PROCULTURE(TM) SPINNER FLASK& | 1X1EA | 1 | 621 | Sigma-Aldrich | CLS4519165-1EA | https://www.sigmaaldrich.com/LT/en
CLS4519166-1EA | CORNING(R) PROCULTURE(TM) SPINNER FLASK& | 1X1EA | 1 | 629 | Sigma-Aldrich | CLS4519166-1EA | https://www.sigmaaldrich.com/LT/en
CLS4519167-1EA | CORNING(R) PROCULTURE(TM) SPINNER FLASK& | 1X1EA | 1 | 641 | Sigma-Aldrich | CLS4519167-1EA | https://www.sigmaaldrich.com/LT/en
CLS4519168-1EA | CORNING(R) PROCULTURE(TM) SPINNER FLASK& | 1X1EA | 1 | 648 | Sigma-Aldrich | CLS4519168-1EA | https://www.sigmaaldrich.com/LT/en
CLS4519169-1EA | CORNING(R) PROCULTURE(TM) SPINNER FLASK& | 1X1EA | 1 | 656 | Sigma-Aldrich | CLS4519169-1EA | https://www.sigmaaldrich.com/LT/en
CLS4519170-1EA | CORNING(R) PROCULTURE(TM) SPINNER FLASK& | 1X1EA | 1 | 703 | Sigma-Aldrich | CLS4519170-1EA | https://www.sigmaaldrich.com/LT/en
CLS4519171-1EA | CORNING(R) PROCULTURE(TM) SPINNER FLASK& | 1X1EA | 1 | 703 | Sigma-Aldrich | CLS4519171-1EA | https://www.sigmaaldrich.com/LT/en
CLS4519172-1EA | CORNING(R) PROCULTURE(TM) SPINNER FLASK& | 1X1EA | 1 | 315 | Sigma-Aldrich | CLS4519172-1EA | https://www.sigmaaldrich.com/LT/en
CLS4519174-1EA | CORNING(R) PROCULTURE(TM) SPINNER FLASK& | 1X1EA | 1 | 643 | Sigma-Aldrich | CLS4519174-1EA | https://www.sigmaaldrich.com/LT/en
CLS4519176-1EA | CORNING(R) PROCULTURE(TM) SPINNER FLASK& | 1X1EA | 1 | 725 | Sigma-Aldrich | CLS4519176-1EA | https://www.sigmaaldrich.com/LT/en
CLS4519177-1EA | CORNING(R) PROCULTURE(TM) SPINNER FLASK& | 1X1EA | 1 | 419 | Sigma-Aldrich | CLS4519177-1EA | https://www.sigmaaldrich.com/LT/en
CLS92592-100EA | CORNING(R) 8 WELL STRIP PLATE, EIA FB H& | 1X100EA | 1 | 604 | Sigma-Aldrich | CLS92592-100EA | https://www.sigmaaldrich.com/LT/en
CLS92593-100EA | CORNING(R) 8 WELL STRIP PLATE, EIA FB M& | 1X100EA | 1 | 1108 | Sigma-Aldrich | CLS92593-100EA | https://www.sigmaaldrich.com/LT/en
CLS3542-50EA | CORNING(R)384 WELL MICROPLATE, LOW VOLUM | 1X50EA | 1 | 799 | Sigma-Aldrich | CLS3542-50EA | https://www.sigmaaldrich.com/LT/en
CLS3907-40EA | CORNING(R) ROLLER BOTTLES WITH CELLBIND& | 1X40EA | 1 | 1032 | Sigma-Aldrich | CLS3907-40EA | https://www.sigmaaldrich.com/LT/en
CLS430849-40EA | CORNING(R) ROLLER BOTTLES, TISSUE CULTUR | 1X40EA | 1 | 489 | Sigma-Aldrich | CLS430849-40EA | https://www.sigmaaldrich.com/LT/en
CLS430851-40EA | CORNING(R) ROLLER BOTTLES, TISSUE CULTUR | 1X40EA | 1 | 489 | Sigma-Aldrich | CLS430851-40EA | https://www.sigmaaldrich.com/LT/en
CLS430852-40EA | CORNING(R) ROLLER BOTTLES, TISSUE CULTUR | 1X40EA | 1 | 767 | Sigma-Aldrich | CLS430852-40EA | https://www.sigmaaldrich.com/LT/en
CLS430853-40EA | CORNING(R) ROLLER BOTTLES, TISSUE CULTU& | 1X40EA | 1 | 767 | Sigma-Aldrich | CLS430853-40EA | https://www.sigmaaldrich.com/LT/en
CLS431198-40EA | CORNING(R) ROLLER BOTTLES, POLYSTYRENE & | 1X40EA | 1 | 568 | Sigma-Aldrich | CLS431198-40EA | https://www.sigmaaldrich.com/LT/en
CLS431329-40EA | CORNING(R) ROLLER BOTTLES, CELLBIND(R) S | 1X40EA | 1 | 1081 | Sigma-Aldrich | CLS431329-40EA | https://www.sigmaaldrich.com/LT/en
Z635138-1EA | SARTORIUS ELINE(R) CHARGING STANDS, FOU& | 1X1EA | 1 | 570 | Sigma-Aldrich | Z635138-1EA | https://www.sigmaaldrich.com/LT/en
Z635146-1EA | SARTORIUS MLINE(TM) MECHANICAL PIPETTOR& | 1X1EA | 1 | 309 | Sigma-Aldrich | Z635146-1EA | https://www.sigmaaldrich.com/LT/en
Z653489-100EA | PYREX TEST TUBE,10X75MM,W/O RIM,1MM WALL | 1X100EA | 1 | 57 | Sigma-Aldrich | Z653489-100EA | https://www.sigmaaldrich.com/LT/en
Z653519-100EA | PYREX T-TUBE,16X100MM,W/O RIM,1.2MM WALL | 1X100EA | 1 | 84 | Sigma-Aldrich | Z653519-100EA | https://www.sigmaaldrich.com/LT/en
Z653527-100EA | PYREX T-TUBE,16X125MM,W/O RIM,1.2MM WALL | 1X100EA | 1 | 84 | Sigma-Aldrich | Z653527-100EA | https://www.sigmaaldrich.com/LT/en
Z653535-100EA | PYREX T-TUBE,16X150MM,W/O RIM,1.2MM WALL | 1X100EA | 1 | 84 | Sigma-Aldrich | Z653535-100EA | https://www.sigmaaldrich.com/LT/en
Z653543-100EA | PYREX T-TUBE,18X150MM,W/O RIM,1.2MM WALL | 1X100EA | 1 | 101 | Sigma-Aldrich | Z653543-100EA | https://www.sigmaaldrich.com/LT/en
Z653578-40EA | PYREX(R) GLASS CULTURE TUBES O.D. L 1 | 1X40EA | 1 | 280 | Sigma-Aldrich | Z653578-40EA | https://www.sigmaaldrich.com/LT/en
Z653586-40EA | PYREX(R) GLASS CULTURE TUBES O.D. X L 1& | 1X40EA | 1 | 281 | Sigma-Aldrich | Z653586-40EA | https://www.sigmaaldrich.com/LT/en
Z653594-40EA | PYREX CULT.TUBE,16X125MM,15MM CAP,1.8MM | 1X40EA | 1 | 281 | Sigma-Aldrich | Z653594-40EA | https://www.sigmaaldrich.com/LT/en
Z653608-40EA | PYREX CULT.TUBE,16X160MM,15MM CAP,1.8MM | 1X40EA | 1 | 305 | Sigma-Aldrich | Z653608-40EA | https://www.sigmaaldrich.com/LT/en
Z653616-40EA | PYREX CULT.TUBE,18X100MM,18MM CAP,1.8MM | 1X40EA | 1 | 324 | Sigma-Aldrich | Z653616-40EA | https://www.sigmaaldrich.com/LT/en
Z653659-40EA | PYREX CULT.TUBE,20X200MM,20MM CAP,1.8MM | 1X40EA | 1 | 435 | Sigma-Aldrich | Z653659-40EA | https://www.sigmaaldrich.com/LT/en
Z653667-40EA | PYREX CULT.TUBE,22X200MM,22MM CAP,1.8MM | 1X40EA | 1 | 489 | Sigma-Aldrich | Z653667-40EA | https://www.sigmaaldrich.com/LT/en
Z653675-40EA | PYREX CULT.TUBE,26X100MM,25MM CAP,2.0MM | 1X40EA | 1 | 544 | Sigma-Aldrich | Z653675-40EA | https://www.sigmaaldrich.com/LT/en
Z653683-40EA | PYREX CULT.TUBE,26X200MM,25MM CAP,2.0MM | 1X40EA | 1 | 582 | Sigma-Aldrich | Z653683-40EA | https://www.sigmaaldrich.com/LT/en
Z653705-20EA | PYREX(R) GLASS CULTURE TUBES SPARE PTFE& | 1X20EA | 1 | 22 | Sigma-Aldrich | Z653705-20EA | https://www.sigmaaldrich.com/LT/en
Z653713-20EA | PYREX CULT.TUBE PTFE/RUBBER INSERT,18MM | 1X20EA | 1 | 34 | Sigma-Aldrich | Z653713-20EA | https://www.sigmaaldrich.com/LT/en
Z653721-20EA | PYREX CULT.TUBE PTFE/RUBBER INSERT,20MM | 1X20EA | 1 | 36 | Sigma-Aldrich | Z653721-20EA | https://www.sigmaaldrich.com/LT/en
Z653748-20EA | PYREX CULT.TUBE PTFE/RUBBER INSERT,22MM | 1X20EA | 1 | 39 | Sigma-Aldrich | Z653748-20EA | https://www.sigmaaldrich.com/LT/en
Z653764-4EA | PYREX DISH,2000ML,300x200mm | 1X4EA | 1 | 98 | Sigma-Aldrich | Z653764-4EA | https://www.sigmaaldrich.com/LT/en
Z653772-4EA | PYREX DISH,2000ML,210x210mm | 1X4EA | 1 | 112 | Sigma-Aldrich | Z653772-4EA | https://www.sigmaaldrich.com/LT/en
Z653780-4EA | PYREX DISH,3500ML,300x230mm | 1X4EA | 1 | 132 | Sigma-Aldrich | Z653780-4EA | https://www.sigmaaldrich.com/LT/en
Z653799-4EA | PYREX DISH,4500ML,400x270mm | 1X4EA | 1 | 166 | Sigma-Aldrich | Z653799-4EA | https://www.sigmaaldrich.com/LT/en
Z653802-2EA | PYREX GAS DIST TUBE,POROSITY 0, OD 15MM, | 1X2EA | 1 | 75 | Sigma-Aldrich | Z653802-2EA | https://www.sigmaaldrich.com/LT/en
Z653810-2EA | PYREX GAS DIST TUBE,POROSITY 1, OD 15MM, | 1X2EA | 1 | 66 | Sigma-Aldrich | Z653810-2EA | https://www.sigmaaldrich.com/LT/en
Z560723-1EA | MICROMATIC MACROVALVE COUPLER FOR RETUR& | 1X1EA | 1 | 733 | Sigma-Aldrich | Z560723-1EA | https://www.sigmaaldrich.com/LT/en
Z707910-162EA | TPP CULTURE PLATES 96-WELL, FLAT BOTTOM& | 1X162EA | 1 | 722 | Sigma-Aldrich | Z707910-162EA | https://www.sigmaaldrich.com/LT/en
CLS2580-800EA | CORNING(R) 96 WELL STRIPWELL PLATES, 1 & | 1X800EA | 1 | 654 | Sigma-Aldrich | CLS2580-800EA | https://www.sigmaaldrich.com/LT/en
CLS3152-1EA | CORNING(R) DISPOSABLE SPINNER FLASKS CA& | 1X1EA | 1 | 137 | Sigma-Aldrich | CLS3152-1EA | https://www.sigmaaldrich.com/LT/en
Z550337-1EA | ALDRICH(R) THREE-NECK ROUND-BOTTOM FLAS& | 1X1EA | 1 | 67 | Sigma-Aldrich | Z550337-1EA | https://www.sigmaaldrich.com/LT/en
Z560758-1EA | SCIENCEWARE(R) FITTING ASSORTMENT KIT | 1X1EA | 1 | 89 | Sigma-Aldrich | Z560758-1EA | https://www.sigmaaldrich.com/LT/en
Z664529-1ROL | BRADY(R) FREEZERBONDZ(TM) LABELS FOR TL& | 1X1ROLL | 1 | 56 | Sigma-Aldrich | Z664529-1ROL | https://www.sigmaaldrich.com/LT/en
CLS3374-2EA | CORNING(R) HTS TRANSWELL(R)-96 WELL PER& | 1X2EA | 1 | 217 | Sigma-Aldrich | CLS3374-2EA | https://www.sigmaaldrich.com/LT/en
CLS3384-8EA | CORNING(R) HTS TRANSWELL(R)-96 WELL PER& | 1X8EA | 1 | 826 | Sigma-Aldrich | CLS3384-8EA | https://www.sigmaaldrich.com/LT/en
CLS7000-100EA | STRIPETTE(R) SEROLOGICAL PIPETTES, INDI& | 1X100EA | 1 | 576 | Sigma-Aldrich | CLS7000-100EA | https://www.sigmaaldrich.com/LT/en
CLS7015-200EA | CORNING 10ML STRIPETTE SEROLOGICAL PIPET | 1X200EA | 1 | 133 | Sigma-Aldrich | CLS7015-200EA | https://www.sigmaaldrich.com/LT/en
CLS7016-200EA | STRIPETTE, 25ML, P/P, TRIPLE BAGGED, S,& | 1X200EA | 1 | 285 | Sigma-Aldrich | CLS7016-200EA | https://www.sigmaaldrich.com/LT/en
CLS7017-100EA | STRIPETTE, 50ML, P/P, TRIPLE BAGGED, S,& | 1X100EA | 1 | 297 | Sigma-Aldrich | CLS7017-100EA | https://www.sigmaaldrich.com/LT/en
CLS3758-50EA | CORNING PLT, 96W, TGOLD, HALF SKIRT PCR& | 1X50EA | 1 | 651 | Sigma-Aldrich | CLS3758-50EA | https://www.sigmaaldrich.com/LT/en
CLS3516-1EA | CORNING(TM) COSTAR(TM) CLEAR TC-TREATED& | 1X1EA | 1 | 11 | Sigma-Aldrich | CLS3516-1EA | https://www.sigmaaldrich.com/LT/en
Z560790-100EA | SEMPERGUARD(R) GENERAL PURPOSE LATEX GL& | 1X100EA | 1 | 36 | Sigma-Aldrich | Z560790-100EA | https://www.sigmaaldrich.com/LT/en
Z560804-100EA | MICROFLEX(R) NEOPRO(R) POWDER-FREE CHLO& | 1X100EA | 1 | 61 | Sigma-Aldrich | Z560804-100EA | https://www.sigmaaldrich.com/LT/en
Z560979-100EA | SEMPERGUARD(R) GENERAL PURPOSE LATEX GL& | 1X100EA | 1 | 36 | Sigma-Aldrich | Z560979-100EA | https://www.sigmaaldrich.com/LT/en
Z560987-100EA | SEMPERGUARD(R) GENERAL PURPOSE LATEX GL& | 1X100EA | 1 | 36 | Sigma-Aldrich | Z560987-100EA | https://www.sigmaaldrich.com/LT/en
Z561002-100EA | SEMPERGUARD(R) GENERAL PURPOSE NITRILE & | 1X100EA | 1 | 56 | Sigma-Aldrich | Z561002-100EA | https://www.sigmaaldrich.com/LT/en
Z561010-100EA | SEMPERGUARD(R) GENERAL PURPOSE NITRILE & | 1X100EA | 1 | 56 | Sigma-Aldrich | Z561010-100EA | https://www.sigmaaldrich.com/LT/en
Z560790-1000EA | SEMPERGUARD(R) GENERAL PURPOSE LATEX GL& | 1X1000EA | 1 | 276 | Sigma-Aldrich | Z560790-1000EA | https://www.sigmaaldrich.com/LT/en
Z560804-1000EA | MICROFLEX(R) NEOPRO(R) POWDER-FREE CHLO& | 1X1000EA | 1 | 432 | Sigma-Aldrich | Z560804-1000EA | https://www.sigmaaldrich.com/LT/en
Z560979-1000EA | SEMPERGUARD(R) GENERAL PURPOSE LATEX GL& | 1X1000EA | 1 | 289 | Sigma-Aldrich | Z560979-1000EA | https://www.sigmaaldrich.com/LT/en
Z561002-1000EA | SEMPERGUARD(R) GENERAL PURPOSE NITRILE & | 1X1000EA | 1 | 458 | Sigma-Aldrich | Z561002-1000EA | https://www.sigmaaldrich.com/LT/en
Z560820-1EA | ALDRICH(R) BENCHRACK(TM) SUPPORT STAND & | 1X1EA | 1 | 114 | Sigma-Aldrich | Z560820-1EA | https://www.sigmaaldrich.com/LT/en
Z561045-1EA | ALDRICH(R) FOUR-NECK ROUND-BOTTOM FLASK& | 1X1EA | 1 | 166 | Sigma-Aldrich | Z561045-1EA | https://www.sigmaaldrich.com/LT/en
Z561053-1EA | ALDRICH(R) FOUR-NECK ROUND-BOTTOM FLASK& | 1X1EA | 1 | 193 | Sigma-Aldrich | Z561053-1EA | https://www.sigmaaldrich.com/LT/en
Z561061-1EA | ALDRICH(R) FOUR-NECK ROUND-BOTTOM FLASK& | 1X1EA | 1 | 248 | Sigma-Aldrich | Z561061-1EA | https://www.sigmaaldrich.com/LT/en
Z561088-1EA | ALDRICH(R) FOUR-NECK ROUND-BOTTOM FLASK& | 1X1EA | 1 | 288 | Sigma-Aldrich | Z561088-1EA | https://www.sigmaaldrich.com/LT/en
Z561096-1EA | ALDRICH(R) FOUR-NECK ROUND-BOTTOM FLASK& | 1X1EA | 1 | 314 | Sigma-Aldrich | Z561096-1EA | https://www.sigmaaldrich.com/LT/en
Z654523-1SET | STUART(R) SSL3 GYRATORY ROCKER TIER SYS& | 1X1SET | 1 | 391 | Sigma-Aldrich | Z654523-1SET | https://www.sigmaaldrich.com/LT/en
Z664596-1ROL | BRADY(R) LABXPERT(TM) TAPES POLYESTER (& | 1X1ROLL | 1 | 85 | Sigma-Aldrich | Z664596-1ROL | https://www.sigmaaldrich.com/LT/en
Z664618-1ROL | BRADY(R) LABXPERT(TM) TAPES POLYESTER (& | 1X1ROLL | 1 | 106 | Sigma-Aldrich | Z664618-1ROL | https://www.sigmaaldrich.com/LT/en
Z664626-1ROL | BRADY(R) LABXPERT(TM) TAPES POLYESTER (& | 1X1ROLL | 1 | 104 | Sigma-Aldrich | Z664626-1ROL | https://www.sigmaaldrich.com/LT/en
Z664634-1ROL | BRADY(R) LABXPERT(TM) TAPES POLYESTER (& | 1X1ROLL | 1 | 69 | Sigma-Aldrich | Z664634-1ROL | https://www.sigmaaldrich.com/LT/en
Z664642-1ROL | BRADY(R) LABXPERT(TM) TAPES POLYESTER (& | 1X1ROLL | 1 | 84 | Sigma-Aldrich | Z664642-1ROL | https://www.sigmaaldrich.com/LT/en
Z664650-1ROL | BRADY(R) FREEZERBONDZ(TM) LABELS FOR LA& | 1X1ROLL | 1 | 109 | Sigma-Aldrich | Z664650-1ROL | https://www.sigmaaldrich.com/LT/en
Z664669-1ROL | BRADY(R) FREEZERBONDZ(TM) LABELS FOR LA& | 1X1ROLL | 1 | 98 | Sigma-Aldrich | Z664669-1ROL | https://www.sigmaaldrich.com/LT/en
Z664677-1ROL | BRADY(R) LABXPERT(TM) TAPES NYLON (OBLO& | 1X1ROLL | 1 | 66 | Sigma-Aldrich | Z664677-1ROL | https://www.sigmaaldrich.com/LT/en
Z664685-1ROL | BRADY(R) LABXPERT(TM) BMP51 TAPES, NYLO& | 1X1ROLL | 1 | 88 | Sigma-Aldrich | Z664685-1ROL | https://www.sigmaaldrich.com/LT/en
Z664693-1ROL | BRADY(R) LABXPERT(TM) TAPES NYLON (OBLO& | 1X1ROLL | 1 | 82 | Sigma-Aldrich | Z664693-1ROL | https://www.sigmaaldrich.com/LT/en
Z664707-1ROL | BRADY(R) LABXPERT(TM) TAPES POLYESTER (& | 1X1ROLL | 1 | 67 | Sigma-Aldrich | Z664707-1ROL | https://www.sigmaaldrich.com/LT/en
Z664715-1ROL | BRADY(R) LABXPERT(TM) TAPES POLYESTER (& | 1X1ROLL | 1 | 93 | Sigma-Aldrich | Z664715-1ROL | https://www.sigmaaldrich.com/LT/en
Z664723-1ROL | BRADY(R) FREEZERBONDZ(TM) LABELS FOR LA& | 1X1ROLL | 1 | 110 | Sigma-Aldrich | Z664723-1ROL | https://www.sigmaaldrich.com/LT/en
Z664731-1ROL | BRADY(R) FREEZERBONDZ(TM) LABELS FOR LA& | 1X1ROLL | 1 | 98 | Sigma-Aldrich | Z664731-1ROL | https://www.sigmaaldrich.com/LT/en
Z664758-1ROL | BRADY(R) LABXPERT(TM) TAPES NYLON (OBLO& | 1X1ROLL | 1 | 90 | Sigma-Aldrich | Z664758-1ROL | https://www.sigmaaldrich.com/LT/en
Z664766-1ROL | BRADY(R) LABXPERT(TM) TAPES POLYESTER (& | 1X1ROLL | 1 | 63 | Sigma-Aldrich | Z664766-1ROL | https://www.sigmaaldrich.com/LT/en
CLS6795170-1EA | CORNING(R) SCHOLAR 170 HOT PLATE | 1X1EA | 1 | 202 | Sigma-Aldrich | CLS6795170-1EA | https://www.sigmaaldrich.com/LT/en
CLS6796200-1EA | CORNING(R) HOTPLATE, 4 IN. X 5 IN. - AC& | 1X1EA | 1 | 526 | Sigma-Aldrich | CLS6796200-1EA | https://www.sigmaaldrich.com/LT/en
Z678988-1EA | HIELSCHER LAB STAND FOR ULTRASONIC PROC& | 1X1EA | 1 | 248 | Sigma-Aldrich | Z678988-1EA | https://www.sigmaaldrich.com/LT/en
Z569720-1EA | SHIGEMI 3 MM SYMMETRICAL NMR MICROTUBE & | 1X1EA | 1 | 196 | Sigma-Aldrich | Z569720-1EA | https://www.sigmaaldrich.com/LT/en
Z569739-1EA | SHIGEMI 3 MM SYMMETRICAL NMR MICROTUBE & | 1X1EA | 1 | 220 | Sigma-Aldrich | Z569739-1EA | https://www.sigmaaldrich.com/LT/en
Z569747-1EA | SHIGEMI 3 MM SYMMETRICAL NMR MICROTUBE & | 1X1EA | 1 | 196 | Sigma-Aldrich | Z569747-1EA | https://www.sigmaaldrich.com/LT/en
Z569658-1EA | KDS SYRINGE MULTI-RACK FOR LEGATO(TM) S& | 1X1EA | 1 | 947 | Sigma-Aldrich | Z569658-1EA | https://www.sigmaaldrich.com/LT/en
Z679119-1EA | ANTI-STATIC UNISEX LABORATORY COAT, S | 1X1EA | 1 | 58 | Sigma-Aldrich | Z679119-1EA | https://www.sigmaaldrich.com/LT/en
Z679127-1EA | ANTI-STATIC UNISEX LABORATORY COAT, M | 1X1EA | 1 | 58 | Sigma-Aldrich | Z679127-1EA | https://www.sigmaaldrich.com/LT/en
Z679135-1EA | ANTI-STATIC UNISEX LABORATORY COAT, L | 1X1EA | 1 | 58 | Sigma-Aldrich | Z679135-1EA | https://www.sigmaaldrich.com/LT/en
Z679143-1EA | ANTI-STATIC UNISEX LABORATORY COAT, XL | 1X1EA | 1 | 58 | Sigma-Aldrich | Z679143-1EA | https://www.sigmaaldrich.com/LT/en
Z679178-1EA | REUSABLE LABORATORY COAT, S | 1X1EA | 1 | 40 | Sigma-Aldrich | Z679178-1EA | https://www.sigmaaldrich.com/LT/en
Z679186-1EA | REUSABLE LABORATORY COAT, M | 1X1EA | 1 | 40 | Sigma-Aldrich | Z679186-1EA | https://www.sigmaaldrich.com/LT/en
Z679194-1EA | REUSABLE LABORATORY COAT, L | 1X1EA | 1 | 40 | Sigma-Aldrich | Z679194-1EA | https://www.sigmaaldrich.com/LT/en
Z679208-1EA | REUSABLE LABORATORY COAT, XL | 1X1EA | 1 | 40 | Sigma-Aldrich | Z679208-1EA | https://www.sigmaaldrich.com/LT/en
Z679216-1EA | REUSABLE LABORATORY COAT, XXL | 1X1EA | 1 | 40 | Sigma-Aldrich | Z679216-1EA | https://www.sigmaaldrich.com/LT/en
Z724742-1EA | SEALPLATE(R) STARTER KIT, INCLUDES SEAL& | 1X1EA | 1 | 151 | Sigma-Aldrich | Z724742-1EA | https://www.sigmaaldrich.com/LT/en
Z724858-1EA | SEALPLATE(R) STARTER KIT, INCLUDES SEAL& | 1X1EA | 1 | 209 | Sigma-Aldrich | Z724858-1EA | https://www.sigmaaldrich.com/LT/en
Z724955-1EA | AERASEAL(TM) STARTER KIT, INCLUDES SEAL& | 1X1EA | 1 | 116 | Sigma-Aldrich | Z724955-1EA | https://www.sigmaaldrich.com/LT/en
Z725072-1EA | AERASEAL(TM) STARTER KIT, INCLUDES SEAL& | 1X1EA | 1 | 164 | Sigma-Aldrich | Z725072-1EA | https://www.sigmaaldrich.com/LT/en
Z569585-1EA | KDS LEGATO(TM) 200 SERIES SYRINGE PUMP,& | 1X1EA | 1 | 3240 | Sigma-Aldrich | Z569585-1EA | https://www.sigmaaldrich.com/LT/en
Z569631-1EA | KDS SYRINGE MULTI-RACK FOR LEGATO(TM) S& | 1X1EA | 1 | 947 | Sigma-Aldrich | Z569631-1EA | https://www.sigmaaldrich.com/LT/en
Z569666-1EA | KDS SYRINGE MULTI-RACK FOR LEGATO(TM) S& | 1X1EA | 1 | 731 | Sigma-Aldrich | Z569666-1EA | https://www.sigmaaldrich.com/LT/en
Z569674-1EA | KDS LINE CORD FOR LEGATO(TM) SERIES SYR& | 1X1EA | 1 | 18 | Sigma-Aldrich | Z569674-1EA | https://www.sigmaaldrich.com/LT/en
Z569682-1EA | KDS LINE CORD FOR LEGATO(TM) SERIES SYR& | 1X1EA | 1 | 38 | Sigma-Aldrich | Z569682-1EA | https://www.sigmaaldrich.com/LT/en
Z569690-1EA | KDS LINE CORD FOR LEGATO(TM) SERIES SYR& | 1X1EA | 1 | 51 | Sigma-Aldrich | Z569690-1EA | https://www.sigmaaldrich.com/LT/en
Z678783-1EA | FORTUNA UNIVERSAL(R) OPTIFIX(R) HF DISP& | 1X1EA | 1 | 734 | Sigma-Aldrich | Z678783-1EA | https://www.sigmaaldrich.com/LT/en
Z678899-1EA | FORTUNA UNIVERSAL(R) OPTIFIX(R) HF DISP& | 1X1EA | 1 | 1638 | Sigma-Aldrich | Z678899-1EA | https://www.sigmaaldrich.com/LT/en
Z725625-2EA | SEALPLATE(R) ROLLS, NON-STERILE | 1X2EA | 1 | 141 | Sigma-Aldrich | Z725625-2EA | https://www.sigmaaldrich.com/LT/en
Z725854-2EA | SEALPLATE(R) ROLLS, STERILE | 1X2EA | 1 | 190 | Sigma-Aldrich | Z725854-2EA | https://www.sigmaaldrich.com/LT/en
Z725854-8EA | SEALPLATE(R) ROLLS, STERILE | 1X8EA | 1 | 680 | Sigma-Aldrich | Z725854-8EA | https://www.sigmaaldrich.com/LT/en
Z726079-2EA | AERASEAL(TM) ROLLS, NON-STERILE | 1X2EA | 1 | 110 | Sigma-Aldrich | Z726079-2EA | https://www.sigmaaldrich.com/LT/en
Z726079-8EA | AERASEAL(TM) ROLLS, NON-STERILE | 1X8EA | 1 | 381 | Sigma-Aldrich | Z726079-8EA | https://www.sigmaaldrich.com/LT/en
Z726281-2EA | AERASEAL(TM) ROLLS, STERILE | 1X2EA | 1 | 145 | Sigma-Aldrich | Z726281-2EA | https://www.sigmaaldrich.com/LT/en
Z726281-8EA | AERASEAL(TM) ROLLS, STERILE | 1X8EA | 1 | 517 | Sigma-Aldrich | Z726281-8EA | https://www.sigmaaldrich.com/LT/en
THSD2145-1EA | THALESNANO MIDICART(TM) CATALYST CARTRI& | 1X1EA | 1 | 405 | Sigma-Aldrich | THSD2145-1EA | https://www.sigmaaldrich.com/LT/en
816780633-10X100EA | SEMPERGUARD NITRILE PF GLOVE, S | 10X100EA | 1 | 391 | Sigma-Aldrich | 816780633-10X100EA | https://www.sigmaaldrich.com/LT/en
816780637-10X100EA | SEMPERGUARD NITRILE PF GLOVE, L | 10X100EA | 1 | 391 | Sigma-Aldrich | 816780637-10X100EA | https://www.sigmaaldrich.com/LT/en
Z569844-1EA | GLAS-COL(R) SERIES TM HEMISPHERICAL HEA& | 1X1EA | 1 | 1137 | Sigma-Aldrich | Z569844-1EA | https://www.sigmaaldrich.com/LT/en
Z569852-1EA | GLAS-COL(R) TEMPERATURE CONTROLLER, AC & | 1X1EA | 1 | 1245 | Sigma-Aldrich | Z569852-1EA | https://www.sigmaaldrich.com/LT/en
Z679291-1000EA | DISPOSABLE APRON, ONE SIZE | 1X1000EA | 1 | 52 | Sigma-Aldrich | Z679291-1000EA | https://www.sigmaaldrich.com/LT/en
Z679267-1PR | TYVEK(R) DISPOSABLE FOOTWEAR, OVERSHOES& | 1X1PR | 1 | 9 | Sigma-Aldrich | Z679267-1PR | https://www.sigmaaldrich.com/LT/en
CLS4591-24EA | CORNING(R) 96 WELL PLATE, ULA, ROUND BO& | 1X24EA | 1 | 689 | Sigma-Aldrich | CLS4591-24EA | https://www.sigmaaldrich.com/LT/en
CLS4514-50EA | CORNING(R)384 WELL MICROPLATE, LOW VOLUM | 1X50EA | 1 | 784 | Sigma-Aldrich | CLS4514-50EA | https://www.sigmaaldrich.com/LT/en
NRS5500HWIPV7-1EA | NORELL(R) VALVED 5 MM NMR TUBES FOR INT& | 1X1EA | 1 | 240 | Sigma-Aldrich | NRS5500HWIPV7-1EA | https://www.sigmaaldrich.com/LT/en
Z769061-4EA | REPLACEMENT RUBBER GASKET FOR ALDRICH(R& | 1X4EA | 1 | 44 | Sigma-Aldrich | Z769061-4EA | https://www.sigmaaldrich.com/LT/en
CLS4681-20EA | CORNING(R) 384 WELL MICROPLATE | 1X20EA | 1 | 594 | Sigma-Aldrich | CLS4681-20EA | https://www.sigmaaldrich.com/LT/en
CLS11465-2EA | CORNING(R) ERLENMEYER FLASK, WITH ASEPT& | 1X2EA | 1 | 499 | Sigma-Aldrich | CLS11465-2EA | https://www.sigmaaldrich.com/LT/en
Z688258-200EA | MICRO CENTRIFUGE TUBES WITH ATTACHED CA& | 1X200EA | 1 | 74 | Sigma-Aldrich | Z688258-200EA | https://www.sigmaaldrich.com/LT/en
Z688266-200EA | MICRO CENTRIFUGE TUBES WITH ATTACHED CA& | 1X200EA | 1 | 74 | Sigma-Aldrich | Z688266-200EA | https://www.sigmaaldrich.com/LT/en
Z699462-72EA | DILUTION BOTTLE, BUTTERFIELD'S BUFFER, & | 1X72EA | 1 | 149 | Sigma-Aldrich | Z699462-72EA | https://www.sigmaaldrich.com/LT/en
Z688231-200EA | capacity 5 mL, natural polypropylene con | 1X200EA | 1 | 79 | Sigma-Aldrich | Z688231-200EA | https://www.sigmaaldrich.com/LT/en
Z688274-200EA | MICRO CENTRIFUGE TUBES WITH ATTACHED CA& | 1X200EA | 1 | 73 | Sigma-Aldrich | Z688274-200EA | https://www.sigmaaldrich.com/LT/en
CLS4520-50EA | CORNING(R) 96 WELL PLATE, ULA, ROUND BO& | 1X50EA | 1 | 1860 | Sigma-Aldrich | CLS4520-50EA | https://www.sigmaaldrich.com/LT/en
CLS4680-16EA | CORNING(R) 96 WELL HALF-AREA MICROPLATE, | 1X16EA | 1 | 414 | Sigma-Aldrich | CLS4680-16EA | https://www.sigmaaldrich.com/LT/en
CLS11425-2EA | CORNING(R) ERLENMEYER FLASK, WITH ASEPT& | 1X2EA | 1 | 424 | Sigma-Aldrich | CLS11425-2EA | https://www.sigmaaldrich.com/LT/en
CLS3830-50EA | CORNING(R) 384 WELL PLATE, ULA, ROUND B& | 1X50EA | 1 | 2554 | Sigma-Aldrich | CLS3830-50EA | https://www.sigmaaldrich.com/LT/en
CLS11495-2EA | CORNING(R) ERLENMEYER FLASK, WITH ASEPT& | 1X2EA | 1 | 536 | Sigma-Aldrich | CLS11495-2EA | https://www.sigmaaldrich.com/LT/en
NRS5400HWIPV8-1EA | NORELL(R) VALVED 5 MM NMR TUBES FOR INT& | 1X1EA | 1 | 238 | Sigma-Aldrich | NRS5400HWIPV8-1EA | https://www.sigmaaldrich.com/LT/en
CLS4511-50EA | CORNING(R)384 WELL MICROPLATE, LOW VOLUM | 1X50EA | 1 | 571 | Sigma-Aldrich | CLS4511-50EA | https://www.sigmaaldrich.com/LT/en
CLS11415-4EA | CORNING(R) ERLENMEYER FLASK, WITH ASEPT& | 1X4EA | 1 | 603 | Sigma-Aldrich | CLS11415-4EA | https://www.sigmaaldrich.com/LT/en
Z688282-200EA | MICRO CENTRIFUGE TUBES WITH ATTACHED CA& | 1X200EA | 1 | 74 | Sigma-Aldrich | Z688282-200EA | https://www.sigmaaldrich.com/LT/en
Z688290-200EA | LIGHTSAFE MICRO CENTRIFUGE TUBES, 5 ML,& | 1X200EA | 1 | 75 | Sigma-Aldrich | Z688290-200EA | https://www.sigmaaldrich.com/LT/en
CLS4513-50EA | CORNING(R)384 WELL MICROPLATE, LOW VOLUM | 1X50EA | 1 | 842 | Sigma-Aldrich | CLS4513-50EA | https://www.sigmaaldrich.com/LT/en
CLS11405-6EA | CORNING(R) ERLENMEYER FLASK, WITH ASEPT& | 1X6EA | 1 | 893 | Sigma-Aldrich | CLS11405-6EA | https://www.sigmaaldrich.com/LT/en
Z688223-200EA | MICRO CENTRIFUGE TUBES WITH ATTACHED CA& | 1X200EA | 1 | 73 | Sigma-Aldrich | Z688223-200EA | https://www.sigmaaldrich.com/LT/en
CLS4512-50EA | CORNING(R)384 WELL MICROPLATE, LOW VOLUM | 1X50EA | 1 | 639 | Sigma-Aldrich | CLS4512-50EA | https://www.sigmaaldrich.com/LT/en
CLS4510-50EA | CORNING(R)384 WELL MICROPLATE, LOW VOLUM | 1X50EA | 1 | 706 | Sigma-Aldrich | CLS4510-50EA | https://www.sigmaaldrich.com/LT/en
Z741602-50EA | STANDARD SAFE-CONE FILTER, DIAMETER 6.7& | 1X50EA | 1 | 31 | Sigma-Aldrich | Z741602-50EA | https://www.sigmaaldrich.com/LT/en
Z741608-50EA | PLUS SAFE-CONE FILTER, DIAMETER 6.73 MM& | 1X50EA | 1 | 38 | Sigma-Aldrich | Z741608-50EA | https://www.sigmaaldrich.com/LT/en
BAB613150000-1EA | H-B(R) DURAC(R) THERMOMETER, -20/150 C & | 1X1EA | 1 | 66 | Sigma-Aldrich | BAB613150000-1EA | https://www.sigmaaldrich.com/LT/en
BAF134810100-3EA | BEL-ART(R) WRITE-ON(TM) LABEL TAPE, 15 & | 1X3EA | 1 | 30 | Sigma-Aldrich | BAF134810100-3EA | https://www.sigmaaldrich.com/LT/en
BAF134870050-6EA | BEL-ART(R) WRITE-ON(TM) LABEL TAPE, 40 & | 1X6EA | 1 | 77 | Sigma-Aldrich | BAF134870050-6EA | https://www.sigmaaldrich.com/LT/en
BAF187452000-4EA | BEL-ART(R) SWITCH-GRID(R) REPLACEMENT G& | 1X4EA | 1 | 12 | Sigma-Aldrich | BAF187452000-4EA | https://www.sigmaaldrich.com/LT/en
BAH369020006-100EA | BEL-ART(R) STERILEWARE(R) SENSE-ABLE SC& | 1X100EA | 1 | 216 | Sigma-Aldrich | BAH369020006-100EA | https://www.sigmaaldrich.com/LT/en
BAB617003600-1EA | H-B(R) DURAC(R) TIMER, SWITCHABLE 19 HO& | 1X1EA | 1 | 50 | Sigma-Aldrich | BAB617003600-1EA | https://www.sigmaaldrich.com/LT/en
BAF134820100-3EA | BEL-ART(R) WRITE-ON(TM) LABEL TAPE, 15 & | 1X3EA | 1 | 30 | Sigma-Aldrich | BAF134820100-3EA | https://www.sigmaaldrich.com/LT/en
BAF134880050-6EA | BEL-ART(R) WRITE-ON(TM) LABEL TAPE, 40 & | 1X6EA | 1 | 77 | Sigma-Aldrich | BAF134880050-6EA | https://www.sigmaaldrich.com/LT/en
BAF210120000-3EA | BEL-ART(R) SAFETY CUTTER | 1X3EA | 1 | 46 | Sigma-Aldrich | BAF210120000-3EA | https://www.sigmaaldrich.com/LT/en
BAH369040006-100EA | BEL-ART(R) STERILEWARE(R) SENSE-ABLE SC& | 1X100EA | 1 | 322 | Sigma-Aldrich | BAH369040006-100EA | https://www.sigmaaldrich.com/LT/en
BAF134800100-3EA | BEL-ART(R) WRITE-ON(TM) LABEL TAPE, 15 & | 1X3EA | 1 | 28 | Sigma-Aldrich | BAF134800100-3EA | https://www.sigmaaldrich.com/LT/en
BAF134860050-6EA | BEL-ART(R) WRITE-ON(TM) LABEL TAPE, 40 & | 1X6EA | 1 | 77 | Sigma-Aldrich | BAF134860050-6EA | https://www.sigmaaldrich.com/LT/en
BAF187450014-1EA | BEL-ART(R) SWITCH-GRID(TM) TEST TUBE RA& | 1X1EA | 1 | 28 | Sigma-Aldrich | BAF187450014-1EA | https://www.sigmaaldrich.com/LT/en
BAF369421000-10EA | BEL-ART(R) EARTH FRIENDLY SPOON, LONG H& | 1X10EA | 1 | 22 | Sigma-Aldrich | BAF369421000-10EA | https://www.sigmaaldrich.com/LT/en
BAF134800075-4EA | BEL-ART(R) WRITE-ON(TM) LABEL TAPE, 15 & | 1X4EA | 1 | 30 | Sigma-Aldrich | BAF134800075-4EA | https://www.sigmaaldrich.com/LT/en
BAF134850100-3EA | BEL-ART(R) WRITE-ON(TM) LABEL TAPE, 40 & | 1X3EA | 1 | 64 | Sigma-Aldrich | BAF134850100-3EA | https://www.sigmaaldrich.com/LT/en
BAF187450013-1EA | BEL-ART(R) SWITCH-GRID(TM) TEST TUBE RA& | 1X1EA | 1 | 28 | Sigma-Aldrich | BAF187450013-1EA | https://www.sigmaaldrich.com/LT/en
BAF369401000-10EA | BEL-ART(R) EARTH FRIENDLY SPOON, LONG H& | 1X10EA | 1 | 21 | Sigma-Aldrich | BAF369401000-10EA | https://www.sigmaaldrich.com/LT/en
Z741678-1PAK | SARTORIUS MLINE(TM) MECHANICAL PIPETTOR& | 1X1PAK | 1 | 1365 | Sigma-Aldrich | Z741678-1PAK | https://www.sigmaaldrich.com/LT/en
Z741695-1PAK | SARTORIUS MLINE(TM) MECHANICAL PIPETTOR& | 1X1PAK | 1 | 753 | Sigma-Aldrich | Z741695-1PAK | https://www.sigmaaldrich.com/LT/en
Z741605-50EA | STANDARD SAFE-CONE FILTER, DIAMETER 3.1& | 1X50EA | 1 | 31 | Sigma-Aldrich | Z741605-50EA | https://www.sigmaaldrich.com/LT/en
BAF134820075-4EA | BEL-ART(R) WRITE-ON(TM) LABEL TAPE, 15 & | 1X4EA | 1 | 32 | Sigma-Aldrich | BAF134820075-4EA | https://www.sigmaaldrich.com/LT/en
WHA112805 | WHATMAN(TM) NUCLEPORE(TM) TRACK-ETCHED & | 1X1EA | 1 | 1480 | Sigma-Aldrich | WHA112805 | https://www.sigmaaldrich.com/LT/en
BAB617003500-1EA | H-B(R) DURAC(R) TIMER, 99 MINUTE:99 SEC& | 1X1EA | 1 | 24 | Sigma-Aldrich | BAB617003500-1EA | https://www.sigmaaldrich.com/LT/en
BAB617003700-1EA | H-B(R) DURAC(R) TIMER, 23 HOUR:59 MINUT& | 1X1EA | 1 | 50 | Sigma-Aldrich | BAB617003700-1EA | https://www.sigmaaldrich.com/LT/en
BAF134830050-6EA | BEL-ART(R) WRITE-ON(TM) LABEL TAPE, 40 & | 1X6EA | 1 | 76 | Sigma-Aldrich | BAF134830050-6EA | https://www.sigmaaldrich.com/LT/en
BAF134870100-3EA | BEL-ART(R) WRITE-ON(TM) LABEL TAPE, 40 & | 1X3EA | 1 | 64 | Sigma-Aldrich | BAF134870100-3EA | https://www.sigmaaldrich.com/LT/en
BAF134880075-4EA | BEL-ART(R) WRITE-ON(TM) LABEL TAPE, 40 & | 1X4EA | 1 | 68 | Sigma-Aldrich | BAF134880075-4EA | https://www.sigmaaldrich.com/LT/en
BAF187453000-4EA | BEL-ART(R) SWITCH-GRID(R) REPLACEMENT G& | 1X4EA | 1 | 12 | Sigma-Aldrich | BAF187453000-4EA | https://www.sigmaaldrich.com/LT/en
BAF367401021-10EA | BEL-ART(R) EARTH FRIENDLY SPOON, WIDE H& | 1X10EA | 1 | 16 | Sigma-Aldrich | BAF367401021-10EA | https://www.sigmaaldrich.com/LT/en
BAH369042006-10EA | BEL-ART(R) STERILEWARE(R) BENT HANDLE S& | 1X10EA | 1 | 42 | Sigma-Aldrich | BAH369042006-10EA | https://www.sigmaaldrich.com/LT/en
BAF134690003-3EA | BEL-ART(R) SEPARATOR DISCS FOR WRITE-ON& | 1X3EA | 1 | 13 | Sigma-Aldrich | BAF134690003-3EA | https://www.sigmaaldrich.com/LT/en
BAF134840050-6EA | BEL-ART(R) WRITE-ON(TM) LABEL TAPE, 40 & | 1X6EA | 1 | 77 | Sigma-Aldrich | BAF134840050-6EA | https://www.sigmaaldrich.com/LT/en
BAF134900075-4EA | BEL-ART(R) WRITE-ON(TM) LABEL TAPE, 60 & | 1X4EA | 1 | 83 | Sigma-Aldrich | BAF134900075-4EA | https://www.sigmaaldrich.com/LT/en
BAF367401023-10EA | BEL-ART(R) EARTH FRIENDLY SPOON, WIDE H& | 1X10EA | 1 | 16 | Sigma-Aldrich | BAF367401023-10EA | https://www.sigmaaldrich.com/LT/en
BAH369060006-100EA | BEL-ART(R) STERILEWARE(R) SENSE-ABLE SC& | 1X100EA | 1 | 555 | Sigma-Aldrich | BAH369060006-100EA | https://www.sigmaaldrich.com/LT/en
WHA112803 | WHATMAN(TM) NUCLEPORE(TM) TRACK-ETCHED & | 1X1EA | 1 | 445 | Sigma-Aldrich | WHA112803 | https://www.sigmaaldrich.com/LT/en
BAF134730001-1EA | BEL-ART(R) WALL MOUNT ADAPTER FOR WRITE& | 1X1EA | 1 | 13 | Sigma-Aldrich | BAF134730001-1EA | https://www.sigmaaldrich.com/LT/en
BAF134850050-6EA | BEL-ART(R) WRITE-ON(TM) LABEL TAPE, 40 & | 1X6EA | 1 | 76 | Sigma-Aldrich | BAF134850050-6EA | https://www.sigmaaldrich.com/LT/en
BAF187450011-1EA | BEL-ART(R) SWITCH-GRID(TM) TEST TUBE RA& | 1X1EA | 1 | 28 | Sigma-Aldrich | BAF187450011-1EA | https://www.sigmaaldrich.com/LT/en
BAF369310000-100EA | BEL-ART(R) EARTH FRIENDLY 1001 STICK, 1& | 1X100EA | 1 | 55 | Sigma-Aldrich | BAF369310000-100EA | https://www.sigmaaldrich.com/LT/en
BAF134810050-6EA | BEL-ART(R) WRITE-ON(TM) LABEL TAPE, 15 & | 1X6EA | 1 | 42 | Sigma-Aldrich | BAF134810050-6EA | https://www.sigmaaldrich.com/LT/en
BAF134860075-4EA | BEL-ART(R) WRITE-ON(TM) LABEL TAPE, 40 & | 1X4EA | 1 | 68 | Sigma-Aldrich | BAF134860075-4EA | https://www.sigmaaldrich.com/LT/en
BAF187451300-4EA | BEL-ART(R) SWITCH-GRID(R) REPLACEMENT G& | 1X4EA | 1 | 12 | Sigma-Aldrich | BAF187451300-4EA | https://www.sigmaaldrich.com/LT/en
BAF369441000-10EA | BEL-ART(R) EARTH FRIENDLY SPOON, LONG H& | 1X10EA | 1 | 23 | Sigma-Aldrich | BAF369441000-10EA | https://www.sigmaaldrich.com/LT/en
Z741609-50EA | PLUS SAFE-CONE FILTER, DIAMETER 5.33 MM& | 1X50EA | 1 | 37 | Sigma-Aldrich | Z741609-50EA | https://www.sigmaaldrich.com/LT/en
Z741603-50EA | STANDARD SAFE-CONE FILTER, DIAMETER 5.3& | 1X50EA | 1 | 29 | Sigma-Aldrich | Z741603-50EA | https://www.sigmaaldrich.com/LT/en
BAF134880100-3EA | BEL-ART(R) WRITE-ON(TM) LABEL TAPE, 40 & | 1X3EA | 1 | 64 | Sigma-Aldrich | BAF134880100-3EA | https://www.sigmaaldrich.com/LT/en
BAF367401022-10EA | BEL-ART(R) EARTH FRIENDLY SPOON, WIDE H& | 1X10EA | 1 | 16 | Sigma-Aldrich | BAF367401022-10EA | https://www.sigmaaldrich.com/LT/en
WHA67890402 | WHATMAN(R ) PURADISC 4 SYRINGE FILTERS & | 1X1EA | 1 | 178 | Sigma-Aldrich | WHA67890402 | https://www.sigmaaldrich.com/LT/en
Z741607-50EA | STANDARD SAFE-CONE FILTER, DIAMETER 1.8& | 1X50EA | 1 | 31 | Sigma-Aldrich | Z741607-50EA | https://www.sigmaaldrich.com/LT/en
Z741610-50EA | PLUS SAFE-CONE FILTER, DIAMETER 3.15 MM& | 1X50EA | 1 | 38 | Sigma-Aldrich | Z741610-50EA | https://www.sigmaaldrich.com/LT/en
BAF134720000-1EA | BEL-ART(R) WRITE-ON(TM) TAPE DISPENSER,& | 1X1EA | 1 | 164 | Sigma-Aldrich | BAF134720000-1EA | https://www.sigmaaldrich.com/LT/en
BAF134840075-4EA | BEL-ART(R) WRITE-ON(TM) LABEL TAPE, 40 & | 1X4EA | 1 | 68 | Sigma-Aldrich | BAF134840075-4EA | https://www.sigmaaldrich.com/LT/en
BAF134900100-3EA | BEL-ART(R) WRITE-ON(TM) LABEL TAPE, 60 & | 1X3EA | 1 | 79 | Sigma-Aldrich | BAF134900100-3EA | https://www.sigmaaldrich.com/LT/en
BAF367401024-10EA | BEL-ART(R) EARTH FRIENDLY SPOON, WIDE H& | 1X10EA | 1 | 16 | Sigma-Aldrich | BAF367401024-10EA | https://www.sigmaaldrich.com/LT/en
BAB602150000-1EA | H-B(R) DURAC(R) THERMOMETER, -20/150 C & | 1X1EA | 1 | 137 | Sigma-Aldrich | BAB602150000-1EA | https://www.sigmaaldrich.com/LT/en
BAF134810075-4EA | BEL-ART(R) WRITE-ON(TM) LABEL TAPE, 15 & | 1X4EA | 1 | 32 | Sigma-Aldrich | BAF134810075-4EA | https://www.sigmaaldrich.com/LT/en
BAF134860100-3EA | BEL-ART(R) WRITE-ON(TM) LABEL TAPE, 40 & | 1X3EA | 1 | 64 | Sigma-Aldrich | BAF134860100-3EA | https://www.sigmaaldrich.com/LT/en
BAF187451600-4EA | BEL-ART(R) SWITCH-GRID(R) REPLACEMENT G& | 1X4EA | 1 | 12 | Sigma-Aldrich | BAF187451600-4EA | https://www.sigmaaldrich.com/LT/en
BAB617003400-1EA | H-B(R) DURAC(R) TIMER, 99 MINUTE:59 SEC& | 1X1EA | 1 | 18 | Sigma-Aldrich | BAB617003400-1EA | https://www.sigmaaldrich.com/LT/en
BAF134820050-6EA | BEL-ART(R) WRITE-ON(TM) LABEL TAPE, 15 & | 1X6EA | 1 | 42 | Sigma-Aldrich | BAF134820050-6EA | https://www.sigmaaldrich.com/LT/en
BAF134870075-4EA | BEL-ART(R) WRITE-ON(TM) LABEL TAPE, 40 & | 1X4EA | 1 | 68 | Sigma-Aldrich | BAF134870075-4EA | https://www.sigmaaldrich.com/LT/en
BAF187452500-4EA | BEL-ART(R) SWITCH-GRID(R) REPLACEMENT G& | 1X4EA | 1 | 12 | Sigma-Aldrich | BAF187452500-4EA | https://www.sigmaaldrich.com/LT/en
BAH369022006-10EA | BEL-ART(R) STERILEWARE(R) BENT HANDLE S& | 1X10EA | 1 | 39 | Sigma-Aldrich | BAH369022006-10EA | https://www.sigmaaldrich.com/LT/en
Z741399-1EA | ACCURIS(TM) MINI 500G, CAPACITY 500 GRA& | 1X1EA | 1 | 49 | Sigma-Aldrich | Z741399-1EA | https://www.sigmaaldrich.com/LT/en
BAF187450012-1EA | BEL-ART(R) SWITCH-GRID(TM) TEST TUBE RA& | 1X1EA | 1 | 28 | Sigma-Aldrich | BAF187450012-1EA | https://www.sigmaaldrich.com/LT/en
BAF369310001-500EA | BEL-ART(R) EARTH FRIENDLY 1001 STICK, 5& | 1X500EA | 1 | 228 | Sigma-Aldrich | BAF369310001-500EA | https://www.sigmaaldrich.com/LT/en
BAF134630600-6EA | BEL-ART(R) WRITE-ON(TM) LABEL TAPE, 40 & | 1X6EA | 1 | 102 | Sigma-Aldrich | BAF134630600-6EA | https://www.sigmaaldrich.com/LT/en
BAF134830100-3EA | BEL-ART(R) WRITE-ON(TM) LABEL TAPE, 40 & | 1X3EA | 1 | 64 | Sigma-Aldrich | BAF134830100-3EA | https://www.sigmaaldrich.com/LT/en
BAF134900050-6EA | BEL-ART(R) WRITE-ON(TM) LABEL TAPE, 60 & | 1X6EA | 1 | 103 | Sigma-Aldrich | BAF134900050-6EA | https://www.sigmaaldrich.com/LT/en
Z741677-1PAK | SARTORIUS MLINE(TM) MECHANICAL PIPETTOR& | 1X1PAK | 1 | 1229 | Sigma-Aldrich | Z741677-1PAK | https://www.sigmaaldrich.com/LT/en
BAF134620300-3EA | BEL-ART(R) WRITE-ON(TM) LABEL TAPE, 15 & | 1X3EA | 1 | 23 | Sigma-Aldrich | BAF134620300-3EA | https://www.sigmaaldrich.com/LT/en
BAF134830075-4EA | BEL-ART(R) WRITE-ON(TM) LABEL TAPE, 40 & | 1X4EA | 1 | 68 | Sigma-Aldrich | BAF134830075-4EA | https://www.sigmaaldrich.com/LT/en
BAF134800050-6EA | BEL-ART(R) WRITE-ON(TM) LABEL TAPE, 15 & | 1X6EA | 1 | 40 | Sigma-Aldrich | BAF134800050-6EA | https://www.sigmaaldrich.com/LT/en
BAF134850075-4EA | BEL-ART(R) WRITE-ON(TM) LABEL TAPE, 40 & | 1X4EA | 1 | 68 | Sigma-Aldrich | BAF134850075-4EA | https://www.sigmaaldrich.com/LT/en
Z741676-1PAK | SARTORIUS MLINE(TM) MECHANICAL PIPETTOR& | 1X1PAK | 1 | 983 | Sigma-Aldrich | Z741676-1PAK | https://www.sigmaaldrich.com/LT/en
BMSBSH300EUK-1EA | MYBLOCK(TM) MINI DRY BATH WITH COOLING,& | 1X1EA | 1 | 794 | Sigma-Aldrich | BMSBSH300EUK-1EA | https://www.sigmaaldrich.com/LT/en
Z741606-50EA | STANDARD SAFE-CONE FILTER, DIAMETER 2.5& | 1X50EA | 1 | 31 | Sigma-Aldrich | Z741606-50EA | https://www.sigmaaldrich.com/LT/en
BAF134730000-1EA | BEL-ART(R) WRITE-ON(TM) TAPE DISPENSER,& | 1X1EA | 1 | 54 | Sigma-Aldrich | BAF134730000-1EA | https://www.sigmaaldrich.com/LT/en
BAF134840100-3EA | BEL-ART(R) WRITE-ON(TM) LABEL TAPE, 40 & | 1X3EA | 1 | 64 | Sigma-Aldrich | BAF134840100-3EA | https://www.sigmaaldrich.com/LT/en
BAF187450010-1EA | BEL-ART(R) SWITCH-GRID(TM) TEST TUBE RA& | 1X1EA | 1 | 28 | Sigma-Aldrich | BAF187450010-1EA | https://www.sigmaaldrich.com/LT/en
BAF367401025-10EA | BEL-ART(R) EARTH FRIENDLY SPOON, WIDE H& | 1X10EA | 1 | 16 | Sigma-Aldrich | BAF367401025-10EA | https://www.sigmaaldrich.com/LT/en
EP0030072049-1PAK | EPPENDORF(R) EPT.I.P.S. LORETENTION RELO | 1X1PAK | 1 | 81 | Sigma-Aldrich | EP0030072049-1PAK | https://www.sigmaaldrich.com/LT/en
EP0030072057-1PAK | EPPENDORF(R) EPT.I.P.S. LORETENTION RELO | 1X1PAK | 1 | 73 | Sigma-Aldrich | EP0030072057-1PAK | https://www.sigmaaldrich.com/LT/en
EP0030000854-1PAK | EPPENDORF(R) EPT.I.P.S. STANDARD 0.5-20 | 1X1PAK | 1 | 60 | Sigma-Aldrich | EP0030000854-1PAK | https://www.sigmaaldrich.com/LT/en
EP0030000870-1PAK | EPPENDORF(R) EPT.I.P.S. STANDARD 2-200 U | 1X1PAK | 1 | 39 | Sigma-Aldrich | EP0030000870-1PAK | https://www.sigmaaldrich.com/LT/en
EP0030000897-1PAK | EPPENDORF(R) EPT.I.P.S. STANDARD 2-300 U | 1X1PAK | 1 | 39 | Sigma-Aldrich | EP0030000897-1PAK | https://www.sigmaaldrich.com/LT/en
EP0030000919-1PAK | EPPENDORF(R) EPT.I.P.S. STANDARD 5-1000 | 1X1PAK | 1 | 39 | Sigma-Aldrich | EP0030000919-1PAK | https://www.sigmaaldrich.com/LT/en
EP0030120086-1PAK | EPPENDORF(R) SAFE-LOCK(R) MICRO TEST TUB | 1X1PAK | 1 | 49 | Sigma-Aldrich | EP0030120086-1PAK | https://www.sigmaaldrich.com/LT/en
EP0030120094-1PAK | EPPENDORF(R) SAFE-LOCK(R) MICRO TEST TUB | 1X1PAK | 1 | 70 | Sigma-Aldrich | EP0030120094-1PAK | https://www.sigmaaldrich.com/LT/en
EP0030120159-1PAK | EPPENDORF(R) SAFE-LOCK(R) MICRO TEST TUB | 1X1PAK | 1 | 69 | Sigma-Aldrich | EP0030120159-1PAK | https://www.sigmaaldrich.com/LT/en
EP0030120167-1PAK | EPPENDORF(R) SAFE-LOCK(R) MICRO TEST TUB | 1X1PAK | 1 | 69 | Sigma-Aldrich | EP0030120167-1PAK | https://www.sigmaaldrich.com/LT/en
EP0030120175-1PAK | EPPENDORF(R) SAFE-LOCK(R) MICRO TEST TUB | 1X1PAK | 1 | 69 | Sigma-Aldrich | EP0030120175-1PAK | https://www.sigmaaldrich.com/LT/en
EP0030120183-1PAK | EPPENDORF(R) SAFE-LOCK(R) MICRO TEST TUB | 1X1PAK | 1 | 69 | Sigma-Aldrich | EP0030120183-1PAK | https://www.sigmaaldrich.com/LT/en
EP0030120191-1PAK | EPPENDORF(R) SAFE-LOCK(R) MICRO TEST TUB | 1X1PAK | 1 | 74 | Sigma-Aldrich | EP0030120191-1PAK | https://www.sigmaaldrich.com/LT/en
EP0030120213-1PAK | EPPENDORF(R) SAFE-LOCK(R) MICRO TEST TUB | 1X1PAK | 1 | 90 | Sigma-Aldrich | EP0030120213-1PAK | https://www.sigmaaldrich.com/LT/en
EP0030120221-1PAK | EPPENDORF(R) SAFE-LOCK(R) MICRO TEST TUB | 1X1PAK | 1 | 90 | Sigma-Aldrich | EP0030120221-1PAK | https://www.sigmaaldrich.com/LT/en
EP0030120230-1PAK | EPPENDORF(R) SAFE-LOCK(R) MICRO TEST TUB | 1X1PAK | 1 | 90 | Sigma-Aldrich | EP0030120230-1PAK | https://www.sigmaaldrich.com/LT/en
EP0030120248-1PAK | EPPENDORF(R) SAFE-LOCK(R) MICRO TEST TUB | 1X1PAK | 1 | 95 | Sigma-Aldrich | EP0030120248-1PAK | https://www.sigmaaldrich.com/LT/en
EP0030121686-1PAK | EPPENDORF(R) SAFE-LOCK(R) MICRO TEST TUB | 1X1PAK | 1 | 73 | Sigma-Aldrich | EP0030121686-1PAK | https://www.sigmaaldrich.com/LT/en
EP0030121694-1PAK | EPPENDORF(R) SAFE-LOCK(R) MICRO TEST TUB | 1X1PAK | 1 | 53 | Sigma-Aldrich | EP0030121694-1PAK | https://www.sigmaaldrich.com/LT/en
EP0030123328-1PAK | EPPENDORF(R) SAFE-LOCK(R) MICRO TEST TUB | 1X1PAK | 1 | 55 | Sigma-Aldrich | EP0030123328-1PAK | https://www.sigmaaldrich.com/LT/en
EP0030123344-1PAK | EPPENDORF(R) SAFE-LOCK(R) MICRO TEST TUB | 1X1PAK | 1 | 75 | Sigma-Aldrich | EP0030123344-1PAK | https://www.sigmaaldrich.com/LT/en
EP0030000811-1PAK | EPPENDORF(R) EPT.I.P.S. STANDARD 0.1-10 | 1X1PAK | 1 | 63 | Sigma-Aldrich | EP0030000811-1PAK | https://www.sigmaaldrich.com/LT/en
EP0030000838-1PAK | EPPENDORF(R) EPT.I.P.S. STANDARD 0.1-20 | 1X1PAK | 1 | 63 | Sigma-Aldrich | EP0030000838-1PAK | https://www.sigmaaldrich.com/LT/en
Z759074-1EA | KDS LEGATO(TM) 111, DUAL SYRINGE NANOLI& | 1X1EA | 1 | 2703 | Sigma-Aldrich | Z759074-1EA | https://www.sigmaaldrich.com/LT/en
Z693138-96EA | NORELL(R) SAMPLE VAULT SERIES(TM) NMR T& | 1X96EA | 1 | 212 | Sigma-Aldrich | Z693138-96EA | https://www.sigmaaldrich.com/LT/en
Z693081-1EA | FOLD AND SNAP TEST TUBE RACK, FOR 21 MM& | 1X1EA | 1 | 17 | Sigma-Aldrich | Z693081-1EA | https://www.sigmaaldrich.com/LT/en
Z693359-96EA | NORELL(TM) SAMPLE VAULT(TM) NMR TUBE CA& | 1X96EA | 1 | 74 | Sigma-Aldrich | Z693359-96EA | https://www.sigmaaldrich.com/LT/en
Z693197-96EA | NORELL(R) SAMPLE VAULT SERIES(TM) NMR T& | 1X96EA | 1 | 262 | Sigma-Aldrich | Z693197-96EA | https://www.sigmaaldrich.com/LT/en
CLS3833-100EA | CORNING(R) 1536 WELL MICROPLATE, CELLBI& | 1X100EA | 1 | 3013 | Sigma-Aldrich | CLS3833-100EA | https://www.sigmaaldrich.com/LT/en
Z308846-5EA | QUICKFIT CONICAL FLASK, 250ML, 29/32 SOC | 1X5EA | 1 | 120 | Sigma-Aldrich | Z308846-5EA | https://www.sigmaaldrich.com/LT/en
Z302651-5EA | QUICKFIT ROUND-BOTTOM FLASK, SHORT NECK, | 1X5EA | 1 | 100 | Sigma-Aldrich | Z302651-5EA | https://www.sigmaaldrich.com/LT/en
Z694711-1KT | 3D BIOTEK REPLACEMENT BIOREACTOR CHAMBE& | 1X1KIT | 1 | 824 | Sigma-Aldrich | Z694711-1KT | https://www.sigmaaldrich.com/LT/en
Z302716-5EA | QUICKFIT ROUND-BOTTOM FLASK, SHORT NECK, | 1X5EA | 1 | 70 | Sigma-Aldrich | Z302716-5EA | https://www.sigmaaldrich.com/LT/en
Z693170-96EA | NORELL(R) SAMPLE VAULT SERIES(TM) NMR T& | 1X96EA | 1 | 212 | Sigma-Aldrich | Z693170-96EA | https://www.sigmaaldrich.com/LT/en
Z693405-1EA | SHIGEMI 5 MM SYMMETRICAL NMR MICROTUBE & | 1X1EA | 1 | 21 | Sigma-Aldrich | Z693405-1EA | https://www.sigmaaldrich.com/LT/en
Z685674-1PAK | TYGON(R) FORMULA 2375 LABORATORY TUBING& | 1X1PAK | 1 | 244 | Sigma-Aldrich | Z685674-1PAK | https://www.sigmaaldrich.com/LT/en
Z694681-1KT | 3D BIOTEK REPLACEMENT BIOREACTOR CHAMBE& | 1X1KIT | 1 | 1470 | Sigma-Aldrich | Z694681-1KT | https://www.sigmaaldrich.com/LT/en
Z693154-96EA | NORELL(R) SAMPLE VAULT SERIES(TM) NMR T& | 1X96EA | 1 | 262 | Sigma-Aldrich | Z693154-96EA | https://www.sigmaaldrich.com/LT/en
Z693340-96EA | NORELL(TM) SAMPLE VAULT(TM) NMR TUBE CA& | 1X96EA | 1 | 74 | Sigma-Aldrich | Z693340-96EA | https://www.sigmaaldrich.com/LT/en
Z690082-1EA | ALDRICH(R) PVC-COATED OPEN SUPPORT RING& | 1X1EA | 1 | 113 | Sigma-Aldrich | Z690082-1EA | https://www.sigmaaldrich.com/LT/en
Z693235-96EA | NORELL(R) SAMPLE VAULT SERIES(TM) NMR T& | 1X96EA | 1 | 348 | Sigma-Aldrich | Z693235-96EA | https://www.sigmaaldrich.com/LT/en
Z748315-1SET | ALDRICH(R) KUGELROHR GLASSWARE SET ONE & | 1X1SET | 1 | 253 | Sigma-Aldrich | Z748315-1SET | https://www.sigmaaldrich.com/LT/en
Z759031-1EA | KDS LEGATO(TM) 100, SINGLE SYRINGE INFU& | 1X1EA | 1 | 2039 | Sigma-Aldrich | Z759031-1EA | https://www.sigmaaldrich.com/LT/en
Z693227-96EA | NORELL(R) SAMPLE VAULT SERIES(TM) NMR T& | 1X96EA | 1 | 348 | Sigma-Aldrich | Z693227-96EA | https://www.sigmaaldrich.com/LT/en
CLS3838-50EA | CORNING(R) 1536 WELL PLATES, POLYSTYREN& | 1X50EA | 1 | 2397 | Sigma-Aldrich | CLS3838-50EA | https://www.sigmaaldrich.com/LT/en
Z748307-1SET | ALDRICH(R) KUGELROHR GLASSWARE SET ONE & | 1X1SET | 1 | 221 | Sigma-Aldrich | Z748307-1SET | https://www.sigmaaldrich.com/LT/en
EP0030125150-1PAK | EPPENDORF(R) MICROTUBE 3810X, 1.5 ML, 10 | 1X1PAK | 1 | 44 | Sigma-Aldrich | EP0030125150-1PAK | https://www.sigmaaldrich.com/LT/en
EP0030125207-1PAK | EPPENDORF(R) MICROTUBE 3810X, 1.5 ML, 10 | 1X1PAK | 1 | 72 | Sigma-Aldrich | EP0030125207-1PAK | https://www.sigmaaldrich.com/LT/en
EP0030125215-1PAK | EPPENDORF(R) MICROTUBE 3810X, 1.5 ML, 10 | 1X1PAK | 1 | 46 | Sigma-Aldrich | EP0030125215-1PAK | https://www.sigmaaldrich.com/LT/en
Z693286-96EA | NORELL(R) SAMPLE VAULT SERIES(TM) NMR T& | 1X96EA | 1 | 348 | Sigma-Aldrich | Z693286-96EA | https://www.sigmaaldrich.com/LT/en
Z693162-96EA | NORELL(R) SAMPLE VAULT SERIES(TM) NMR T& | 1X96EA | 1 | 212 | Sigma-Aldrich | Z693162-96EA | https://www.sigmaaldrich.com/LT/en
Z759066-1EA | KDS LEGATO(TM) 110, SINGLE SYRINGE INFU& | 1X1EA | 1 | 2667 | Sigma-Aldrich | Z759066-1EA | https://www.sigmaaldrich.com/LT/en
Z694703-1KT | 3D BIOTEK REPLACEMENT BIOREACTOR CHAMBE& | 1X1KIT | 1 | 1127 | Sigma-Aldrich | Z694703-1KT | https://www.sigmaaldrich.com/LT/en
Z693189-96EA | NORELL(R) SAMPLE VAULT SERIES(TM) NMR T& | 1X96EA | 1 | 262 | Sigma-Aldrich | Z693189-96EA | https://www.sigmaaldrich.com/LT/en
Z308838-5EA | QUICKFIT CONICAL FLASK, 250ML, 24/29 SOC | 1X5EA | 1 | 109 | Sigma-Aldrich | Z308838-5EA | https://www.sigmaaldrich.com/LT/en
Z302600-5EA | QUICKFIT ROUND-BOTTOM FLASK, SHORT NECK, | 1X5EA | 1 | 81 | Sigma-Aldrich | Z302600-5EA | https://www.sigmaaldrich.com/LT/en
Z302643-5EA | QUICKFIT ROUND-BOTTOM FLASK, SHORT NECK, | 1X5EA | 1 | 88 | Sigma-Aldrich | Z302643-5EA | https://www.sigmaaldrich.com/LT/en
Z302759-5EA | QUICKFIT ROUND-BOTTOM FLASK, SHORT NECK, | 1X5EA | 1 | 110 | Sigma-Aldrich | Z302759-5EA | https://www.sigmaaldrich.com/LT/en
Z302619-5EA | QUICKFIT ROUND-BOTTOM FLASK, SHORT NECK, | 1X5EA | 1 | 100 | Sigma-Aldrich | Z302619-5EA | https://www.sigmaaldrich.com/LT/en
Z302635-5EA | QUICKFIT(R) ROUND-BOTTOM FLASKS CAPACIT& | 1X5EA | 1 | 70 | Sigma-Aldrich | Z302635-5EA | https://www.sigmaaldrich.com/LT/en
Z748323-1SET | REPLACEMENT PTFE BEARING SET FOR ALDRIC& | 1X1SET | 1 | 212 | Sigma-Aldrich | Z748323-1SET | https://www.sigmaaldrich.com/LT/en
Z302597-5EA | QUICKFIT ROUND-BOTTOM FLASK, SHORT NECK, | 1X5EA | 1 | 70 | Sigma-Aldrich | Z302597-5EA | https://www.sigmaaldrich.com/LT/en
CLS3838BC-50EA | CORNING(R) 1536 WELL PLATES WITH GENERI& | 1X50EA | 1 | 2408 | Sigma-Aldrich | CLS3838BC-50EA | https://www.sigmaaldrich.com/LT/en
Z759058-1EA | KDS LEGATO(TM) 101, DUAL SYRINGE NANOLI& | 1X1EA | 1 | 2457 | Sigma-Aldrich | Z759058-1EA | https://www.sigmaaldrich.com/LT/en
Z748293-1SET | ALDRICH(R) KUGELROHR GLASSWARE SET, 25 & | 1X1SET | 1 | 239 | Sigma-Aldrich | Z748293-1SET | https://www.sigmaaldrich.com/LT/en
CLS3836-100EA | CORNING(R) 1536 WELL MICROPLATE, TC-TRE& | 1X100EA | 1 | 2397 | Sigma-Aldrich | CLS3836-100EA | https://www.sigmaaldrich.com/LT/en
Z759082-1EA | KDS LEGATO(TM) 130, SINGLE SYRINGE NANO& | 1X1EA | 1 | 3222 | Sigma-Aldrich | Z759082-1EA | https://www.sigmaaldrich.com/LT/en
Z693243-96EA | NORELL(R) SAMPLE VAULT SERIES(TM) NMR T& | 1X96EA | 1 | 348 | Sigma-Aldrich | Z693243-96EA | https://www.sigmaaldrich.com/LT/en
Z693219-96EA | NORELL(R) SAMPLE VAULT SERIES(TM) NMR T& | 1X96EA | 1 | 348 | Sigma-Aldrich | Z693219-96EA | https://www.sigmaaldrich.com/LT/en
SLW1000/06D-10EA | PYREX(R) GRIFFIN BEAKERS, LOW FORM, WIT& | 1X10EA | 1 | 57 | Sigma-Aldrich | SLW1000/06D-10EA | https://www.sigmaaldrich.com/LT/en
SLW1004-250-10EA | PYREX(R) BERZELIUS BEAKERS, HEAVY DUTY,& | 1X10EA | 1 | 65 | Sigma-Aldrich | SLW1004-250-10EA | https://www.sigmaaldrich.com/LT/en
SLW1015/26D-10EA | PYREX(R) BERZELIUS BEAKERS, GRADUATED, & | 1X10EA | 1 | 274 | Sigma-Aldrich | SLW1015/26D-10EA | https://www.sigmaaldrich.com/LT/en
SLW1060/20D-10EA | PYREX(R) WATCH GLASSES, O.D. 80 MM 150 & | 1X10EA | 1 | 242 | Sigma-Aldrich | SLW1060/20D-10EA | https://www.sigmaaldrich.com/LT/en
SLW1070/18D-10EA | PYREX(R) BOILING FLASK, FLAT BOTTOM, NA& | 1X10EA | 1 | 148 | Sigma-Aldrich | SLW1070/18D-10EA | https://www.sigmaaldrich.com/LT/en
SLW1070/38D-1EA | PYREX(R) BOILING FLASK, FLAT BOTTOM, NA& | 1X1EA | 1 | 222 | Sigma-Aldrich | SLW1070/38D-1EA | https://www.sigmaaldrich.com/LT/en
SLW1100/12D-10EA | PYREX(R) BOILING FLASK, ROUND BOTTOM, N& | 1X10EA | 1 | 136 | Sigma-Aldrich | SLW1100/12D-10EA | https://www.sigmaaldrich.com/LT/en
SLW1100/35D-1EA | PYREX(R) BOILING FLASK, ROUND BOTTOM, N& | 1X1EA | 1 | 143 | Sigma-Aldrich | SLW1100/35D-1EA | https://www.sigmaaldrich.com/LT/en
SLW1120/18D-30EA | PYREX(R) BOILING FLASK, ROUND BOTTOM, W& | 1X30EA | 1 | 1039 | Sigma-Aldrich | SLW1120/18D-30EA | https://www.sigmaaldrich.com/LT/en
SLW1130/03-10EA | PYREX(R) ERLENMEYER FLASK, NARROW NECK,& | 1X10EA | 1 | 122 | Sigma-Aldrich | SLW1130/03-10EA | https://www.sigmaaldrich.com/LT/en
SLW1130/11M-10EA | PYREX(R) ERLENMEYER FLASK, NARROW NECK,& | 1X10EA | 1 | 56 | Sigma-Aldrich | SLW1130/11M-10EA | https://www.sigmaaldrich.com/LT/en
SLW1132/15-10EA | PYREX(R) ERLENMEYER FLASK, GRADUATED, G& | 1X10EA | 1 | 227 | Sigma-Aldrich | SLW1132/15-10EA | https://www.sigmaaldrich.com/LT/en
SLW1134/14-1EA | PYREX(R) ERLENMEYER FLASK, NARROW NECK & | 1X1EA | 1 | 71 | Sigma-Aldrich | SLW1134/14-1EA | https://www.sigmaaldrich.com/LT/en
SLW1137/03D-10EA | PYREX(R) ERLENMEYER FLASK, GRADUATED WI& | 1X10EA | 1 | 344 | Sigma-Aldrich | SLW1137/03D-10EA | https://www.sigmaaldrich.com/LT/en
SLW1137/13M-10EA | PYREX(R) ERLENMEYER FLASK, GRADUATED WI& | 1X10EA | 1 | 245 | Sigma-Aldrich | SLW1137/13M-10EA | https://www.sigmaaldrich.com/LT/en
SLW1141/08-20EA | PYREX(R) CULTURE FLASK, BAFFLED, DELONG& | 1X20EA | 1 | 595 | Sigma-Aldrich | SLW1141/08-20EA | https://www.sigmaaldrich.com/LT/en
SLW1142/12-2EA | PYREX(R) CULTURE FLASK, BAFFLED, PTFE M& | 1X2EA | 1 | 168 | Sigma-Aldrich | SLW1142/12-2EA | https://www.sigmaaldrich.com/LT/en
SLW1170/04SC-10EA | PYREX(R) BCHNER FILTER, SIDE ARM AND S& | 1X10EA | 1 | 277 | Sigma-Aldrich | SLW1170/04SC-10EA | https://www.sigmaaldrich.com/LT/en
SLW1350/04M-10EA | PYREX(R) ROUX CULTURE FLASK, OFF-SET NE& | 1X10EA | 1 | 522 | Sigma-Aldrich | SLW1350/04M-10EA | https://www.sigmaaldrich.com/LT/en
SLW1450/10D-10EA | PYREX(R) EVAPORATING DISH, CAPACITY 300& | 1X10EA | 1 | 183 | Sigma-Aldrich | SLW1450/10D-10EA | https://www.sigmaaldrich.com/LT/en
SLW1470/04D-10EA | PYREX(R) CRYSTALLIZING DISH, FLAT BOTTO& | 1X10EA | 1 | 114 | Sigma-Aldrich | SLW1470/04D-10EA | https://www.sigmaaldrich.com/LT/en
SLW1471/00M-10EA | PYREX(R) CRYSTALLIZING DISH, FLAT BOTTO& | 1X10EA | 1 | 120 | Sigma-Aldrich | SLW1471/00M-10EA | https://www.sigmaaldrich.com/LT/en
SLW1471/08M-10EA | PYREX(R) CRYSTALLIZING DISH, FLAT BOTTO& | 1X10EA | 1 | 192 | Sigma-Aldrich | SLW1471/08M-10EA | https://www.sigmaaldrich.com/LT/en
SLW1519/04-10EA | PYREX(R) MEDIA-LAB BOTTLES, AMBER GLASS& | 1X10EA | 1 | 206 | Sigma-Aldrich | SLW1519/04-10EA | https://www.sigmaaldrich.com/LT/en
SLW1516/04RED-10EA | PYREX(R) MEDIA-LAB BOTTLES, WITH HIGH T& | 1X10EA | 1 | 158 | Sigma-Aldrich | SLW1516/04RED-10EA | https://www.sigmaaldrich.com/LT/en
SLW1516/12RED-10EA | PYREX(R) MEDIA-LAB BOTTLES, WITH HIGH T& | 1X10EA | 1 | 434 | Sigma-Aldrich | SLW1516/12RED-10EA | https://www.sigmaaldrich.com/LT/en
SLW1517/05-10EA | PYREX(R) MEDIA-LAB BOTTLES, WITH-OUT CA& | 1X10EA | 1 | 52 | Sigma-Aldrich | SLW1517/05-10EA | https://www.sigmaaldrich.com/LT/en
SLW1523/08-10EA | PYREX(R) MEDIA-LAB BOTTLES, WIDE MOUTH,& | 1X10EA | 1 | 152 | Sigma-Aldrich | SLW1523/08-10EA | https://www.sigmaaldrich.com/LT/en
SLW1523/18-1EA | PYREX(R) MEDIA-LAB BOTTLES, WIDE MOUTH,& | 1X1EA | 1 | 273 | Sigma-Aldrich | SLW1523/18-1EA | https://www.sigmaaldrich.com/LT/en
SLW1524/12-10EA | PYREX(R) MEDIA-LAB BOTTLES, WIDE MOUTH,& | 1X10EA | 1 | 361 | Sigma-Aldrich | SLW1524/12-10EA | https://www.sigmaaldrich.com/LT/en
SLW1526/06D-10EA | PYREX(R) REAGENT BOTTLES, UNGROUND NARR& | 1X10EA | 1 | 206 | Sigma-Aldrich | SLW1526/06D-10EA | https://www.sigmaaldrich.com/LT/en
SLW1547/02M-1EA | PYREX(R) SPARE RUBBER/PTFE SEALING RING& | 1X1EA | 1 | 13 | Sigma-Aldrich | SLW1547/02M-1EA | https://www.sigmaaldrich.com/LT/en
SLW1568/04M-1EA | PYREX(R) STOPCOCKS, WITH ROTAFLO(R) PTF& | 1X1EA | 1 | 89 | Sigma-Aldrich | SLW1568/04M-1EA | https://www.sigmaaldrich.com/LT/en
SLW1593/02D-1EA | PYREX(R) VACUUM DESICCATOR, COMPLETE WI& | 1X1EA | 1 | 362 | Sigma-Aldrich | SLW1593/02D-1EA | https://www.sigmaaldrich.com/LT/en
SLW1620/02M-100EA | PYREX(R) TEST TUBES, WITH RIM, MEDIUM W& | 1X100EA | 1 | 57 | Sigma-Aldrich | SLW1620/02M-100EA | https://www.sigmaaldrich.com/LT/en
SLW1620/12M-100EA | PYREX(R) TEST TUBES, WITH RIM, MEDIUM W& | 1X100EA | 1 | 84 | Sigma-Aldrich | SLW1620/12M-100EA | https://www.sigmaaldrich.com/LT/en
SLW1622/14M-100EA | PYREX(R) TEST TUBES, WITHOUT RIM, MEDIU& | 1X100EA | 1 | 99 | Sigma-Aldrich | SLW1622/14M-100EA | https://www.sigmaaldrich.com/LT/en
SLW1626/12M-100EA | PYREX(R) TEST TUBES, WITHOUT RIM, HEAVY& | 1X100EA | 1 | 135 | Sigma-Aldrich | SLW1626/12M-100EA | https://www.sigmaaldrich.com/LT/en
SLW1626/20M-100EA | PYREX(R) TEST TUBES, WITHOUT RIM, HEAVY& | 1X100EA | 1 | 207 | Sigma-Aldrich | SLW1626/20M-100EA | https://www.sigmaaldrich.com/LT/en
SLW1636/34MP-40EA | PYREX(R) CULTURE TUBES WITH SVL PHENOLI& | 1X40EA | 1 | 405 | Sigma-Aldrich | SLW1636/34MP-40EA | https://www.sigmaaldrich.com/LT/en
SLW1636/36MP-40EA | PYREX(R) CULTURE TUBES WITH SVL PHENOLI& | 1X40EA | 1 | 351 | Sigma-Aldrich | SLW1636/36MP-40EA | https://www.sigmaaldrich.com/LT/en
SLW2115/04M-10EA | PYREX(R) WEIGHING SCOOP, CAPACITY 6 ML | 1X10EA | 1 | 205 | Sigma-Aldrich | SLW2115/04M-10EA | https://www.sigmaaldrich.com/LT/en
SLW2115/06M-10EA | PYREX(R) WEIGHING SCOOP, CAPACITY 10 ML& | 1X10EA | 1 | 247 | Sigma-Aldrich | SLW2115/06M-10EA | https://www.sigmaaldrich.com/LT/en
SLW2140/11M-1EA | PYREX(R) FILTER FUNNEL, SHORT STEM, STE& | 1X1EA | 1 | 24 | Sigma-Aldrich | SLW2140/11M-1EA | https://www.sigmaaldrich.com/LT/en
SLW2145/10M-10EA | PYREX(R) FILTER FUNNEL, LONG STEM, STEM& | 1X10EA | 1 | 404 | Sigma-Aldrich | SLW2145/10M-10EA | https://www.sigmaaldrich.com/LT/en
SLW2180/06M-1EA | PYREX(R) SEPARATING FUNNEL, PEAR-SHAPE,& | 1X1EA | 1 | 96 | Sigma-Aldrich | SLW2180/06M-1EA | https://www.sigmaaldrich.com/LT/en
SLW2190/01M-1EA | PYREX(R) SEPARATING FUNNEL, CONICAL, GL | 1X1EA | 1 | 83 | Sigma-Aldrich | SLW2190/01M-1EA | https://www.sigmaaldrich.com/LT/en
SLW3151/01-5EA | PYREX(R) VOLUMETRIC HEAVY DUTY, CLASS A& | 1X5EA | 1 | 108 | Sigma-Aldrich | SLW3151/01-5EA | https://www.sigmaaldrich.com/LT/en
SLW3151/04WC-5EA | PYREX(R) VOLUMETRIC HEAVY DUTY, CLASS A& | 1X5EA | 1 | 95 | Sigma-Aldrich | SLW3151/04WC-5EA | https://www.sigmaaldrich.com/LT/en
SLW3151/10WC-5EA | PYREX(R) VOLUMETRIC HEAVY DUTY, CLASS A& | 1X5EA | 1 | 103 | Sigma-Aldrich | SLW3151/10WC-5EA | https://www.sigmaaldrich.com/LT/en
SLW3151/20WC-2EA | PYREX(R) VOLUMETRIC HEAVY DUTY, CLASS A& | 1X2EA | 1 | 76 | Sigma-Aldrich | SLW3151/20WC-2EA | https://www.sigmaaldrich.com/LT/en
SLW3151/26WC-1EA | PYREX(R) VOLUMETRIC HEAVY DUTY, CLASS A& | 1X1EA | 1 | 208 | Sigma-Aldrich | SLW3151/26WC-1EA | https://www.sigmaaldrich.com/LT/en
SLW3152/08A-5EA | PYREX(R) VOLUMETRIC HEAVY DUTY, CLASS A& | 1X5EA | 1 | 106 | Sigma-Aldrich | SLW3152/08A-5EA | https://www.sigmaaldrich.com/LT/en
SLW3152/20A-2EA | PYREX(R) VOLUMETRIC HEAVY DUTY, CLASS A& | 1X2EA | 1 | 142 | Sigma-Aldrich | SLW3152/20A-2EA | https://www.sigmaaldrich.com/LT/en
SLW3152/20AWC-2EA | PYREX(R) VOLUMETRIC HEAVY DUTY, CLASS A& | 1X2EA | 1 | 195 | Sigma-Aldrich | SLW3152/20AWC-2EA | https://www.sigmaaldrich.com/LT/en
SLW3201/06WC-2EA | PYREX(R) MEASURING CYLINDER WITH SPOUT,& | 1X2EA | 1 | 107 | Sigma-Aldrich | SLW3201/06WC-2EA | https://www.sigmaaldrich.com/LT/en
SLW3201/16WC-2EA | PYREX(R) MEASURING CYLINDER WITH SPOUT,& | 1X2EA | 1 | 242 | Sigma-Aldrich | SLW3201/16WC-2EA | https://www.sigmaaldrich.com/LT/en
SLW3211/10MP-2EA | PYREX(R) MEASURING CYLINDER, CLASS B, W& | 1X2EA | 1 | 68 | Sigma-Aldrich | SLW3211/10MP-2EA | https://www.sigmaaldrich.com/LT/en
SLW3295/02-1EA | PYREX(R) BURETTES, CLASS B WITH PTFE KE& | 1X1EA | 1 | 32 | Sigma-Aldrich | SLW3295/02-1EA | https://www.sigmaaldrich.com/LT/en
SLW3295/04-1EA | PYREX(R) BURETTES, CLASS B WITH PTFE KE& | 1X1EA | 1 | 32 | Sigma-Aldrich | SLW3295/04-1EA | https://www.sigmaaldrich.com/LT/en
SLW3295/28ASWC-1EA | PYREX(R) BURETTES, CLASS AS WORKS CERTI& | 1X1EA | 1 | 93 | Sigma-Aldrich | SLW3295/28ASWC-1EA | https://www.sigmaaldrich.com/LT/en
SLW3298/03-5EA | PYREX(R) BURETTES, CLASS B, SOFNOL, AUT& | 1X5EA | 1 | 442 | Sigma-Aldrich | SLW3298/03-5EA | https://www.sigmaaldrich.com/LT/en
SLW3396/04AS-1EA | PYREX(R) BURETTES, SCHELLBACH, AUTOMATI& | 1X1EA | 1 | 208 | Sigma-Aldrich | SLW3396/04AS-1EA | https://www.sigmaaldrich.com/LT/en
SLW3496/02AS-1EA | PYREX(R) CLASS AS, SCHELLBACH, WITH INT& | 1X1EA | 1 | 217 | Sigma-Aldrich | SLW3496/02AS-1EA | https://www.sigmaaldrich.com/LT/en
SLW3590/04-1EA | PYREX(R) GRADUATED DROPPING FUNNEL, WIT& | 1X1EA | 1 | 123 | Sigma-Aldrich | SLW3590/04-1EA | https://www.sigmaaldrich.com/LT/en
SLW3650/08M-5EA | PYREX(R) GOOCH CRUCIBLE, CAPACITY 10 ML& | 1X5EA | 1 | 105 | Sigma-Aldrich | SLW3650/08M-5EA | https://www.sigmaaldrich.com/LT/en
SLW3680/02M-5EA | PYREX(R) GOOCH CRUCIBLE, CAPACITY 60 ML& | 1X5EA | 1 | 110 | Sigma-Aldrich | SLW3680/02M-5EA | https://www.sigmaaldrich.com/LT/en
SLW3690/02M-10EA | PYREX(R) GOOCH CRUCIBLE ADAPTER, FITS 3& | 1X10EA | 1 | 213 | Sigma-Aldrich | SLW3690/02M-10EA | https://www.sigmaaldrich.com/LT/en
SLW3700/04-5EA | PYREX(R) BCHNER FILTER FUNNELS, WITH S& | 1X5EA | 1 | 374 | Sigma-Aldrich | SLW3700/04-5EA | https://www.sigmaaldrich.com/LT/en
SLW3700/06-5EA | PYREX(R) BCHNER FILTER FUNNELS, WITH S& | 1X5EA | 1 | 375 | Sigma-Aldrich | SLW3700/06-5EA | https://www.sigmaaldrich.com/LT/en
SLW3720/06M-2EA | PYREX(R) BCHNER FILTER FUNNELS, WITH S& | 1X2EA | 1 | 282 | Sigma-Aldrich | SLW3720/06M-2EA | https://www.sigmaaldrich.com/LT/en
SLW3730/04-10EA | PYREX(R) FILTER FUNNEL WITH SINTERED GL& | 1X10EA | 1 | 407 | Sigma-Aldrich | SLW3730/04-10EA | https://www.sigmaaldrich.com/LT/en
SLW3770/08-10EA | PYREX(R) FILTER FUNNEL CYLINDRICAL, WIT& | 1X10EA | 1 | 186 | Sigma-Aldrich | SLW3770/08-10EA | https://www.sigmaaldrich.com/LT/en
SLW3845/02M-10EA | PYREX(R) GLASS THIMBLE, 30 X 95 MM, DIS& | 1X10EA | 1 | 256 | Sigma-Aldrich | SLW3845/02M-10EA | https://www.sigmaaldrich.com/LT/en
SLW443060N-1EA | PYREX(R) SEPARATING FUNNEL, GILSON STYL& | 1X1EA | 1 | 170 | Sigma-Aldrich | SLW443060N-1EA | https://www.sigmaaldrich.com/LT/en
SLW443347-1EA | PYREX(R) DROPPING FUNNEL, GRADUATED, PT& | 1X1EA | 1 | 102 | Sigma-Aldrich | SLW443347-1EA | https://www.sigmaaldrich.com/LT/en
SLW443547-1EA | PYREX(R) ADDITION FUNNEL, GRADUATED, PR& | 1X1EA | 1 | 128 | Sigma-Aldrich | SLW443547-1EA | https://www.sigmaaldrich.com/LT/en
SLW4503/13-20EA | PYREX(R) CULTURE TUBES CAPS WITH INSERT& | 1X20EA | 1 | 45 | Sigma-Aldrich | SLW4503/13-20EA | https://www.sigmaaldrich.com/LT/en
SLW4503/25-20EA | PYREX(R) CULTURE TUBES CAPS WITH INSERT& | 1X20EA | 1 | 70 | Sigma-Aldrich | SLW4503/25-20EA | https://www.sigmaaldrich.com/LT/en
SLW4510/02-10EA | PYREX(R) QUICKFIT(R) POLYPROPYLENE SCRE& | 1X10EA | 1 | 70 | Sigma-Aldrich | SLW4510/02-10EA | https://www.sigmaaldrich.com/LT/en
SLW4513/25M-20EA | PYREX(R) CULTURE TUBES CAP INSERT, THRE& | 1X20EA | 1 | 43 | Sigma-Aldrich | SLW4513/25M-20EA | https://www.sigmaaldrich.com/LT/en
SLW4538/04-2EA | PYREX(R) CONNECTION SYSTEM SCREWCAPS FO& | 1X2EA | 1 | 10 | Sigma-Aldrich | SLW4538/04-2EA | https://www.sigmaaldrich.com/LT/en
SLW4539/02-1EA | PYREX(R) CONNECTION SYSTEM SCREWCAPS FO& | 1X1EA | 1 | 16 | Sigma-Aldrich | SLW4539/02-1EA | https://www.sigmaaldrich.com/LT/en
SLW492095-1EA | PYREX(R) BURETTES, SCHELLBACH, CLASS AS& | 1X1EA | 1 | 68 | Sigma-Aldrich | SLW492095-1EA | https://www.sigmaaldrich.com/LT/en
SLW4980-10-12EA | PYREX(R) ERLENMEYER FLASK, HEAVY DUTY, & | 1X12EA | 1 | 201 | Sigma-Aldrich | SLW4980-10-12EA | https://www.sigmaaldrich.com/LT/en
SLW5100-250-12EA | PYREX(R) ERLENMEYER FLASK, WIDE NECK, H& | 1X12EA | 1 | 132 | Sigma-Aldrich | SLW5100-250-12EA | https://www.sigmaaldrich.com/LT/en
SLW718234-1EA | PYREX(R) MORTAR, CAPACITY 100 ML | 1X1EA | 1 | 28 | Sigma-Aldrich | SLW718234-1EA | https://www.sigmaaldrich.com/LT/en
SLW718347R-1EA | PYREX(R) PESTLE, GLAZED FINISH, LENGTH & | 1X1EA | 1 | 18 | Sigma-Aldrich | SLW718347R-1EA | https://www.sigmaaldrich.com/LT/en
SLWSSD103-1EA | PYREX(R) STOPCOCKS, PLAIN ARMS, STRAIGH& | 1X1EA | 1 | 56 | Sigma-Aldrich | SLWSSD103-1EA | https://www.sigmaaldrich.com/LT/en
SLWSSD104-1EA | PYREX(R) STOPCOCKS, PLAIN ARMS, STRAIGH& | 1X1EA | 1 | 72 | Sigma-Aldrich | SLWSSD104-1EA | https://www.sigmaaldrich.com/LT/en
SLWSST102K-5EA | PYREX(R) SPARE PTFE KEYS FOR PYREX(R) S& | 1X5EA | 1 | 105 | Sigma-Aldrich | SLWSST102K-5EA | https://www.sigmaaldrich.com/LT/en
SLWSST106-5EA | PYREX(R) STOPCOCKS, PLAIN ARMS, PTFE KE& | 1X5EA | 1 | 552 | Sigma-Aldrich | SLWSST106-5EA | https://www.sigmaaldrich.com/LT/en
SLWSST303K-5EA | PYREX(R) SPARE PTFE KEYS FOR PYREX(R) S& | 1X5EA | 1 | 86 | Sigma-Aldrich | SLWSST303K-5EA | https://www.sigmaaldrich.com/LT/en
SLWSSV202-1EA | PYREX(R) STOPCOCKS, HIGH VACUUM, DOUBLE& | 1X1EA | 1 | 210 | Sigma-Aldrich | SLWSSV202-1EA | https://www.sigmaaldrich.com/LT/en
SLWSSV802-1EA | PYREX(R) STOPCOCKS, SAFETY PATTERN, SIN& | 1X1EA | 1 | 234 | Sigma-Aldrich | SLWSSV802-1EA | https://www.sigmaaldrich.com/LT/en
SLW1523/22-1EA | PYREX(R) MEDIA-LAB BOTTLES, WIDE MOUTH,& | 1X1EA | 1 | 562 | Sigma-Aldrich | SLW1523/22-1EA | https://www.sigmaaldrich.com/LT/en
SLW4980-125-12EA | PYREX(R) ERLENMEYER FLASK, HEAVY DUTY, & | 1X12EA | 1 | 121 | Sigma-Aldrich | SLW4980-125-12EA | https://www.sigmaaldrich.com/LT/en
SLW3151/22-2EA | PYREX(R) VOLUMETRIC HEAVY DUTY, CLASS A& | 1X2EA | 1 | 81 | Sigma-Aldrich | SLW3151/22-2EA | https://www.sigmaaldrich.com/LT/en
SLW3396/06AS-1EA | PYREX(R) BURETTES, SCHELLBACH, AUTOMATI& | 1X1EA | 1 | 217 | Sigma-Aldrich | SLW3396/06AS-1EA | https://www.sigmaaldrich.com/LT/en
SLW1516/06D-10EA | PYREX(R) MEDIA-LAB BOTTLES, WITH CAP AN& | 1X10EA | 1 | 80 | Sigma-Aldrich | SLW1516/06D-10EA | https://www.sigmaaldrich.com/LT/en
SLW1516/16D-1EA | PYREX(R) MEDIA-LAB BOTTLES, WITH CAP AN& | 1X1EA | 1 | 145 | Sigma-Aldrich | SLW1516/16D-1EA | https://www.sigmaaldrich.com/LT/en
SLW1517/09-10EA | PYREX(R) MEDIA-LAB BOTTLES, WITH-OUT CA& | 1X10EA | 1 | 99 | Sigma-Aldrich | SLW1517/09-10EA | https://www.sigmaaldrich.com/LT/en
SLW1518/08-10EA | PYREX(R) MEDIA-LAB BOTTLES, PLASTIC COA& | 1X10EA | 1 | 196 | Sigma-Aldrich | SLW1518/08-10EA | https://www.sigmaaldrich.com/LT/en
SLW1519/08-10EA | PYREX(R) MEDIA-LAB BOTTLES, AMBER GLASS& | 1X10EA | 1 | 385 | Sigma-Aldrich | SLW1519/08-10EA | https://www.sigmaaldrich.com/LT/en
SLW1620/20M-100EA | PYREX(R) TEST TUBES, WITH RIM, MEDIUM W& | 1X100EA | 1 | 149 | Sigma-Aldrich | SLW1620/20M-100EA | https://www.sigmaaldrich.com/LT/en
SLW1622/16M-100EA | PYREX(R) TEST TUBES, WITHOUT RIM, MEDIU& | 1X100EA | 1 | 101 | Sigma-Aldrich | SLW1622/16M-100EA | https://www.sigmaaldrich.com/LT/en
SLW2140/03M-10EA | PYREX(R) FILTER FUNNEL, SHORT STEM, STE& | 1X10EA | 1 | 148 | Sigma-Aldrich | SLW2140/03M-10EA | https://www.sigmaaldrich.com/LT/en
SLW1470/12D-10EA | PYREX(R) CRYSTALLIZING DISH, FLAT BOTTO& | 1X10EA | 1 | 262 | Sigma-Aldrich | SLW1470/12D-10EA | https://www.sigmaaldrich.com/LT/en
SLW1471/16M-10EA | PYREX(R) CRYSTALLIZING DISH, FLAT BOTTO& | 1X10EA | 1 | 606 | Sigma-Aldrich | SLW1471/16M-10EA | https://www.sigmaaldrich.com/LT/en
SLW3151/24-1EA | PYREX(R) VOLUMETRIC HEAVY DUTY, CLASS A& | 1X1EA | 1 | 70 | Sigma-Aldrich | SLW3151/24-1EA | https://www.sigmaaldrich.com/LT/en
SLW3152/10AWC-5EA | PYREX(R) VOLUMETRIC HEAVY DUTY, CLASS A& | 1X5EA | 1 | 170 | Sigma-Aldrich | SLW3152/10AWC-5EA | https://www.sigmaaldrich.com/LT/en
SLW3212/18-1EA | PYREX(R) MIXING CYLINDER, CLASS A, CAPA& | 1X1EA | 1 | 196 | Sigma-Aldrich | SLW3212/18-1EA | https://www.sigmaaldrich.com/LT/en
SLW3295/08-1EA | PYREX(R) BURETTES, CLASS B WITH PTFE KE& | 1X1EA | 1 | 34 | Sigma-Aldrich | SLW3295/08-1EA | https://www.sigmaaldrich.com/LT/en
SLW3296/06AS-1EA | PYREX(R) BURETTES, CLASS AS, AUTOMATIC & | 1X1EA | 1 | 199 | Sigma-Aldrich | SLW3296/06AS-1EA | https://www.sigmaaldrich.com/LT/en
SLW4526/32D-10EA | PYREX(R) HIGH TEMPERATURE SCREWCAP FOR & | 1X10EA | 1 | 54 | Sigma-Aldrich | SLW4526/32D-10EA | https://www.sigmaaldrich.com/LT/en
SLW4539/06-1EA | PYREX(R) CONNECTION SYSTEM SCREWCAPS FO& | 1X1EA | 1 | 16 | Sigma-Aldrich | SLW4539/06-1EA | https://www.sigmaaldrich.com/LT/en
SLWSSD106K-1EA | PYREX(R) STOPCOCKS, SPARE GLASS KEYS, S& | 1X1EA | 1 | 37 | Sigma-Aldrich | SLWSSD106K-1EA | https://www.sigmaaldrich.com/LT/en
SLWSST203-5EA | PYREX(R) STOPCOCKS, PLAIN ARMS, PTFE KE& | 1X5EA | 1 | 425 | Sigma-Aldrich | SLWSST203-5EA | https://www.sigmaaldrich.com/LT/en
SLW1516/14D-1EA | PYREX(R) MEDIA-LAB BOTTLES, WITH CAP AN& | 1X1EA | 1 | 106 | Sigma-Aldrich | SLW1516/14D-1EA | https://www.sigmaaldrich.com/LT/en
SLW1000/11M-10EA | PYREX(R) GRIFFIN BEAKERS, LOW FORM, WIT& | 1X10EA | 1 | 57 | Sigma-Aldrich | SLW1000/11M-10EA | https://www.sigmaaldrich.com/LT/en
SLW1020/16D-10EA | PYREX(R) BEAKERS, CONICAL FORM, PHILLIP& | 1X10EA | 1 | 213 | Sigma-Aldrich | SLW1020/16D-10EA | https://www.sigmaaldrich.com/LT/en
SLW1070/42D-1EA | PYREX(R) BOILING FLASK, FLAT BOTTOM, NA& | 1X1EA | 1 | 416 | Sigma-Aldrich | SLW1070/42D-1EA | https://www.sigmaaldrich.com/LT/en
SLW1132/26-20EA | PYREX(R) ERLENMEYER FLASK, GRADUATED, G& | 1X20EA | 1 | 810 | Sigma-Aldrich | SLW1132/26-20EA | https://www.sigmaaldrich.com/LT/en
SLW1137/08D-10EA | PYREX(R) ERLENMEYER FLASK, GRADUATED WI& | 1X10EA | 1 | 350 | Sigma-Aldrich | SLW1137/08D-10EA | https://www.sigmaaldrich.com/LT/en
SLW1170/12M-5EA | PYREX(R) BCHNER FILTER, PLAIN SIDEARM,& | 1X5EA | 1 | 842 | Sigma-Aldrich | SLW1170/12M-5EA | https://www.sigmaaldrich.com/LT/en
SLW1450/01D-10EA | PYREX(R) EVAPORATING DISH, CAPACITY 15 & | 1X10EA | 1 | 211 | Sigma-Aldrich | SLW1450/01D-10EA | https://www.sigmaaldrich.com/LT/en
SLW1470/10D-10EA | PYREX(R) CRYSTALLIZING DISH, FLAT BOTTO& | 1X10EA | 1 | 193 | Sigma-Aldrich | SLW1470/10D-10EA | https://www.sigmaaldrich.com/LT/en
SLW1471/12M-10EA | PYREX(R) CRYSTALLIZING DISH, FLAT BOTTO& | 1X10EA | 1 | 302 | Sigma-Aldrich | SLW1471/12M-10EA | https://www.sigmaaldrich.com/LT/en
SLW1515/18D-1EA | PYREX(R) REAGENT BOTTLES, ROUND BOTTOM & | 1X1EA | 1 | 259 | Sigma-Aldrich | SLW1515/18D-1EA | https://www.sigmaaldrich.com/LT/en
SLW1517/08-10EA | PYREX(R) MEDIA-LAB BOTTLES, WITH-OUT CA& | 1X10EA | 1 | 75 | Sigma-Aldrich | SLW1517/08-10EA | https://www.sigmaaldrich.com/LT/en
SLW1521/04D-10EA | PYREX(R) REAGENT BOTTLES, NARROW NECK W& | 1X10EA | 1 | 293 | Sigma-Aldrich | SLW1521/04D-10EA | https://www.sigmaaldrich.com/LT/en
SLW1524/06-10EA | PYREX(R) MEDIA-LAB BOTTLES, WIDE MOUTH,& | 1X10EA | 1 | 83 | Sigma-Aldrich | SLW1524/06-10EA | https://www.sigmaaldrich.com/LT/en
SLW1569/16D-1EA | PYREX(R) ASPIRATOR BOTTLES, GROUND GLAS& | 1X1EA | 1 | 218 | Sigma-Aldrich | SLW1569/16D-1EA | https://www.sigmaaldrich.com/LT/en
SLW1620/16M-100EA | PYREX(R) TEST TUBES, WITH RIM, MEDIUM W& | 1X100EA | 1 | 101 | Sigma-Aldrich | SLW1620/16M-100EA | https://www.sigmaaldrich.com/LT/en
SLW2140/02M-10EA | PYREX(R) FILTER FUNNEL, SHORT STEM, STE& | 1X10EA | 1 | 137 | Sigma-Aldrich | SLW2140/02M-10EA | https://www.sigmaaldrich.com/LT/en
SLW3151/22WC-2EA | PYREX(R) VOLUMETRIC HEAVY DUTY, CLASS A& | 1X2EA | 1 | 94 | Sigma-Aldrich | SLW3151/22WC-2EA | https://www.sigmaaldrich.com/LT/en
SLW3152/22AWC-1EA | PYREX(R) VOLUMETRIC HEAVY DUTY, CLASS A& | 1X1EA | 1 | 179 | Sigma-Aldrich | SLW3152/22AWC-1EA | https://www.sigmaaldrich.com/LT/en
SLW1000/14D-10EA | PYREX(R) GRIFFIN BEAKERS, LOW FORM, WIT& | 1X10EA | 1 | 72 | Sigma-Aldrich | SLW1000/14D-10EA | https://www.sigmaaldrich.com/LT/en
SLW1015/02M-10EA | PYREX(R) BERZELIUS BEAKERS, GRADUATED, & | 1X10EA | 1 | 53 | Sigma-Aldrich | SLW1015/02M-10EA | https://www.sigmaaldrich.com/LT/en
SLW1025/10SC-1EA | PYREX(R) BEAKERS, JACKETED WITH PTFE SC& | 1X1EA | 1 | 368 | Sigma-Aldrich | SLW1025/10SC-1EA | https://www.sigmaaldrich.com/LT/en
SLW1120/26D-5EA | PYREX(R) BOILING FLASK, ROUND BOTTOM, W& | 1X5EA | 1 | 606 | Sigma-Aldrich | SLW1120/26D-5EA | https://www.sigmaaldrich.com/LT/en
SLW1130/16D-10EA | PYREX(R) ERLENMEYER FLASK, NARROW NECK,& | 1X10EA | 1 | 72 | Sigma-Aldrich | SLW1130/16D-10EA | https://www.sigmaaldrich.com/LT/en
SLW1134/08-5EA | PYREX(R) ERLENMEYER FLASK, NARROW NECK,& | 1X5EA | 1 | 89 | Sigma-Aldrich | SLW1134/08-5EA | https://www.sigmaaldrich.com/LT/en
SLW1170/02M-10EA | PYREX(R) BCHNER FILTER, PLAIN SIDE ARM& | 1X10EA | 1 | 267 | Sigma-Aldrich | SLW1170/02M-10EA | https://www.sigmaaldrich.com/LT/en
SLW1170/14D-1EA | PYREX(R) BCHNER FILTER, PLAIN SIDE ARM& | 1X1EA | 1 | 222 | Sigma-Aldrich | SLW1170/14D-1EA | https://www.sigmaaldrich.com/LT/en
SLW3212/16WC-2EA | PYREX(R) MIXING CYLINDER, CLASS A, WORK& | 1X2EA | 1 | 301 | Sigma-Aldrich | SLW3212/16WC-2EA | https://www.sigmaaldrich.com/LT/en
SLW3296/04AS-1EA | PYREX(R) BURETTES, CLASS AS, AUTOMATIC & | 1X1EA | 1 | 191 | Sigma-Aldrich | SLW3296/04AS-1EA | https://www.sigmaaldrich.com/LT/en
SLW3590/08-1EA | PYREX(R) GRADUATED DROPPING FUNNEL, WIT& | 1X1EA | 1 | 198 | Sigma-Aldrich | SLW3590/08-1EA | https://www.sigmaaldrich.com/LT/en
SLW3722/02M-1EA | PYREX(R) BCHNER FILTER FUNNELS, WITH S& | 1X1EA | 1 | 310 | Sigma-Aldrich | SLW3722/02M-1EA | https://www.sigmaaldrich.com/LT/en
SLW3766/03-1EA | PYREX(R) FILTER FUNNEL, HIRSCH STYLE WI& | 1X1EA | 1 | 54 | Sigma-Aldrich | SLW3766/03-1EA | https://www.sigmaaldrich.com/LT/en
SLW3830/04M-2EA | PYREX(R) GAS DISTRIBUTION TUBES, POROSI& | 1X2EA | 1 | 66 | Sigma-Aldrich | SLW3830/04M-2EA | https://www.sigmaaldrich.com/LT/en
SLW4503/42-10EA | PYREX(R) CULTURE TUBES CAPS WITH INSERT& | 1X10EA | 1 | 85 | Sigma-Aldrich | SLW4503/42-10EA | https://www.sigmaaldrich.com/LT/en
SLW4526/25D-10EA | PYREX(R) HIGH TEMPERATURE SCREWCAP FOR & | 1X10EA | 1 | 51 | Sigma-Aldrich | SLW4526/25D-10EA | https://www.sigmaaldrich.com/LT/en
SLWSST108K-1EA | PYREX(R) SPARE PTFE KEYS FOR PYREX(R) S& | 1X1EA | 1 | 80 | Sigma-Aldrich | SLWSST108K-1EA | https://www.sigmaaldrich.com/LT/en
Z743345-1700EA | LASER CRYO-CLEAR(TM) LABELS, FOR 1.5 ML& | 1X1700EA | 1 | 81 | Sigma-Aldrich | Z743345-1700EA | https://www.sigmaaldrich.com/LT/en
Z743334-1000EA | CRYO-BABIES(R) LABELS, GREEN, L X W 1.2& | 1X1000EA | 1 | 45 | Sigma-Aldrich | Z743334-1000EA | https://www.sigmaaldrich.com/LT/en
SLW3151/08WC-5EA | PYREX(R) VOLUMETRIC HEAVY DUTY, CLASS A& | 1X5EA | 1 | 104 | Sigma-Aldrich | SLW3151/08WC-5EA | https://www.sigmaaldrich.com/LT/en
SLW3660/08M-5EA | PYREX(R) GOOCH CRUCIBLE, CAPACITY 30 ML& | 1X5EA | 1 | 105 | Sigma-Aldrich | SLW3660/08M-5EA | https://www.sigmaaldrich.com/LT/en
SLW4542/02-1EA | PYREX(R) SCREWCAP, BOTTLE POURER WITH G& | 1X1EA | 1 | 106 | Sigma-Aldrich | SLW4542/02-1EA | https://www.sigmaaldrich.com/LT/en
SLW492147-1EA | PYREX(R) BURETTES, SCHELLBACH, CLASS AS& | 1X1EA | 1 | 39 | Sigma-Aldrich | SLW492147-1EA | https://www.sigmaaldrich.com/LT/en
SLW1003-2L-4EA | PYREX(R) GRIFFIN BEAKERS, HEAVY DUTY, G& | 1X2L | 1 | 150 | Sigma-Aldrich | SLW1003-2L-4EA | https://www.sigmaaldrich.com/LT/en
SLW1070/02M-10EA | PYREX(R) BOILING FLASK, FLAT BOTTOM, NA& | 1X10EA | 1 | 139 | Sigma-Aldrich | SLW1070/02M-10EA | https://www.sigmaaldrich.com/LT/en
SLW1100/28D-10EA | PYREX(R) BOILING FLASK, ROUND BOTTOM, N& | 1X10EA | 1 | 429 | Sigma-Aldrich | SLW1100/28D-10EA | https://www.sigmaaldrich.com/LT/en
SLW1130/20D-10EA | PYREX(R) ERLENMEYER FLASK, NARROW NECK,& | 1X10EA | 1 | 84 | Sigma-Aldrich | SLW1130/20D-10EA | https://www.sigmaaldrich.com/LT/en
SLW1137/10M-1EA | PYREX(R) ERLENMEYER FLASK, GRADUATED WI& | 1X1EA | 1 | 53 | Sigma-Aldrich | SLW1137/10M-1EA | https://www.sigmaaldrich.com/LT/en
SLW1140/14D-10EA | PYREX(R) ERLENMEYER FLASK, WIDE NECK, W& | 1X10EA | 1 | 168 | Sigma-Aldrich | SLW1140/14D-10EA | https://www.sigmaaldrich.com/LT/en
SLW1170/14SC-1EA | PYREX(R) BCHNER FILTER, SIDE ARM AND S& | 1X1EA | 1 | 207 | Sigma-Aldrich | SLW1170/14SC-1EA | https://www.sigmaaldrich.com/LT/en
SLW1450/04D-10EA | PYREX(R) EVAPORATING DISH, CAPACITY 90 & | 1X10EA | 1 | 131 | Sigma-Aldrich | SLW1450/04D-10EA | https://www.sigmaaldrich.com/LT/en
SLW1515/01D-10EA | PYREX(R) REAGENT BOTTLES, ROUND BOTTOM & | 1X10EA | 1 | 70 | Sigma-Aldrich | SLW1515/01D-10EA | https://www.sigmaaldrich.com/LT/en
SLW1519/12-10EA | PYREX(R) MEDIA-LAB BOTTLES, AMBER GLASS& | 1X10EA | 1 | 766 | Sigma-Aldrich | SLW1519/12-10EA | https://www.sigmaaldrich.com/LT/en
SLW1521/06D-10EA | PYREX(R) REAGENT BOTTLES, NARROW NECK W& | 1X10EA | 1 | 352 | Sigma-Aldrich | SLW1521/06D-10EA | https://www.sigmaaldrich.com/LT/en
SLW1524/08-10EA | PYREX(R) MEDIA-LAB BOTTLES, WIDE MOUTH,& | 1X10EA | 1 | 120 | Sigma-Aldrich | SLW1524/08-10EA | https://www.sigmaaldrich.com/LT/en
SLW1526/12D-10EA | PYREX(R) REAGENT BOTTLES, UNGROUND NARR& | 1X10EA | 1 | 447 | Sigma-Aldrich | SLW1526/12D-10EA | https://www.sigmaaldrich.com/LT/en
SLW1541/16D-1EA | PYREX(R) ASPIRATOR BOTTLES, GROUND GLAS& | 1X1EA | 1 | 157 | Sigma-Aldrich | SLW1541/16D-1EA | https://www.sigmaaldrich.com/LT/en
SLW1622/20M-100EA | PYREX(R) TEST TUBES, WITHOUT RIM, MEDIU& | 1X100EA | 1 | 149 | Sigma-Aldrich | SLW1622/20M-100EA | https://www.sigmaaldrich.com/LT/en
SLW1628/18M-10EA | PYREX(R) TEST TUBES WITH STANDARD GROUN& | 1X10EA | 1 | 167 | Sigma-Aldrich | SLW1628/18M-10EA | https://www.sigmaaldrich.com/LT/en
SLW3151/02WC-5EA | PYREX(R) VOLUMETRIC HEAVY DUTY, CLASS A& | 1X5EA | 1 | 146 | Sigma-Aldrich | SLW3151/02WC-5EA | https://www.sigmaaldrich.com/LT/en
SLW3151/12WC-5EA | PYREX(R) VOLUMETRIC HEAVY DUTY, CLASS A& | 1X5EA | 1 | 105 | Sigma-Aldrich | SLW3151/12WC-5EA | https://www.sigmaaldrich.com/LT/en
SLW3152/12A-5EA | PYREX(R) VOLUMETRIC HEAVY DUTY, CLASS A& | 1X5EA | 1 | 141 | Sigma-Aldrich | SLW3152/12A-5EA | https://www.sigmaaldrich.com/LT/en
SLW3201/14WC-2EA | PYREX(R) MEASURING CYLINDER WITH SPOUT,& | 1X2EA | 1 | 194 | Sigma-Aldrich | SLW3201/14WC-2EA | https://www.sigmaaldrich.com/LT/en
SLW3211/06MP-10EA | PYREX(R) MEASURING CYLINDER, CLASS B, W& | 1X10EA | 1 | 293 | Sigma-Aldrich | SLW3211/06MP-10EA | https://www.sigmaaldrich.com/LT/en
SLW3212/08-2EA | PYREX(R) MIXING CYLINDER, CLASS A, CAPA& | 1X2EA | 1 | 65 | Sigma-Aldrich | SLW3212/08-2EA | https://www.sigmaaldrich.com/LT/en
SLW3285-100-2EA | PYREX(R) MEASURING CYLINDER, CLASS B, S& | 1X2EA | 1 | 85 | Sigma-Aldrich | SLW3285-100-2EA | https://www.sigmaaldrich.com/LT/en
SLW3650/04M-5EA | PYREX(R) GOOCH CRUCIBLE, CAPACITY 10 ML& | 1X5EA | 1 | 104 | Sigma-Aldrich | SLW3650/04M-5EA | https://www.sigmaaldrich.com/LT/en
SLW3710/01-5EA | PYREX(R) BCHNER FILTER FUNNELS, WITH S& | 1X5EA | 1 | 511 | Sigma-Aldrich | SLW3710/01-5EA | https://www.sigmaaldrich.com/LT/en
SLW3722/06M-1EA | PYREX(R) BCHNER FILTER FUNNELS, WITH S& | 1X1EA | 1 | 302 | Sigma-Aldrich | SLW3722/06M-1EA | https://www.sigmaaldrich.com/LT/en
SLW443333-1EA | PYREX(R) DROPPING FUNNEL, GRADUATED, PT& | 1X1EA | 1 | 75 | Sigma-Aldrich | SLW443333-1EA | https://www.sigmaaldrich.com/LT/en
SLW4500/02M-10EA | PYREX(R) SQUARE PLASTIC FEET FOR 50 ML & | 1X10EA | 1 | 26 | Sigma-Aldrich | SLW4500/02M-10EA | https://www.sigmaaldrich.com/LT/en
SLW4506/25D-10EA | PYREX(R) SCREWCAPS FOR MEDIA-LAB BOTTLE& | 1X10EA | 1 | 27 | Sigma-Aldrich | SLW4506/25D-10EA | https://www.sigmaaldrich.com/LT/en
SLW4980-250-12EA | PYREX(R) ERLENMEYER FLASK, HEAVY DUTY, & | 1X12EA | 1 | 132 | Sigma-Aldrich | SLW4980-250-12EA | https://www.sigmaaldrich.com/LT/en
SLW5808/2-1EA | PYREX(R) FILTER HOLDER FOR 25 MM MEMBRA& | 1X1EA | 1 | 106 | Sigma-Aldrich | SLW5808/2-1EA | https://www.sigmaaldrich.com/LT/en
SLW718342R-1EA | PYREX(R) PESTLE, GLAZED FINISH, LENGTH & | 1X1EA | 1 | 14 | Sigma-Aldrich | SLW718342R-1EA | https://www.sigmaaldrich.com/LT/en
SLWSSV104-1EA | PYREX(R) STOPCOCKS, HIGH VACUUM, STRAIG& | 1X1EA | 1 | 178 | Sigma-Aldrich | SLWSSV104-1EA | https://www.sigmaaldrich.com/LT/en
SLW1000/03M-10EA | PYREX(R) GRIFFIN BEAKERS, LOW FORM, WIT& | 1X10EA | 1 | 53 | Sigma-Aldrich | SLW1000/03M-10EA | https://www.sigmaaldrich.com/LT/en
SLW1000/34D-1EA | PYREX(R) GRIFFIN BEAKERS, LOW FORM, WIT& | 1X1EA | 1 | 77 | Sigma-Aldrich | SLW1000/34D-1EA | https://www.sigmaaldrich.com/LT/en
SLW1015/14D-10EA | PYREX(R) BERZELIUS BEAKERS, GRADUATED, & | 1X10EA | 1 | 77 | Sigma-Aldrich | SLW1015/14D-10EA | https://www.sigmaaldrich.com/LT/en
SLW1060/09D-10EA | PYREX(R) WATCH GLASSES, O.D. 80 MM 60 M& | 1X10EA | 1 | 152 | Sigma-Aldrich | SLW1060/09D-10EA | https://www.sigmaaldrich.com/LT/en
SLW1070/28D-10EA | PYREX(R) BOILING FLASK, FLAT BOTTOM, NA& | 1X10EA | 1 | 389 | Sigma-Aldrich | SLW1070/28D-10EA | https://www.sigmaaldrich.com/LT/en
SLW1100/38D-1EA | PYREX(R) BOILING FLASK, ROUND BOTTOM, W& | 1X1EA | 1 | 399 | Sigma-Aldrich | SLW1100/38D-1EA | https://www.sigmaaldrich.com/LT/en
SLW1130/06D-10EA | PYREX(R) ERLENMEYER FLASK, NARROW NECK,& | 1X10EA | 1 | 58 | Sigma-Aldrich | SLW1130/06D-10EA | https://www.sigmaaldrich.com/LT/en
SLW1137/18M-20EA | PYREX(R) ERLENMEYER FLASK, GRADUATED WI& | 1X20EA | 1 | 1490 | Sigma-Aldrich | SLW1137/18M-20EA | https://www.sigmaaldrich.com/LT/en
SLW1170/06SC-10EA | PYREX(R) BCHNER FILTER, SIDE ARM AND S& | 1X10EA | 1 | 343 | Sigma-Aldrich | SLW1170/06SC-10EA | https://www.sigmaaldrich.com/LT/en
SLW1516/02D-10EA | PYREX(R) MEDIA-LAB BOTTLES, WITH CAP AN& | 1X10EA | 1 | 84 | Sigma-Aldrich | SLW1516/02D-10EA | https://www.sigmaaldrich.com/LT/en
SLW1517/16-1EA | PYREX(R) MEDIA-LAB BOTTLES, WITH-OUT CA& | 1X1EA | 1 | 143 | Sigma-Aldrich | SLW1517/16-1EA | https://www.sigmaaldrich.com/LT/en
SLW1523/12-10EA | PYREX(R) MEDIA-LAB BOTTLES, WIDE MOUTH,& | 1X10EA | 1 | 391 | Sigma-Aldrich | SLW1523/12-10EA | https://www.sigmaaldrich.com/LT/en
SLW1565/16M-1EA | PYREX(R) ASPIRATOR BOTTLES, LARGE CAPAC& | 1X1EA | 1 | 271 | Sigma-Aldrich | SLW1565/16M-1EA | https://www.sigmaaldrich.com/LT/en
SLW1620/06M-100EA | PYREX(R) TEST TUBES, WITH RIM, MEDIUM W& | 1X100EA | 1 | 65 | Sigma-Aldrich | SLW1620/06M-100EA | https://www.sigmaaldrich.com/LT/en
SLW3151/06WC-5EA | PYREX(R) VOLUMETRIC HEAVY DUTY, CLASS A& | 1X5EA | 1 | 95 | Sigma-Aldrich | SLW3151/06WC-5EA | https://www.sigmaaldrich.com/LT/en
SLW3152/04AWC-5EA | PYREX(R) VOLUMETRIC HEAVY DUTY, CLASS A& | 1X5EA | 1 | 235 | Sigma-Aldrich | SLW3152/04AWC-5EA | https://www.sigmaaldrich.com/LT/en
SLW3201/08WC-2EA | PYREX(R) MEASURING CYLINDER WITH SPOUT,& | 1X2EA | 1 | 116 | Sigma-Aldrich | SLW3201/08WC-2EA | https://www.sigmaaldrich.com/LT/en
SLW3215/12P-2EA | PYREX(R) MIXING CYLINDER, CLASS B, DETA& | 1X2EA | 1 | 64 | Sigma-Aldrich | SLW3215/12P-2EA | https://www.sigmaaldrich.com/LT/en
SLW3285-25-2EA | PYREX(R) MEASURING CYLINDER, CLASS B, S& | 1X2EA | 1 | 70 | Sigma-Aldrich | SLW3285-25-2EA | https://www.sigmaaldrich.com/LT/en
SLW3295/22ASWC-1EA | PYREX(R) BURETTES, CLASS AS WORKS CERTI& | 1X1EA | 1 | 76 | Sigma-Aldrich | SLW3295/22ASWC-1EA | https://www.sigmaaldrich.com/LT/en
SLW3299/04-1EA | PYREX(R) REPLACEMENT RESERVOIR BOTTLES,& | 1X1EA | 1 | 12 | Sigma-Aldrich | SLW3299/04-1EA | https://www.sigmaaldrich.com/LT/en
SLW3496/06AS-1EA | PYREX(R) CLASS AS, SCHELLBACH, WITH INT& | 1X1EA | 1 | 236 | Sigma-Aldrich | SLW3496/06AS-1EA | https://www.sigmaaldrich.com/LT/en
SLW3630/01-5EA | PYREX(R) BCHNER FILTER FUNNELS, WITH S& | 1X5EA | 1 | 181 | Sigma-Aldrich | SLW3630/01-5EA | https://www.sigmaaldrich.com/LT/en
SLW3660/04M-5EA | PYREX(R) GOOCH CRUCIBLE, CAPACITY 30 ML& | 1X5EA | 1 | 104 | Sigma-Aldrich | SLW3660/04M-5EA | https://www.sigmaaldrich.com/LT/en
SLW3730/08-5EA | PYREX(R) FILTER FUNNEL WITH SINTERED GL& | 1X5EA | 1 | 205 | Sigma-Aldrich | SLW3730/08-5EA | https://www.sigmaaldrich.com/LT/en
SLW443042N-1EA | PYREX(R) SEPARATING FUNNEL, GILSON STYL& | 1X1EA | 1 | 94 | Sigma-Aldrich | SLW443042N-1EA | https://www.sigmaaldrich.com/LT/en
SLW4503/18-20EA | PYREX(R) CULTURE TUBES CAPS WITH INSERT& | 1X20EA | 1 | 55 | Sigma-Aldrich | SLW4503/18-20EA | https://www.sigmaaldrich.com/LT/en
SLW4513/42M-10EA | PYREX(R) CULTURE TUBES CAP INSERT, THRE& | 1X10EA | 1 | 60 | Sigma-Aldrich | SLW4513/42M-10EA | https://www.sigmaaldrich.com/LT/en
SLW4541/04-2EA | PYREX(R) SCREWCAP, TWIN HOSE CONNECTOR,& | 1X2EA | 1 | 70 | Sigma-Aldrich | SLW4541/04-2EA | https://www.sigmaaldrich.com/LT/en
SLWGP6/10W-1EA | PYREX(R) STOPCOCKS, WITH ROTAFLO(R) PTF& | 1X1EA | 1 | 64 | Sigma-Aldrich | SLWGP6/10W-1EA | https://www.sigmaaldrich.com/LT/en
SLWSSV204-1EA | PYREX(R) STOPCOCKS, HIGH VACUUM, DOUBLE& | 1X1EA | 1 | 248 | Sigma-Aldrich | SLWSSV204-1EA | https://www.sigmaaldrich.com/LT/en
SLW3215/08P-2EA | PYREX(R) MIXING CYLINDER, CLASS B, DETA& | 1X2EA | 1 | 36 | Sigma-Aldrich | SLW3215/08P-2EA | https://www.sigmaaldrich.com/LT/en
SLW3620/08-5EA | PYREX(R) BCHNER FILTER FUNNELS, WITH S& | 1X5EA | 1 | 175 | Sigma-Aldrich | SLW3620/08-5EA | https://www.sigmaaldrich.com/LT/en
SLW443047N-1EA | PYREX(R) SEPARATING FUNNEL, GILSON STYL& | 1X1EA | 1 | 110 | Sigma-Aldrich | SLW443047N-1EA | https://www.sigmaaldrich.com/LT/en
SLW443054N-1EA | PYREX(R) SEPARATING FUNNEL, GILSON STYL& | 1X1EA | 1 | 136 | Sigma-Aldrich | SLW443054N-1EA | https://www.sigmaaldrich.com/LT/en
SLW443540-1EA | PYREX(R) ADDITION FUNNEL, GRADUATED, PR& | 1X1EA | 1 | 102 | Sigma-Aldrich | SLW443540-1EA | https://www.sigmaaldrich.com/LT/en
SLW4500/00-10EA | PYREX(R) SQUARE PLASTIC FEET FOR 10 ML & | 1X10EA | 1 | 22 | Sigma-Aldrich | SLW4500/00-10EA | https://www.sigmaaldrich.com/LT/en
SLW4503/22-20EA | PYREX(R) CULTURE TUBES CAPS WITH INSERT& | 1X20EA | 1 | 62 | Sigma-Aldrich | SLW4503/22-20EA | https://www.sigmaaldrich.com/LT/en
SLW4507/45D-5EA | PYREX(R) MEMBRANE SCREWCAP, 0.2M PTFE | 1X5EA | 1 | 50 | Sigma-Aldrich | SLW4507/45D-5EA | https://www.sigmaaldrich.com/LT/en
SLW4516/32D-10EA | PYREX(R) POURING RING FOR MEDIA-LAB BOT& | 1X10EA | 1 | 12 | Sigma-Aldrich | SLW4516/32D-10EA | https://www.sigmaaldrich.com/LT/en
SLW4538/02-2EA | PYREX(R) CONNECTION SYSTEM SCREWCAPS FO& | 1X2EA | 1 | 10 | Sigma-Aldrich | SLW4538/02-2EA | https://www.sigmaaldrich.com/LT/en
SLW4539/04-1EA | PYREX(R) CONNECTION SYSTEM SCREWCAPS FO& | 1X1EA | 1 | 16 | Sigma-Aldrich | SLW4539/04-1EA | https://www.sigmaaldrich.com/LT/en
SLW5100-125-12EA | PYREX(R) ERLENMEYER FLASK, WIDE NECK, H& | 1X12EA | 1 | 121 | Sigma-Aldrich | SLW5100-125-12EA | https://www.sigmaaldrich.com/LT/en
SLW5100-2L-1EA | PYREX(R) ERLENMEYER FLASK, WIDE NECK, H& | 1X2L | 1 | 55 | Sigma-Aldrich | SLW5100-2L-1EA | https://www.sigmaaldrich.com/LT/en
SLW5810/5-1EA | PYREX(R) VACUUM FILTRATION SYSTEM FOR 4& | 1X1EA | 1 | 163 | Sigma-Aldrich | SLW5810/5-1EA | https://www.sigmaaldrich.com/LT/en
SLW718247-1EA | PYREX(R) MORTAR, CAPACITY 300 ML | 1X1EA | 1 | 40 | Sigma-Aldrich | SLW718247-1EA | https://www.sigmaaldrich.com/LT/en
SLWSSD102K-1EA | PYREX(R) STOPCOCKS, SPARE GLASS KEYS, S& | 1X1EA | 1 | 34 | Sigma-Aldrich | SLWSSD102K-1EA | https://www.sigmaaldrich.com/LT/en
SLWSSD104K-1EA | PYREX(R) STOPCOCKS, SPARE GLASS KEYS, S& | 1X1EA | 1 | 32 | Sigma-Aldrich | SLWSSD104K-1EA | https://www.sigmaaldrich.com/LT/en
SLWSST104-5EA | PYREX(R) STOPCOCKS, PLAIN ARMS, STRAIGH& | 1X5EA | 1 | 213 | Sigma-Aldrich | SLWSST104-5EA | https://www.sigmaaldrich.com/LT/en
SLWSST108-5EA | PYREX(R) STOPCOCKS, PLAIN ARMS, PTFE KE& | 1X5EA | 1 | 530 | Sigma-Aldrich | SLWSST108-5EA | https://www.sigmaaldrich.com/LT/en
SLWSST702-5EA | PYREX(R) STOPCOCKS, FUNNEL REPAIR, PTFE& | 1X5EA | 1 | 131 | Sigma-Aldrich | SLWSST702-5EA | https://www.sigmaaldrich.com/LT/en
SLWSST706-5EA | PYREX(R) STOPCOCKS, FUNNEL REPAIR, PTFE& | 1X5EA | 1 | 286 | Sigma-Aldrich | SLWSST706-5EA | https://www.sigmaaldrich.com/LT/en
SLWSSV504-1EA | PYREX(R) STOPCOCKS, PUMP PATTERN, SINGL& | 1X1EA | 1 | 236 | Sigma-Aldrich | SLWSSV504-1EA | https://www.sigmaaldrich.com/LT/en
Z743353-1000EA | DIRECT THERMAL CRYO-TAGS(R) AND CRYO-SP& | 1X1000EA | 1 | 75 | Sigma-Aldrich | Z743353-1000EA | https://www.sigmaaldrich.com/LT/en
Z743340-1700EA | LASER CRYO-BABIES(R), ASSORTED COLORS, & | 1X1700EA | 1 | 78 | Sigma-Aldrich | Z743340-1700EA | https://www.sigmaaldrich.com/LT/en
SLW1137/06M-10EA | PYREX(R) ERLENMEYER FLASK, GRADUATED WI& | 1X10EA | 1 | 332 | Sigma-Aldrich | SLW1137/06M-10EA | https://www.sigmaaldrich.com/LT/en
SLW1170/10SC-1EA | PYREX(R) BCHNER FILTER, SIDE ARM AND S& | 1X1EA | 1 | 114 | Sigma-Aldrich | SLW1170/10SC-1EA | https://www.sigmaaldrich.com/LT/en
SLW1350/06M-10EA | PYREX(R) ROUX CULTURE FLASK, OFF-SET NE& | 1X10EA | 1 | 525 | Sigma-Aldrich | SLW1350/06M-10EA | https://www.sigmaaldrich.com/LT/en
SLW1471/10M-10EA | PYREX(R) CRYSTALLIZING DISH, FLAT BOTTO& | 1X10EA | 1 | 222 | Sigma-Aldrich | SLW1471/10M-10EA | https://www.sigmaaldrich.com/LT/en
SLW1515/16D-1EA | PYREX(R) REAGENT BOTTLES, ROUND BOTTOM & | 1X1EA | 1 | 181 | Sigma-Aldrich | SLW1515/16D-1EA | https://www.sigmaaldrich.com/LT/en
SLW1517/06-10EA | PYREX(R) MEDIA-LAB BOTTLES, WITH-OUT CA& | 1X10EA | 1 | 55 | Sigma-Aldrich | SLW1517/06-10EA | https://www.sigmaaldrich.com/LT/en
SLW1518/06-10EA | PYREX(R) MEDIA-LAB BOTTLES, PLASTIC COA& | 1X10EA | 1 | 161 | Sigma-Aldrich | SLW1518/06-10EA | https://www.sigmaaldrich.com/LT/en
SLW1520/10D-10EA | PYREX(R) MEDIA-LAB BOTTLES, SQUARE, WIT& | 1X10EA | 1 | 150 | Sigma-Aldrich | SLW1520/10D-10EA | https://www.sigmaaldrich.com/LT/en
SLW1593/04D-1EA | PYREX(R) REPLACEMENT COVER FOR 150 ML V& | 1X1EA | 1 | 160 | Sigma-Aldrich | SLW1593/04D-1EA | https://www.sigmaaldrich.com/LT/en
SLW1620/15M-100EA | PYREX(R) TEST TUBES, WITH RIM, MEDIUM W& | 1X100EA | 1 | 104 | Sigma-Aldrich | SLW1620/15M-100EA | https://www.sigmaaldrich.com/LT/en
SLW2190/02M-1EA | PYREX(R) SEPARATING FUNNEL, CONICAL, GL | 1X1EA | 1 | 83 | Sigma-Aldrich | SLW2190/02M-1EA | https://www.sigmaaldrich.com/LT/en
SLW3152/08AWC-5EA | PYREX(R) VOLUMETRIC HEAVY DUTY, CLASS A& | 1X5EA | 1 | 154 | Sigma-Aldrich | SLW3152/08AWC-5EA | https://www.sigmaaldrich.com/LT/en
SLW3201/12WC-2EA | PYREX(R) MEASURING CYLINDER WITH SPOUT,& | 1X2EA | 1 | 149 | Sigma-Aldrich | SLW3201/12WC-2EA | https://www.sigmaaldrich.com/LT/en
SLW3212/16-10EA | PYREX(R) MIXING CYLINDER, CLASS A, CAPA& | 1X10EA | 1 | 665 | Sigma-Aldrich | SLW3212/16-10EA | https://www.sigmaaldrich.com/LT/en
SLW3296/02AS-1EA | PYREX(R) BURETTES, CLASS AS, AUTOMATIC & | 1X1EA | 1 | 182 | Sigma-Aldrich | SLW3296/02AS-1EA | https://www.sigmaaldrich.com/LT/en
SLW3590/06-1EA | PYREX(R) GRADUATED DROPPING FUNNEL, WIT& | 1X1EA | 1 | 140 | Sigma-Aldrich | SLW3590/06-1EA | https://www.sigmaaldrich.com/LT/en
SLW3630/08-5EA | PYREX(R) BCHNER FILTER FUNNELS, WITH S& | 1X5EA | 1 | 186 | Sigma-Aldrich | SLW3630/08-5EA | https://www.sigmaaldrich.com/LT/en
SLW3720/08M-2EA | PYREX(R) BCHNER FILTER FUNNELS, WITH S& | 1X2EA | 1 | 282 | Sigma-Aldrich | SLW3720/08M-2EA | https://www.sigmaaldrich.com/LT/en
SLW443065N-1EA | PYREX(R) SEPARATING FUNNEL, GILSON STYL& | 1X1EA | 1 | 254 | Sigma-Aldrich | SLW443065N-1EA | https://www.sigmaaldrich.com/LT/en
SLW443554-1EA | PYREX(R) ADDITION FUNNEL, GRADUATED, PR& | 1X1EA | 1 | 152 | Sigma-Aldrich | SLW443554-1EA | https://www.sigmaaldrich.com/LT/en
SLW4503/30-20EA | PYREX(R) CULTURE TUBES CAPS WITH INSERT& | 1X20EA | 1 | 91 | Sigma-Aldrich | SLW4503/30-20EA | https://www.sigmaaldrich.com/LT/en
SLW4513/13M-20EA | PYREX(R) CULTURE TUBES CAP INSERT, THRE& | 1X20EA | 1 | 18 | Sigma-Aldrich | SLW4513/13M-20EA | https://www.sigmaaldrich.com/LT/en
SLW4516/80D-10EA | PYREX(R) POURING RING FOR MEDIA-LAB BOT& | 1X10EA | 1 | 20 | Sigma-Aldrich | SLW4516/80D-10EA | https://www.sigmaaldrich.com/LT/en
SLW718242-1EA | PYREX(R) MORTAR, CAPACITY 120 ML | 1X1EA | 1 | 35 | Sigma-Aldrich | SLW718242-1EA | https://www.sigmaaldrich.com/LT/en
SLWSST704-5EA | PYREX(R) STOPCOCKS, FUNNEL REPAIR, PTFE& | 1X5EA | 1 | 280 | Sigma-Aldrich | SLWSST704-5EA | https://www.sigmaaldrich.com/LT/en
SLWSSV804-1EA | PYREX(R) STOPCOCKS, SAFETY PATTERN, SIN& | 1X1EA | 1 | 247 | Sigma-Aldrich | SLWSSV804-1EA | https://www.sigmaaldrich.com/LT/en
SLW1000/10D-10EA | PYREX(R) GRIFFIN BEAKERS, LOW FORM, WIT& | 1X10EA | 1 | 60 | Sigma-Aldrich | SLW1000/10D-10EA | https://www.sigmaaldrich.com/LT/en
SLW1003-1L-6EA | PYREX(R) GRIFFIN BEAKERS, HEAVY DUTY, G& | 1X1L | 1 | 122 | Sigma-Aldrich | SLW1003-1L-6EA | https://www.sigmaaldrich.com/LT/en
SLW1020/06D-10EA | PYREX(R) BEAKERS, CONICAL FORM, PHILLIP& | 1X10EA | 1 | 112 | Sigma-Aldrich | SLW1020/06D-10EA | https://www.sigmaaldrich.com/LT/en
SLW1130/12D-10EA | PYREX(R) ERLENMEYER FLASK, NARROW NECK,& | 1X10EA | 1 | 67 | Sigma-Aldrich | SLW1130/12D-10EA | https://www.sigmaaldrich.com/LT/en
SLW1000/05M-10EA | PYREX(R) GRIFFIN BEAKERS, LOW FORM, WIT& | 1X10EA | 1 | 65 | Sigma-Aldrich | SLW1000/05M-10EA | https://www.sigmaaldrich.com/LT/en
SLW1000/38D-1EA | PYREX(R) GRIFFIN BEAKERS, LOW FORM, WIT& | 1X1EA | 1 | 215 | Sigma-Aldrich | SLW1000/38D-1EA | https://www.sigmaaldrich.com/LT/en
SLW1003-600-6EA | PYREX(R) GRIFFIN BEAKERS, HEAVY DUTY, G& | 1X6EA | 1 | 83 | Sigma-Aldrich | SLW1003-600-6EA | https://www.sigmaaldrich.com/LT/en
SLW1004-600-10EA | PYREX(R) BERZELIUS BEAKERS, HEAVY DUTY,& | 1X10EA | 1 | 98 | Sigma-Aldrich | SLW1004-600-10EA | https://www.sigmaaldrich.com/LT/en
SLW1015/22D-10EA | PYREX(R) BERZELIUS BEAKERS, GRADUATED, & | 1X10EA | 1 | 150 | Sigma-Aldrich | SLW1015/22D-10EA | https://www.sigmaaldrich.com/LT/en
SLW1060/14D-10EA | PYREX(R) WATCH GLASSES, O.D. 80 MM 100 & | 1X10EA | 1 | 178 | Sigma-Aldrich | SLW1060/14D-10EA | https://www.sigmaaldrich.com/LT/en
SLW1060/21D-10EA | PYREX(R) WATCH GLASSES, O.D. 80 MM 200 & | 1X10EA | 1 | 369 | Sigma-Aldrich | SLW1060/21D-10EA | https://www.sigmaaldrich.com/LT/en
SLW1070/32D-1EA | PYREX(R) BOILING FLASK, FLAT BOTTOM, NA& | 1X1EA | 1 | 101 | Sigma-Aldrich | SLW1070/32D-1EA | https://www.sigmaaldrich.com/LT/en
SLW1070/36D-1EA | PYREX(R) BOILING FLASK, FLAT BOTTOM, NA& | 1X1EA | 1 | 130 | Sigma-Aldrich | SLW1070/36D-1EA | https://www.sigmaaldrich.com/LT/en
SLW1100/02M-10EA | PYREX(R) BOILING FLASK, ROUND BOTTOM, N& | 1X10EA | 1 | 103 | Sigma-Aldrich | SLW1100/02M-10EA | https://www.sigmaaldrich.com/LT/en
SLW1100/18D-10EA | PYREX(R) BOILING FLASK, ROUND BOTTOM, N& | 1X10EA | 1 | 145 | Sigma-Aldrich | SLW1100/18D-10EA | https://www.sigmaaldrich.com/LT/en
SLW1120/08D-10EA | PYREX(R) BOILING FLASK, ROUND BOTTOM, W& | 1X10EA | 1 | 188 | Sigma-Aldrich | SLW1120/08D-10EA | https://www.sigmaaldrich.com/LT/en
SLW1120/22D-10EA | PYREX(R) BOILING FLASK, ROUND BOTTOM, W& | 1X10EA | 1 | 610 | Sigma-Aldrich | SLW1120/22D-10EA | https://www.sigmaaldrich.com/LT/en
SLW1130/10D-10EA | PYREX(R) ERLENMEYER FLASK, NARROW NECK,& | 1X10EA | 1 | 67 | Sigma-Aldrich | SLW1130/10D-10EA | https://www.sigmaaldrich.com/LT/en
SLW1130/14D-10EA | PYREX(R) ERLENMEYER FLASK, NARROW NECK,& | 1X10EA | 1 | 67 | Sigma-Aldrich | SLW1130/14D-10EA | https://www.sigmaaldrich.com/LT/en
SLW1132/20-10EA | PYREX(R) ERLENMEYER FLASK, GRADUATED, G& | 1X10EA | 1 | 297 | Sigma-Aldrich | SLW1132/20-10EA | https://www.sigmaaldrich.com/LT/en
SLW1135/30D-1EA | PYREX(R) CULTURE FLASK, NARROW MOUTH, R& | 1X1EA | 1 | 38 | Sigma-Aldrich | SLW1135/30D-1EA | https://www.sigmaaldrich.com/LT/en
SLW1139/10-2EA | PYREX(R) FERNBACH CULTURE FLASK, BAFFLE& | 1X2EA | 1 | 484 | Sigma-Aldrich | SLW1139/10-2EA | https://www.sigmaaldrich.com/LT/en
SLW1140/08D-10EA | PYREX(R) ERLENMEYER FLASK, WIDE NECK, W& | 1X10EA | 1 | 71 | Sigma-Aldrich | SLW1140/08D-10EA | https://www.sigmaaldrich.com/LT/en
SLW1142/08-20EA | PYREX(R) CULTURE FLASK, BAFFLED, PTFE M& | 1X20EA | 1 | 729 | Sigma-Aldrich | SLW1142/08-20EA | https://www.sigmaaldrich.com/LT/en
SLW1142/14-5EA | PYREX(R) CULTURE FLASK, BAFFLED, PTFE M& | 1X5EA | 1 | 531 | Sigma-Aldrich | SLW1142/14-5EA | https://www.sigmaaldrich.com/LT/en
SLW1170/08SC-5EA | PYREX(R) BCHNER FILTER, SIDE ARM AND S& | 1X5EA | 1 | 258 | Sigma-Aldrich | SLW1170/08SC-5EA | https://www.sigmaaldrich.com/LT/en
SLW1290/06M-20EA | PYREX(R) DISTILLATION FLASK, ASTM CERTI& | 1X20EA | 1 | 725 | Sigma-Aldrich | SLW1290/06M-20EA | https://www.sigmaaldrich.com/LT/en
SLW1470/02D-10EA | PYREX(R) CRYSTALLIZING DISH, FLAT BOTTO& | 1X10EA | 1 | 93 | Sigma-Aldrich | SLW1470/02D-10EA | https://www.sigmaaldrich.com/LT/en
SLW1470/08D-10EA | PYREX(R) CRYSTALLIZING DISH, FLAT BOTTO& | 1X10EA | 1 | 116 | Sigma-Aldrich | SLW1470/08D-10EA | https://www.sigmaaldrich.com/LT/en
SLW1471/04M-20EA | PYREX(R) CRYSTALLIZING DISH, FLAT BOTTO& | 1X20EA | 1 | 330 | Sigma-Aldrich | SLW1471/04M-20EA | https://www.sigmaaldrich.com/LT/en
SLW1515/10D-10EA | PYREX(R) REAGENT BOTTLES, ROUND BOTTOM & | 1X10EA | 1 | 141 | Sigma-Aldrich | SLW1515/10D-10EA | https://www.sigmaaldrich.com/LT/en
SLW1516/02RED-10EA | PYREX(R) MEDIA-LAB BOTTLES, WITH HIGH T& | 1X10EA | 1 | 139 | Sigma-Aldrich | SLW1516/02RED-10EA | https://www.sigmaaldrich.com/LT/en
SLW1516/05D-10EA | PYREX(R) MEDIA-LAB BOTTLES, WITH CAP AN& | 1X10EA | 1 | 77 | Sigma-Aldrich | SLW1516/05D-10EA | https://www.sigmaaldrich.com/LT/en
SLW1516/10RED-10EA | PYREX(R) MEDIA-LAB BOTTLES, WITH HIGH T& | 1X10EA | 1 | 225 | Sigma-Aldrich | SLW1516/10RED-10EA | https://www.sigmaaldrich.com/LT/en
SLW1517/04-10EA | PYREX(R) MEDIA-LAB BOTTLES, WITH-OUT CA& | 1X10EA | 1 | 46 | Sigma-Aldrich | SLW1517/04-10EA | https://www.sigmaaldrich.com/LT/en
SLW1517/18-1EA | PYREX(R) MEDIA-LAB BOTTLES, WITH-OUT CA& | 1X1EA | 1 | 233 | Sigma-Aldrich | SLW1517/18-1EA | https://www.sigmaaldrich.com/LT/en
SLW1519/02-10EA | PYREX(R) MEDIA-LAB BOTTLES, AMBER GLASS& | 1X10EA | 1 | 183 | Sigma-Aldrich | SLW1519/02-10EA | https://www.sigmaaldrich.com/LT/en
SLW1519/06-10EA | PYREX(R) MEDIA-LAB BOTTLES, AMBER GLASS& | 1X10EA | 1 | 302 | Sigma-Aldrich | SLW1519/06-10EA | https://www.sigmaaldrich.com/LT/en
SLW1520/06D-10EA | PYREX(R) MEDIA-LAB BOTTLES, SQUARE, WIT& | 1X10EA | 1 | 84 | Sigma-Aldrich | SLW1520/06D-10EA | https://www.sigmaaldrich.com/LT/en
SLW1521/22D-1EA | PYREX(R) REAGENT BOTTLES, NARROW NECK W& | 1X1EA | 1 | 516 | Sigma-Aldrich | SLW1521/22D-1EA | https://www.sigmaaldrich.com/LT/en
SLW1523/16-1EA | PYREX(R) MEDIA-LAB BOTTLES, WIDE MOUTH,& | 1X1EA | 1 | 159 | Sigma-Aldrich | SLW1523/16-1EA | https://www.sigmaaldrich.com/LT/en
SLW1526/08D-10EA | PYREX(R) REAGENT BOTTLES, UNGROUND NARR& | 1X10EA | 1 | 241 | Sigma-Aldrich | SLW1526/08D-10EA | https://www.sigmaaldrich.com/LT/en
SLW1531/06D-10EA | PYREX(R) ASPIRATOR BOTTLES, TUBING SIDE& | 1X10EA | 1 | 346 | Sigma-Aldrich | SLW1531/06D-10EA | https://www.sigmaaldrich.com/LT/en
SLW1531/12D-5EA | PYREX(R) ASPIRATOR BOTTLES, TUBING SIDE& | 1X5EA | 1 | 400 | Sigma-Aldrich | SLW1531/12D-5EA | https://www.sigmaaldrich.com/LT/en
SLW1591/06D-1EA | PYREX(R) REPLACEMENT PLATE FOR 200 ML N& | 1X1EA | 1 | 243 | Sigma-Aldrich | SLW1591/06D-1EA | https://www.sigmaaldrich.com/LT/en
SLW1594/02D-1EA | PYREX(R) VACUUM DESICCATOR, COMPLETE WI& | 1X1EA | 1 | 452 | Sigma-Aldrich | SLW1594/02D-1EA | https://www.sigmaaldrich.com/LT/en
SLW1620/10M-100EA | PYREX(R) TEST TUBES, WITH RIM, MEDIUM W& | 1X100EA | 1 | 84 | Sigma-Aldrich | SLW1620/10M-100EA | https://www.sigmaaldrich.com/LT/en
SLW1622/10M-100EA | PYREX(R) TEST TUBES, WITHOUT RIM, MEDIU& | 1X100EA | 1 | 84 | Sigma-Aldrich | SLW1622/10M-100EA | https://www.sigmaaldrich.com/LT/en
SLW1622/15M-100EA | PYREX(R) TEST TUBES, WITHOUT RIM, MEDIU& | 1X100EA | 1 | 104 | Sigma-Aldrich | SLW1622/15M-100EA | https://www.sigmaaldrich.com/LT/en
SLW1626/10M-100EA | PYREX(R) TEST TUBES, WITHOUT RIM, HEAVY& | 1X100EA | 1 | 135 | Sigma-Aldrich | SLW1626/10M-100EA | https://www.sigmaaldrich.com/LT/en
SLW1628/06M-10EA | PYREX(R) TEST TUBES WITH STANDARD GROUN& | 1X10EA | 1 | 147 | Sigma-Aldrich | SLW1628/06M-10EA | https://www.sigmaaldrich.com/LT/en
SLW2115/02M-10EA | PYREX(R) WEIGHING SCOOP, CAPACITY 3 ML | 1X10EA | 1 | 187 | Sigma-Aldrich | SLW2115/02M-10EA | https://www.sigmaaldrich.com/LT/en
SLW2140/01M-10EA | PYREX(R) FILTER FUNNEL, SHORT STEM, STE& | 1X10EA | 1 | 137 | Sigma-Aldrich | SLW2140/01M-10EA | https://www.sigmaaldrich.com/LT/en
SLW2145/03M-10EA | PYREX(R) FILTER FUNNEL, LONG STEM, STEM& | 1X10EA | 1 | 318 | Sigma-Aldrich | SLW2145/03M-10EA | https://www.sigmaaldrich.com/LT/en
SLW2145/06M-10EA | PYREX(R) FILTER FUNNEL, LONG STEM, STEM& | 1X10EA | 1 | 335 | Sigma-Aldrich | SLW2145/06M-10EA | https://www.sigmaaldrich.com/LT/en
SLW2180/14M-1EA | PYREX(R) SEPARATING FUNNEL, PEAR-SHAPE,& | 1X1EA | 1 | 244 | Sigma-Aldrich | SLW2180/14M-1EA | https://www.sigmaaldrich.com/LT/en
SLW3151/01WC-5EA | PYREX(R) VOLUMETRIC HEAVY DUTY, CLASS A& | 1X5EA | 1 | 146 | Sigma-Aldrich | SLW3151/01WC-5EA | https://www.sigmaaldrich.com/LT/en
SLW3151/20-2EA | PYREX(R) VOLUMETRIC HEAVY DUTY, CLASS A& | 1X2EA | 1 | 61 | Sigma-Aldrich | SLW3151/20-2EA | https://www.sigmaaldrich.com/LT/en
SLW3152/06AWC-5EA | PYREX(R) VOLUMETRIC HEAVY DUTY, CLASS A& | 1X5EA | 1 | 198 | Sigma-Aldrich | SLW3152/06AWC-5EA | https://www.sigmaaldrich.com/LT/en
SLW3152/10A-5EA | PYREX(R) VOLUMETRIC HEAVY DUTY, CLASS A& | 1X5EA | 1 | 121 | Sigma-Aldrich | SLW3152/10A-5EA | https://www.sigmaaldrich.com/LT/en
SLW3152/18AWC-2EA | PYREX(R) VOLUMETRIC HEAVY DUTY, CLASS A& | 1X2EA | 1 | 148 | Sigma-Aldrich | SLW3152/18AWC-2EA | https://www.sigmaaldrich.com/LT/en
SLW3152/22A-1EA | PYREX(R) VOLUMETRIC HEAVY DUTY, CLASS A& | 1X1EA | 1 | 119 | Sigma-Aldrich | SLW3152/22A-1EA | https://www.sigmaaldrich.com/LT/en
SLW3201/02WC-2EA | PYREX(R) MEASURING CYLINDER WITH SPOUT,& | 1X2EA | 1 | 103 | Sigma-Aldrich | SLW3201/02WC-2EA | https://www.sigmaaldrich.com/LT/en
SLW3201/10WC-2EA | PYREX(R) MEASURING CYLINDER WITH SPOUT,& | 1X2EA | 1 | 122 | Sigma-Aldrich | SLW3201/10WC-2EA | https://www.sigmaaldrich.com/LT/en
SLW3211/18MP-5EA | PYREX(R) MEASURING CYLINDER, CLASS B, W& | 1X5EA | 1 | 720 | Sigma-Aldrich | SLW3211/18MP-5EA | https://www.sigmaaldrich.com/LT/en
SLW3212/06-10EA | PYREX(R) MIXING CYLINDER, CLASS A, CAPA& | 1X10EA | 1 | 294 | Sigma-Aldrich | SLW3212/06-10EA | https://www.sigmaaldrich.com/LT/en
SLW3212/14-10EA | PYREX(R) MIXING CYLINDER, CLASS A, CAPA& | 1X10EA | 1 | 752 | Sigma-Aldrich | SLW3212/14-10EA | https://www.sigmaaldrich.com/LT/en
SLW3285-50-2EA | PYREX(R) MEASURING CYLINDER, CLASS B, S& | 1X2EA | 1 | 73 | Sigma-Aldrich | SLW3285-50-2EA | https://www.sigmaaldrich.com/LT/en
SLW3295/06-1EA | PYREX(R) BURETTES, CLASS B WITH PTFE KE& | 1X1EA | 1 | 33 | Sigma-Aldrich | SLW3295/06-1EA | https://www.sigmaaldrich.com/LT/en
SLW3295/24ASWC-1EA | PYREX(R) BURETTES, CLASS AS WORKS CERTI& | 1X1EA | 1 | 76 | Sigma-Aldrich | SLW3295/24ASWC-1EA | https://www.sigmaaldrich.com/LT/en
SLW3295/26ASWC-1EA | PYREX(R) BURETTES, CLASS AS WORKS CERTI& | 1X1EA | 1 | 76 | Sigma-Aldrich | SLW3295/26ASWC-1EA | https://www.sigmaaldrich.com/LT/en
SLW3396/02AS-1EA | PYREX(R) BURETTES, SCHELLBACH, AUTOMATI& | 1X1EA | 1 | 199 | Sigma-Aldrich | SLW3396/02AS-1EA | https://www.sigmaaldrich.com/LT/en
SLW3400/04-2EA | PYREX(R) CROW RECEIVER, CLASS B, CAPACI& | 1X2EA | 1 | 142 | Sigma-Aldrich | SLW3400/04-2EA | https://www.sigmaaldrich.com/LT/en
SLW3590/02-1EA | PYREX(R) GRADUATED DROPPING FUNNEL, WIT& | 1X1EA | 1 | 109 | Sigma-Aldrich | SLW3590/02-1EA | https://www.sigmaaldrich.com/LT/en
SLW3630/04-5EA | PYREX(R) BCHNER FILTER FUNNELS, WITH S& | 1X5EA | 1 | 188 | Sigma-Aldrich | SLW3630/04-5EA | https://www.sigmaaldrich.com/LT/en
SLW3630/10-5EA | PYREX(R) BCHNER FILTER FUNNELS, WITH S& | 1X5EA | 1 | 197 | Sigma-Aldrich | SLW3630/10-5EA | https://www.sigmaaldrich.com/LT/en
SLW3680/04M-5EA | PYREX(R) GOOCH CRUCIBLE, CAPACITY 60 ML& | 1X5EA | 1 | 111 | Sigma-Aldrich | SLW3680/04M-5EA | https://www.sigmaaldrich.com/LT/en
SLW3700/02-5EA | PYREX(R) BCHNER FILTER FUNNELS, WITH S& | 1X5EA | 1 | 374 | Sigma-Aldrich | SLW3700/02-5EA | https://www.sigmaaldrich.com/LT/en
SLW3700/08-5EA | PYREX(R) BCHNER FILTER FUNNELS, WITH S& | 1X5EA | 1 | 375 | Sigma-Aldrich | SLW3700/08-5EA | https://www.sigmaaldrich.com/LT/en
SLW3720/04M-2EA | PYREX(R) BCHNER FILTER FUNNELS, WITH S& | 1X2EA | 1 | 282 | Sigma-Aldrich | SLW3720/04M-2EA | https://www.sigmaaldrich.com/LT/en
SLW3780/04M-10EA | PYREX(R) MICRO FILTER FUNNEL WITH SINTE& | 1X10EA | 1 | 194 | Sigma-Aldrich | SLW3780/04M-10EA | https://www.sigmaaldrich.com/LT/en
SLW3151/06-5EA | PYREX(R) VOLUMETRIC HEAVY DUTY, CLASS A& | 1X5EA | 1 | 55 | Sigma-Aldrich | SLW3151/06-5EA | https://www.sigmaaldrich.com/LT/en
SLW3660/02M-5EA | PYREX(R) GOOCH CRUCIBLE, CAPACITY 30 ML& | 1X5EA | 1 | 104 | Sigma-Aldrich | SLW3660/02M-5EA | https://www.sigmaaldrich.com/LT/en
SLW1516/22D-1EA | PYREX(R) MEDIA-LAB BOTTLES, WITH CAP AN& | 1X1EA | 1 | 510 | Sigma-Aldrich | SLW1516/22D-1EA | https://www.sigmaaldrich.com/LT/en
SLW1622/04M-100EA | PYREX(R) TEST TUBES, WITHOUT RIM, MEDIU& | 1X100EA | 1 | 58 | Sigma-Aldrich | SLW1622/04M-100EA | https://www.sigmaaldrich.com/LT/en
SLW3211/12MP-10EA | PYREX(R) MEASURING CYLINDER, CLASS B, W& | 1X10EA | 1 | 491 | Sigma-Aldrich | SLW3211/12MP-10EA | https://www.sigmaaldrich.com/LT/en
SLW3212/10WC-2EA | PYREX(R) MIXING CYLINDER, CLASS A, WORK& | 1X2EA | 1 | 149 | Sigma-Aldrich | SLW3212/10WC-2EA | https://www.sigmaaldrich.com/LT/en
SLWSST203K-5EA | PYREX(R) SPARE PTFE KEYS FOR PYREX(R) S& | 1X5EA | 1 | 160 | Sigma-Aldrich | SLWSST203K-5EA | https://www.sigmaaldrich.com/LT/en
SLW1000/18D-10EA | PYREX(R) GRIFFIN BEAKERS, LOW FORM, WIT& | 1X10EA | 1 | 90 | Sigma-Aldrich | SLW1000/18D-10EA | https://www.sigmaaldrich.com/LT/en
SLW1025/18SC-1EA | PYREX(R) BEAKERS, JACKETED WITH PTFE SC& | 1X1EA | 1 | 389 | Sigma-Aldrich | SLW1025/18SC-1EA | https://www.sigmaaldrich.com/LT/en
SLW1070/04D-10EA | PYREX(R) BOILING FLASK, FLAT BOTTOM, NA& | 1X10EA | 1 | 100 | Sigma-Aldrich | SLW1070/04D-10EA | https://www.sigmaaldrich.com/LT/en
SLW1080/04M-30EA | PYREX(R) BOILING FLASK, FLAT BOTTOM, WI& | 1X30EA | 1 | 354 | Sigma-Aldrich | SLW1080/04M-30EA | https://www.sigmaaldrich.com/LT/en
SLW1134/10-5EA | PYREX(R) ERLENMEYER FLASK, NARROW NECK,& | 1X5EA | 1 | 107 | Sigma-Aldrich | SLW1134/10-5EA | https://www.sigmaaldrich.com/LT/en
SLW1515/22D-5EA | PYREX(R) REAGENT BOTTLES, ROUND BOTTOM & | 1X5EA | 1 | 2088 | Sigma-Aldrich | SLW1515/22D-5EA | https://www.sigmaaldrich.com/LT/en
SLW1516/06RED-10EA | PYREX(R) MEDIA-LAB BOTTLES, WITH HIGH T& | 1X10EA | 1 | 166 | Sigma-Aldrich | SLW1516/06RED-10EA | https://www.sigmaaldrich.com/LT/en
SLW1516/18D-1EA | PYREX(R) MEDIA-LAB BOTTLES, WITH CAP AN& | 1X1EA | 1 | 236 | Sigma-Aldrich | SLW1516/18D-1EA | https://www.sigmaaldrich.com/LT/en
SLW1519/10-10EA | PYREX(R) MEDIA-LAB BOTTLES, AMBER GLASS& | 1X10EA | 1 | 493 | Sigma-Aldrich | SLW1519/10-10EA | https://www.sigmaaldrich.com/LT/en
SLW2140/06M-10EA | PYREX(R) FILTER FUNNEL, SHORT STEM, STE& | 1X10EA | 1 | 171 | Sigma-Aldrich | SLW2140/06M-10EA | https://www.sigmaaldrich.com/LT/en
SLW3151/24WC-1EA | PYREX(R) VOLUMETRIC HEAVY DUTY, CLASS A& | 1X1EA | 1 | 79 | Sigma-Aldrich | SLW3151/24WC-1EA | https://www.sigmaaldrich.com/LT/en
SLW3212/18WC-1EA | PYREX(R) MIXING CYLINDER, CLASS A, WORK& | 1X1EA | 1 | 235 | Sigma-Aldrich | SLW3212/18WC-1EA | https://www.sigmaaldrich.com/LT/en
SLW3297/14AS-1EA | PYREX(R) GLASS RESERVOIR, AUTOMATIC ZER& | 1X1EA | 1 | 18 | Sigma-Aldrich | SLW3297/14AS-1EA | https://www.sigmaaldrich.com/LT/en
SLW3450/02MP-2EA | PYREX(R) CENTRIFUGE TUBES, ASTM CERTIFI& | 1X2EA | 1 | 124 | Sigma-Aldrich | SLW3450/02MP-2EA | https://www.sigmaaldrich.com/LT/en
SLW3620/04-5EA | PYREX(R) BCHNER FILTER FUNNELS, WITH S& | 1X5EA | 1 | 175 | Sigma-Aldrich | SLW3620/04-5EA | https://www.sigmaaldrich.com/LT/en
SLW3770/04-10EA | PYREX(R) FILTER FUNNEL CYLINDRICAL, WIT& | 1X10EA | 1 | 186 | Sigma-Aldrich | SLW3770/04-10EA | https://www.sigmaaldrich.com/LT/en
SLW492093-1EA | PYREX(R) BURETTES, SCHELLBACH, CLASS AS& | 1X1EA | 1 | 57 | Sigma-Aldrich | SLW492093-1EA | https://www.sigmaaldrich.com/LT/en
SLW1000/20D-10EA | PYREX(R) GRIFFIN BEAKERS, LOW FORM, WIT& | 1X10EA | 1 | 126 | Sigma-Aldrich | SLW1000/20D-10EA | https://www.sigmaaldrich.com/LT/en
SLW1015/04D-10EA | PYREX(R) BERZELIUS BEAKERS, GRADUATED, & | 1X10EA | 1 | 54 | Sigma-Aldrich | SLW1015/04D-10EA | https://www.sigmaaldrich.com/LT/en
SLW1025/22SC-1EA | PYREX(R) BEAKERS, JACKETED WITH PTFE SC& | 1X1EA | 1 | 432 | Sigma-Aldrich | SLW1025/22SC-1EA | https://www.sigmaaldrich.com/LT/en
SLW1120/29D-1EA | PYREX(R) BOILING FLASK, ROUND BOTTOM, W& | 1X1EA | 1 | 162 | Sigma-Aldrich | SLW1120/29D-1EA | https://www.sigmaaldrich.com/LT/en
SLW1130/26D-10EA | PYREX(R) ERLENMEYER FLASK, NARROW NECK,& | 1X10EA | 1 | 143 | Sigma-Aldrich | SLW1130/26D-10EA | https://www.sigmaaldrich.com/LT/en
SLW1137/11M-50EA | PYREX(R) ERLENMEYER FLASK, GRADUATED WI& | 1X50EA | 1 | 978 | Sigma-Aldrich | SLW1137/11M-50EA | https://www.sigmaaldrich.com/LT/en
SLW1170/02SC-10EA | PYREX(R) BCHNER FILTER, SIDE ARM AND S& | 1X10EA | 1 | 254 | Sigma-Aldrich | SLW1170/02SC-10EA | https://www.sigmaaldrich.com/LT/en
SLW1200/04M-10EA | PYREX(R) KJELDAHL FLASK, PLAIN NECK, CA& | 1X10EA | 1 | 200 | Sigma-Aldrich | SLW1200/04M-10EA | https://www.sigmaaldrich.com/LT/en
SLW1470/16D-10EA | PYREX(R) CRYSTALLIZING DISH, FLAT BOTTO& | 1X10EA | 1 | 575 | Sigma-Aldrich | SLW1470/16D-10EA | https://www.sigmaaldrich.com/LT/en
SLW1480/02D-10EA | PYREX(R) PETRI DISH, SIZE 60 MM 20 MM | 1X10EA | 1 | 143 | Sigma-Aldrich | SLW1480/02D-10EA | https://www.sigmaaldrich.com/LT/en
SLW1517/10-10EA | PYREX(R) MEDIA-LAB BOTTLES, WITH-OUT CA& | 1X10EA | 1 | 116 | Sigma-Aldrich | SLW1517/10-10EA | https://www.sigmaaldrich.com/LT/en
SLW1518/10-10EA | PYREX(R) MEDIA-LAB BOTTLES, PLASTIC COA& | 1X10EA | 1 | 281 | Sigma-Aldrich | SLW1518/10-10EA | https://www.sigmaaldrich.com/LT/en
SLW1521/08D-10EA | PYREX(R) REAGENT BOTTLES, NARROW NECK W& | 1X10EA | 1 | 441 | Sigma-Aldrich | SLW1521/08D-10EA | https://www.sigmaaldrich.com/LT/en
SLW1541/18D-1EA | PYREX(R) ASPIRATOR BOTTLES, GROUND GLAS& | 1X1EA | 1 | 258 | Sigma-Aldrich | SLW1541/18D-1EA | https://www.sigmaaldrich.com/LT/en
SLW1571/02M-1EA | PYREX(R) ASPIRATOR STOPCOCK WITH GROUND& | 1X1EA | 1 | 75 | Sigma-Aldrich | SLW1571/02M-1EA | https://www.sigmaaldrich.com/LT/en
SLW1597/04D-1EA | PYREX(R) DESICCATOR PLATE, PLATE SIZE 2& | 1X1EA | 1 | 57 | Sigma-Aldrich | SLW1597/04D-1EA | https://www.sigmaaldrich.com/LT/en
SLW1620/22M-50EA | PYREX(R) TEST TUBES, WITH RIM, MEDIUM W& | 1X50EA | 1 | 107 | Sigma-Aldrich | SLW1620/22M-50EA | https://www.sigmaaldrich.com/LT/en
SLW1628/22M-10EA | PYREX(R) TEST TUBES WITH STANDARD GROUN& | 1X10EA | 1 | 217 | Sigma-Aldrich | SLW1628/22M-10EA | https://www.sigmaaldrich.com/LT/en
SLW1660/02M-40EA | PYREX(R) CENTRIFUGE TUBES, CYLINDRICAL & | 1X40EA | 1 | 187 | Sigma-Aldrich | SLW1660/02M-40EA | https://www.sigmaaldrich.com/LT/en
SLW2180/02M-1EA | PYREX(R) SEPARATING FUNNEL, PEAR-SHAPE,& | 1X1EA | 1 | 87 | Sigma-Aldrich | SLW2180/02M-1EA | https://www.sigmaaldrich.com/LT/en
SLW2190/06M-1EA | PYREX(R) SEPARATING FUNNEL, CONICAL, GL& | 1X1EA | 1 | 96 | Sigma-Aldrich | SLW2190/06M-1EA | https://www.sigmaaldrich.com/LT/en
SLW3152/12AWC-5EA | PYREX(R) VOLUMETRIC HEAVY DUTY, CLASS A& | 1X5EA | 1 | 198 | Sigma-Aldrich | SLW3152/12AWC-5EA | https://www.sigmaaldrich.com/LT/en
SLW3212/08WC-2EA | PYREX(R) MIXING CYLINDER, CLASS A, WORK& | 1X2EA | 1 | 163 | Sigma-Aldrich | SLW3212/08WC-2EA | https://www.sigmaaldrich.com/LT/en
SLW3680/08M-5EA | PYREX(R) GOOCH CRUCIBLE, CAPACITY 60 ML& | 1X5EA | 1 | 110 | Sigma-Aldrich | SLW3680/08M-5EA | https://www.sigmaaldrich.com/LT/en
SLW3710/02-20EA | PYREX(R) BCHNER FILTER FUNNELS, WITH S& | 1X20EA | 1 | 2058 | Sigma-Aldrich | SLW3710/02-20EA | https://www.sigmaaldrich.com/LT/en
SLW4500/04M-10EA | PYREX(R) SQUARE PLASTIC FEET FOR 100 ML& | 1X10EA | 1 | 31 | Sigma-Aldrich | SLW4500/04M-10EA | https://www.sigmaaldrich.com/LT/en
SLW4539/08-1EA | PYREX(R) CONNECTION SYSTEM SCREWCAPS FO& | 1X1EA | 1 | 16 | Sigma-Aldrich | SLW4539/08-1EA | https://www.sigmaaldrich.com/LT/en
SLW4506/32D-10EA | PYREX(R) SCREWCAPS FOR MEDIA-LAB BOTTLE& | 1X10EA | 1 | 27 | Sigma-Aldrich | SLW4506/32D-10EA | https://www.sigmaaldrich.com/LT/en
SLW4526/45D-10EA | PYREX(R) HIGH TEMPERATURE SCREWCAP FOR & | 1X10EA | 1 | 82 | Sigma-Aldrich | SLW4526/45D-10EA | https://www.sigmaaldrich.com/LT/en
SLW4980-25-12EA | PYREX(R) ERLENMEYER FLASK, HEAVY DUTY, & | 1X12EA | 1 | 144 | Sigma-Aldrich | SLW4980-25-12EA | https://www.sigmaaldrich.com/LT/en
SLW5808/3-1EA | PYREX(R) FILTER HOLDER FOR 25 MM MEMBRA& | 1X1EA | 1 | 170 | Sigma-Aldrich | SLW5808/3-1EA | https://www.sigmaaldrich.com/LT/en
Z743341-1700EA | LASER CRYO-BABIES(R), RED, L X W 1.28 I& | 1X1700EA | 1 | 78 | Sigma-Aldrich | Z743341-1700EA | https://www.sigmaaldrich.com/LT/en
SLW1000/04D-10EA | PYREX(R) GRIFFIN BEAKERS, LOW FORM, WIT& | 1X10EA | 1 | 53 | Sigma-Aldrich | SLW1000/04D-10EA | https://www.sigmaaldrich.com/LT/en
SLW1015/18D-10EA | PYREX(R) BERZELIUS BEAKERS, GRADUATED, & | 1X10EA | 1 | 94 | Sigma-Aldrich | SLW1015/18D-10EA | https://www.sigmaaldrich.com/LT/en
SLW1060/10D-10EA | PYREX(R) WATCH GLASSES, O.D. 80 MM 80 M& | 1X10EA | 1 | 157 | Sigma-Aldrich | SLW1060/10D-10EA | https://www.sigmaaldrich.com/LT/en
SLW1130/08D-10EA | PYREX(R) ERLENMEYER FLASK, NARROW NECK,& | 1X10EA | 1 | 67 | Sigma-Aldrich | SLW1130/08D-10EA | https://www.sigmaaldrich.com/LT/en
SLW1132/06-20EA | PYREX(R) ERLENMEYER FLASK, GRADUATED, G& | 1X20EA | 1 | 453 | Sigma-Aldrich | SLW1132/06-20EA | https://www.sigmaaldrich.com/LT/en
SLW1138/10-2EA | PYREX(R) FERNBACH CULTURE FLASK, BAFFLE& | 1X2EA | 1 | 448 | Sigma-Aldrich | SLW1138/10-2EA | https://www.sigmaaldrich.com/LT/en
SLW1170/08M-5EA | PYREX(R) BCHNER FILTER, PLAIN SIDE ARM | 1X5EA | 1 | 221 | Sigma-Aldrich | SLW1170/08M-5EA | https://www.sigmaaldrich.com/LT/en
SLW1470/00M-20EA | PYREX(R) CRYSTALLIZING DISH, FLAT BOTTO& | 1X20EA | 1 | 156 | Sigma-Aldrich | SLW1470/00M-20EA | https://www.sigmaaldrich.com/LT/en
SLW1471/02M-10EA | PYREX(R) CRYSTALLIZING DISH, FLAT BOTTO& | 1X10EA | 1 | 138 | Sigma-Aldrich | SLW1471/02M-10EA | https://www.sigmaaldrich.com/LT/en
SLW1480/10D-10EA | PYREX(R) PETRI DISH, SIZE 120 MM 20 M | 1X10EA | 1 | 209 | Sigma-Aldrich | SLW1480/10D-10EA | https://www.sigmaaldrich.com/LT/en
SLW1515/06D-10EA | PYREX(R) REAGENT BOTTLES, ROUND BOTTOM & | 1X10EA | 1 | 80 | Sigma-Aldrich | SLW1515/06D-10EA | https://www.sigmaaldrich.com/LT/en
SLW1516/09D-10EA | PYREX(R) MEDIA-LAB BOTTLES, WITH CAP AN& | 1X10EA | 1 | 125 | Sigma-Aldrich | SLW1516/09D-10EA | https://www.sigmaaldrich.com/LT/en
SLW1517/01-10EA | PYREX(R) MEDIA-LAB BOTTLES, WITH-OUT CA& | 1X10EA | 1 | 57 | Sigma-Aldrich | SLW1517/01-10EA | https://www.sigmaaldrich.com/LT/en
SLW1517/02-10EA | PYREX(R) MEDIA-LAB BOTTLES, WITH-OUT CA& | 1X10EA | 1 | 57 | Sigma-Aldrich | SLW1517/02-10EA | https://www.sigmaaldrich.com/LT/en
SLW1519/01-10EA | PYREX(R) MEDIA-LAB BOTTLES, AMBER GLASS& | 1X10EA | 1 | 183 | Sigma-Aldrich | SLW1519/01-10EA | https://www.sigmaaldrich.com/LT/en
SLW1519/18-1EA | PYREX(R) MEDIA-LAB BOTTLES, AMBER GLASS& | 1X1EA | 1 | 334 | Sigma-Aldrich | SLW1519/18-1EA | https://www.sigmaaldrich.com/LT/en
SLW1523/14-1EA | PYREX(R) MEDIA-LAB BOTTLES, WIDE MOUTH,& | 1X1EA | 1 | 116 | Sigma-Aldrich | SLW1523/14-1EA | https://www.sigmaaldrich.com/LT/en
SLW1524/22-1EA | PYREX(R) MEDIA-LAB BOTTLES, WIDE MOUTH,& | 1X1EA | 1 | 559 | Sigma-Aldrich | SLW1524/22-1EA | https://www.sigmaaldrich.com/LT/en
SLW1565/18M-1EA | PYREX(R) ASPIRATOR BOTTLES, LARGE CAPAC& | 1X1EA | 1 | 413 | Sigma-Aldrich | SLW1565/18M-1EA | https://www.sigmaaldrich.com/LT/en
SLW1591/04D-1EA | PYREX(R) REPLACEMENT COVER FOR 200 ML N& | 1X1EA | 1 | 149 | Sigma-Aldrich | SLW1591/04D-1EA | https://www.sigmaaldrich.com/LT/en
SLW1620/09M-100EA | PYREX(R) TEST TUBES, WITH RIM, MEDIUM W& | 1X100EA | 1 | 84 | Sigma-Aldrich | SLW1620/09M-100EA | https://www.sigmaaldrich.com/LT/en
SLW1624/20M-100EA | PYREX(R) TEST TUBES, WITH RIM, HEAVY WA& | 1X100EA | 1 | 195 | Sigma-Aldrich | SLW1624/20M-100EA | https://www.sigmaaldrich.com/LT/en
SLW2180/08M-1EA | PYREX(R) SEPARATING FUNNEL, PEAR-SHAPE,& | 1X1EA | 1 | 101 | Sigma-Aldrich | SLW2180/08M-1EA | https://www.sigmaaldrich.com/LT/en
SLW2180/12M-1EA | PYREX(R) SEPARATING FUNNEL, PEAR-SHAPE,& | 1X1EA | 1 | 165 | Sigma-Aldrich | SLW2180/12M-1EA | https://www.sigmaaldrich.com/LT/en
SLW3151/18WC-2EA | PYREX(R) VOLUMETRIC HEAVY DUTY, CLASS A& | 1X2EA | 1 | 60 | Sigma-Aldrich | SLW3151/18WC-2EA | https://www.sigmaaldrich.com/LT/en
SLW3152/06A-5EA | PYREX(R) VOLUMETRIC HEAVY DUTY, CLASS A& | 1X5EA | 1 | 117 | Sigma-Aldrich | SLW3152/06A-5EA | https://www.sigmaaldrich.com/LT/en
SLW3152/16A-2EA | PYREX(R) VOLUMETRIC HEAVY DUTY, CLASS A& | 1X2EA | 1 | 78 | Sigma-Aldrich | SLW3152/16A-2EA | https://www.sigmaaldrich.com/LT/en
SLW3152/18A-2EA | PYREX(R) VOLUMETRIC HEAVY DUTY, CLASS A& | 1X2EA | 1 | 94 | Sigma-Aldrich | SLW3152/18A-2EA | https://www.sigmaaldrich.com/LT/en
SLW3285-500-2EA | PYREX(R) MEASURING CYLINDER, CLASS B, S& | 1X2EA | 1 | 157 | Sigma-Aldrich | SLW3285-500-2EA | https://www.sigmaaldrich.com/LT/en
SLW3299/06-1EA | PYREX(R) REPLACEMENT RESERVOIR BOTTLES,& | 1X1EA | 1 | 24 | Sigma-Aldrich | SLW3299/06-1EA | https://www.sigmaaldrich.com/LT/en
SLW3590/01-1EA | PYREX(R) GRADUATED DROPPING FUNNEL, WIT& | 1X1EA | 1 | 122 | Sigma-Aldrich | SLW3590/01-1EA | https://www.sigmaaldrich.com/LT/en
SLW3630/02-5EA | PYREX(R) BCHNER FILTER FUNNELS, WITH S& | 1X5EA | 1 | 188 | Sigma-Aldrich | SLW3630/02-5EA | https://www.sigmaaldrich.com/LT/en
SLW3700/01-5EA | PYREX(R) BCHNER FILTER FUNNELS, WITH S& | 1X5EA | 1 | 371 | Sigma-Aldrich | SLW3700/01-5EA | https://www.sigmaaldrich.com/LT/en
SLW3720/02M-2EA | PYREX(R) BCHNER FILTER FUNNELS, WITH S& | 1X2EA | 1 | 282 | Sigma-Aldrich | SLW3720/02M-2EA | https://www.sigmaaldrich.com/LT/en
SLW3750/03-1EA | PYREX(R) FILTER FUNNEL WITH SINTERED GL& | 1X1EA | 1 | 51 | Sigma-Aldrich | SLW3750/03-1EA | https://www.sigmaaldrich.com/LT/en
SLW3780/02M-20EA | PYREX(R) MICRO FILTER FUNNEL WITH SINTE& | 1X20EA | 1 | 387 | Sigma-Aldrich | SLW3780/02M-20EA | https://www.sigmaaldrich.com/LT/en
SLW443533-1EA | PYREX(R) ADDITION FUNNEL, GRADUATED, PR& | 1X1EA | 1 | 95 | Sigma-Aldrich | SLW443533-1EA | https://www.sigmaaldrich.com/LT/en
SLW4503/20-20EA | PYREX(R) CULTURE TUBES CAPS WITH INSERT& | 1X20EA | 1 | 58 | Sigma-Aldrich | SLW4503/20-20EA | https://www.sigmaaldrich.com/LT/en
SLW4506/80D-10EA | PYREX(R) SCREWCAPS FOR MEDIA-LAB BOTTLE& | 1X10EA | 1 | 31 | Sigma-Aldrich | SLW4506/80D-10EA | https://www.sigmaaldrich.com/LT/en
SLW4513/60M-5EA | PYREX(R) CULTURE TUBES CAP INSERT, THRE& | 1X5EA | 1 | 68 | Sigma-Aldrich | SLW4513/60M-5EA | https://www.sigmaaldrich.com/LT/en
SLW4537/06-2EA | PYREX(R) SCREWCAP, TWIN HOSE CONNECTOR & | 1X2EA | 1 | 58 | Sigma-Aldrich | SLW4537/06-2EA | https://www.sigmaaldrich.com/LT/en
SLW5809/KIT-1EA | PYREX(R) VACUUM FILTRATION SYSTEM FOR 4& | 1X1EA | 1 | 559 | Sigma-Aldrich | SLW5809/KIT-1EA | https://www.sigmaaldrich.com/LT/en
SLW5810/4-1EA | PYREX(R) VACUUM FILTRATION SYSTEM FOR 4& | 1X1EA | 1 | 149 | Sigma-Aldrich | SLW5810/4-1EA | https://www.sigmaaldrich.com/LT/en
SLWSSD102-1EA | PYREX(R) STOPCOCKS, PLAIN ARMS, STRAIGH& | 1X1EA | 1 | 55 | Sigma-Aldrich | SLWSSD102-1EA | https://www.sigmaaldrich.com/LT/en
SLWSST502-5EA | PYREX(R) STOPCOCKS, BURETTE REPAIR, PTF& | 1X5EA | 1 | 206 | Sigma-Aldrich | SLWSST502-5EA | https://www.sigmaaldrich.com/LT/en
SLWSSV304-1EA | PYREX(R) STOPCOCKS, HIGH VACUUM, T-KEY & | 1X1EA | 1 | 276 | Sigma-Aldrich | SLWSSV304-1EA | https://www.sigmaaldrich.com/LT/en
SLW1000/02M-10EA | PYREX(R) GRIFFIN BEAKERS, LOW FORM, WIT& | 1X10EA | 1 | 54 | Sigma-Aldrich | SLW1000/02M-10EA | https://www.sigmaaldrich.com/LT/en
SLW1000/22D-10EA | PYREX(R) GRIFFIN BEAKERS, LOW FORM, WIT& | 1X10EA | 1 | 144 | Sigma-Aldrich | SLW1000/22D-10EA | https://www.sigmaaldrich.com/LT/en
SLW1003-250-12EA | PYREX(R) GRIFFIN BEAKERS, HEAVY DUTY, G& | 1X12EA | 1 | 128 | Sigma-Aldrich | SLW1003-250-12EA | https://www.sigmaaldrich.com/LT/en
SLW1003-3L-1EA | PYREX(R) GRIFFIN BEAKERS, HEAVY DUTY, G& | 1X3L | 1 | 183 | Sigma-Aldrich | SLW1003-3L-1EA | https://www.sigmaaldrich.com/LT/en
SLW1015/06D-10EA | PYREX(R) BERZELIUS BEAKERS, GRADUATED, & | 1X10EA | 1 | 59 | Sigma-Aldrich | SLW1015/06D-10EA | https://www.sigmaaldrich.com/LT/en
SLW1025/28SC-1EA | PYREX(R) BEAKERS, JACKETED WITH PTFE SC& | 1X1EA | 1 | 501 | Sigma-Aldrich | SLW1025/28SC-1EA | https://www.sigmaaldrich.com/LT/en
SLW1060/06D-10EA | PYREX(R) WATCH GLASSES, O.D. 80 MM 50 M& | 1X10EA | 1 | 138 | Sigma-Aldrich | SLW1060/06D-10EA | https://www.sigmaaldrich.com/LT/en
SLW1060/24D-10EA | PYREX(R) WATCH GLASSES, O.D. 80 MM 250 & | 1X10EA | 1 | 667 | Sigma-Aldrich | SLW1060/24D-10EA | https://www.sigmaaldrich.com/LT/en
SLW1070/12D-10EA | PYREX(R) BOILING FLASK, FLAT BOTTOM, NA& | 1X10EA | 1 | 108 | Sigma-Aldrich | SLW1070/12D-10EA | https://www.sigmaaldrich.com/LT/en
SLW1070/24D-10EA | PYREX(R) BOILING FLASK, FLAT BOTTOM, NA& | 1X10EA | 1 | 218 | Sigma-Aldrich | SLW1070/24D-10EA | https://www.sigmaaldrich.com/LT/en
SLW1080/08D-10EA | PYREX(R) BOILING FLASK, FLAT BOTTOM, WI& | 1X10EA | 1 | 121 | Sigma-Aldrich | SLW1080/08D-10EA | https://www.sigmaaldrich.com/LT/en
SLW1100/24D-10EA | PYREX(R) BOILING FLASK, ROUND BOTTOM, N& | 1X10EA | 1 | 235 | Sigma-Aldrich | SLW1100/24D-10EA | https://www.sigmaaldrich.com/LT/en
SLW1130/05M-10EA | PYREX(R) ERLENMEYER FLASK, NARROW NECK,& | 1X10EA | 1 | 53 | Sigma-Aldrich | SLW1130/05M-10EA | https://www.sigmaaldrich.com/LT/en
SLW1130/30D-10EA | PYREX(R) ERLENMEYER FLASK, NARROW NECK,& | 1X10EA | 1 | 269 | Sigma-Aldrich | SLW1130/30D-10EA | https://www.sigmaaldrich.com/LT/en
SLW1137/14M-5EA | PYREX(R) ERLENMEYER FLASK, GRADUATED WI& | 1X5EA | 1 | 276 | Sigma-Aldrich | SLW1137/14M-5EA | https://www.sigmaaldrich.com/LT/en
SLW1140/10D-10EA | PYREX(R) ERLENMEYER FLASK, WIDE NECK, W& | 1X10EA | 1 | 94 | Sigma-Aldrich | SLW1140/10D-10EA | https://www.sigmaaldrich.com/LT/en
SLW1170/06M-10EA | PYREX(R) BCHNER FILTER, PLAIN SIDE ARM& | 1X10EA | 1 | 346 | Sigma-Aldrich | SLW1170/06M-10EA | https://www.sigmaaldrich.com/LT/en
SLW1200/10D-20EA | PYREX(R) KJELDAHL FLASK, PLAIN NECK, CA& | 1X20EA | 1 | 454 | Sigma-Aldrich | SLW1200/10D-20EA | https://www.sigmaaldrich.com/LT/en
SLW1200/16M-10EA | PYREX(R) KJELDAHL FLASK, PLAIN NECK, CA& | 1X10EA | 1 | 343 | Sigma-Aldrich | SLW1200/16M-10EA | https://www.sigmaaldrich.com/LT/en
SLW1450/03D-10EA | PYREX(R) EVAPORATING DISH, CAPACITY 45 & | 1X10EA | 1 | 106 | Sigma-Aldrich | SLW1450/03D-10EA | https://www.sigmaaldrich.com/LT/en
SLW1480/06D-10EA | PYREX(R) PETRI DISH, SIZE 80 MM 20 MM | 1X10EA | 1 | 149 | Sigma-Aldrich | SLW1480/06D-10EA | https://www.sigmaaldrich.com/LT/en
SLW1516/01D-10EA | PYREX(R) MEDIA-LAB BOTTLES, WITH CAP AN& | 1X10EA | 1 | 78 | Sigma-Aldrich | SLW1516/01D-10EA | https://www.sigmaaldrich.com/LT/en
SLW1516/01RED-10EA | PYREX(R) MEDIA-LAB BOTTLES, WITH HIGH T& | 1X10EA | 1 | 97 | Sigma-Aldrich | SLW1516/01RED-10EA | https://www.sigmaaldrich.com/LT/en
SLW1516/20D-1EA | PYREX(R) MEDIA-LAB BOTTLES, WITH CAP AN& | 1X1EA | 1 | 294 | Sigma-Aldrich | SLW1516/20D-1EA | https://www.sigmaaldrich.com/LT/en
SLW1517/12-10EA | PYREX(R) MEDIA-LAB BOTTLES, WITH-OUT CA& | 1X10EA | 1 | 306 | Sigma-Aldrich | SLW1517/12-10EA | https://www.sigmaaldrich.com/LT/en
SLW1517/14-1EA | PYREX(R) MEDIA-LAB BOTTLES, WITH-OUT CA& | 1X1EA | 1 | 103 | Sigma-Aldrich | SLW1517/14-1EA | https://www.sigmaaldrich.com/LT/en
SLW1518/12-10EA | PYREX(R) MEDIA-LAB BOTTLES, PLASTIC COA& | 1X10EA | 1 | 543 | Sigma-Aldrich | SLW1518/12-10EA | https://www.sigmaaldrich.com/LT/en
SLW1521/10D-10EA | PYREX(R) REAGENT BOTTLES, NARROW NECK W& | 1X10EA | 1 | 557 | Sigma-Aldrich | SLW1521/10D-10EA | https://www.sigmaaldrich.com/LT/en
SLW1523/10-10EA | PYREX(R) MEDIA-LAB BOTTLES, WIDE MOUTH,& | 1X10EA | 1 | 200 | Sigma-Aldrich | SLW1523/10-10EA | https://www.sigmaaldrich.com/LT/en
SLW1526/10D-10EA | PYREX(R) REAGENT BOTTLES, UNGROUND NARR& | 1X10EA | 1 | 334 | Sigma-Aldrich | SLW1526/10D-10EA | https://www.sigmaaldrich.com/LT/en
SLW1548/02M-1EA | PYREX(R) SPARE PLASTIC CONNECTOR FOR OU& | 1X1EA | 1 | 10 | Sigma-Aldrich | SLW1548/02M-1EA | https://www.sigmaaldrich.com/LT/en
SLW1569/18D-1EA | PYREX(R) ASPIRATOR BOTTLES, GROUND GLAS& | 1X1EA | 1 | 336 | Sigma-Aldrich | SLW1569/18D-1EA | https://www.sigmaaldrich.com/LT/en
SLW1590/02D-1EA | PYREX(R) NON-VACUUM DESICCATOR, COMPLET& | 1X1EA | 1 | 272 | Sigma-Aldrich | SLW1590/02D-1EA | https://www.sigmaaldrich.com/LT/en
SLW1594/04D-1EA | PYREX(R) REPLACEMENT COVER FOR 200 ML V& | 1X1EA | 1 | 247 | Sigma-Aldrich | SLW1594/04D-1EA | https://www.sigmaaldrich.com/LT/en
SLW1620/04M-100EA | PYREX(R) TEST TUBES, WITH RIM, MEDIUM W& | 1X100EA | 1 | 60 | Sigma-Aldrich | SLW1620/04M-100EA | https://www.sigmaaldrich.com/LT/en
SLW1622/22M-50EA | PYREX(R) TEST TUBES, WITHOUT RIM, MEDIU& | 1X50EA | 1 | 107 | Sigma-Aldrich | SLW1622/22M-50EA | https://www.sigmaaldrich.com/LT/en
SLW1628/10M-10EA | PYREX(R) TEST TUBES WITH STANDARD GROUN& | 1X10EA | 1 | 158 | Sigma-Aldrich | SLW1628/10M-10EA | https://www.sigmaaldrich.com/LT/en
SLW2140/12M-1EA | PYREX(R) FILTER FUNNEL, SHORT STEM, STE& | 1X1EA | 1 | 36 | Sigma-Aldrich | SLW2140/12M-1EA | https://www.sigmaaldrich.com/LT/en
SLW3151/14WC-5EA | PYREX(R) VOLUMETRIC HEAVY DUTY, CLASS A& | 1X5EA | 1 | 119 | Sigma-Aldrich | SLW3151/14WC-5EA | https://www.sigmaaldrich.com/LT/en
SLW3152/04A-5EA | PYREX(R) VOLUMETRIC HEAVY DUTY, CLASS A& | 1X5EA | 1 | 117 | Sigma-Aldrich | SLW3152/04A-5EA | https://www.sigmaaldrich.com/LT/en
SLW3152/14A-5EA | PYREX(R) VOLUMETRIC HEAVY DUTY, CLASS A& | 1X5EA | 1 | 190 | Sigma-Aldrich | SLW3152/14A-5EA | https://www.sigmaaldrich.com/LT/en
SLW3211/04MP-10EA | PYREX(R) MEASURING CYLINDER, CLASS B, W& | 1X10EA | 1 | 271 | Sigma-Aldrich | SLW3211/04MP-10EA | https://www.sigmaaldrich.com/LT/en
SLW3212/06WC-2EA | PYREX(R) MIXING CYLINDER, CLASS A, WORK& | 1X2EA | 1 | 196 | Sigma-Aldrich | SLW3212/06WC-2EA | https://www.sigmaaldrich.com/LT/en
SLW3212/10-2EA | PYREX(R) MIXING CYLINDER, CLASS A, CAPA& | 1X2EA | 1 | 75 | Sigma-Aldrich | SLW3212/10-2EA | https://www.sigmaaldrich.com/LT/en
SLW3215/10P-2EA | PYREX(R) MIXING CYLINDER, CLASS B, DETA& | 1X2EA | 1 | 42 | Sigma-Aldrich | SLW3215/10P-2EA | https://www.sigmaaldrich.com/LT/en
SLW3295/18AS-1EA | PYREX(R) BURETTES, CLASS AS WITH PTFE K& | 1X1EA | 1 | 47 | Sigma-Aldrich | SLW3295/18AS-1EA | https://www.sigmaaldrich.com/LT/en
SLW3298/04-5EA | PYREX(R) BURETTES, CLASS B, SOFNOL, AUT& | 1X5EA | 1 | 479 | Sigma-Aldrich | SLW3298/04-5EA | https://www.sigmaaldrich.com/LT/en
SLW3440/02M-2EA | PYREX(R) CENTRIFUGE TUBES, ASTM CERTIFI& | 1X2EA | 1 | 180 | Sigma-Aldrich | SLW3440/02M-2EA | https://www.sigmaaldrich.com/LT/en
SLW3496/04AS-1EA | PYREX(R) CLASS AS, SCHELLBACH, WITH INT& | 1X1EA | 1 | 227 | Sigma-Aldrich | SLW3496/04AS-1EA | https://www.sigmaaldrich.com/LT/en
SLW3620/10-20EA | PYREX(R) BCHNER FILTER FUNNELS, WITH S& | 1X20EA | 1 | 717 | Sigma-Aldrich | SLW3620/10-20EA | https://www.sigmaaldrich.com/LT/en
SLW3650/02M-5EA | PYREX(R) GOOCH CRUCIBLE, CAPACITY 10 ML& | 1X5EA | 1 | 103 | Sigma-Aldrich | SLW3650/02M-5EA | https://www.sigmaaldrich.com/LT/en
SLW3680/10M-5EA | PYREX(R) GOOCH CRUCIBLE, CAPACITY 60 ML& | 1X5EA | 1 | 114 | Sigma-Aldrich | SLW3680/10M-5EA | https://www.sigmaaldrich.com/LT/en
SLW3690/04M-10EA | PYREX(R) GOOCH CRUCIBLE ADAPTER, FITS 3& | 1X10EA | 1 | 219 | Sigma-Aldrich | SLW3690/04M-10EA | https://www.sigmaaldrich.com/LT/en
SLW3700/10-10EA | PYREX(R) BCHNER FILTER FUNNELS, WITH S& | 1X10EA | 1 | 791 | Sigma-Aldrich | SLW3700/10-10EA | https://www.sigmaaldrich.com/LT/en
SLW3730/06-5EA | PYREX(R) FILTER FUNNEL WITH SINTERED GL& | 1X5EA | 1 | 206 | Sigma-Aldrich | SLW3730/06-5EA | https://www.sigmaaldrich.com/LT/en
SLW3770/10-10EA | PYREX(R) FILTER FUNNEL CYLINDRICAL, WIT& | 1X10EA | 1 | 186 | Sigma-Aldrich | SLW3770/10-10EA | https://www.sigmaaldrich.com/LT/en
SLW3840/02M-10EA | PYREX(R) GLASS THIMBLE, 20 X 95 MM, DIS& | 1X10EA | 1 | 256 | Sigma-Aldrich | SLW3840/02M-10EA | https://www.sigmaaldrich.com/LT/en
SLW443038N-1EA | PYREX(R) SEPARATING FUNNEL, GILSON STYL& | 1X1EA | 1 | 85 | Sigma-Aldrich | SLW443038N-1EA | https://www.sigmaaldrich.com/LT/en
SLW443073N-1EA | PYREX(R) SEPARATING FUNNEL, GILSON STYL& | 1X1EA | 1 | 339 | Sigma-Aldrich | SLW443073N-1EA | https://www.sigmaaldrich.com/LT/en
SLW4500/01-10EA | PYREX(R) SQUARE PLASTIC FEET FOR 25 ML & | 1X10EA | 1 | 23 | Sigma-Aldrich | SLW4500/01-10EA | https://www.sigmaaldrich.com/LT/en
SLW4500/06M-10EA | PYREX(R) SQUARE PLASTIC FEET FOR 250 ML& | 1X10EA | 1 | 42 | Sigma-Aldrich | SLW4500/06M-10EA | https://www.sigmaaldrich.com/LT/en
SLW4503/15-20EA | PYREX(R) CULTURE TUBES CAPS WITH INSERT& | 1X20EA | 1 | 49 | Sigma-Aldrich | SLW4503/15-20EA | https://www.sigmaaldrich.com/LT/en
SLW4503/60-5EA | PYREX(R) CULTURE TUBES CAPS WITH INSERT& | 1X5EA | 1 | 116 | Sigma-Aldrich | SLW4503/60-5EA | https://www.sigmaaldrich.com/LT/en
SLW4506/45D-10EA | PYREX(R) SCREWCAPS FOR MEDIA-LAB BOTTLE& | 1X10EA | 1 | 27 | Sigma-Aldrich | SLW4506/45D-10EA | https://www.sigmaaldrich.com/LT/en
SLW4541/02-2EA | PYREX(R) CONNECTION SYSTEM SCREWCAPS FO& | 1X2EA | 1 | 23 | Sigma-Aldrich | SLW4541/02-2EA | https://www.sigmaaldrich.com/LT/en
SLW4550/38M-10EA | PYREX(R) CULTURE FLASKS CLOSURE, ALUMIN& | 1X10EA | 1 | 130 | Sigma-Aldrich | SLW4550/38M-10EA | https://www.sigmaaldrich.com/LT/en
SLW492094-1EA | PYREX(R) BURETTES, SCHELLBACH, CLASS AS& | 1X1EA | 1 | 57 | Sigma-Aldrich | SLW492094-1EA | https://www.sigmaaldrich.com/LT/en
SLW492145-1EA | PYREX(R) BURETTES, SCHELLBACH, CLASS AS& | 1X1EA | 1 | 39 | Sigma-Aldrich | SLW492145-1EA | https://www.sigmaaldrich.com/LT/en
SLW4980-1L-6EA | PYREX(R) ERLENMEYER FLASK, HEAVY DUTY, & | 1X1L | 1 | 119 | Sigma-Aldrich | SLW4980-1L-6EA | https://www.sigmaaldrich.com/LT/en
SLW5100-500-6EA | PYREX(R) ERLENMEYER FLASK, WIDE NECK, H& | 1X6EA | 1 | 73 | Sigma-Aldrich | SLW5100-500-6EA | https://www.sigmaaldrich.com/LT/en
SLW5809/2-1EA | PYREX(R) VACUUM FILTRATION SYSTEM FOR 4& | 1X1EA | 1 | 115 | Sigma-Aldrich | SLW5809/2-1EA | https://www.sigmaaldrich.com/LT/en
SLW718342-1EA | PYREX(R) PESTLE, ROUGH FINISH, LENGTH 1& | 1X1EA | 1 | 14 | Sigma-Aldrich | SLW718342-1EA | https://www.sigmaaldrich.com/LT/en
SLW9830/29M-1EA | PYREX(R) FILTER HOLDER FOR 25 MM MEMBRA& | 1X1EA | 1 | 88 | Sigma-Aldrich | SLW9830/29M-1EA | https://www.sigmaaldrich.com/LT/en
SLWSST102-5EA | PYREX(R) STOPCOCKS, PLAIN ARMS, STRAIGH& | 1X5EA | 1 | 189 | Sigma-Aldrich | SLWSST102-5EA | https://www.sigmaaldrich.com/LT/en
SLWSST103-5EA | PYREX(R) STOPCOCKS, PLAIN ARMS, PTFE KE& | 1X5EA | 1 | 213 | Sigma-Aldrich | SLWSST103-5EA | https://www.sigmaaldrich.com/LT/en
SLWSSV103-1EA | PYREX(R) STOPCOCKS, HIGH VACUUM, STRAIG& | 1X1EA | 1 | 166 | Sigma-Aldrich | SLWSSV103-1EA | https://www.sigmaaldrich.com/LT/en
SLWSSV203-1EA | PYREX(R) STOPCOCKS, HIGH VACUUM, DOUBLE& | 1X1EA | 1 | 240 | Sigma-Aldrich | SLWSSV203-1EA | https://www.sigmaaldrich.com/LT/en
SLW1060/18D-10EA | PYREX(R) WATCH GLASSES, O.D. 80 MM 125 & | 1X10EA | 1 | 201 | Sigma-Aldrich | SLW1060/18D-10EA | https://www.sigmaaldrich.com/LT/en
SLW3630/06-5EA | PYREX(R) BCHNER FILTER FUNNELS, WITH S& | 1X5EA | 1 | 188 | Sigma-Aldrich | SLW3630/06-5EA | https://www.sigmaaldrich.com/LT/en
SLWSST703-5EA | PYREX(R) STOPCOCKS, FUNNEL REPAIR, PTFE& | 1X5EA | 1 | 224 | Sigma-Aldrich | SLWSST703-5EA | https://www.sigmaaldrich.com/LT/en
SLW2190/04M-1EA | PYREX(R) SEPARATING FUNNEL, CONICAL, GL& | 1X1EA | 1 | 90 | Sigma-Aldrich | SLW2190/04M-1EA | https://www.sigmaaldrich.com/LT/en
SLW3620/02-5EA | PYREX(R) BCHNER FILTER FUNNELS, WITH S& | 1X5EA | 1 | 175 | Sigma-Aldrich | SLW3620/02-5EA | https://www.sigmaaldrich.com/LT/en
SLW3680/06M-5EA | PYREX(R) GOOCH CRUCIBLE, CAPACITY 60 ML& | 1X5EA | 1 | 110 | Sigma-Aldrich | SLW3680/06M-5EA | https://www.sigmaaldrich.com/LT/en
SLW3722/04M-1EA | PYREX(R) BCHNER FILTER FUNNELS, WITH S& | 1X1EA | 1 | 310 | Sigma-Aldrich | SLW3722/04M-1EA | https://www.sigmaaldrich.com/LT/en
SLW3770/02-10EA | PYREX(R) FILTER FUNNEL CYLINDRICAL, WIT& | 1X10EA | 1 | 186 | Sigma-Aldrich | SLW3770/02-10EA | https://www.sigmaaldrich.com/LT/en
SLW3830/06M-2EA | PYREX(R) GAS DISTRIBUTION TUBES, POROSI& | 1X2EA | 1 | 58 | Sigma-Aldrich | SLW3830/06M-2EA | https://www.sigmaaldrich.com/LT/en
SLW3151/14-5EA | PYREX(R) VOLUMETRIC HEAVY DUTY, CLASS A& | 1X5EA | 1 | 81 | Sigma-Aldrich | SLW3151/14-5EA | https://www.sigmaaldrich.com/LT/en
SLW1000/28D-10EA | PYREX(R) GRIFFIN BEAKERS, LOW FORM, WIT& | 1X10EA | 1 | 256 | Sigma-Aldrich | SLW1000/28D-10EA | https://www.sigmaaldrich.com/LT/en
SLW1003-400-12EA | PYREX(R) GRIFFIN BEAKERS, HEAVY DUTY, G& | 1X12EA | 1 | 144 | Sigma-Aldrich | SLW1003-400-12EA | https://www.sigmaaldrich.com/LT/en
SLW1015/10D-10EA | PYREX(R) BERZELIUS BEAKERS, GRADUATED, & | 1X10EA | 1 | 65 | Sigma-Aldrich | SLW1015/10D-10EA | https://www.sigmaaldrich.com/LT/en
SLW1060/04D-10EA | PYREX(R) WATCH GLASSES, O.D. 80 MM 40 M& | 1X10EA | 1 | 138 | Sigma-Aldrich | SLW1060/04D-10EA | https://www.sigmaaldrich.com/LT/en
SLW1080/10D-10EA | PYREX(R) BOILING FLASK, FLAT BOTTOM, WI& | 1X10EA | 1 | 135 | Sigma-Aldrich | SLW1080/10D-10EA | https://www.sigmaaldrich.com/LT/en
SLW1100/36D-1EA | PYREX(R) BOILING FLASK, ROUND BOTTOM, N& | 1X1EA | 1 | 222 | Sigma-Aldrich | SLW1100/36D-1EA | https://www.sigmaaldrich.com/LT/en
SLW1130/32D-2EA | PYREX(R) ERLENMEYER FLASK, NARROW NECK,& | 1X2EA | 1 | 98 | Sigma-Aldrich | SLW1130/32D-2EA | https://www.sigmaaldrich.com/LT/en
SLW1135/14D-10EA | PYREX(R) CULTURE FLASK, NARROW MOUTH, R& | 1X10EA | 1 | 230 | Sigma-Aldrich | SLW1135/14D-10EA | https://www.sigmaaldrich.com/LT/en
SLW1140/04D-10EA | PYREX(R) ERLENMEYER FLASK, WIDE NECK, W& | 1X10EA | 1 | 64 | Sigma-Aldrich | SLW1140/04D-10EA | https://www.sigmaaldrich.com/LT/en
SLW1141/10-20EA | PYREX(R) CULTURE FLASK, BAFFLED, DELONG& | 1X20EA | 1 | 696 | Sigma-Aldrich | SLW1141/10-20EA | https://www.sigmaaldrich.com/LT/en
SLW1200/12D-10EA | PYREX(R) KJELDAHL FLASK, PLAIN NECK, CA& | 1X10EA | 1 | 249 | Sigma-Aldrich | SLW1200/12D-10EA | https://www.sigmaaldrich.com/LT/en
SLW1450/14D-10EA | PYREX(R) EVAPORATING DISH, CAPACITY 600& | 1X10EA | 1 | 264 | Sigma-Aldrich | SLW1450/14D-10EA | https://www.sigmaaldrich.com/LT/en
SLW1471/01M-20EA | PYREX(R) CRYSTALLIZING DISH, FLAT BOTTO& | 1X20EA | 1 | 174 | Sigma-Aldrich | SLW1471/01M-20EA | https://www.sigmaaldrich.com/LT/en
SLW1480/08D-10EA | PYREX(R) PETRI DISH, SIZE 100 MM 20 M | 1X10EA | 1 | 184 | Sigma-Aldrich | SLW1480/08D-10EA | https://www.sigmaaldrich.com/LT/en
SLW1515/04D-10EA | PYREX(R) REAGENT BOTTLES, ROUND BOTTOM & | 1X10EA | 1 | 70 | Sigma-Aldrich | SLW1515/04D-10EA | https://www.sigmaaldrich.com/LT/en
SLW1516/08RED-10EA | PYREX(R) MEDIA-LAB BOTTLES, WITH HIGH T& | 1X10EA | 1 | 186 | Sigma-Aldrich | SLW1516/08RED-10EA | https://www.sigmaaldrich.com/LT/en
SLW1518/16-1EA | PYREX(R) MEDIA-LAB BOTTLES, PLASTIC COA& | 1X1EA | 1 | 279 | Sigma-Aldrich | SLW1518/16-1EA | https://www.sigmaaldrich.com/LT/en
SLW1519/16-1EA | PYREX(R) MEDIA-LAB BOTTLES, AMBER GLASS& | 1X1EA | 1 | 229 | Sigma-Aldrich | SLW1519/16-1EA | https://www.sigmaaldrich.com/LT/en
SLW1521/12D-30EA | PYREX(R) REAGENT BOTTLES, NARROW NECK W& | 1X30EA | 1 | 2597 | Sigma-Aldrich | SLW1521/12D-30EA | https://www.sigmaaldrich.com/LT/en
SLW1524/14-1EA | PYREX(R) MEDIA-LAB BOTTLES, WIDE MOUTH,& | 1X1EA | 1 | 113 | Sigma-Aldrich | SLW1524/14-1EA | https://www.sigmaaldrich.com/LT/en
SLW1526/18D-1EA | PYREX(R) REAGENT BOTTLES, UNGROUND NARR& | 1X1EA | 1 | 213 | Sigma-Aldrich | SLW1526/18D-1EA | https://www.sigmaaldrich.com/LT/en
SLW1531/10D-5EA | PYREX(R) ASPIRATOR BOTTLES, TUBING SIDE& | 1X5EA | 1 | 324 | Sigma-Aldrich | SLW1531/10D-5EA | https://www.sigmaaldrich.com/LT/en
SLW1590/04D-1EA | PYREX(R) REPLACEMENT COVER FOR 150 ML N& | 1X1EA | 1 | 131 | Sigma-Aldrich | SLW1590/04D-1EA | https://www.sigmaaldrich.com/LT/en
SLW1624/10M-100EA | PYREX(R) TEST TUBES, WITH RIM, HEAVY WA& | 1X100EA | 1 | 135 | Sigma-Aldrich | SLW1624/10M-100EA | https://www.sigmaaldrich.com/LT/en
SLW1660/08M-40EA | PYREX(R) CENTRIFUGE TUBES, CYLINDRICAL & | 1X40EA | 1 | 242 | Sigma-Aldrich | SLW1660/08M-40EA | https://www.sigmaaldrich.com/LT/en
SLW2190/10M-1EA | PYREX(R) SEPARATING FUNNEL, CONICAL, GL | 1X1EA | 1 | 148 | Sigma-Aldrich | SLW2190/10M-1EA | https://www.sigmaaldrich.com/LT/en
SLW3151/16-5EA | PYREX(R) VOLUMETRIC HEAVY DUTY, CLASS A& | 1X5EA | 1 | 110 | Sigma-Aldrich | SLW3151/16-5EA | https://www.sigmaaldrich.com/LT/en
SLW3152/14AWC-5EA | PYREX(R) VOLUMETRIC HEAVY DUTY, CLASS A& | 1X5EA | 1 | 271 | Sigma-Aldrich | SLW3152/14AWC-5EA | https://www.sigmaaldrich.com/LT/en
SLW3212/04WC-2EA | PYREX(R) MIXING CYLINDER, CLASS A, WORK& | 1X2EA | 1 | 150 | Sigma-Aldrich | SLW3212/04WC-2EA | https://www.sigmaaldrich.com/LT/en
SLW3295/16AS-1EA | PYREX(R) BURETTES, CLASS AS WITH PTFE K& | 1X1EA | 1 | 39 | Sigma-Aldrich | SLW3295/16AS-1EA | https://www.sigmaaldrich.com/LT/en
SLW3690/08M-10EA | PYREX(R) GOOCH CRUCIBLE ADAPTER, FITS 3& | 1X10EA | 1 | 244 | Sigma-Aldrich | SLW3690/08M-10EA | https://www.sigmaaldrich.com/LT/en
SLW3710/06-5EA | PYREX(R) BCHNER FILTER FUNNELS, WITH S& | 1X5EA | 1 | 517 | Sigma-Aldrich | SLW3710/06-5EA | https://www.sigmaaldrich.com/LT/en
SLW4506/45E-10EA | PYREX(R) SCREWCAPS FOR MEDIA-LAB BOTTLE& | 1X10EA | 1 | 27 | Sigma-Aldrich | SLW4506/45E-10EA | https://www.sigmaaldrich.com/LT/en
SLW4513/30M-20EA | PYREX(R) CULTURE TUBES CAP INSERT, THRE& | 1X20EA | 1 | 62 | Sigma-Aldrich | SLW4513/30M-20EA | https://www.sigmaaldrich.com/LT/en
SLW4536/45D-10EA | PYREX(R) HIGH TEMPERATURE POURING RING,& | 1X10EA | 1 | 22 | Sigma-Aldrich | SLW4536/45D-10EA | https://www.sigmaaldrich.com/LT/en
SLW4540/38P-10EA | PYREX(R) CULTURE FLASKS CLOSURE, POLYPR& | 1X10EA | 1 | 39 | Sigma-Aldrich | SLW4540/38P-10EA | https://www.sigmaaldrich.com/LT/en
SLW4980-4L-1EA | PYREX(R) ERLENMEYER FLASK, HEAVY DUTY, & | 1X4L | 1 | 113 | Sigma-Aldrich | SLW4980-4L-1EA | https://www.sigmaaldrich.com/LT/en
SLW5809/3-1EA | PYREX(R) FILTER HOLDER FOR 47 MM MEMBRA& | 1X1EA | 1 | 166 | Sigma-Aldrich | SLW5809/3-1EA | https://www.sigmaaldrich.com/LT/en
SLW3201/04WC-2EA | PYREX(R) MEASURING CYLINDER WITH SPOUT,& | 1X2EA | 1 | 104 | Sigma-Aldrich | SLW3201/04WC-2EA | https://www.sigmaaldrich.com/LT/en
SLW3295/12AS-1EA | PYREX(R) BURETTES, CLASS AS WITH PTFE K& | 1X1EA | 1 | 39 | Sigma-Aldrich | SLW3295/12AS-1EA | https://www.sigmaaldrich.com/LT/en
SLWSSD502-1EA | PYREX(R) STOPCOCKS, BURETTE REPAIR, STR& | 1X1EA | 1 | 142 | Sigma-Aldrich | SLWSSD502-1EA | https://www.sigmaaldrich.com/LT/en
SLW1518/18-1EA | PYREX(R) MEDIA-LAB BOTTLES, PLASTIC COA& | 1X1EA | 1 | 443 | Sigma-Aldrich | SLW1518/18-1EA | https://www.sigmaaldrich.com/LT/en
SLW2140/14M-1EA | PYREX(R) FILTER FUNNEL, SHORT STEM, STE& | 1X1EA | 1 | 79 | Sigma-Aldrich | SLW2140/14M-1EA | https://www.sigmaaldrich.com/LT/en
SLW492146-1EA | PYREX(R) BURETTES, SCHELLBACH, CLASS AS& | 1X1EA | 1 | 39 | Sigma-Aldrich | SLW492146-1EA | https://www.sigmaaldrich.com/LT/en
SLWSST103K-5EA | PYREX(R) SPARE PTFE KEYS FOR PYREX(R) S& | 1X5EA | 1 | 122 | Sigma-Aldrich | SLWSST103K-5EA | https://www.sigmaaldrich.com/LT/en
SLW2110/08M-10EA | PYREX(R) FILTER TUBES, LENGTH 150 MM, T& | 1X10EA | 1 | 98 | Sigma-Aldrich | SLW2110/08M-10EA | https://www.sigmaaldrich.com/LT/en
SLW4980-6L-1EA | PYREX(R) ERLENMEYER FLASK, HEAVY DUTY, & | 1X6L | 1 | 215 | Sigma-Aldrich | SLW4980-6L-1EA | https://www.sigmaaldrich.com/LT/en
SLW1000/30D-4EA | PYREX(R) GRIFFIN BEAKERS, LOW FORM, WIT& | 1X4EA | 1 | 183 | Sigma-Aldrich | SLW1000/30D-4EA | https://www.sigmaaldrich.com/LT/en
SLW1003-4L-1EA | PYREX(R) GRIFFIN BEAKERS, HEAVY DUTY, G& | 1X4L | 1 | 184 | Sigma-Aldrich | SLW1003-4L-1EA | https://www.sigmaaldrich.com/LT/en
SLW1080/12D-10EA | PYREX(R) BOILING FLASK, FLAT BOTTOM, WI& | 1X10EA | 1 | 251 | Sigma-Aldrich | SLW1080/12D-10EA | https://www.sigmaaldrich.com/LT/en
SLW1130/36D-1EA | PYREX(R) ERLENMEYER FLASK, NARROW NECK,& | 1X1EA | 1 | 73 | Sigma-Aldrich | SLW1130/36D-1EA | https://www.sigmaaldrich.com/LT/en
SLW1135/20D-5EA | PYREX(R) CULTURE FLASK, NARROW MOUTH, R& | 1X5EA | 1 | 112 | Sigma-Aldrich | SLW1135/20D-5EA | https://www.sigmaaldrich.com/LT/en
SLW1141/12-10EA | PYREX(R) CULTURE FLASK, BAFFLED, DELONG& | 1X10EA | 1 | 657 | Sigma-Aldrich | SLW1141/12-10EA | https://www.sigmaaldrich.com/LT/en
SLW1280/14M-20EA | PYREX(R) DISTILLATION FLASK, CAPACITY 5& | 1X20EA | 1 | 879 | Sigma-Aldrich | SLW1280/14M-20EA | https://www.sigmaaldrich.com/LT/en
SLW1521/16D-1EA | PYREX(R) REAGENT BOTTLES, NARROW NECK W& | 1X1EA | 1 | 172 | Sigma-Aldrich | SLW1521/16D-1EA | https://www.sigmaaldrich.com/LT/en
SLW1524/16-1EA | PYREX(R) MEDIA-LAB BOTTLES, WIDE MOUTH,& | 1X1EA | 1 | 156 | Sigma-Aldrich | SLW1524/16-1EA | https://www.sigmaaldrich.com/LT/en
SLW1526/20D-1EA | PYREX(R) REAGENT BOTTLES, UNGROUND NARR& | 1X1EA | 1 | 382 | Sigma-Aldrich | SLW1526/20D-1EA | https://www.sigmaaldrich.com/LT/en
SLW1590/06D-1EA | PYREX(R) REPLACEMENT PLATE FOR 150 ML N& | 1X1EA | 1 | 149 | Sigma-Aldrich | SLW1590/06D-1EA | https://www.sigmaaldrich.com/LT/en
SLW1622/06M-100EA | PYREX(R) TEST TUBES, WITHOUT RIM, MEDIU& | 1X100EA | 1 | 65 | Sigma-Aldrich | SLW1622/06M-100EA | https://www.sigmaaldrich.com/LT/en
SLW1624/12M-100EA | PYREX(R) TEST TUBES, WITH RIM, HEAVY WA& | 1X100EA | 1 | 135 | Sigma-Aldrich | SLW1624/12M-100EA | https://www.sigmaaldrich.com/LT/en
SLW1680/02M-40EA | PYREX(R) CENTRIFUGE TUBES, PLAIN WITH C& | 1X40EA | 1 | 301 | Sigma-Aldrich | SLW1680/02M-40EA | https://www.sigmaaldrich.com/LT/en
SLW3151/16WC-5EA | PYREX(R) VOLUMETRIC HEAVY DUTY, CLASS A& | 1X5EA | 1 | 155 | Sigma-Aldrich | SLW3151/16WC-5EA | https://www.sigmaaldrich.com/LT/en
SLW3201/18WC-1EA | PYREX(R) MEASURING CYLINDER WITH SPOUT,& | 1X1EA | 1 | 177 | Sigma-Aldrich | SLW3201/18WC-1EA | https://www.sigmaaldrich.com/LT/en
SLW3211/14MP-10EA | PYREX(R) MEASURING CYLINDER, CLASS B, W& | 1X10EA | 1 | 678 | Sigma-Aldrich | SLW3211/14MP-10EA | https://www.sigmaaldrich.com/LT/en
SLW3212/12-10EA | PYREX(R) MIXING CYLINDER, CLASS A, CAPA& | 1X10EA | 1 | 515 | Sigma-Aldrich | SLW3212/12-10EA | https://www.sigmaaldrich.com/LT/en
SLW3710/08-20EA | PYREX(R) BCHNER FILTER FUNNELS, WITH S& | 1X20EA | 1 | 2107 | Sigma-Aldrich | SLW3710/08-20EA | https://www.sigmaaldrich.com/LT/en
SLW443354-1EA | PYREX(R) DROPPING FUNNEL, GRADUATED, PT& | 1X1EA | 1 | 119 | Sigma-Aldrich | SLW443354-1EA | https://www.sigmaaldrich.com/LT/en
SLW4506/45F-10EA | PYREX(R) SCREWCAPS FOR MEDIA-LAB BOTTLE& | 1X10EA | 1 | 27 | Sigma-Aldrich | SLW4506/45F-10EA | https://www.sigmaaldrich.com/LT/en
SLW4537/02-2EA | PYREX(R) CONNECTION SYSTEM SCREWCAPS FO& | 1X2EA | 1 | 55 | Sigma-Aldrich | SLW4537/02-2EA | https://www.sigmaaldrich.com/LT/en
SLW4980-500-6EA | PYREX(R) ERLENMEYER FLASK, HEAVY DUTY, & | 1X6EA | 1 | 73 | Sigma-Aldrich | SLW4980-500-6EA | https://www.sigmaaldrich.com/LT/en
SLWSST304-5EA | PYREX(R) STOPCOCKS, PLAIN ARMS, T-KEY B& | 1X5EA | 1 | 569 | Sigma-Aldrich | SLWSST304-5EA | https://www.sigmaaldrich.com/LT/en
SLW4980-50-12EA | PYREX(R) ERLENMEYER FLASK, HEAVY DUTY, & | 1X12EA | 1 | 144 | Sigma-Aldrich | SLW4980-50-12EA | https://www.sigmaaldrich.com/LT/en
SLW5810/3-1EA | PYREX(R) PYREX(R) VACUUM FILTRATION SYS& | 1X1EA | 1 | 275 | Sigma-Aldrich | SLW5810/3-1EA | https://www.sigmaaldrich.com/LT/en
SLWSST104K-5EA | PYREX(R) SPARE PTFE KEYS FOR PYREX(R) S& | 1X5EA | 1 | 96 | Sigma-Aldrich | SLWSST104K-5EA | https://www.sigmaaldrich.com/LT/en
SLWSST304K-5EA | PYREX(R) SPARE PTFE KEYS FOR PYREX(R) S& | 1X5EA | 1 | 92 | Sigma-Aldrich | SLWSST304K-5EA | https://www.sigmaaldrich.com/LT/en
SLW1569/22D-1EA | PYREX(R) ASPIRATOR BOTTLES, GROUND GLAS& | 1X1EA | 1 | 470 | Sigma-Aldrich | SLW1569/22D-1EA | https://www.sigmaaldrich.com/LT/en
SLW1597/02D-1EA | PYREX(R) DESICCATOR PLATE, PLATE SIZE 1& | 1X1EA | 1 | 60 | Sigma-Aldrich | SLW1597/02D-1EA | https://www.sigmaaldrich.com/LT/en
SLW3151/02-5EA | PYREX(R) VOLUMETRIC HEAVY DUTY, CLASS A& | 1X5EA | 1 | 108 | Sigma-Aldrich | SLW3151/02-5EA | https://www.sigmaaldrich.com/LT/en
SLW3151/12-5EA | PYREX(R) VOLUMETRIC HEAVY DUTY, CLASS A& | 1X5EA | 1 | 66 | Sigma-Aldrich | SLW3151/12-5EA | https://www.sigmaaldrich.com/LT/en
SLW1140/02M-10EA | PYREX(R) ERLENMEYER FLASK, WIDE NECK, W& | 1X10EA | 1 | 62 | Sigma-Aldrich | SLW1140/02M-10EA | https://www.sigmaaldrich.com/LT/en
SLW1170/10D-1EA | PYREX(R) BCHNER FILTER, PLAIN SIDE ARM | 1X1EA | 1 | 117 | Sigma-Aldrich | SLW1170/10D-1EA | https://www.sigmaaldrich.com/LT/en
SLW1470/03M-20EA | PYREX(R) CRYSTALLIZING DISH, FLAT BOTTO& | 1X20EA | 1 | 208 | Sigma-Aldrich | SLW1470/03M-20EA | https://www.sigmaaldrich.com/LT/en
SLW1515/12D-10EA | PYREX(R) REAGENT BOTTLES, ROUND BOTTOM & | 1X10EA | 1 | 797 | Sigma-Aldrich | SLW1515/12D-10EA | https://www.sigmaaldrich.com/LT/en
SLW1516/04D-10EA | PYREX(R) MEDIA-LAB BOTTLES, WITH CAP AN& | 1X10EA | 1 | 72 | Sigma-Aldrich | SLW1516/04D-10EA | https://www.sigmaaldrich.com/LT/en
SLW1516/12D-10EA | PYREX(R) MEDIA-LAB BOTTLES, WITH CAP AN& | 1X10EA | 1 | 331 | Sigma-Aldrich | SLW1516/12D-10EA | https://www.sigmaaldrich.com/LT/en
SLW1518/04-10EA | PYREX(R) MEDIA-LAB BOTTLES, PLASTIC COA& | 1X10EA | 1 | 147 | Sigma-Aldrich | SLW1518/04-10EA | https://www.sigmaaldrich.com/LT/en
SLW1520/08D-10EA | PYREX(R) MEDIA-LAB BOTTLES, SQUARE, WIT& | 1X10EA | 1 | 106 | Sigma-Aldrich | SLW1520/08D-10EA | https://www.sigmaaldrich.com/LT/en
SLW1526/04D-10EA | PYREX(R) REAGENT BOTTLES, UNGROUND NARR& | 1X10EA | 1 | 115 | Sigma-Aldrich | SLW1526/04D-10EA | https://www.sigmaaldrich.com/LT/en
SLW1531/08D-10EA | PYREX(R) ASPIRATOR BOTTLES, TUBING SIDE& | 1X10EA | 1 | 518 | Sigma-Aldrich | SLW1531/08D-10EA | https://www.sigmaaldrich.com/LT/en
SLW1622/12M-100EA | PYREX(R) TEST TUBES, WITHOUT RIM, MEDIU& | 1X100EA | 1 | 84 | Sigma-Aldrich | SLW1622/12M-100EA | https://www.sigmaaldrich.com/LT/en
SLW3212/04-2EA | PYREX(R) MIXING CYLINDER, CLASS A, CAPA& | 1X2EA | 1 | 56 | Sigma-Aldrich | SLW3212/04-2EA | https://www.sigmaaldrich.com/LT/en
SLW3212/14WC-2EA | PYREX(R) MIXING CYLINDER, CLASS A, WORK& | 1X2EA | 1 | 260 | Sigma-Aldrich | SLW3212/14WC-2EA | https://www.sigmaaldrich.com/LT/en
SLW3660/10M-20EA | PYREX(R) GOOCH CRUCIBLE, CAPACITY 30 ML& | 1X20EA | 1 | 441 | Sigma-Aldrich | SLW3660/10M-20EA | https://www.sigmaaldrich.com/LT/en
SLW4516/45D-10EA | PYREX(R) POURING RING FOR MEDIA-LAB BOT& | 1X10EA | 1 | 12 | Sigma-Aldrich | SLW4516/45D-10EA | https://www.sigmaaldrich.com/LT/en
SLW492092-1EA | PYREX(R) BURETTES, SCHELLBACH, CLASS AS& | 1X1EA | 1 | 57 | Sigma-Aldrich | SLW492092-1EA | https://www.sigmaaldrich.com/LT/en
SLW492148-1EA | PYREX(R) BURETTES, SCHELLBACH, CLASS AS& | 1X1EA | 1 | 48 | Sigma-Aldrich | SLW492148-1EA | https://www.sigmaaldrich.com/LT/en
SLW5100-1L-6EA | PYREX(R) ERLENMEYER FLASK, WIDE NECK, H& | 1X1L | 1 | 119 | Sigma-Aldrich | SLW5100-1L-6EA | https://www.sigmaaldrich.com/LT/en
SLW1100/32D-1EA | PYREX(R) BOILING FLASK, ROUND BOTTOM, N& | 1X1EA | 1 | 111 | Sigma-Aldrich | SLW1100/32D-1EA | https://www.sigmaaldrich.com/LT/en
SLW1130/02M-10EA | PYREX(R) ERLENMEYER FLASK, NARROW NECK,& | 1X10EA | 1 | 56 | Sigma-Aldrich | SLW1130/02M-10EA | https://www.sigmaaldrich.com/LT/en
SLW1134/12-2EA | PYREX(R) ERLENMEYER FLASK, NARROW NECK,& | 1X2EA | 1 | 107 | Sigma-Aldrich | SLW1134/12-2EA | https://www.sigmaaldrich.com/LT/en
SLW1137/12M-50EA | PYREX(R) ERLENMEYER FLASK, GRADUATED WI& | 1X50EA | 1 | 878 | Sigma-Aldrich | SLW1137/12M-50EA | https://www.sigmaaldrich.com/LT/en
SLW1140/18D-10EA | PYREX(R) ERLENMEYER FLASK, WIDE NECK, W& | 1X10EA | 1 | 329 | Sigma-Aldrich | SLW1140/18D-10EA | https://www.sigmaaldrich.com/LT/en
SLW1170/04M-10EA | PYREX(R) BCHNER FILTER, PLAIN SIDE ARM& | 1X10EA | 1 | 310 | Sigma-Aldrich | SLW1170/04M-10EA | https://www.sigmaaldrich.com/LT/en
SLW1450/06D-10EA | PYREX(R) EVAPORATING DISH, CAPACITY 170& | 1X10EA | 1 | 144 | Sigma-Aldrich | SLW1450/06D-10EA | https://www.sigmaaldrich.com/LT/en
SLW1515/02D-10EA | PYREX(R) REAGENT BOTTLES, ROUND BOTTOM & | 1X10EA | 1 | 70 | Sigma-Aldrich | SLW1515/02D-10EA | https://www.sigmaaldrich.com/LT/en
SLW1516/08D-10EA | PYREX(R) MEDIA-LAB BOTTLES, WITH CAP AN& | 1X10EA | 1 | 99 | Sigma-Aldrich | SLW1516/08D-10EA | https://www.sigmaaldrich.com/LT/en
SLW1523/06-10EA | PYREX(R) MEDIA-LAB BOTTLES, WIDE MOUTH,& | 1X10EA | 1 | 115 | Sigma-Aldrich | SLW1523/06-10EA | https://www.sigmaaldrich.com/LT/en
SLW1524/10-10EA | PYREX(R) MEDIA-LAB BOTTLES, WIDE MOUTH,& | 1X10EA | 1 | 170 | Sigma-Aldrich | SLW1524/10-10EA | https://www.sigmaaldrich.com/LT/en
SLW1526/16D-1EA | PYREX(R) REAGENT BOTTLES, UNGROUND NARR& | 1X1EA | 1 | 116 | Sigma-Aldrich | SLW1526/16D-1EA | https://www.sigmaaldrich.com/LT/en
SLW1541/22D-1EA | PYREX(R) ASPIRATOR BOTTLES, GROUND GLAS& | 1X1EA | 1 | 418 | Sigma-Aldrich | SLW1541/22D-1EA | https://www.sigmaaldrich.com/LT/en
SLW1612/03-1EA | PYREX(R) VACUUM DESICCATOR STOPCOCK, RO& | 1X1EA | 1 | 96 | Sigma-Aldrich | SLW1612/03-1EA | https://www.sigmaaldrich.com/LT/en
SLW1660/06M-40EA | PYREX(R) CENTRIFUGE TUBES, CYLINDRICAL & | 1X40EA | 1 | 230 | Sigma-Aldrich | SLW1660/06M-40EA | https://www.sigmaaldrich.com/LT/en
SLW2140/10M-10EA | PYREX(R) FILTER FUNNEL, SHORT STEM, STE& | 1X10EA | 1 | 177 | Sigma-Aldrich | SLW2140/10M-10EA | https://www.sigmaaldrich.com/LT/en
SLW2180/04M-1EA | PYREX(R) SEPARATING FUNNEL, PEAR-SHAPE,& | 1X1EA | 1 | 92 | Sigma-Aldrich | SLW2180/04M-1EA | https://www.sigmaaldrich.com/LT/en
SLW2190/08M-1EA | PYREX(R) SEPARATING FUNNEL, CONICAL, GL | 1X1EA | 1 | 110 | Sigma-Aldrich | SLW2190/08M-1EA | https://www.sigmaaldrich.com/LT/en
SLW3151/04-5EA | PYREX(R) VOLUMETRIC HEAVY DUTY, CLASS A& | 1X5EA | 1 | 55 | Sigma-Aldrich | SLW3151/04-5EA | https://www.sigmaaldrich.com/LT/en
SLW3151/26-1EA | PYREX(R) VOLUMETRIC HEAVY DUTY, CLASS A& | 1X1EA | 1 | 173 | Sigma-Aldrich | SLW3151/26-1EA | https://www.sigmaaldrich.com/LT/en
SLW3211/08MP-2EA | PYREX(R) MEASURING CYLINDER, CLASS B, W& | 1X2EA | 1 | 61 | Sigma-Aldrich | SLW3211/08MP-2EA | https://www.sigmaaldrich.com/LT/en
SLW3215/06MP-2EA | PYREX(R) MIXING CYLINDER, CLASS B, DETA& | 1X2EA | 1 | 35 | Sigma-Aldrich | SLW3215/06MP-2EA | https://www.sigmaaldrich.com/LT/en
SLW3285-10-2EA | PYREX(R) MEASURING CYLINDER, CLASS B, S& | 1X2EA | 1 | 65 | Sigma-Aldrich | SLW3285-10-2EA | https://www.sigmaaldrich.com/LT/en
SLW3295/14AS-1EA | PYREX(R) BURETTES, CLASS AS WITH PTFE K& | 1X1EA | 1 | 39 | Sigma-Aldrich | SLW3295/14AS-1EA | https://www.sigmaaldrich.com/LT/en
SLW3298/02-5EA | PYREX(R) BURETTES, CLASS B, SOFNOL, AUT& | 1X5EA | 1 | 410 | Sigma-Aldrich | SLW3298/02-5EA | https://www.sigmaaldrich.com/LT/en
SLW3460/02M-40EA | PYREX(R) CENTRIFUGE TUBES, GRADUATED, V& | 1X40EA | 1 | 617 | Sigma-Aldrich | SLW3460/02M-40EA | https://www.sigmaaldrich.com/LT/en
SLW3620/06-5EA | PYREX(R) BCHNER FILTER FUNNELS, WITH S& | 1X5EA | 1 | 175 | Sigma-Aldrich | SLW3620/06-5EA | https://www.sigmaaldrich.com/LT/en
SLW3650/06M-20EA | PYREX(R) GOOCH CRUCIBLE, CAPACITY 10 ML& | 1X20EA | 1 | 417 | Sigma-Aldrich | SLW3650/06M-20EA | https://www.sigmaaldrich.com/LT/en
SLW3710/04-5EA | PYREX(R) BCHNER FILTER FUNNELS, WITH S& | 1X5EA | 1 | 516 | Sigma-Aldrich | SLW3710/04-5EA | https://www.sigmaaldrich.com/LT/en
SLW3722/08M-1EA | PYREX(R) BCHNER FILTER FUNNELS, WITH S& | 1X1EA | 1 | 301 | Sigma-Aldrich | SLW3722/08M-1EA | https://www.sigmaaldrich.com/LT/en
SLW3770/06-10EA | PYREX(R) FILTER FUNNEL CYLINDRICAL, WIT& | 1X10EA | 1 | 186 | Sigma-Aldrich | SLW3770/06-10EA | https://www.sigmaaldrich.com/LT/en
SLW443340-1EA | PYREX(R) DROPPING FUNNEL, GRADUATED, PT& | 1X1EA | 1 | 85 | Sigma-Aldrich | SLW443340-1EA | https://www.sigmaaldrich.com/LT/en
SLW4536/32D-10EA | PYREX(R) HIGH TEMPERATURE POURING RING,& | 1X10EA | 1 | 19 | Sigma-Aldrich | SLW4536/32D-10EA | https://www.sigmaaldrich.com/LT/en
SLW4539/10-1EA | PYREX(R) CONNECTION SYSTEM SCREWCAPS FO& | 1X1EA | 1 | 26 | Sigma-Aldrich | SLW4539/10-1EA | https://www.sigmaaldrich.com/LT/en
SLW4980-2L-1EA | PYREX(R) ERLENMEYER FLASK, HEAVY DUTY, & | 1X2L | 1 | 42 | Sigma-Aldrich | SLW4980-2L-1EA | https://www.sigmaaldrich.com/LT/en
SLW718347-1EA | PYREX(R) PESTLE, ROUGH FINISH, LENGTH 1& | 1X1EA | 1 | 18 | Sigma-Aldrich | SLW718347-1EA | https://www.sigmaaldrich.com/LT/en
SLWSST3025-5EA | PYREX(R) STOPCOCKS, T-KEY BORE, 3-WAY, & | 1X5EA | 1 | 216 | Sigma-Aldrich | SLWSST3025-5EA | https://www.sigmaaldrich.com/LT/en
SLWSSV106-1EA | PYREX(R) STOPCOCKS, HIGH VACUUM, STRAIG& | 1X1EA | 1 | 230 | Sigma-Aldrich | SLWSSV106-1EA | https://www.sigmaaldrich.com/LT/en
SLW1003-150-12EA | PYREX(R) GRIFFIN BEAKERS, HEAVY DUTY, G& | 1X12EA | 1 | 102 | Sigma-Aldrich | SLW1003-150-12EA | https://www.sigmaaldrich.com/LT/en
SLW1004-150-10EA | PYREX(R) BERZELIUS BEAKERS, HEAVY DUTY,& | 1X10EA | 1 | 64 | Sigma-Aldrich | SLW1004-150-10EA | https://www.sigmaaldrich.com/LT/en
SLW1100/04M-10EA | PYREX(R) BOILING FLASK, ROUND BOTTOM, N& | 1X10EA | 1 | 130 | Sigma-Aldrich | SLW1100/04M-10EA | https://www.sigmaaldrich.com/LT/en
SLW1120/14D-10EA | PYREX(R) BOILING FLASK, ROUND BOTTOM, W& | 1X10EA | 1 | 220 | Sigma-Aldrich | SLW1120/14D-10EA | https://www.sigmaaldrich.com/LT/en
SLW1132/14-10EA | PYREX(R) ERLENMEYER FLASK, GRADUATED, G& | 1X10EA | 1 | 229 | Sigma-Aldrich | SLW1132/14-10EA | https://www.sigmaaldrich.com/LT/en
SLW1137/02M-10EA | PYREX(R) ERLENMEYER FLASK, GRADUATED WI& | 1X10EA | 1 | 272 | Sigma-Aldrich | SLW1137/02M-10EA | https://www.sigmaaldrich.com/LT/en
SLW3211/16MP-10EA | PYREX(R) MEASURING CYLINDER, CLASS B, W& | 1X10EA | 1 | 931 | Sigma-Aldrich | SLW3211/16MP-10EA | https://www.sigmaaldrich.com/LT/en
SLW1003-5L-1EA | PYREX(R) GRIFFIN BEAKERS, HEAVY DUTY, G& | 1X5L | 1 | 317 | Sigma-Aldrich | SLW1003-5L-1EA | https://www.sigmaaldrich.com/LT/en
SLW1080/14D-10EA | PYREX(R) BOILING FLASK, FLAT BOTTOM, WI& | 1X10EA | 1 | 404 | Sigma-Aldrich | SLW1080/14D-10EA | https://www.sigmaaldrich.com/LT/en
SLW1120/04M-30EA | PYREX(R) BOILING FLASK, ROUND BOTTOM, W& | 1X30EA | 1 | 374 | Sigma-Aldrich | SLW1120/04M-30EA | https://www.sigmaaldrich.com/LT/en
SLW1132/02-20EA | PYREX(R) ERLENMEYER FLASK, GRADUATED, G& | 1X20EA | 1 | 446 | Sigma-Aldrich | SLW1132/02-20EA | https://www.sigmaaldrich.com/LT/en
SLW1135/26D-2EA | PYREX(R) CULTURE FLASK, NARROW MOUTH, R& | 1X2EA | 1 | 56 | Sigma-Aldrich | SLW1135/26D-2EA | https://www.sigmaaldrich.com/LT/en
SLW1141/14-5EA | PYREX(R) CULTURE FLASK, BAFFLED, DELONG& | 1X5EA | 1 | 467 | Sigma-Aldrich | SLW1141/14-5EA | https://www.sigmaaldrich.com/LT/en
SLW1142/10-20EA | PYREX(R) CULTURE FLASK, BAFFLED, PTFE M& | 1X20EA | 1 | 766 | Sigma-Aldrich | SLW1142/10-20EA | https://www.sigmaaldrich.com/LT/en
SLW1290/04M-5EA | PYREX(R) DISTILLATION FLASK, ASTM CERTI& | 1X5EA | 1 | 175 | Sigma-Aldrich | SLW1290/04M-5EA | https://www.sigmaaldrich.com/LT/en
SLW1470/01M-10EA | PYREX(R) CRYSTALLIZING DISH, FLAT BOTTO& | 1X10EA | 1 | 84 | Sigma-Aldrich | SLW1470/01M-10EA | https://www.sigmaaldrich.com/LT/en
SLW1471/03M-20EA | PYREX(R) CRYSTALLIZING DISH, FLAT BOTTO& | 1X20EA | 1 | 298 | Sigma-Aldrich | SLW1471/03M-20EA | https://www.sigmaaldrich.com/LT/en
SLW1480/12D-10EA | PYREX(R) PETRI DISH, SIZE 150 MM 20 M | 1X10EA | 1 | 318 | Sigma-Aldrich | SLW1480/12D-10EA | https://www.sigmaaldrich.com/LT/en
SLW1515/08D-10EA | PYREX(R) REAGENT BOTTLES, ROUND BOTTOM & | 1X10EA | 1 | 99 | Sigma-Aldrich | SLW1515/08D-10EA | https://www.sigmaaldrich.com/LT/en
SLW1516/10D-10EA | PYREX(R) MEDIA-LAB BOTTLES, WITH CAP AN& | 1X10EA | 1 | 142 | Sigma-Aldrich | SLW1516/10D-10EA | https://www.sigmaaldrich.com/LT/en
SLW3212/12WC-2EA | PYREX(R) MIXING CYLINDER, CLASS A, WORK& | 1X2EA | 1 | 229 | Sigma-Aldrich | SLW3212/12WC-2EA | https://www.sigmaaldrich.com/LT/en
SLW1520/04D-10EA | PYREX(R) MEDIA-LAB BOTTLES, SQUARE, WIT& | 1X10EA | 1 | 75 | Sigma-Aldrich | SLW1520/04D-10EA | https://www.sigmaaldrich.com/LT/en
SLW3660/06M-5EA | PYREX(R) GOOCH CRUCIBLE, CAPACITY 30 ML& | 1X5EA | 1 | 104 | Sigma-Aldrich | SLW3660/06M-5EA | https://www.sigmaaldrich.com/LT/en
SLW1521/18D-1EA | PYREX(R) REAGENT BOTTLES, NARROW NECK W& | 1X1EA | 1 | 266 | Sigma-Aldrich | SLW1521/18D-1EA | https://www.sigmaaldrich.com/LT/en
SLW1524/18-1EA | PYREX(R) MEDIA-LAB BOTTLES, WIDE MOUTH,& | 1X1EA | 1 | 257 | Sigma-Aldrich | SLW1524/18-1EA | https://www.sigmaaldrich.com/LT/en
SLW3710/10-10EA | PYREX(R) BCHNER FILTER FUNNELS, WITH S& | 1X10EA | 1 | 1098 | Sigma-Aldrich | SLW3710/10-10EA | https://www.sigmaaldrich.com/LT/en
SLW1526/22D-1EA | PYREX(R) REAGENT BOTTLES, UNGROUND NARR& | 1X1EA | 1 | 404 | Sigma-Aldrich | SLW1526/22D-1EA | https://www.sigmaaldrich.com/LT/en
SLW1591/02D-1EA | PYREX(R) NON-VACUUM DESICCATOR, COMPLET& | 1X1EA | 1 | 398 | Sigma-Aldrich | SLW1591/02D-1EA | https://www.sigmaaldrich.com/LT/en
SLW1622/09M-100EA | PYREX(R) TEST TUBES, WITHOUT RIM, MEDIU& | 1X100EA | 1 | 84 | Sigma-Aldrich | SLW1622/09M-100EA | https://www.sigmaaldrich.com/LT/en
SLW1624/16M-100EA | PYREX(R) TEST TUBES, WITH RIM, HEAVY WA& | 1X100EA | 1 | 158 | Sigma-Aldrich | SLW1624/16M-100EA | https://www.sigmaaldrich.com/LT/en
SLW2110/06M-50EA | PYREX(R) FILTER TUBES, LENGTH 150 MM, T& | 1X50EA | 1 | 480 | Sigma-Aldrich | SLW2110/06M-50EA | https://www.sigmaaldrich.com/LT/en
SLW2180/10M-1EA | PYREX(R) SEPARATING FUNNEL, PEAR-SHAPE,& | 1X1EA | 1 | 117 | Sigma-Aldrich | SLW2180/10M-1EA | https://www.sigmaaldrich.com/LT/en
SLW3151/08-5EA | PYREX(R) VOLUMETRIC HEAVY DUTY, CLASS A& | 1X5EA | 1 | 64 | Sigma-Aldrich | SLW3151/08-5EA | https://www.sigmaaldrich.com/LT/en
SLW3151/10-5EA | PYREX(R) VOLUMETRIC HEAVY DUTY, CLASS A& | 1X5EA | 1 | 64 | Sigma-Aldrich | SLW3151/10-5EA | https://www.sigmaaldrich.com/LT/en
SLW3151/18-2EA | PYREX(R) VOLUMETRIC HEAVY DUTY, CLASS A& | 1X2EA | 1 | 45 | Sigma-Aldrich | SLW3151/18-2EA | https://www.sigmaaldrich.com/LT/en
SLW3152/16AWC-2EA | PYREX(R) VOLUMETRIC HEAVY DUTY, CLASS A& | 1X2EA | 1 | 121 | Sigma-Aldrich | SLW3152/16AWC-2EA | https://www.sigmaaldrich.com/LT/en
SLW443360-1EA | PYREX(R) DROPPING FUNNEL, GRADUATED, PT& | 1X1EA | 1 | 136 | Sigma-Aldrich | SLW443360-1EA | https://www.sigmaaldrich.com/LT/en
SLW4506/45G-10EA | PYREX(R) SCREWCAPS FOR MEDIA-LAB BOTTLE& | 1X10EA | 1 | 27 | Sigma-Aldrich | SLW4506/45G-10EA | https://www.sigmaaldrich.com/LT/en
SLW4537/04-2EA | PYREX(R) CONNECTION SYSTEM SCREWCAPS FO& | 1X2EA | 1 | 60 | Sigma-Aldrich | SLW4537/04-2EA | https://www.sigmaaldrich.com/LT/en
Z764574-1EA | ALDRICH(R) STOPCOCK ADAPTER, 2 MM PTFE & | 1X1EA | 1 | 63 | Sigma-Aldrich | Z764574-1EA | https://www.sigmaaldrich.com/LT/en
Z764590-1EA | ALDRICH(R) STOPCOCK ADAPTER, 2 MM PTFE & | 1X1EA | 1 | 70 | Sigma-Aldrich | Z764590-1EA | https://www.sigmaaldrich.com/LT/en
Z764566-1EA | ALDRICH(R) STOPCOCK ADAPTER, 2 MM PTFE & | 1X1EA | 1 | 62 | Sigma-Aldrich | Z764566-1EA | https://www.sigmaaldrich.com/LT/en
Z764531-1EA | 2MAG BIOMIXCONTROL S, 230 V, UK PLUG | 1X1EA | 1 | 1235 | Sigma-Aldrich | Z764531-1EA | https://www.sigmaaldrich.com/LT/en
WHA9915-2502 | WHATMAN(TM) UNIFLO(R) 25 SYRINGE FILTER& | 1X1EA | 1 | 592 | Sigma-Aldrich | WHA9915-2502 | https://www.sigmaaldrich.com/LT/en
WHA3822-070 | WHATMAN(TM) GLASS MICROFIBER FILTERS, G& | 1X1EA | 1 | 108 | Sigma-Aldrich | WHA3822-070 | https://www.sigmaaldrich.com/LT/en
WHA9914-2504 | WHATMAN(TM) UNIFLO(R) 25 SYRINGE FILTER& | 1X1EA | 1 | 133 | Sigma-Aldrich | WHA9914-2504 | https://www.sigmaaldrich.com/LT/en
WHA2822-070 | WHATMAN(TM) GLASS MICROFIBER FILTERS, G& | 1X1EA | 1 | 86 | Sigma-Aldrich | WHA2822-070 | https://www.sigmaaldrich.com/LT/en
WHA9913-2502 | WHATMAN(TM) UNIFLO(R) 25 SYRINGE FILTER& | 1X1EA | 1 | 133 | Sigma-Aldrich | WHA9913-2502 | https://www.sigmaaldrich.com/LT/en
WHA10380006 | WHATMAN(TM) QUADRANT FOLDED CELLULOSE F& | 1X1EA | 1 | 130 | Sigma-Aldrich | WHA10380006 | https://www.sigmaaldrich.com/LT/en
WHA3827-035 | WHATMAN(TM) GLASS MICROFIBER FILTERS, G& | 1X1EA | 1 | 95 | Sigma-Aldrich | WHA3827-035 | https://www.sigmaaldrich.com/LT/en
GE10463103 | PROTEIN PREP SYRINGE FILTER FOR #KTA(R), | 1X1EA | 1 | 375 | Sigma-Aldrich | GE10463103 | https://www.sigmaaldrich.com/LT/en
WHAWB100092 | MULTI-BARRIER POUCHES FOR WHATMAN(TM) E& | 1X1EA | 1 | 73 | Sigma-Aldrich | WHAWB100092 | https://www.sigmaaldrich.com/LT/en
WHA99079436 | WHATMAN(TM) GLASS MICROFIBER FILTERS, G& | 1X1EA | 1 | 123 | Sigma-Aldrich | WHA99079436 | https://www.sigmaaldrich.com/LT/en
GE10463043 | PROTEIN PREP SYRINGE FILTER FOR #KTA(R), | 1X1EA | 1 | 412 | Sigma-Aldrich | GE10463043 | https://www.sigmaaldrich.com/LT/en
WHA3822-090 | WHATMAN(TM) GLASS MICROFIBER FILTERS, G& | 1X1EA | 1 | 151 | Sigma-Aldrich | WHA3822-090 | https://www.sigmaaldrich.com/LT/en
WHA10380405 | WHATMAN(TM) QUADRANT FOLDED CELLULOSE F& | 1X1EA | 1 | 62 | Sigma-Aldrich | WHA10380405 | https://www.sigmaaldrich.com/LT/en
WHA3827-042 | WHATMAN(TM) GLASS MICROFIBER FILTERS, G& | 1X1EA | 1 | 95 | Sigma-Aldrich | WHA3827-042 | https://www.sigmaaldrich.com/LT/en
WHA10380205 | WHATMAN(TM) QUADRANT FOLDED CELLULOSE F& | 1X1EA | 1 | 113 | Sigma-Aldrich | WHA10380205 | https://www.sigmaaldrich.com/LT/en
WHA4827-047 | WHATMAN(TM) GLASS MICROFIBER FILTERS, G& | 1X1EA | 1 | 113 | Sigma-Aldrich | WHA4827-047 | https://www.sigmaaldrich.com/LT/en
WHA77073700 | WHATMAN(TM) 850-DS 8-CHANNEL FILTER PLA& | 1X1EA | 1 | 421 | Sigma-Aldrich | WHA77073700 | https://www.sigmaaldrich.com/LT/en
WHA9927-070 | WHATMAN(TM) GLASS MICROFIBER FILTERS, G& | 1X1EA | 1 | 198 | Sigma-Aldrich | WHA9927-070 | https://www.sigmaaldrich.com/LT/en
WHA2827047 | WHATMAN(TM) GLASS MICROFIBER FILTERS, G& | 1X1EA | 1 | 82 | Sigma-Aldrich | WHA2827047 | https://www.sigmaaldrich.com/LT/en
WHA9916-1302 | WHATMAN(TM) UNIFLO(R) 13 SYRINGE FILTER& | 1X1EA | 1 | 295 | Sigma-Aldrich | WHA9916-1302 | https://www.sigmaaldrich.com/LT/en
WHA9914-2502 | WHATMAN(TM) UNIFLO(R) 25 SYRINGE FILTER& | 1X1EA | 1 | 133 | Sigma-Aldrich | WHA9914-2502 | https://www.sigmaaldrich.com/LT/en
GE10463033 | PROTEIN PREP SYRINGE FILTER FOR #KTA(R), | 1X1EA | 1 | 412 | Sigma-Aldrich | GE10463033 | https://www.sigmaaldrich.com/LT/en
WHA10380004 | WHATMAN(TM) QUADRANT FOLDED CELLULOSE F& | 1X1EA | 1 | 91 | Sigma-Aldrich | WHA10380004 | https://www.sigmaaldrich.com/LT/en
WHA3827-070 | WHATMAN(TM) GLASS MICROFIBER FILTERS, G& | 1X1EA | 1 | 137 | Sigma-Aldrich | WHA3827-070 | https://www.sigmaaldrich.com/LT/en
WHA5401090E | WHATMAN(TM) MOISTURE TEST PAPER, 90 MM,& | 1X1EA | 1 | 54 | Sigma-Aldrich | WHA5401090E | https://www.sigmaaldrich.com/LT/en
WHA10380404 | WHATMAN(TM) QUADRANT FOLDED CELLULOSE F& | 1X1EA | 1 | 56 | Sigma-Aldrich | WHA10380404 | https://www.sigmaaldrich.com/LT/en
WHA9916-1304 | WHATMAN(TM) UNIFLO(R) 13 SYRINGE FILTER& | 1X1EA | 1 | 295 | Sigma-Aldrich | WHA9916-1304 | https://www.sigmaaldrich.com/LT/en
WHA10380406 | WHATMAN(TM) QUADRANT FOLDED CELLULOSE F& | 1X1EA | 1 | 67 | Sigma-Aldrich | WHA10380406 | https://www.sigmaaldrich.com/LT/en
GE10463113 | PROTEIN PREP SYRINGE FILTER FOR #KTA(R), | 1X1EA | 1 | 375 | Sigma-Aldrich | GE10463113 | https://www.sigmaaldrich.com/LT/en
WHA9907-070 | WHATMAN(TM) GLASS MICROFIBER FILTERS, G& | 1X1EA | 1 | 160 | Sigma-Aldrich | WHA9907-070 | https://www.sigmaaldrich.com/LT/en
WHA3822-047 | WHATMAN(TM) GLASS MICROFIBER FILTERS, G& | 1X1EA | 1 | 98 | Sigma-Aldrich | WHA3822-047 | https://www.sigmaaldrich.com/LT/en
WHA9927-047 | WHATMAN(TM) GLASS MICROFIBER FILTERS, G& | 1X1EA | 1 | 163 | Sigma-Aldrich | WHA9927-047 | https://www.sigmaaldrich.com/LT/en
WHA3827-047 | WHATMAN(TM) GLASS MICROFIBER FILTERS, G& | 1X1EA | 1 | 100 | Sigma-Aldrich | WHA3827-047 | https://www.sigmaaldrich.com/LT/en
WHA10380206 | WHATMAN(TM) QUADRANT FOLDED CELLULOSE F& | 1X1EA | 1 | 130 | Sigma-Aldrich | WHA10380206 | https://www.sigmaaldrich.com/LT/en
WHA4827-042 | WHATMAN(TM) GLASS MICROFIBER FILTERS, G& | 1X1EA | 1 | 81 | Sigma-Aldrich | WHA4827-042 | https://www.sigmaaldrich.com/LT/en
WHA9927-090 | WHATMAN(TM) GLASS MICROFIBER FILTERS, G& | 1X1EA | 1 | 214 | Sigma-Aldrich | WHA9927-090 | https://www.sigmaaldrich.com/LT/en
WHA9915-2504 | WHATMAN(TM) UNIFLO(R) 25 SYRINGE FILTER& | 1X1EA | 1 | 592 | Sigma-Aldrich | WHA9915-2504 | https://www.sigmaaldrich.com/LT/en
WHA2822-090 | WHATMAN(TM) GLASS MICROFIBER FILTERS, G& | 1X1EA | 1 | 121 | Sigma-Aldrich | WHA2822-090 | https://www.sigmaaldrich.com/LT/en
WHA3827-090 | WHATMAN(TM) GLASS MICROFIBER FILTERS, G& | 1X1EA | 1 | 159 | Sigma-Aldrich | WHA3827-090 | https://www.sigmaaldrich.com/LT/en
WHA4827-090 | WHATMAN(TM) GLASS MICROFIBER FILTERS, G& | 1X1EA | 1 | 142 | Sigma-Aldrich | WHA4827-090 | https://www.sigmaaldrich.com/LT/en
EP3116000015-1EA | EPPENDORF(R) PIPETTE CAROUSEL 2, FOR 6 | 1X1EA | 1 | 146 | Sigma-Aldrich | EP3116000015-1EA | https://www.sigmaaldrich.com/LT/en
EP5495508007-1EA | ROTOR FOR EPPENDORF(R) 5425 CENTRIFUGE, | 1X1EA | 1 | 556 | Sigma-Aldrich | EP5495508007-1EA | https://www.sigmaaldrich.com/LT/en
EP5910760000-2EA | ADAPTER FOR EPPENDORF(R) S-4XUNIVERSAL R | 1X2EA | 1 | 299 | Sigma-Aldrich | EP5910760000-2EA | https://www.sigmaaldrich.com/LT/en
EP3116000040-1EA | CHARGER STAND 2, FOR ONE EPPENDORF(R) MU | 1X1EA | 1 | 243 | Sigma-Aldrich | EP3116000040-1EA | https://www.sigmaaldrich.com/LT/en
WHA2822-047 | WHATMAN(TM) GLASS MICROFIBER FILTERS, G& | 1X1EA | 1 | 78 | Sigma-Aldrich | WHA2822-047 | https://www.sigmaaldrich.com/LT/en
WHA9913-2504 | WHATMAN(TM) UNIFLO(R) 25 SYRINGE FILTER& | 1X1EA | 1 | 133 | Sigma-Aldrich | WHA9913-2504 | https://www.sigmaaldrich.com/LT/en
WHA4827-070 | WHATMAN(TM) GLASS MICROFIBER FILTERS, G& | 1X1EA | 1 | 129 | Sigma-Aldrich | WHA4827-070 | https://www.sigmaaldrich.com/LT/en
WHA77073800 | WHATMAN(TM) 850-DS 8-CHANNEL FILTER PLA& | 1X1EA | 1 | 419 | Sigma-Aldrich | WHA77073800 | https://www.sigmaaldrich.com/LT/en
WHA10380204 | WHATMAN(TM) QUADRANT FOLDED CELLULOSE F& | 1X1EA | 1 | 91 | Sigma-Aldrich | WHA10380204 | https://www.sigmaaldrich.com/LT/en
EP5895155006-1EA | ROTOR FOR EPPENDORF(R) 5910 R CENTRIFUGE | 1X1EA | 1 | 1020 | Sigma-Aldrich | EP5895155006-1EA | https://www.sigmaaldrich.com/LT/en
WHA4827-035 | WHATMAN(TM) GLASS MICROFIBER FILTERS, G& | 1X1EA | 1 | 77 | Sigma-Aldrich | WHA4827-035 | https://www.sigmaaldrich.com/LT/en
EP5495505008-1EA | ROTOR FOR EPPENDORF(R) 5425 CENTRIFUGE, | 1X1EA | 1 | 891 | Sigma-Aldrich | EP5495505008-1EA | https://www.sigmaaldrich.com/LT/en
WHA10380005 | WHATMAN(TM) QUADRANT FOLDED CELLULOSE F& | 1X1EA | 1 | 113 | Sigma-Aldrich | WHA10380005 | https://www.sigmaaldrich.com/LT/en
Z759295-50EA | JOINT CLIP, JOINT SIZE, 14, STANDARD TA& | 1X50EA | 1 | 138 | Sigma-Aldrich | Z759295-50EA | https://www.sigmaaldrich.com/LT/en
Z693200-96EA | NORELL(R) SAMPLE VAULT SERIES(TM) NMR T& | 1X96EA | 1 | 348 | Sigma-Aldrich | Z693200-96EA | https://www.sigmaaldrich.com/LT/en
Z759317-50EA | JOINT CLIP, JOINT SIZE, 24, STANDARD TA& | 1X50EA | 1 | 155 | Sigma-Aldrich | Z759317-50EA | https://www.sigmaaldrich.com/LT/en
Z693251-96EA | NORELL(R) SAMPLE VAULT SERIES(TM) NMR T& | 1X96EA | 1 | 348 | Sigma-Aldrich | Z693251-96EA | https://www.sigmaaldrich.com/LT/en
Z759325-50EA | JOINT CLIP, JOINT SIZE, 29, STANDARD TA& | 1X50EA | 1 | 152 | Sigma-Aldrich | Z759325-50EA | https://www.sigmaaldrich.com/LT/en
Z707805-72EA | TPP CULTURE PLATES 24-WELL, FLAT BOTTOM& | 1X72EA | 1 | 299 | Sigma-Aldrich | Z707805-72EA | https://www.sigmaaldrich.com/LT/en
CLS3464-48EA | CORNING(R) COSTAR(R) TRANSWELL(R) CELL & | 1X48EA | 1 | 457 | Sigma-Aldrich | CLS3464-48EA | https://www.sigmaaldrich.com/LT/en
Z759309-50EA | JOINT CLIP, JOINT SIZE, 19, STANDARD TA& | 1X50EA | 1 | 138 | Sigma-Aldrich | Z759309-50EA | https://www.sigmaaldrich.com/LT/en
Z693278-96EA | NORELL(R) SAMPLE VAULT SERIES(TM) NMR T& | 1X96EA | 1 | 348 | Sigma-Aldrich | Z693278-96EA | https://www.sigmaaldrich.com/LT/en
Z759333-1EA | NANOFIBER MULTIWELL PLATE, ALIGNED NANO& | 1X1EA | 1 | 48 | Sigma-Aldrich | Z759333-1EA | https://www.sigmaaldrich.com/LT/en
Z759015-1EA | BOLLE SPHERE SAFETY VISOR WITH HEADGEAR& | 1X1EA | 1 | 25 | Sigma-Aldrich | Z759015-1EA | https://www.sigmaaldrich.com/LT/en
Z759279-32EA | GREINER TISSUE CULTURE TREATED MULTIWEL& | 1X32EA | 1 | 264 | Sigma-Aldrich | Z759279-32EA | https://www.sigmaaldrich.com/LT/en
Z693146-96EA | NORELL(R) SAMPLE VAULT SERIES(TM) NMR T& | 1X96EA | 1 | 262 | Sigma-Aldrich | Z693146-96EA | https://www.sigmaaldrich.com/LT/en
Z694509-6EA | NANOFIBER MULTIWELL PLATE INSERTS, RAND& | 1X6EA | 1 | 44 | Sigma-Aldrich | Z694509-6EA | https://www.sigmaaldrich.com/LT/en
Z693111-96EA | NORELL(R) SAMPLE VAULT SERIES(TM) NMR T& | 1X96EA | 1 | 212 | Sigma-Aldrich | Z693111-96EA | https://www.sigmaaldrich.com/LT/en
WIMWG30004SJ-100EA | BRUKER(R) SAMPLEJET NMR TUBES 3 MM DIAM& | 1X100EA | 1 | 188 | Sigma-Aldrich | WIMWG30004SJ-100EA | https://www.sigmaaldrich.com/LT/en
BAH189210000-1EA | SCIENCEWARE(R) VIAL, BOTTLE AND TUBE RA& | 1X1EA | 1 | 38 | Sigma-Aldrich | BAH189210000-1EA | https://www.sigmaaldrich.com/LT/en
BAF182370000-6EA | DIALYSIS BAG HOLDER CLIP FOR BEAKERS | 1X6EA | 1 | 29 | Sigma-Aldrich | BAF182370000-6EA | https://www.sigmaaldrich.com/LT/en
WIMWG30007SJ-100EA | BRUKER(R) SAMPLEJET NMR TUBES 3 MM DIAM& | 1X100EA | 1 | 229 | Sigma-Aldrich | WIMWG30007SJ-100EA | https://www.sigmaaldrich.com/LT/en
Z699063-50EA | TOTAL COUNT BROTH WITH TTC, 50 EA | 1X50EA | 1 | 112 | Sigma-Aldrich | Z699063-50EA | https://www.sigmaaldrich.com/LT/en
BAF249760002-1EA | WORKSHIELDS FOR -EMITTERS, FREE STANDI& | 1X1EA | 1 | 302 | Sigma-Aldrich | BAF249760002-1EA | https://www.sigmaaldrich.com/LT/en
BAF199170002-1EA | SCIENCEWARE(R) VACUUM ASPIRATOR BOTTLE & | 1X1EA | 1 | 310 | Sigma-Aldrich | BAF199170002-1EA | https://www.sigmaaldrich.com/LT/en
BAF175750007-144EA | SNAP CAP VIALS, 26 ML | 1X144EA | 1 | 93 | Sigma-Aldrich | BAF175750007-144EA | https://www.sigmaaldrich.com/LT/en
WIMWG10007SJ-100EA | BRUKER(R) SAMPLEJET NMR TUBES 5 MM DIAM& | 1X100EA | 1 | 221 | Sigma-Aldrich | WIMWG10007SJ-100EA | https://www.sigmaaldrich.com/LT/en
BAF183210212-1EA | VIKEM(R) COATED LEAD SHEET, 51 MM W X 3& | 1X1EA | 1 | 60 | Sigma-Aldrich | BAF183210212-1EA | https://www.sigmaaldrich.com/LT/en
Z699446-25EA | SWABS AND SWABCHECKS | 1X25EA | 1 | 301 | Sigma-Aldrich | Z699446-25EA | https://www.sigmaaldrich.com/LT/en
BAF132040001-1EA | COVER FOR GLASS DISPOSAL CARTON | 1X1EA | 1 | 40 | Sigma-Aldrich | BAF132040001-1EA | https://www.sigmaaldrich.com/LT/en
BAF175750015-144EA | SNAP CAP VIALS, 55 ML | 1X144EA | 1 | 137 | Sigma-Aldrich | BAF175750015-144EA | https://www.sigmaaldrich.com/LT/en
Z699209-1EA | TRYPTICASE SOY BROTH (TSB) DOUBLE STREN& | 1X1EA | 1 | 67 | Sigma-Aldrich | Z699209-1EA | https://www.sigmaaldrich.com/LT/en
WIMWG40007-100EA | WILMAD(R) NMR TUBES 10 MM DIAM., ECONOM& | 1X100EA | 1 | 456 | Sigma-Aldrich | WIMWG40007-100EA | https://www.sigmaaldrich.com/LT/en
WIMWG3000850-50EA | WILMAD(R) NMR TUBES 3 MM DIAM., TYPE 1 & | 1X50EA | 1 | 157 | Sigma-Aldrich | WIMWG3000850-50EA | https://www.sigmaaldrich.com/LT/en
BAF116340000-12EA | SPRAY PUMP BOTTLES, 500 ML | 1X12EA | 1 | 110 | Sigma-Aldrich | BAF116340000-12EA | https://www.sigmaaldrich.com/LT/en
BAF175750013-144EA | SNAP CAP VIALS, 48 ML | 1X144EA | 1 | 122 | Sigma-Aldrich | BAF175750013-144EA | https://www.sigmaaldrich.com/LT/en
BAF182350000-6EA | TUBING HOLDER CLIP FOR BEAKERS | 1X6EA | 1 | 30 | Sigma-Aldrich | BAF182350000-6EA | https://www.sigmaaldrich.com/LT/en
BAF187510160-1EA | SCIENCEWARE(R) POXYGRID(R) TEST TUBE RA& | 1X1EA | 1 | 43 | Sigma-Aldrich | BAF187510160-1EA | https://www.sigmaaldrich.com/LT/en
Z699004-50EA | M-TGE BROTH, 50 EA | 1X50EA | 1 | 112 | Sigma-Aldrich | Z699004-50EA | https://www.sigmaaldrich.com/LT/en
BAF441500005-1EA | SCIENCEWARE(R) ENGRAVING TOOL, BATTERY & | 1X1EA | 1 | 39 | Sigma-Aldrich | BAF441500005-1EA | https://www.sigmaaldrich.com/LT/en
Z699128-50EA | ENTEROCOCCUS BROTH. 50 EA | 1X50EA | 1 | 149 | Sigma-Aldrich | Z699128-50EA | https://www.sigmaaldrich.com/LT/en
BAF441500015-1EA | SCIENCEWARE(R) ENGRAVING TOOL STAND, 8.& | 1X1EA | 1 | 19 | Sigma-Aldrich | BAF441500015-1EA | https://www.sigmaaldrich.com/LT/en
BAF132040000-1EA | COVER FOR BIO-HAZARD INCINERATOR CARTON | 1X1EA | 1 | 40 | Sigma-Aldrich | BAF132040000-1EA | https://www.sigmaaldrich.com/LT/en
BAF187990000-1EA | SCIENCEWARE(R) TEST TUBE CAPPER | 1X1EA | 1 | 37 | Sigma-Aldrich | BAF187990000-1EA | https://www.sigmaaldrich.com/LT/en
BAF183210824-1EA | VIKEM(R) COATED LEAD SHEET, 203 MM W X & | 1X1EA | 1 | 221 | Sigma-Aldrich | BAF183210824-1EA | https://www.sigmaaldrich.com/LT/en
Z687383-4EA | PREFILTER, 2-PLY POLYESTER PANEL, FOR A& | 1X4EA | 1 | 104 | Sigma-Aldrich | Z687383-4EA | https://www.sigmaaldrich.com/LT/en
BAF249800015-1EA | MICRO-CENTRIFUGE RACK BOX FOR -EMITTER& | 1X1EA | 1 | 240 | Sigma-Aldrich | BAF249800015-1EA | https://www.sigmaaldrich.com/LT/en
BAF175750040-72EA | SNAP CAP VIALS, 148 ML | 1X72EA | 1 | 120 | Sigma-Aldrich | BAF175750040-72EA | https://www.sigmaaldrich.com/LT/en
BAH167030000-1EA | STRAINING BASKET, O.D. 5 IN. | 1X1EA | 1 | 193 | Sigma-Aldrich | BAH167030000-1EA | https://www.sigmaaldrich.com/LT/en
BAF131900100-100EA | CLAVIES(R) BAG CLIPS, AUTOCLAVE SAFE | 1X100EA | 1 | 25 | Sigma-Aldrich | BAF131900100-100EA | https://www.sigmaaldrich.com/LT/en
BAF187521150-1EA | SCIENCEWARE(R) POXYGRID(R) TEST TUBE RA& | 1X1EA | 1 | 54 | Sigma-Aldrich | BAF187521150-1EA | https://www.sigmaaldrich.com/LT/en
BAF170680000-1EA | CLEANWARE(TM) SWIVEL HEAD BOTTLE/FLASK & | 1X1EA | 1 | 71 | Sigma-Aldrich | BAF170680000-1EA | https://www.sigmaaldrich.com/LT/en
BAF378570000-1EA | MINI-TUBES STRIP | 1X1EA | 1 | 434 | Sigma-Aldrich | BAF378570000-1EA | https://www.sigmaaldrich.com/LT/en
BAF175750003-144EA | SNAP CAP VIALS, 11 ML | 1X144EA | 1 | 85 | Sigma-Aldrich | BAF175750003-144EA | https://www.sigmaaldrich.com/LT/en
Z699217-20EA | EC BOTTLED BROTH | 1X20EA | 1 | 121 | Sigma-Aldrich | Z699217-20EA | https://www.sigmaaldrich.com/LT/en
BAF131741008-50EA | CLEANWARE(TM) SELF-ADHESIVE WASTE BAGS,& | 1X50EA | 1 | 26 | Sigma-Aldrich | BAF131741008-50EA | https://www.sigmaaldrich.com/LT/en
Z764639-1EA | MAGIC CLAMP(TM) TUBE RACK, FOR 20 X 50 & | 1X1EA | 1 | 165 | Sigma-Aldrich | Z764639-1EA | https://www.sigmaaldrich.com/LT/en
BAF175750030-72EA | SNAP CAP VIALS, 111 ML | 1X72EA | 1 | 112 | Sigma-Aldrich | BAF175750030-72EA | https://www.sigmaaldrich.com/LT/en
BAF170720010-10EA | CLEANWARE(TM) MICROSCOPE OPTICS, ADDITI& | 1X10EA | 1 | 25 | Sigma-Aldrich | BAF170720010-10EA | https://www.sigmaaldrich.com/LT/en
Z764671-1EA | MAGIC CLAMP(TM) TUBE RACK, FOR 12 X 1.5& | 1X1EA | 1 | 114 | Sigma-Aldrich | Z764671-1EA | https://www.sigmaaldrich.com/LT/en
BAF175750010-144EA | SNAP CAP VIALS, 37 ML | 1X144EA | 1 | 113 | Sigma-Aldrich | BAF175750010-144EA | https://www.sigmaaldrich.com/LT/en
Z764612-10EA | PRECISION SEAL(R) RUBBER SEPTA CAP, WHI& | 1X10EA | 1 | 14 | Sigma-Aldrich | Z764612-10EA | https://www.sigmaaldrich.com/LT/en
BAF378400000-12EA | SAMPLING SPATULA, POLYPROPYLENE, NON-ST& | 1X12EA | 1 | 32 | Sigma-Aldrich | BAF378400000-12EA | https://www.sigmaaldrich.com/LT/en
Z764647-1EA | MAGIC CLAMP(TM) TUBE RACK, FOR 32 X 15 & | 1X1EA | 1 | 165 | Sigma-Aldrich | Z764647-1EA | https://www.sigmaaldrich.com/LT/en
BAF249760003-1EA | WORKSHIELDS FOR -EMITTERS, FREE STANDI& | 1X1EA | 1 | 397 | Sigma-Aldrich | BAF249760003-1EA | https://www.sigmaaldrich.com/LT/en
BAF199170155-12EA | SCIENCEWARE(R) REPLACEMENT HYDROPHOBIC & | 1X12EA | 1 | 95 | Sigma-Aldrich | BAF199170155-12EA | https://www.sigmaaldrich.com/LT/en
CLS10032-24EA | CORNING(R) NON-TREATED HYPERFLASK(R) CE& | 1X24EA | 1 | 2823 | Sigma-Aldrich | CLS10032-24EA | https://www.sigmaaldrich.com/LT/en
BAH186100470-1EA | STAK-A-TRAY(TM) SMALL TRAY | 1X1EA | 1 | 92 | Sigma-Aldrich | BAH186100470-1EA | https://www.sigmaaldrich.com/LT/en
BAH186100440-1EA | STAK-A-TRAY(TM) SYSTEM RACK, FOR PETRI & | 1X1EA | 1 | 436 | Sigma-Aldrich | BAH186100440-1EA | https://www.sigmaaldrich.com/LT/en
Z760889-18EA | TPP(TM) FILTERMAX RAPID BOTTLE FILTER U& | 1X18EA | 1 | 324 | Sigma-Aldrich | Z760889-18EA | https://www.sigmaaldrich.com/LT/en
Z764620-100EA | PRECISION SEAL(R) RUBBER SEPTA CAP, RED& | 1X100EA | 1 | 44 | Sigma-Aldrich | Z764620-100EA | https://www.sigmaaldrich.com/LT/en
Z764612-100EA | PRECISION SEAL(R) RUBBER SEPTA CAP, WHI& | 1X100EA | 1 | 44 | Sigma-Aldrich | Z764612-100EA | https://www.sigmaaldrich.com/LT/en
Z764523-1EA | 2MAG BIOMIXCONTROL S, 230 V, SCHUKO PLUG | 1X1EA | 1 | 1235 | Sigma-Aldrich | Z764523-1EA | https://www.sigmaaldrich.com/LT/en
BAF249760001-1EA | WORKSHIELDS FOR -EMITTERS, FREE STANDI& | 1X1EA | 1 | 200 | Sigma-Aldrich | BAF249760001-1EA | https://www.sigmaaldrich.com/LT/en
Z764620-10EA | PRECISION SEAL(R) RUBBER SEPTA CAP, RED& | 1X10EA | 1 | 14 | Sigma-Aldrich | Z764620-10EA | https://www.sigmaaldrich.com/LT/en
BAH167010000-1EA | STRAINING BASKET, O.D. 4 IN. | 1X1EA | 1 | 165 | Sigma-Aldrich | BAH167010000-1EA | https://www.sigmaaldrich.com/LT/en
BAH134160001-1EA | DIAL CALIPERS | 1X1EA | 1 | 129 | Sigma-Aldrich | BAH134160001-1EA | https://www.sigmaaldrich.com/LT/en
BAF131660001-1000E | SCIENCEWARE(R) BIOHAZARD DISPOSAL BAGS,& | 1X1EA | 1 | 225 | Sigma-Aldrich | BAF131660001-1000E | https://www.sigmaaldrich.com/LT/en
BAF187560160-1EA | SCIENCEWARE(R) POXYGRID(R) TEST TUBE RA& | 1X1EA | 1 | 48 | Sigma-Aldrich | BAF187560160-1EA | https://www.sigmaaldrich.com/LT/en
BAF187630160-1EA | SCIENCEWARE(R) POXYGRID(R) TEST TUBE RA& | 1X1EA | 1 | 51 | Sigma-Aldrich | BAF187630160-1EA | https://www.sigmaaldrich.com/LT/en
BAF131920102-1EA | CLAVIES(R) COVER FOR BIOHAZARD BAG HOLD& | 1X1EA | 1 | 39 | Sigma-Aldrich | BAF131920102-1EA | https://www.sigmaaldrich.com/LT/en
BAH370170000-1EA | MAGNETIC STIRRER, BATTERY POWERED | 1X1EA | 1 | 350 | Sigma-Aldrich | BAH370170000-1EA | https://www.sigmaaldrich.com/LT/en
BAF133820000-1EA | WET SURFACE PEN | 1X1EA | 1 | 42 | Sigma-Aldrich | BAF133820000-1EA | https://www.sigmaaldrich.com/LT/en
BAH171210000-1EA | CLEANWARE(TM) PIPETTE RINSING SYSTEM, F& | 1X1EA | 1 | 543 | Sigma-Aldrich | BAH171210000-1EA | https://www.sigmaaldrich.com/LT/en
Z764655-1EA | MAGIC CLAMP(TM) TUBE RACK, FOR 15 X 50 & | 1X1EA | 1 | 165 | Sigma-Aldrich | Z764655-1EA | https://www.sigmaaldrich.com/LT/en
BAH186100420-1EA | STAK-A-TRAY(TM) SYSTEM RACK, FOR LARGE & | 1X1EA | 1 | 436 | Sigma-Aldrich | BAH186100420-1EA | https://www.sigmaaldrich.com/LT/en
BAF175700000-12EA | SAMPLE VIALS WITH CAPTIVE CLOSURE, 0.27& | 1X12EA | 1 | 27 | Sigma-Aldrich | BAF175700000-12EA | https://www.sigmaaldrich.com/LT/en
BAF116330000-12EA | SPRAY PUMP BOTTLES, 250 ML | 1X12EA | 1 | 88 | Sigma-Aldrich | BAF116330000-12EA | https://www.sigmaaldrich.com/LT/en
Z764701-1EA | MAGIC CLAMP(TM) TUBE RACK, FOR 2 X 50 M& | 1X1EA | 1 | 114 | Sigma-Aldrich | Z764701-1EA | https://www.sigmaaldrich.com/LT/en
BAF420110000-1EA | SCIENCEWARE(R) SECADOR(R) REFRIGERATOR & | 1X1EA | 1 | 368 | Sigma-Aldrich | BAF420110000-1EA | https://www.sigmaaldrich.com/LT/en
WIMWG3000750-50EA | WILMAD(R) NMR TUBES 3 MM DIAM., TYPE 1 & | 1X50EA | 1 | 143 | Sigma-Aldrich | WIMWG3000750-50EA | https://www.sigmaaldrich.com/LT/en
BAF183210027-1EA | VIKEM(R) COATED LEAD SHEET, 51 MM W X 1& | 1X1EA | 1 | 41 | Sigma-Aldrich | BAF183210027-1EA | https://www.sigmaaldrich.com/LT/en
WIMWG10004-100EA | WILMAD(R) NMR TUBES 5 MM DIAM., HIGH TH& | 1X100EA | 1 | 148 | Sigma-Aldrich | WIMWG10004-100EA | https://www.sigmaaldrich.com/LT/en
WIMWG10004SJ-100EA | BRUKER(R) SAMPLEJET NMR TUBES 5 MM DIAM& | 1X100EA | 1 | 186 | Sigma-Aldrich | WIMWG10004SJ-100EA | https://www.sigmaaldrich.com/LT/en
BAF249870000-1EA | STORAGE BOX FOR -EMITTERS, 25.4 CM W & | 1X1EA | 1 | 299 | Sigma-Aldrich | BAF249870000-1EA | https://www.sigmaaldrich.com/LT/en
BAF175740000-12EA | SAMPLE VIALS WITH CAPTIVE CLOSURE, 7.39& | 1X12EA | 1 | 37 | Sigma-Aldrich | BAF175740000-12EA | https://www.sigmaaldrich.com/LT/en
BAF187601150-1EA | SCIENCEWARE(R) POXYGRID(R) TEST TUBE RA& | 1X1EA | 1 | 53 | Sigma-Aldrich | BAF187601150-1EA | https://www.sigmaaldrich.com/LT/en
BAF170720000-1EA | CLEANWARE(TM) MICROSCOPE OPTICS CLEANIN& | 1X1EA | 1 | 119 | Sigma-Aldrich | BAF170720000-1EA | https://www.sigmaaldrich.com/LT/en
BAH369300000-100EA | STERILEWARE(R) SAMPLING SPATULA, POLYPR& | 1X100EA | 1 | 150 | Sigma-Aldrich | BAH369300000-100EA | https://www.sigmaaldrich.com/LT/en
BAF175730000-12EA | SAMPLE VIALS WITH CAPTIVE CLOSURE, 5 ML | 1X12EA | 1 | 35 | Sigma-Aldrich | BAF175730000-12EA | https://www.sigmaaldrich.com/LT/en
Z699195-1EA | TRYPTICASE SOY BROTH (TSB) SINGLE STREN& | 1X1EA | 1 | 58 | Sigma-Aldrich | Z699195-1EA | https://www.sigmaaldrich.com/LT/en
Z764663-1EA | MAGIC CLAMP(TM) BOTTLE RACK, FOR 4 X 50& | 1X1EA | 1 | 191 | Sigma-Aldrich | Z764663-1EA | https://www.sigmaaldrich.com/LT/en
BAF175750020-144EA | SNAP CAP VIALS, 74 ML | 1X144EA | 1 | 155 | Sigma-Aldrich | BAF175750020-144EA | https://www.sigmaaldrich.com/LT/en
BAH171220000-1EA | CLEANWARE(TM) PIPETTE RINSING SYSTEM, F& | 1X1EA | 1 | 607 | Sigma-Aldrich | BAH171220000-1EA | https://www.sigmaaldrich.com/LT/en
BAF175750005-144EA | SNAP CAP VIALS, 19 ML | 1X144EA | 1 | 88 | Sigma-Aldrich | BAF175750005-144EA | https://www.sigmaaldrich.com/LT/en
BAH369300050-50EA | STERILEWARE(R) SAMPLING SPATULA, POLYPR& | 1X50EA | 1 | 93 | Sigma-Aldrich | BAH369300050-50EA | https://www.sigmaaldrich.com/LT/en
BAF187740160-1EA | SCIENCEWARE(R) POXYGRID(R) TEST TUBE RA& | 1X1EA | 1 | 52 | Sigma-Aldrich | BAF187740160-1EA | https://www.sigmaaldrich.com/LT/en
BAH186101440-1EA | STAK-A-TRAY(TM) LARGE TRAY | 1X1EA | 1 | 127 | Sigma-Aldrich | BAH186101440-1EA | https://www.sigmaaldrich.com/LT/en
BAF188900100-1EA | SCIENCEWARE(R) RACK SLANTER | 1X1EA | 1 | 27 | Sigma-Aldrich | BAF188900100-1EA | https://www.sigmaaldrich.com/LT/en
Z699101-50EA | PSEUDOMONAS BROTH, 50 EA | 1X50EA | 1 | 112 | Sigma-Aldrich | Z699101-50EA | https://www.sigmaaldrich.com/LT/en
BAF131741012-50EA | CLEANWARE(TM) SELF ADHESIVE WASTE BAGS,& | 1X50EA | 1 | 44 | Sigma-Aldrich | BAF131741012-50EA | https://www.sigmaaldrich.com/LT/en
BAF249800001-1EA | MICRO TUBE SOLID SHIELD FOR -EMITTERS& | 1X1EA | 1 | 68 | Sigma-Aldrich | BAF249800001-1EA | https://www.sigmaaldrich.com/LT/en
Z764698-1EA | MAGIC CLAMP(TM) TUBE RACK, FOR 4 X 15 M& | 1X1EA | 1 | 114 | Sigma-Aldrich | Z764698-1EA | https://www.sigmaaldrich.com/LT/en
BAF378820000-10EA | THREE-IN-ONE MULTI-CHANNEL PIPETTE RESE& | 1X10EA | 1 | 72 | Sigma-Aldrich | BAF378820000-10EA | https://www.sigmaaldrich.com/LT/en
CLS480147-1EA | CORNING(R) LSE(TM) BENCHTOP SHAKING INC& | 1X1EA | 1 | 257 | Sigma-Aldrich | CLS480147-1EA | https://www.sigmaaldrich.com/LT/en
Z742255-100EA | EXTREME(TM) FOILSEAL(TM) SEALING FOILS& | 1X100EA | 1 | 87 | Sigma-Aldrich | Z742255-100EA | https://www.sigmaaldrich.com/LT/en
CLS480144-1EA | CORNING(R) LSE(TM) BENCHTOP SHAKING INC& | 1X1EA | 1 | 344 | Sigma-Aldrich | CLS480144-1EA | https://www.sigmaaldrich.com/LT/en
CLS480145-1EA | CORNING(R) LSE(TM) BENCHTOP SHAKING INC& | 1X1EA | 1 | 148 | Sigma-Aldrich | CLS480145-1EA | https://www.sigmaaldrich.com/LT/en
Z743352-1000EA | CRYO-TAGS(R) LABELS, YELLOW, L X W 1.50& | 1X1000EA | 1 | 48 | Sigma-Aldrich | Z743352-1000EA | https://www.sigmaaldrich.com/LT/en
Z743611-1000EA | TOUGH-SPOTS(R), DIAM 7/16 IN, WHITE, RO& | 1X1000EA | 1 | 33 | Sigma-Aldrich | Z743611-1000EA | https://www.sigmaaldrich.com/LT/en
Z743746-5X960EA | ART(R) LOW RETENTION SOFTFIT L RELOAD S& | 5X960EA | 1 | 302 | Sigma-Aldrich | Z743746-5X960EA | https://www.sigmaaldrich.com/LT/en
Z743584-3840EA | LASER TOUGH-SPOTS(R), DIAM 3/8 IN, ASSO& | 1X3840EA | 1 | 78 | Sigma-Aldrich | Z743584-3840EA | https://www.sigmaaldrich.com/LT/en
Z743452-4000EA | THERMAL TRANSFER CRYO-TAGS(R), WHITE, L& | 1X4000EA | 1 | 235 | Sigma-Aldrich | Z743452-4000EA | https://www.sigmaaldrich.com/LT/en
Z743649-2975EA | LASER TOUGH-TAGS(TM), YELLOW, L X W 0.9& | 1X2975EA | 1 | 84 | Sigma-Aldrich | Z743649-2975EA | https://www.sigmaaldrich.com/LT/en
Z743621-1500EA | LASER TOUGH-TAGS(TM), ASSORTED COLORS, & | 1X1500EA | 1 | 84 | Sigma-Aldrich | Z743621-1500EA | https://www.sigmaaldrich.com/LT/en
Z743468-1EA | DURASEAL(TM) LABORATORY STRETCH FILM, R& | 1X1EA | 1 | 114 | Sigma-Aldrich | Z743468-1EA | https://www.sigmaaldrich.com/LT/en
Z743533-2EA | RICHTER ANTI-VIBRATION PADS, COMBI PACK& | 1X2EA | 1 | 45 | Sigma-Aldrich | Z743533-2EA | https://www.sigmaaldrich.com/LT/en
Z743617-500EA | COLOR CODED TOUGH-TAGS(TM), TUBE AND SP& | 1X500EA | 1 | 59 | Sigma-Aldrich | Z743617-500EA | https://www.sigmaaldrich.com/LT/en
Z743545-1EA | TEENY WRITER LABORATORY MARKER, EXTRA F& | 1X1EA | 1 | 12 | Sigma-Aldrich | Z743545-1EA | https://www.sigmaaldrich.com/LT/en
Z743397-750EA | DIRECT THERMAL CRYO-TAGS(R), YELLOW, L & | 1X750EA | 1 | 55 | Sigma-Aldrich | Z743397-750EA | https://www.sigmaaldrich.com/LT/en
Z743764-5X960EA | ART(R) LOW RETENTION SOFTFIT L RELOAD S& | 5X960EA | 1 | 349 | Sigma-Aldrich | Z743764-5X960EA | https://www.sigmaaldrich.com/LT/en
Z743760-5X960EA | ART(R) LOW RETENTION SOFTFIT L RELOAD S& | 5X960EA | 1 | 349 | Sigma-Aldrich | Z743760-5X960EA | https://www.sigmaaldrich.com/LT/en
Z743583-3840EA | LASER TOUGH-SPOTS(R), DIAM 1/2 IN, ASSO& | 1X3840EA | 1 | 78 | Sigma-Aldrich | Z743583-3840EA | https://www.sigmaaldrich.com/LT/en
Z743622-2400EA | LASER TOUGH-TAGS(TM), BLUE, L X W 0.875& | 1X2400EA | 1 | 84 | Sigma-Aldrich | Z743622-2400EA | https://www.sigmaaldrich.com/LT/en
Z743600-500EA | TOUGH-SPOTS(R), DIAM 3/4 IN, WHITE, ROL& | 1X500EA | 1 | 38 | Sigma-Aldrich | Z743600-500EA | https://www.sigmaaldrich.com/LT/en
Z743604-1500EA | TOUGH-SPOTS(R), DIAM 3/16 IN, WHITE, RO& | 1X1500EA | 1 | 55 | Sigma-Aldrich | Z743604-1500EA | https://www.sigmaaldrich.com/LT/en
Z743339-2380EA | LASER CRYO-BABIES(R), ASSORTED COLORS, & | 1X2380EA | 1 | 78 | Sigma-Aldrich | Z743339-2380EA | https://www.sigmaaldrich.com/LT/en
Z743327-1EA | CONTAINERSEAL(TM) SEALING TAPE, 0.75 IN& | 1X1EA | 1 | 51 | Sigma-Aldrich | Z743327-1EA | https://www.sigmaaldrich.com/LT/en
Z743346-1000EA | DIRECT THERMAL CRYO-TAGS(R) AND CRYO-SP& | 1X1000EA | 1 | 65 | Sigma-Aldrich | Z743346-1000EA | https://www.sigmaaldrich.com/LT/en
Z743336-1000EA | CRYO-BABIES(R) LABELS, RED, L X W 1.28 & | 1X1000EA | 1 | 45 | Sigma-Aldrich | Z743336-1000EA | https://www.sigmaaldrich.com/LT/en
Z743395-500EA | DIRECT THERMAL CRYO-TAGS(R), WHITE, L X& | 1X500EA | 1 | 47 | Sigma-Aldrich | Z743395-500EA | https://www.sigmaaldrich.com/LT/en
Z743326-1EA | CONTAINERSEAL(TM) SEALING TAPE, 0.75 IN& | 1X1EA | 1 | 51 | Sigma-Aldrich | Z743326-1EA | https://www.sigmaaldrich.com/LT/en
Z743648-25EA | LASER TOUGH-TAGS(TM), WHITE, SHEET, L X& | 1X25EA | 1 | 81 | Sigma-Aldrich | Z743648-25EA | https://www.sigmaaldrich.com/LT/en
Z743639-2975EA | LASER TOUGH-TAGS(TM), ORANGE, L X W 0.9& | 1X2975EA | 1 | 84 | Sigma-Aldrich | Z743639-2975EA | https://www.sigmaaldrich.com/LT/en
Z743450-4000EA | THERMAL TRANSFER CRYO-TAGS(R), WHITE, L& | 1X4000EA | 1 | 184 | Sigma-Aldrich | Z743450-4000EA | https://www.sigmaaldrich.com/LT/en
Z743434-3120EA | LASER CRYO-TAGS(R) SIDEWALL, ORANGE, 1.& | 1X3120EA | 1 | 78 | Sigma-Aldrich | Z743434-3120EA | https://www.sigmaaldrich.com/LT/en
Z743624-2975EA | LASER TOUGH-TAGS(TM), BLUE, L X W 0.94 & | 1X2975EA | 1 | 84 | Sigma-Aldrich | Z743624-2975EA | https://www.sigmaaldrich.com/LT/en
Z743442-1200EA | LASER CRYO-TAGS(R), YELLOW, W X L 1.50 & | 1X1200EA | 1 | 78 | Sigma-Aldrich | Z743442-1200EA | https://www.sigmaaldrich.com/LT/en
Z743759-5X960EA | ART(R) LOW RETENTION SOFTFIT L RELOAD S& | 5X960EA | 1 | 364 | Sigma-Aldrich | Z743759-5X960EA | https://www.sigmaaldrich.com/LT/en
Z743568-36EA | PETRISTICKERS(TM), 12-SECTOR PIE FORMAT& | 1X36EA | 1 | 23 | Sigma-Aldrich | Z743568-36EA | https://www.sigmaaldrich.com/LT/en
Z743758-5X960EA | ART(R) LOW RETENTION SOFTFIT L RELOAD S& | 5X960EA | 1 | 335 | Sigma-Aldrich | Z743758-5X960EA | https://www.sigmaaldrich.com/LT/en
Z743643-2975EA | LASER TOUGH-TAGS(TM), RED, L X W 0.94 I& | 1X2975EA | 1 | 84 | Sigma-Aldrich | Z743643-2975EA | https://www.sigmaaldrich.com/LT/en
Z743455-2000EA | THERMAL TRANSFER CRYO-TAGS(R), WHITE, L& | 1X2000EA | 1 | 110 | Sigma-Aldrich | Z743455-2000EA | https://www.sigmaaldrich.com/LT/en
Z742873-1EA | RN(R) PLS SERIES PRECISION BALANCES, & | 1X1EA | 1 | 1225 | Sigma-Aldrich | Z742873-1EA | https://www.sigmaaldrich.com/LT/en
Z743439-840EA | LASER CRYO-TAGS(R), WHITE, LX W 1.125 I& | 1X840EA | 1 | 78 | Sigma-Aldrich | Z743439-840EA | https://www.sigmaaldrich.com/LT/en
Z743458-2000EA | THERMAL TRANSFER CRYO-TAGS(R), WHITE, L& | 1X2000EA | 1 | 135 | Sigma-Aldrich | Z743458-2000EA | https://www.sigmaaldrich.com/LT/en
Z743551-1EA | THERMAL MICRO-BEADS, MICROBEAD BAG, NYL& | 1X1EA | 1 | 20 | Sigma-Aldrich | Z743551-1EA | https://www.sigmaaldrich.com/LT/en
Z743748-5X960EA | ART(R) LOW RETENTION SOFTFIT L RELOAD S& | 5X960EA | 1 | 302 | Sigma-Aldrich | Z743748-5X960EA | https://www.sigmaaldrich.com/LT/en
Z743335-1000EA | CRYO-BABIES(R) LABELS, ORANGE, L X W 1.& | 1X1000EA | 1 | 45 | Sigma-Aldrich | Z743335-1000EA | https://www.sigmaaldrich.com/LT/en
Z743539-1EA | SEALING FILM DISPENSER, ACYLIC, L X W X& | 1X1EA | 1 | 75 | Sigma-Aldrich | Z743539-1EA | https://www.sigmaaldrich.com/LT/en
Z743354-1000EA | DIRECT THERMAL CRYO-TAGS(R) AND CRYO-SP& | 1X1000EA | 1 | 75 | Sigma-Aldrich | Z743354-1000EA | https://www.sigmaaldrich.com/LT/en
Z743618-2400EA | LASER TOUGH-TAGS(TM), YELLOW, L X W 0.8& | 1X2400EA | 1 | 84 | Sigma-Aldrich | Z743618-2400EA | https://www.sigmaaldrich.com/LT/en
Z743462-2000EA | THERMAL TRANSFER CRYO-TAGS(R), WHITE, L& | 1X2000EA | 1 | 100 | Sigma-Aldrich | Z743462-2000EA | https://www.sigmaaldrich.com/LT/en
Z743441-1040EA | LASER CRYO-TAGS(R), YELLOW, L X W 1.69 & | 1X1040EA | 1 | 78 | Sigma-Aldrich | Z743441-1040EA | https://www.sigmaaldrich.com/LT/en
Z743446-4000EA | THERMAL TRANSFER CRYO-TAGS(R), WHITE, L& | 1X4000EA | 1 | 194 | Sigma-Aldrich | Z743446-4000EA | https://www.sigmaaldrich.com/LT/en
Z743544-25EA | MICROSCOPESLIDE WELLS, 2-WELLS, DIAM 1& | 1X25EA | 1 | 67 | Sigma-Aldrich | Z743544-25EA | https://www.sigmaaldrich.com/LT/en
Z743636-2125EA | LASER TOUGH-TAGS(TM), GREEN, L X W 1.28& | 1X2125EA | 1 | 84 | Sigma-Aldrich | Z743636-2125EA | https://www.sigmaaldrich.com/LT/en
Z743586-4680EA | LASER TOUGH-SPOTS(R), DIAM 7/16 IN, WHI& | 1X4680EA | 1 | 78 | Sigma-Aldrich | Z743586-4680EA | https://www.sigmaaldrich.com/LT/en
Z743535-2EA | RICHTER ANTI-VIBRATION PADS, L X W 7.0& | 1X2EA | 1 | 38 | Sigma-Aldrich | Z743535-2EA | https://www.sigmaaldrich.com/LT/en
Z743537-1EA | ROCKER TAPE, ROLL, L X W 1.50 IN X 20 F& | 1X1EA | 1 | 41 | Sigma-Aldrich | Z743537-1EA | https://www.sigmaaldrich.com/LT/en
Z743530-1EA | PETRI-SLEEVE(TM), ROLL, L X W 7 IN X 50& | 1X1EA | 1 | 25 | Sigma-Aldrich | Z743530-1EA | https://www.sigmaaldrich.com/LT/en
Z743456-2000EA | THERMAL TRANSFER CRYO-TAGS(R), WHITE, L& | 1X2000EA | 1 | 167 | Sigma-Aldrich | Z743456-2000EA | https://www.sigmaaldrich.com/LT/en
Z743555-350EA | TOOTHPICK, KOTESHI-STYLE& | 1X350EA | 1 | 12 | Sigma-Aldrich | Z743555-350EA | https://www.sigmaaldrich.com/LT/en
Z743543-25EA | MICROSCOPESLIDE WELLS, 2-WELLS, DIAM 1& | 1X25EA | 1 | 55 | Sigma-Aldrich | Z743543-25EA | https://www.sigmaaldrich.com/LT/en
Z743603-500EA | TOUGH-SPOTS(R), DIAM 1.00 IN, WHITE, RO& | 1X500EA | 1 | 38 | Sigma-Aldrich | Z743603-500EA | https://www.sigmaaldrich.com/LT/en
Z743347-1000EA | CRYO-TAGS(R) LABELS, BLUE, L X W 1.50 I& | 1X1000EA | 1 | 48 | Sigma-Aldrich | Z743347-1000EA | https://www.sigmaaldrich.com/LT/en
Z743384-750EA | DIRECT THERMAL CRYO-TAGS(R), ORANGE, L & | 1X750EA | 1 | 59 | Sigma-Aldrich | Z743384-750EA | https://www.sigmaaldrich.com/LT/en
Z743396-1000EA | DIRECT THERMAL CRYO-TAGS(R), YELLOW, L & | 1X1000EA | 1 | 56 | Sigma-Aldrich | Z743396-1000EA | https://www.sigmaaldrich.com/LT/en
Z743403-20EA | LASER CRYO-TAGS(R), GREEN, L X W 8.50 I& | 1X20EA | 1 | 65 | Sigma-Aldrich | Z743403-20EA | https://www.sigmaaldrich.com/LT/en
Z743644-2125EA | LASER TOUGH-TAGS(TM), RED, L X W 1.28 I& | 1X2125EA | 1 | 84 | Sigma-Aldrich | Z743644-2125EA | https://www.sigmaaldrich.com/LT/en
Z743753-5X960EA | ART(R) LOW RETENTION SOFTFIT L RELOAD S& | 5X960EA | 1 | 237 | Sigma-Aldrich | Z743753-5X960EA | https://www.sigmaaldrich.com/LT/en
Z743652-2475EA | LASER TOUGH-TAGS(TM), SLENDEREDGE, WHIT& | 1X2475EA | 1 | 84 | Sigma-Aldrich | Z743652-2475EA | https://www.sigmaaldrich.com/LT/en
Z743517-1200EA | LASER WETGRIP LABELS, WHITE, L X W 1.50& | 1X1200EA | 1 | 88 | Sigma-Aldrich | Z743517-1200EA | https://www.sigmaaldrich.com/LT/en
Z743457-4000EA | THERMAL TRANSFER CRYO-TAGS(R), WHITE, L& | 1X4000EA | 1 | 260 | Sigma-Aldrich | Z743457-4000EA | https://www.sigmaaldrich.com/LT/en
Z743595-1000EA | TOUGH-SPOTS(R), DIAM 1/2 IN, PINK& | 1X1000EA | 1 | 33 | Sigma-Aldrich | Z743595-1000EA | https://www.sigmaaldrich.com/LT/en
Z743651-1500EA | LASER TOUGH-TAGS(TM), YELLOW, L X W 1.5& | 1X1500EA | 1 | 84 | Sigma-Aldrich | Z743651-1500EA | https://www.sigmaaldrich.com/LT/en
Z743744-4X768EA | ART(R) LOW RETENTION SOFTFIT L RELOAD S& | 4X768EA | 1 | 221 | Sigma-Aldrich | Z743744-4X768EA | https://www.sigmaaldrich.com/LT/en
Z743469-1EA | DURASHEARS FOR CUTTING LABORATORY FILM& | 1X1EA | 1 | 14 | Sigma-Aldrich | Z743469-1EA | https://www.sigmaaldrich.com/LT/en
Z743447-2000EA | THERMAL TRANSFER CRYO-TAGS(R), WHITE, L& | 1X2000EA | 1 | 105 | Sigma-Aldrich | Z743447-2000EA | https://www.sigmaaldrich.com/LT/en
Z743443-600EA | LASER CRYO-TAGS(R), YELLOW, W X L 2.625& | 1X600EA | 1 | 78 | Sigma-Aldrich | Z743443-600EA | https://www.sigmaaldrich.com/LT/en
Z743320-250EA | BAKE TAGS(TM) OVEN-SAFE LABELS, 1.50 IN& | 1X250EA | 1 | 92 | Sigma-Aldrich | Z743320-250EA | https://www.sigmaaldrich.com/LT/en
Z743449-2000EA | THERMAL TRANSFER CRYO-TAGS(R), WHITE, L& | 1X2000EA | 1 | 96 | Sigma-Aldrich | Z743449-2000EA | https://www.sigmaaldrich.com/LT/en
Z743638-2400EA | LASER TOUGH-TAGS(TM), ORANGE, L X W 0.8& | 1X2400EA | 1 | 84 | Sigma-Aldrich | Z743638-2400EA | https://www.sigmaaldrich.com/LT/en
Z743582-3840EA | LASER TOUGH-SPOTS(R), DIAM 1/2 IN, WHIT& | 1X3840EA | 1 | 78 | Sigma-Aldrich | Z743582-3840EA | https://www.sigmaaldrich.com/LT/en
Z743749-5X960EA | ART(R) LOW RETENTION SOFTFIT L RELOAD S& | 5X960EA | 1 | 256 | Sigma-Aldrich | Z743749-5X960EA | https://www.sigmaaldrich.com/LT/en
Z743619-2975EA | LASER TOUGH-TAGS(TM), ASSORTED COLORS, & | 1X2975EA | 1 | 84 | Sigma-Aldrich | Z743619-2975EA | https://www.sigmaaldrich.com/LT/en
Z743546-1EA | TEENY WRITER LABORATORY MARKER, TWIN-TI& | 1X1EA | 1 | 12 | Sigma-Aldrich | Z743546-1EA | https://www.sigmaaldrich.com/LT/en
Z743323-100EA | BREATHE-EASY(R) TUBE MEMBRANES FOR MICR& | 1X100EA | 1 | 47 | Sigma-Aldrich | Z743323-100EA | https://www.sigmaaldrich.com/LT/en
Z743401-20EA | LASER CRYO-TAGS(R), BLUE, L X W 8.50 IN& | 1X20EA | 1 | 65 | Sigma-Aldrich | Z743401-20EA | https://www.sigmaaldrich.com/LT/en
Z743325-1EA | CONTAINERSEAL(TM) SEALING TAPE, 0.75 IN& | 1X1EA | 1 | 51 | Sigma-Aldrich | Z743325-1EA | https://www.sigmaaldrich.com/LT/en
Z743433-3120EA | LASER CRYO-TAGS(R) SIDEWALL, GREEN, 1.5& | 1X3120EA | 1 | 78 | Sigma-Aldrich | Z743433-3120EA | https://www.sigmaaldrich.com/LT/en
Z743324-100EA | BREATHE-EASY(R) PETRI DISH STRIPS, GAS & | 1X100EA | 1 | 79 | Sigma-Aldrich | Z743324-100EA | https://www.sigmaaldrich.com/LT/en
Z743627-1920EA | LASER TOUGH-TAGS(TM), CLEAR, L X W 1.05& | 1X1920EA | 1 | 86 | Sigma-Aldrich | Z743627-1920EA | https://www.sigmaaldrich.com/LT/en
Z743620-2125EA | LASER TOUGH-TAGS(TM), ASSORTED COLORS, & | 1X2125EA | 1 | 84 | Sigma-Aldrich | Z743620-2125EA | https://www.sigmaaldrich.com/LT/en
Z743602-5000EA | TOUGH-SPOTS(R), 5-UP, DIAM 3/8 IN, WHIT& | 1X5000EA | 1 | 123 | Sigma-Aldrich | Z743602-5000EA | https://www.sigmaaldrich.com/LT/en
Z743549-1L | THERMAL MICRO-BEADS, GLASS, 2.5 MM - 3& | 1X1L | 1 | 75 | Sigma-Aldrich | Z743549-1L | https://www.sigmaaldrich.com/LT/en
Z743538-3EA | ROCKER TAPE, SHEETS, L X W 12 IN X 12 I& | 1X3EA | 1 | 49 | Sigma-Aldrich | Z743538-3EA | https://www.sigmaaldrich.com/LT/en
Z743398-750EA | DIRECT THERMAL CRYO-TAGS(R), YELLOW, L & | 1X750EA | 1 | 59 | Sigma-Aldrich | Z743398-750EA | https://www.sigmaaldrich.com/LT/en
Z757314-1EA | SARTORIUS MLINE(TM) MECHANICAL PIPETTOR& | 1X1EA | 1 | 309 | Sigma-Aldrich | Z757314-1EA | https://www.sigmaaldrich.com/LT/en
Z757357-1EA | BIOHIT PROLINE(R) PLUS MECHANICAL PIPPE& | 1X1EA | 1 | 243 | Sigma-Aldrich | Z757357-1EA | https://www.sigmaaldrich.com/LT/en
Z757411-1EA | BIOHIT PROLINE(R) PLUS MECHANICAL PIPPE& | 1X1EA | 1 | 243 | Sigma-Aldrich | Z757411-1EA | https://www.sigmaaldrich.com/LT/en
Z757454-1EA | BIOHIT PROLINE(R) PLUS MULTICHANNEL MEC& | 1X1EA | 1 | 710 | Sigma-Aldrich | Z757454-1EA | https://www.sigmaaldrich.com/LT/en
Z756776-8EA | CRYO-SAFE(TM) VIAL STORAGE BOX, 25-PLAC& | 1X8EA | 1 | 77 | Sigma-Aldrich | Z756776-8EA | https://www.sigmaaldrich.com/LT/en
Z756415-1EA | PREPSAFE(TM) MICROCENTRIFUGE TUBE MINI & | 1X1EA | 1 | 16 | Sigma-Aldrich | Z756415-1EA | https://www.sigmaaldrich.com/LT/en
Z756474-1EA | PREPSAFE(TM) REPLACEMENT VORTEXING ATTA& | 1X1EA | 1 | 14 | Sigma-Aldrich | Z756474-1EA | https://www.sigmaaldrich.com/LT/en
Z756504-5EA | MICROCENTRIFUGE TUBE-PCR RACK, 80 WELL,& | 1X5EA | 1 | 71 | Sigma-Aldrich | Z756504-5EA | https://www.sigmaaldrich.com/LT/en
Z756628-5EA | FREEZER STORAGE BOX, 81-PLACE, NATURAL | 1X5EA | 1 | 74 | Sigma-Aldrich | Z756628-5EA | https://www.sigmaaldrich.com/LT/en
Z756644-5EA | FREEZER STORAGE BOX, 81-PLACE, GREEN | 1X5EA | 1 | 74 | Sigma-Aldrich | Z756644-5EA | https://www.sigmaaldrich.com/LT/en
Z756814-1EA | EQUILIBRIUM TYPE DIALYSIS CELL, 1 ML | 1X1EA | 1 | 249 | Sigma-Aldrich | Z756814-1EA | https://www.sigmaaldrich.com/LT/en
Z757349-1EA | BIOHIT PROLINE(R) PLUS MECHANICAL PIPPE& | 1X1EA | 1 | 243 | Sigma-Aldrich | Z757349-1EA | https://www.sigmaaldrich.com/LT/en
Z757489-1EA | BIOHIT PROLINE(R) PLUS MULTICHANNEL MEC& | 1X1EA | 1 | 775 | Sigma-Aldrich | Z757489-1EA | https://www.sigmaaldrich.com/LT/en
Z756393-1EA | PREPSAFE(TM) MICROCENTRIFUGE TUBE MINI & | 1X1EA | 1 | 17 | Sigma-Aldrich | Z756393-1EA | https://www.sigmaaldrich.com/LT/en
Z756539-5EA | MICROCENTRIFUGE TUBE-PCR RACK, 80 WELL,& | 1X5EA | 1 | 71 | Sigma-Aldrich | Z756539-5EA | https://www.sigmaaldrich.com/LT/en
Z756679-5EA | FREEZER STORAGE BOX, 81-PLACE, ASSORTED& | 1X5EA | 1 | 73 | Sigma-Aldrich | Z756679-5EA | https://www.sigmaaldrich.com/LT/en
Z756849-1EA | IN-LINE EQUILIBRIUM CELL | 1X1EA | 1 | 375 | Sigma-Aldrich | Z756849-1EA | https://www.sigmaaldrich.com/LT/en
Z756954-1EA | INHALATION NARCOSIS CHAMBER | 1X1EA | 1 | 317 | Sigma-Aldrich | Z756954-1EA | https://www.sigmaaldrich.com/LT/en
Z757403-1EA | BIOHIT PROLINE(R) PLUS MECHANICAL PIPPE& | 1X1EA | 1 | 243 | Sigma-Aldrich | Z757403-1EA | https://www.sigmaaldrich.com/LT/en
Z756466-1EA | PREPSAFE(TM) MICROCENTRIFUGE TUBE MINI & | 1X1EA | 1 | 27 | Sigma-Aldrich | Z756466-1EA | https://www.sigmaaldrich.com/LT/en
Z756911-1EA | UNIVERSAL ANIMAL RESTRAINER, SMALL | 1X1EA | 1 | 399 | Sigma-Aldrich | Z756911-1EA | https://www.sigmaaldrich.com/LT/en
Z757322-1EA | SARTORIUS MLINE(TM) MECHANICAL PIPETTOR& | 1X1EA | 1 | 309 | Sigma-Aldrich | Z757322-1EA | https://www.sigmaaldrich.com/LT/en
Z757462-1EA | BIOHIT PROLINE(R) PLUS MULTICHANNEL MEC& | 1X1EA | 1 | 710 | Sigma-Aldrich | Z757462-1EA | https://www.sigmaaldrich.com/LT/en
Z756547-5EA | MICROCENTRIFUGE TUBE-PCR RACK, 80 WELL,& | 1X5EA | 1 | 71 | Sigma-Aldrich | Z756547-5EA | https://www.sigmaaldrich.com/LT/en
Z756377-1EA | LIQUID NITROGEN COOLED MINI MORTAR | 1X1EA | 1 | 482 | Sigma-Aldrich | Z756377-1EA | https://www.sigmaaldrich.com/LT/en
CLS11705-2EA | CORNING(R) CLOSED SYSTEM CENTRIFUGE TUB& | 1X2EA | 1 | 209 | Sigma-Aldrich | CLS11705-2EA | https://www.sigmaaldrich.com/LT/en
Z756350-1EA | NALGENE(R) LABWARE VALUE PACK START UP & | 1X1EA | 1 | 102 | Sigma-Aldrich | Z756350-1EA | https://www.sigmaaldrich.com/LT/en
Z756989-250EA | WRAP-IT TIES, TEAR-AWAY VERSION, BLUE C& | 1X250EA | 1 | 36 | Sigma-Aldrich | Z756989-250EA | https://www.sigmaaldrich.com/LT/en
Z756601-5EA | MICROCENTRIFUGE TUBE-PCR RACK, 80 WELL,& | 1X5EA | 1 | 71 | Sigma-Aldrich | Z756601-5EA | https://www.sigmaaldrich.com/LT/en
Z755958-1EA | BRADY(TM) BMP(TM) 21-LAB HAND-HELD LABEL | 1X1EA | 1 | 221 | Sigma-Aldrich | Z755958-1EA | https://www.sigmaaldrich.com/LT/en
Z756407-1EA | PREPSAFE(TM) MICROCENTRIFUGE TUBE MINI & | 1X1EA | 1 | 16 | Sigma-Aldrich | Z756407-1EA | https://www.sigmaaldrich.com/LT/en
Z691437-1KT | PURE SOLV(TM) MICRO COLUMN REGENERATION& | 1X1KIT | 1 | 2441 | Sigma-Aldrich | Z691437-1KT | https://www.sigmaaldrich.com/LT/en
Z756792-4EA | CRYO-SAFE(TM) VIAL STORAGE BOX, 81-PLAC& | 1X4EA | 1 | 77 | Sigma-Aldrich | Z756792-4EA | https://www.sigmaaldrich.com/LT/en
Z756938-1EA | UNIVERSAL ANIMAL RESTRAINER, MEDIUM | 1X1EA | 1 | 452 | Sigma-Aldrich | Z756938-1EA | https://www.sigmaaldrich.com/LT/en
Z757381-1EA | BIOHIT PROLINE(R) PLUS MECHANICAL PIPPE& | 1X1EA | 1 | 243 | Sigma-Aldrich | Z757381-1EA | https://www.sigmaaldrich.com/LT/en
Z756458-1EA | PREPSAFE(TM) MICROCENTRIFUGE TUBE MINI & | 1X1EA | 1 | 26 | Sigma-Aldrich | Z756458-1EA | https://www.sigmaaldrich.com/LT/en
Z756598-5EA | MICROCENTRIFUGE TUBE-PCR RACK, 80 WELL,& | 1X5EA | 1 | 71 | Sigma-Aldrich | Z756598-5EA | https://www.sigmaaldrich.com/LT/en
Z756903-1EA | MOUSE RESTRAINER WITH DORSAL ACCESS | 1X1EA | 1 | 77 | Sigma-Aldrich | Z756903-1EA | https://www.sigmaaldrich.com/LT/en
Z757365-1EA | BIOHIT PROLINE(R) PLUS MECHANICAL PIPPE& | 1X1EA | 1 | 243 | Sigma-Aldrich | Z757365-1EA | https://www.sigmaaldrich.com/LT/en
Z756709-5EA | SCIENCEWARE(R) 50 ML TUBE HOLDER, GRIP & | 1X5EA | 1 | 42 | Sigma-Aldrich | Z756709-5EA | https://www.sigmaaldrich.com/LT/en
Z756512-5EA | MICROCENTRIFUGE TUBE-PCR RACK, 80 WELL,& | 1X5EA | 1 | 71 | Sigma-Aldrich | Z756512-5EA | https://www.sigmaaldrich.com/LT/en
Z756652-5EA | FREEZER STORAGE BOX, 81-PLACE, ORANGE | 1X5EA | 1 | 74 | Sigma-Aldrich | Z756652-5EA | https://www.sigmaaldrich.com/LT/en
Z756822-1EA | EQUILIBRIUM TYPE DIALYSIS CELL, 5 ML | 1X1EA | 1 | 302 | Sigma-Aldrich | Z756822-1EA | https://www.sigmaaldrich.com/LT/en
Z756431-1EA | PREPSAFE(TM) MICROCENTRIFUGE TUBE MINI & | 1X1EA | 1 | 26 | Sigma-Aldrich | Z756431-1EA | https://www.sigmaaldrich.com/LT/en
Z756369-1EA | SCIENCEWARE(R) BUCHNER FUNNEL TROWEL | 1X1EA | 1 | 80 | Sigma-Aldrich | Z756369-1EA | https://www.sigmaaldrich.com/LT/en
Z756423-1EA | PREPSAFE(TM) MICROCENTRIFUGE TUBE MINI & | 1X1EA | 1 | 26 | Sigma-Aldrich | Z756423-1EA | https://www.sigmaaldrich.com/LT/en
Z756555-5EA | MICROCENTRIFUGE TUBE-PCR RACK, 80 WELL,& | 1X5EA | 1 | 71 | Sigma-Aldrich | Z756555-5EA | https://www.sigmaaldrich.com/LT/en
Z757373-1EA | BIOHIT PROLINE(R) PLUS MECHANICAL PIPPE& | 1X1EA | 1 | 243 | Sigma-Aldrich | Z757373-1EA | https://www.sigmaaldrich.com/LT/en
Z756571-5EA | MICROCENTRIFUGE TUBE-PCR RACK, 80 WELL,& | 1X5EA | 1 | 71 | Sigma-Aldrich | Z756571-5EA | https://www.sigmaaldrich.com/LT/en
Z757497-1EA | BIOHIT PROLINE(R) PLUS MULTICHANNEL MEC& | 1X1EA | 1 | 775 | Sigma-Aldrich | Z757497-1EA | https://www.sigmaaldrich.com/LT/en
Z756946-1EA | UNIVERSAL ANIMAL RESTRAINER, LARGE | 1X1EA | 1 | 452 | Sigma-Aldrich | Z756946-1EA | https://www.sigmaaldrich.com/LT/en
Z756970-1KT | ALDRICH(R) TUBING ANCHOR CLIPS AND TIES& | 1X1KIT | 1 | 58 | Sigma-Aldrich | Z756970-1KT | https://www.sigmaaldrich.com/LT/en
Z757438-1EA | BIOHIT PROLINE(R) PLUS MECHANICAL PIPPE& | 1X1EA | 1 | 243 | Sigma-Aldrich | Z757438-1EA | https://www.sigmaaldrich.com/LT/en
Z756482-5EA | MICROCENTRIFUGE TUBE-PCR RACK, 80 WELL,& | 1X5EA | 1 | 71 | Sigma-Aldrich | Z756482-5EA | https://www.sigmaaldrich.com/LT/en
Z756784-4EA | CRYO-SAFE(TM) VIAL STORAGE BOX, 81-PLAC& | 1X4EA | 1 | 57 | Sigma-Aldrich | Z756784-4EA | https://www.sigmaaldrich.com/LT/en
Z757446-1EA | BIOHIT PROLINE(R) PLUS MULTICHANNEL MEC& | 1X1EA | 1 | 710 | Sigma-Aldrich | Z757446-1EA | https://www.sigmaaldrich.com/LT/en
Z756490-5EA | MICROCENTRIFUGE TUBE-PCR RACK, 80 WELL,& | 1X5EA | 1 | 71 | Sigma-Aldrich | Z756490-5EA | https://www.sigmaaldrich.com/LT/en
Z756636-5EA | FREEZER STORAGE BOX, 81-PLACE, BLUE | 1X5EA | 1 | 74 | Sigma-Aldrich | Z756636-5EA | https://www.sigmaaldrich.com/LT/en
Z756806-1EA | CRYO TOWER STORAGE SYSTEM, 4 LEVELS | 1X1EA | 1 | 78 | Sigma-Aldrich | Z756806-1EA | https://www.sigmaaldrich.com/LT/en
Z757470-1EA | BIOHIT PROLINE(R) PLUS MULTICHANNEL MEC& | 1X1EA | 1 | 775 | Sigma-Aldrich | Z757470-1EA | https://www.sigmaaldrich.com/LT/en
Z756385-1EA | PREPSAFE(TM) MICROCENTRIFUGE TUBE MINI & | 1X1EA | 1 | 17 | Sigma-Aldrich | Z756385-1EA | https://www.sigmaaldrich.com/LT/en
Z756520-5EA | MICROCENTRIFUGE TUBE-PCR RACK, 80 WELL,& | 1X5EA | 1 | 71 | Sigma-Aldrich | Z756520-5EA | https://www.sigmaaldrich.com/LT/en
Z756660-5EA | FREEZER STORAGE BOX, 81-PLACE, PURPLE | 1X5EA | 1 | 74 | Sigma-Aldrich | Z756660-5EA | https://www.sigmaaldrich.com/LT/en
Z757330-1EA | BIOHIT PROLINE(R) PLUS MECHANICAL PIPPE& | 1X1EA | 1 | 243 | Sigma-Aldrich | Z757330-1EA | https://www.sigmaaldrich.com/LT/en
Z756830-1EA | EQUILIBRIUM TYPE DIALYSIS CELL, 10 ML | 1X1EA | 1 | 302 | Sigma-Aldrich | Z756830-1EA | https://www.sigmaaldrich.com/LT/en
Z755966-1EA | BRADY(TM) BMP(TM) 21-LAB HAND-HELD LABEL | 1X1EA | 1 | 158 | Sigma-Aldrich | Z755966-1EA | https://www.sigmaaldrich.com/LT/en
Z756563-5EA | MICROCENTRIFUGE TUBE-PCR RACK, 80 WELL,& | 1X5EA | 1 | 71 | Sigma-Aldrich | Z756563-5EA | https://www.sigmaaldrich.com/LT/en
Z756717-4EA | CLEAR VIEW CONICAL TUBE HOLDER, HOLDS 1& | 1X4EA | 1 | 18 | Sigma-Aldrich | Z756717-4EA | https://www.sigmaaldrich.com/LT/en
Z765244-50FT | TYGON(R) FORMULA E-3603 LABORATORY TUBI& | 1X50FT | 1 | 268 | Sigma-Aldrich | Z765244-50FT | https://www.sigmaaldrich.com/LT/en
Z765376-10X300EA | MICROFLEX(R) ULTRAFORM(R) NITRILE GLOVE& | 10X300EA | 1 | 709 | Sigma-Aldrich | Z765376-10X300EA | https://www.sigmaaldrich.com/LT/en
Z765368-10X300EA | MICROFLEX(R) ULTRAFORM(R) NITRILE GLOVE& | 10X300EA | 1 | 687 | Sigma-Aldrich | Z765368-10X300EA | https://www.sigmaaldrich.com/LT/en
Z765384-250EA | MICROFLEX(R) ULTRAFORM(R) NITRILE GLOVE& | 1X250EA | 1 | 97 | Sigma-Aldrich | Z765384-250EA | https://www.sigmaaldrich.com/LT/en
BAF424002021-1EA | SCIENCEWARE(R) LAB COMPANION(TM) ROUND & | 1X1EA | 1 | 344 | Sigma-Aldrich | BAF424002021-1EA | https://www.sigmaaldrich.com/LT/en
Z765260-50FT | TYGON(R) FORMULA E-3603 LABORATORY TUBI& | 1X50FT | 1 | 1892 | Sigma-Aldrich | Z765260-50FT | https://www.sigmaaldrich.com/LT/en
Z765279-50FT | TYGON(R) FORMULA E-3603 LABORATORY TUBI& | 1X50FT | 1 | 1794 | Sigma-Aldrich | Z765279-50FT | https://www.sigmaaldrich.com/LT/en
Z765309-50FT | TYGON(R) FORMULA E-3603 LABORATORY TUBI& | 1X50FT | 1 | 596 | Sigma-Aldrich | Z765309-50FT | https://www.sigmaaldrich.com/LT/en
Z765333-10X300EA | MICROFLEX(R) ULTRAFORM(R) NITRILE GLOVE& | 10X300EA | 1 | 687 | Sigma-Aldrich | Z765333-10X300EA | https://www.sigmaaldrich.com/LT/en
CLS3835-100EA | CORNING(R) 1536 WELL MICROPLATE, NON-TR& | 1X100EA | 1 | 2050 | Sigma-Aldrich | CLS3835-100EA | https://www.sigmaaldrich.com/LT/en
Z765295-50FT | TYGON(R) FORMULA E-3603 LABORATORY TUBI& | 1X50FT | 1 | 990 | Sigma-Aldrich | Z765295-50FT | https://www.sigmaaldrich.com/LT/en
BAF424004121-1EA | SCIENCEWARE(R) LAB COMPANION(TM) CABINE& | 1X1EA | 1 | 1666 | Sigma-Aldrich | BAF424004121-1EA | https://www.sigmaaldrich.com/LT/en
Z765163-50FT | TYGON(R) FORMULA E-3603 LABORATORY TUBI& | 1X50FT | 1 | 484 | Sigma-Aldrich | Z765163-50FT | https://www.sigmaaldrich.com/LT/en
Z765341-10X300EA | MICROFLEX(R) ULTRAFORM(R) NITRILE GLOVE& | 10X300EA | 1 | 687 | Sigma-Aldrich | Z765341-10X300EA | https://www.sigmaaldrich.com/LT/en
Z765333-300EA | MICROFLEX(R) ULTRAFORM(R) NITRILE GLOVE& | 1X300EA | 1 | 97 | Sigma-Aldrich | Z765333-300EA | https://www.sigmaaldrich.com/LT/en
Z765201-50FT | TYGON(R) FORMULA E-3603 LABORATORY TUBI& | 1X50FT | 1 | 239 | Sigma-Aldrich | Z765201-50FT | https://www.sigmaaldrich.com/LT/en
BAF424002241-1EA | SCIENCEWARE(R) LAB COMPANION(TM) ROUND & | 1X1EA | 1 | 599 | Sigma-Aldrich | BAF424002241-1EA | https://www.sigmaaldrich.com/LT/en
Z175552-1EA-EU | LECTURE-BOTTLE VALVE, CGA INLET 180M/11& | 1X1EA | 1 | 53 | Sigma-Aldrich | Z175552-1EA-EU | https://www.sigmaaldrich.com/LT/en
BAH942404003-1EA | SCIENCEWARE(R) LAB COMPANION(TM) PERFOR& | 1X1EA | 1 | 65 | Sigma-Aldrich | BAH942404003-1EA | https://www.sigmaaldrich.com/LT/en
BAF424002121-1EA | SCIENCEWARE(R) LAB COMPANION(TM) ROUND & | 1X1EA | 1 | 396 | Sigma-Aldrich | BAF424002121-1EA | https://www.sigmaaldrich.com/LT/en
Z765155-50FT | TYGON(R) FORMULA E-3603 LABORATORY TUBI& | 1X50FT | 1 | 547 | Sigma-Aldrich | Z765155-50FT | https://www.sigmaaldrich.com/LT/en
Z765368-300EA | MICROFLEX(R) ULTRAFORM(R) NITRILE GLOVE& | 1X300EA | 1 | 97 | Sigma-Aldrich | Z765368-300EA | https://www.sigmaaldrich.com/LT/en
Z765422-9KG | VERMICULITE 2-3MMM | 1X9KG | 1 | 46 | Sigma-Aldrich | Z765422-9KG | https://www.sigmaaldrich.com/LT/en
Z765252-50FT | TYGON(R) FORMULA E-3603 LABORATORY TUBI& | 1X50FT | 1 | 3577 | Sigma-Aldrich | Z765252-50FT | https://www.sigmaaldrich.com/LT/en
Z765236-50FT | TYGON(R) FORMULA E-3603 LABORATORY TUBI& | 1X50FT | 1 | 344 | Sigma-Aldrich | Z765236-50FT | https://www.sigmaaldrich.com/LT/en
Z765384-10X250EA | MICROFLEX(R) ULTRAFORM(R) NITRILE GLOVE& | 10X250EA | 1 | 687 | Sigma-Aldrich | Z765384-10X250EA | https://www.sigmaaldrich.com/LT/en
CLS431844-24EA | CORNING(R) CENTRIFUGE BOTTLE, 500 ML, P& | 1X24EA | 1 | 578 | Sigma-Aldrich | CLS431844-24EA | https://www.sigmaaldrich.com/LT/en
CLS431847-24EA | CORNING(R) CENTRIFUGE BOTTLE, 500 ML, P& | 1X24EA | 1 | 491 | Sigma-Aldrich | CLS431847-24EA | https://www.sigmaaldrich.com/LT/en
BAF424004131-1EA | SCIENCEWARE(R) LAB COMPANION(TM) CABINE& | 1X1EA | 1 | 2715 | Sigma-Aldrich | BAF424004131-1EA | https://www.sigmaaldrich.com/LT/en
Z765139-50FT | TYGON(R) FORMULA E-3603 LABORATORY TUBI& | 1X50FT | 1 | 685 | Sigma-Aldrich | Z765139-50FT | https://www.sigmaaldrich.com/LT/en
BAF424004031-1EA | SCIENCEWARE(R) LAB COMPANION(TM) CABINE& | 1X1EA | 1 | 2686 | Sigma-Aldrich | BAF424004031-1EA | https://www.sigmaaldrich.com/LT/en
BAF424004011-1EA | SCIENCEWARE(R) LAB COMPANION(TM) CABINE& | 1X1EA | 1 | 1951 | Sigma-Aldrich | BAF424004011-1EA | https://www.sigmaaldrich.com/LT/en
Z765171-50FT | TYGON(R) FORMULA E-3603 LABORATORY TUBI& | 1X50FT | 1 | 426 | Sigma-Aldrich | Z765171-50FT | https://www.sigmaaldrich.com/LT/en
BAF424002221-1EA | SCIENCEWARE(R) LAB COMPANION(TM) ROUND & | 1X1EA | 1 | 488 | Sigma-Aldrich | BAF424002221-1EA | https://www.sigmaaldrich.com/LT/en
CLS11665-4EA | CORNING(R) STORAGE BOTTLE, POLYSTYRENE,& | 1X4EA | 1 | 745 | Sigma-Aldrich | CLS11665-4EA | https://www.sigmaaldrich.com/LT/en
BAF424002041-1EA | SCIENCEWARE(R) LAB COMPANION(TM) ROUND & | 1X1EA | 1 | 435 | Sigma-Aldrich | BAF424002041-1EA | https://www.sigmaaldrich.com/LT/en
Z765317-50FT | TYGON(R) FORMULA E-3603 LABORATORY TUBI& | 1X50FT | 1 | 550 | Sigma-Aldrich | Z765317-50FT | https://www.sigmaaldrich.com/LT/en
BAF424004101-1EA | SCIENCEWARE(R) LAB COMPANION(TM) CABINE& | 1X1EA | 1 | 1353 | Sigma-Aldrich | BAF424004101-1EA | https://www.sigmaaldrich.com/LT/en
CLS10037-2EA | CORNING(R) HYPERSTACK(R) CELL CULTURE V& | 1X2EA | 1 | 3719 | Sigma-Aldrich | CLS10037-2EA | https://www.sigmaaldrich.com/LT/en
Z764922-15EA | CRYOFILE(R) XL FREEZER BOX, FOR BATCHIN& | 1X15EA | 1 | 125 | Sigma-Aldrich | Z764922-15EA | https://www.sigmaaldrich.com/LT/en
Z699381-30EA | SWABS AND SWABCHECKS | 1X30EA | 1 | 261 | Sigma-Aldrich | Z699381-30EA | https://www.sigmaaldrich.com/LT/en
BAF424004001-1EA | SCIENCEWARE(R) LAB COMPANION(TM) CABINE& | 1X1EA | 1 | 1274 | Sigma-Aldrich | BAF424004001-1EA | https://www.sigmaaldrich.com/LT/en
Z764841-1EA | REPLACEMENT PART A FOR ALDRICH(R) LIQUI& | 1X1EA | 1 | 332 | Sigma-Aldrich | Z764841-1EA | https://www.sigmaaldrich.com/LT/en
Z764884-15EA | CRYOFILE(R) FREEZER BOX, FOR BATCHING A& | 1X15EA | 1 | 115 | Sigma-Aldrich | Z764884-15EA | https://www.sigmaaldrich.com/LT/en
Z764973-15EA | CRYOFILE(R) XL FREEZER BOX, FOR BATCHIN& | 1X15EA | 1 | 125 | Sigma-Aldrich | Z764973-15EA | https://www.sigmaaldrich.com/LT/en
Z764868-15EA | CRYOFILE(R) FREEZER BOX, FOR BATCHING A& | 1X15EA | 1 | 115 | Sigma-Aldrich | Z764868-15EA | https://www.sigmaaldrich.com/LT/en
CLS10013-4EA | CORNING(R) HYPERSTACK(R) CELL CULTURE V& | 1X4EA | 1 | 3786 | Sigma-Aldrich | CLS10013-4EA | https://www.sigmaaldrich.com/LT/en
Z764949-15EA | CRYOFILE(R) XL FREEZER BOX, FOR BATCHIN& | 1X15EA | 1 | 125 | Sigma-Aldrich | Z764949-15EA | https://www.sigmaaldrich.com/LT/en
Z764957-15EA | CRYOFILE(R) XL FREEZER BOX, FOR BATCHIN& | 1X15EA | 1 | 125 | Sigma-Aldrich | Z764957-15EA | https://www.sigmaaldrich.com/LT/en
CLS431841-36EA | CORNING(R) CENTRIFUGE BOTTLE, 250 ML, P& | 1X36EA | 1 | 333 | Sigma-Aldrich | CLS431841-36EA | https://www.sigmaaldrich.com/LT/en
Z764833-1EA | REPLACEMENT PART A FOR ALDRICH(R) LIQUI& | 1X1EA | 1 | 306 | Sigma-Aldrich | Z764833-1EA | https://www.sigmaaldrich.com/LT/en
Z764906-15EA | CRYOFILE(R) FREEZER BOX, FOR BATCHING A& | 1X15EA | 1 | 115 | Sigma-Aldrich | Z764906-15EA | https://www.sigmaaldrich.com/LT/en
Z764825-1EA | REPLACEMENT PART A FOR ALDRICH(R) LIQUI& | 1X1EA | 1 | 306 | Sigma-Aldrich | Z764825-1EA | https://www.sigmaaldrich.com/LT/en
Z764914-15EA | CRYOFILE(R) FREEZER BOX, FOR BATCHING A& | 1X15EA | 1 | 115 | Sigma-Aldrich | Z764914-15EA | https://www.sigmaaldrich.com/LT/en
Z764930-15EA | CRYOFILE(R) XL FREEZER BOX, FOR BATCHIN& | 1X15EA | 1 | 125 | Sigma-Aldrich | Z764930-15EA | https://www.sigmaaldrich.com/LT/en
Z764892-15EA | CRYOFILE(R) FREEZER BOX, FOR BATCHING A& | 1X15EA | 1 | 115 | Sigma-Aldrich | Z764892-15EA | https://www.sigmaaldrich.com/LT/en
Z764876-15EA | CRYOFILE(R) FREEZER BOX, FOR BATCHING A& | 1X15EA | 1 | 115 | Sigma-Aldrich | Z764876-15EA | https://www.sigmaaldrich.com/LT/en
Z699365-125EA | SWABS AND SWABCHECKS | 1X125EA | 1 | 337 | Sigma-Aldrich | Z699365-125EA | https://www.sigmaaldrich.com/LT/en
CLS3779-10G | CORNING(R) MICROCARRIERS, ENHANCED ATTAC | 1X10G | 1 | 139 | Sigma-Aldrich | CLS3779-10G | https://www.sigmaaldrich.com/LT/en
Z764809-1EA | REPLACEMENT PART A FOR ALDRICH(R) LIQUI& | 1X1EA | 1 | 300 | Sigma-Aldrich | Z764809-1EA | https://www.sigmaaldrich.com/LT/en
CLS11680-4EA | CORNING(R) STORAGE BOTTLE, POLYSTYRENE,& | 1X4EA | 1 | 870 | Sigma-Aldrich | CLS11680-4EA | https://www.sigmaaldrich.com/LT/en
CLS3781-10G | CORNING(R) MICROCARRIERS, LOW CONCENTRAT | 1X10G | 1 | 277 | Sigma-Aldrich | CLS3781-10G | https://www.sigmaaldrich.com/LT/en
BAF424004021-1EA | SCIENCEWARE(R) LAB COMPANION(TM) CABINE& | 1X1EA | 1 | 1588 | Sigma-Aldrich | BAF424004021-1EA | https://www.sigmaaldrich.com/LT/en
CLS431842-36EA | CORNING(R) CENTRIFUGE BOTTLE, 250 ML, P& | 1X36EA | 1 | 671 | Sigma-Aldrich | CLS431842-36EA | https://www.sigmaaldrich.com/LT/en
CLS4580-10EA | CORNING(R) HIGH CONTENT IMAGING PLATE, & | 1X10EA | 1 | 352 | Sigma-Aldrich | CLS4580-10EA | https://www.sigmaaldrich.com/LT/en
CLS4581-10EA | CORNING(R) HIGH CONTENT IMAGING PLATE, & | 1X10EA | 1 | 446 | Sigma-Aldrich | CLS4581-10EA | https://www.sigmaaldrich.com/LT/en
CLS10031-4EA | CORNING(R) NON TREATED HYPERSTACK(R) CE& | 1X4EA | 1 | 471 | Sigma-Aldrich | CLS10031-4EA | https://www.sigmaaldrich.com/LT/en
Z764965-15EA | CRYOFILE(R) XL FREEZER BOX, FOR BATCHIN& | 1X15EA | 1 | 125 | Sigma-Aldrich | Z764965-15EA | https://www.sigmaaldrich.com/LT/en
CLS431846-24EA | CORNING(R) CENTRIFUGE BOTTLE, 500 ML, P& | 1X24EA | 1 | 618 | Sigma-Aldrich | CLS431846-24EA | https://www.sigmaaldrich.com/LT/en
CLS3897BC-100EA | CORNING(R) 96 WELL PLATES, POLYSTYRENE & | 1X100EA | 1 | 470 | Sigma-Aldrich | CLS3897BC-100EA | https://www.sigmaaldrich.com/LT/en
CLS431840-36EA | CORNING(R) CENTRIFUGE BOTTLE, 250 ML, P& | 1X36EA | 1 | 662 | Sigma-Aldrich | CLS431840-36EA | https://www.sigmaaldrich.com/LT/en
CLS431843-36EA | CORNING(R) CENTRIFUGE BOTTLE, 250 ML, P& | 1X36EA | 1 | 487 | Sigma-Aldrich | CLS431843-36EA | https://www.sigmaaldrich.com/LT/en
Z764795-1EA | REPLACEMENT PART A FOR ALDRICH(R) LIQUI& | 1X1EA | 1 | 265 | Sigma-Aldrich | Z764795-1EA | https://www.sigmaaldrich.com/LT/en
CLS431845-24EA | CORNING(R) CENTRIFUGE BOTTLE, 500 ML, P& | 1X24EA | 1 | 274 | Sigma-Aldrich | CLS431845-24EA | https://www.sigmaaldrich.com/LT/en
Z764817-1EA | REPLACEMENT PART A FOR ALDRICH(R) LIQUI& | 1X1EA | 1 | 265 | Sigma-Aldrich | Z764817-1EA | https://www.sigmaaldrich.com/LT/en
Z765198-50FT | TYGON(R) FORMULA E-3603 LABORATORY TUBI& | 1X50FT | 1 | 137 | Sigma-Aldrich | Z765198-50FT | https://www.sigmaaldrich.com/LT/en
BAF424002141-1EA | SCIENCEWARE(R) LAB COMPANION(TM) ROUND & | 1X1EA | 1 | 506 | Sigma-Aldrich | BAF424002141-1EA | https://www.sigmaaldrich.com/LT/en
Z765341-300EA | MICROFLEX(R) ULTRAFORM(R) NITRILE GLOVE& | 1X300EA | 1 | 97 | Sigma-Aldrich | Z765341-300EA | https://www.sigmaaldrich.com/LT/en
Z765147-50FT | TYGON(R) FORMULA E-3603 LABORATORY TUBI& | 1X50FT | 1 | 225 | Sigma-Aldrich | Z765147-50FT | https://www.sigmaaldrich.com/LT/en
Z765228-50FT | TYGON(R) FORMULA E-3603 LABORATORY TUBI& | 1X50FT | 1 | 118 | Sigma-Aldrich | Z765228-50FT | https://www.sigmaaldrich.com/LT/en
BAH942404002-1EA | SCIENCEWARE(R) LAB COMPANION(TM) 3-WAY & | 1X1EA | 1 | 86 | Sigma-Aldrich | BAH942404002-1EA | https://www.sigmaaldrich.com/LT/en
BAH942404004-1EA | SCIENCEWARE(R) LAB COMPANION(TM) PERFOR& | 1X1EA | 1 | 64 | Sigma-Aldrich | BAH942404004-1EA | https://www.sigmaaldrich.com/LT/en
Z765376-300EA | MICROFLEX(R) ULTRAFORM(R) NITRILE GLOVE& | 1X300EA | 1 | 97 | Sigma-Aldrich | Z765376-300EA | https://www.sigmaaldrich.com/LT/en
Z765287-50FT | TYGON(R) FORMULA E-3603 LABORATORY TUBI& | 1X50FT | 1 | 1235 | Sigma-Aldrich | Z765287-50FT | https://www.sigmaaldrich.com/LT/en
Z742415-1EA | HIGH PRESSURE ADAPTOR FOR Q-TUBE(TM), F& | 1X1EA | 1 | 173 | Sigma-Aldrich | Z742415-1EA | https://www.sigmaaldrich.com/LT/en
Z742407-12EA | PELCO(R) SLIDING LATCH MICROSLIDE STORA& | 1X12EA | 1 | 104 | Sigma-Aldrich | Z742407-12EA | https://www.sigmaaldrich.com/LT/en
Z742403-12EA | PELCO(R) SLIDING LATCH MICROSLIDE STORA& | 1X12EA | 1 | 143 | Sigma-Aldrich | Z742403-12EA | https://www.sigmaaldrich.com/LT/en
Z742385-250EA | SMARTBOAT(TM) DISPOSABLE PAPER WEIGHING& | 1X1EA | 1 | 63 | Sigma-Aldrich | Z742385-250EA | https://www.sigmaaldrich.com/LT/en
Z742418-1EA | Q-TUBE(TM) PRESSURE MONITOR, 35 SS, PK& | 1X1EA | 1 | 1421 | Sigma-Aldrich | Z742418-1EA | https://www.sigmaaldrich.com/LT/en
Z742416-100EA | PTFE-FACED SILCONE SEPTA FOR Q-TUBE(TM& | 1X100EA | 1 | 157 | Sigma-Aldrich | Z742416-100EA | https://www.sigmaaldrich.com/LT/en
Z742405-12EA | PELCO(R) SLIDING LATCH MICROSLIDE STORA& | 1X12EA | 1 | 104 | Sigma-Aldrich | Z742405-12EA | https://www.sigmaaldrich.com/LT/en
Z742385-2000EA | SMARTBOAT(TM) DISPOSABLE PAPER WEIGHING& | 1X1EA | 1 | 356 | Sigma-Aldrich | Z742385-2000EA | https://www.sigmaaldrich.com/LT/en
Z742419-1EA | Q-TUBE(TM) GAS PURGING SET, 12 SS, PKG & | 1X1EA | 1 | 1706 | Sigma-Aldrich | Z742419-1EA | https://www.sigmaaldrich.com/LT/en
Z742413-1EA | HIGH PRESSURE ADAPTOR FOR Q-TUBE(TM), F& | 1X1EA | 1 | 155 | Sigma-Aldrich | Z742413-1EA | https://www.sigmaaldrich.com/LT/en
Z742420-100EA | EXTREME(TM) UNIVERSAL FIT PCR PLATE SEA& | 1X100EA | 1 | 66 | Sigma-Aldrich | Z742420-100EA | https://www.sigmaaldrich.com/LT/en
Z742417-100EA | PTFE-FACED SILCONE SEPTA FOR Q-TUBE(TM& | 1X100EA | 1 | 184 | Sigma-Aldrich | Z742417-100EA | https://www.sigmaaldrich.com/LT/en
Z708194-1EA | PIPETTOR GUIDE | 1X1EA | 1 | 176 | Sigma-Aldrich | Z708194-1EA | https://www.sigmaaldrich.com/LT/en
Z708224-50EA | WELL PADS 48 WELL | 1X50EA | 1 | 15 | Sigma-Aldrich | Z708224-50EA | https://www.sigmaaldrich.com/LT/en
Z708275-25EA | SLIDE MAILER, 2 PLACE NATURAL | 1X25EA | 1 | 31 | Sigma-Aldrich | Z708275-25EA | https://www.sigmaaldrich.com/LT/en
Z708305-25EA | SLIDE MAILER, 5 PLACE SIDE OPENING | 1X25EA | 1 | 28 | Sigma-Aldrich | Z708305-25EA | https://www.sigmaaldrich.com/LT/en
Z708313-25EA | SLIDE MAILER, 5 PLACE END OPENING | 1X25EA | 1 | 28 | Sigma-Aldrich | Z708313-25EA | https://www.sigmaaldrich.com/LT/en
Z710776-1EA | TUNAIR(R) SHAKE FLASK FLASK VOLUME 300 & | 1X1EA | 1 | 37 | Sigma-Aldrich | Z710776-1EA | https://www.sigmaaldrich.com/LT/en
Z710784-1EA | TUNAIR(R) SHAKE FLASK FLASK VOLUME 300 & | 1X1EA | 1 | 37 | Sigma-Aldrich | Z710784-1EA | https://www.sigmaaldrich.com/LT/en
Z710784-4EA | TUNAIR(R) SHAKE FLASK FLASK VOLUME 300 & | 1X4EA | 1 | 115 | Sigma-Aldrich | Z710784-4EA | https://www.sigmaaldrich.com/LT/en
Z710792-4EA | TUNAIR(R) SHAKE FLASK FLASK VOLUME 300 & | 1X4EA | 1 | 116 | Sigma-Aldrich | Z710792-4EA | https://www.sigmaaldrich.com/LT/en
Z710806-1EA | TUNAIR(R) SHAKE FLASK FLASK VOLUME 2.5 & | 1X1EA | 1 | 61 | Sigma-Aldrich | Z710806-1EA | https://www.sigmaaldrich.com/LT/en
Z710814-4EA | TUNAIR(R) SHAKE FLASK FLASK VOLUME 2.5 & | 1X4EA | 1 | 178 | Sigma-Aldrich | Z710814-4EA | https://www.sigmaaldrich.com/LT/en
Z710822-4EA | TUNAIR(R) SHAKE FLASK FLASK VOLUME 2.5 & | 1X4EA | 1 | 181 | Sigma-Aldrich | Z710822-4EA | https://www.sigmaaldrich.com/LT/en
Z710830-1EA | CAP FOR TUNAIR(R) SHAKE FLASK FOR 300 M& | 1X1EA | 1 | 19 | Sigma-Aldrich | Z710830-1EA | https://www.sigmaaldrich.com/LT/en
Z710849-1EA | CAP FOR TUNAIR(R) SHAKE FLASK FOR 2.5L & | 1X1EA | 1 | 29 | Sigma-Aldrich | Z710849-1EA | https://www.sigmaaldrich.com/LT/en
Z710857-5EA | SILICONE MEMBRANE LINER FOR TUNAIR(R) S& | 1X5EA | 1 | 183 | Sigma-Aldrich | Z710857-5EA | https://www.sigmaaldrich.com/LT/en
Z710865-5EA | SILICONE MEMBRANE LINER FOR TUNAIR(R) S& | 1X5EA | 1 | 204 | Sigma-Aldrich | Z710865-5EA | https://www.sigmaaldrich.com/LT/en
Z710873-5EA | DRI-GAUZE(TM) FILTER LINER FOR TUNAIR(R& | 1X5EA | 1 | 37 | Sigma-Aldrich | Z710873-5EA | https://www.sigmaaldrich.com/LT/en
Z710881-5EA | DRI-GAUZE(TM) FILTER LINER FOR TUNAIR(R& | 1X5EA | 1 | 47 | Sigma-Aldrich | Z710881-5EA | https://www.sigmaaldrich.com/LT/en
Z710911-1EA | HYBRIDIZATION TUBE STORAGE RACK | 1X1EA | 1 | 171 | Sigma-Aldrich | Z710911-1EA | https://www.sigmaaldrich.com/LT/en
Z710938-6EA | WHEATON STAINING DISHES 50 SLIDE UNIT W& | 1X6EA | 1 | 1186 | Sigma-Aldrich | Z710938-6EA | https://www.sigmaaldrich.com/LT/en
Z710946-3EA | WHEATON STAINING DISHES DISH AND COVER & | 1X3EA | 1 | 496 | Sigma-Aldrich | Z710946-3EA | https://www.sigmaaldrich.com/LT/en
Z710954-6EA | WHEATON STAINING DISHES 16/20/30 SLIDE & | 1X6EA | 1 | 743 | Sigma-Aldrich | Z710954-6EA | https://www.sigmaaldrich.com/LT/en
Z710962-3EA | GLASS SLIDE RACK FOR 20/40 SLIDES, GLASS | 1X3EA | 1 | 260 | Sigma-Aldrich | Z710962-3EA | https://www.sigmaaldrich.com/LT/en
Z710970-3EA | GLASS SLIDE RACK FOR 16/32 SLIDES | 1X3EA | 1 | 153 | Sigma-Aldrich | Z710970-3EA | https://www.sigmaaldrich.com/LT/en
Z710989-3EA | STAINLESS STEEL RACK FOR 30 SLIDES, STAI | 1X3EA | 1 | 184 | Sigma-Aldrich | Z710989-3EA | https://www.sigmaaldrich.com/LT/en
Z710997-200EA | WHEATON MEDIA BOTTLES, GLASS RUBBER LIN& | 1X200EA | 1 | 291 | Sigma-Aldrich | Z710997-200EA | https://www.sigmaaldrich.com/LT/en
Z711004-12EA | MEDIA BOTTLES, WIDE MOUTH, LAB 45, ACCE& | 1X12EA | 1 | 37 | Sigma-Aldrich | Z711004-12EA | https://www.sigmaaldrich.com/LT/en
Z711012-12EA | MEDIA BOTTLES, WIDE MOUTH, LAB 45, ACCE& | 1X12EA | 1 | 13 | Sigma-Aldrich | Z711012-12EA | https://www.sigmaaldrich.com/LT/en
Z707554-36EA | TPP CELL CULTURE FLASKS SURFACE AREA 15& | 1X36EA | 1 | 321 | Sigma-Aldrich | Z707554-36EA | https://www.sigmaaldrich.com/LT/en
Z707562-18EA | TPP CELL CULTURE FLASKS SURFACE AREA 30 | 1X18EA | 1 | 338 | Sigma-Aldrich | Z707562-18EA | https://www.sigmaaldrich.com/LT/en
Z707651-900EA | TPP PETRI DISHES DIAM. X D 40 MM X 10 M& | 1X900EA | 1 | 577 | Sigma-Aldrich | Z707651-900EA | https://www.sigmaaldrich.com/LT/en
Z707678-840EA | TPP PETRI DISHES DIAM. X D 60 MM X 15 M& | 1X840EA | 1 | 596 | Sigma-Aldrich | Z707678-840EA | https://www.sigmaaldrich.com/LT/en
Z707686-240EA | TPP PETRI DISHES DIAM. X D 100 MM X 20 & | 1X240EA | 1 | 324 | Sigma-Aldrich | Z707686-240EA | https://www.sigmaaldrich.com/LT/en
Z707694-100EA | TPP PETRI DISHES DIAM. X D 150 MM X 20 & | 1X100EA | 1 | 387 | Sigma-Aldrich | Z707694-100EA | https://www.sigmaaldrich.com/LT/en
Z707759-126EA | TPP CULTURE PLATES 6-WELL, FLAT BOTTOM,& | 1X126EA | 1 | 588 | Sigma-Aldrich | Z707759-126EA | https://www.sigmaaldrich.com/LT/en
Z707775-126EA | TPP CULTURE PLATES 12-WELL, FLAT BOTTOM& | 1X126EA | 1 | 588 | Sigma-Aldrich | Z707775-126EA | https://www.sigmaaldrich.com/LT/en
Z707791-126EA | TPP CULTURE PLATES 24-WELL, FLAT BOTTOM& | 1X126EA | 1 | 588 | Sigma-Aldrich | Z707791-126EA | https://www.sigmaaldrich.com/LT/en
Z637637-1EA | BRAND(R) ACCU-JET(R) PRO PIPETTE CONTRO& | 1X1EA | 1 | 435 | Sigma-Aldrich | Z637637-1EA | https://www.sigmaaldrich.com/LT/en
Z637645-1EA | BRAND(R) ACCU-JET(R) PRO PIPETTE CONTRO& | 1X1EA | 1 | 435 | Sigma-Aldrich | Z637645-1EA | https://www.sigmaaldrich.com/LT/en
Z637653-1EA | BRAND(R) ACCU-JET(R) PRO PIPETTE CONTRO& | 1X1EA | 1 | 435 | Sigma-Aldrich | Z637653-1EA | https://www.sigmaaldrich.com/LT/en
Z637661-1EA | BRAND(R) ACCU-JET(R) PRO PIPETTE CONTRO& | 1X1EA | 1 | 435 | Sigma-Aldrich | Z637661-1EA | https://www.sigmaaldrich.com/LT/en
Z637688-1EA | BRAND ACCU-JET PRO,230V,BLUE,W/O CHARGER | 1X1EA | 1 | 407 | Sigma-Aldrich | Z637688-1EA | https://www.sigmaaldrich.com/LT/en
Z561371-1EA | THERMCO(R) PRECISION GROUND-GLASS JOINT& | 1X1EA | 1 | 114 | Sigma-Aldrich | Z561371-1EA | https://www.sigmaaldrich.com/LT/en
Z561541-1EA | THERMCO(R) DEEP IMMERSION THERMOMETER, & | 1X1EA | 1 | 149 | Sigma-Aldrich | Z561541-1EA | https://www.sigmaaldrich.com/LT/en
Z561568-1EA | THERMCO(R) DEEP IMMERSION THERMOMETER, & | 1X1EA | 1 | 172 | Sigma-Aldrich | Z561568-1EA | https://www.sigmaaldrich.com/LT/en
Z561575-1EA | THERMCO(R) DEEP IMMERSION THERMOMETER, & | 1X1EA | 1 | 178 | Sigma-Aldrich | Z561575-1EA | https://www.sigmaaldrich.com/LT/en
Z561584-1EA | THERMCO(R) DEEP IMMERSION THERMOMETER, & | 1X1EA | 1 | 99 | Sigma-Aldrich | Z561584-1EA | https://www.sigmaaldrich.com/LT/en
Z561592-1EA | THERMCO(R) DEEP IMMERSION THERMOMETER, & | 1X1EA | 1 | 145 | Sigma-Aldrich | Z561592-1EA | https://www.sigmaaldrich.com/LT/en
Z561606-1EA | THERMCO(R) DEEP IMMERSION THERMOMETER, & | 1X1EA | 1 | 174 | Sigma-Aldrich | Z561606-1EA | https://www.sigmaaldrich.com/LT/en
Z561614-1EA | THERMCO(R) DEEP IMMERSION THERMOMETER, & | 1X1EA | 1 | 169 | Sigma-Aldrich | Z561614-1EA | https://www.sigmaaldrich.com/LT/en
Z561622-1EA | THERMCO(R) DEEP IMMERSION THERMOMETER, & | 1X1EA | 1 | 209 | Sigma-Aldrich | Z561622-1EA | https://www.sigmaaldrich.com/LT/en
Z654310-5EA | CAPS FOR DURAN(R) LABORATORY BOTTLES NE& | 1X5EA | 1 | 66 | Sigma-Aldrich | Z654310-5EA | https://www.sigmaaldrich.com/LT/en
Z561177-100EA | CAP FOR WILMAD(R) COAXIAL INSERT, WILMA& | 1X100EA | 1 | 12 | Sigma-Aldrich | Z561177-100EA | https://www.sigmaaldrich.com/LT/en
CLS431475-12EA | CORNING(R) BOTTLE-TOP VACUUM FILTER SYS& | 1X12EA | 1 | 233 | Sigma-Aldrich | CLS431475-12EA | https://www.sigmaaldrich.com/LT/en
CLS431475-1EA | CORNING(R) BOTTLE-TOP VACUUM FILTER SYS& | 1X1EA | 1 | 28 | Sigma-Aldrich | CLS431475-1EA | https://www.sigmaaldrich.com/LT/en
Z678759-1EA | FORTUNA POLYFIX(R) BOTTLE TOP DISPENSER& | 1X1EA | 1 | 209 | Sigma-Aldrich | Z678759-1EA | https://www.sigmaaldrich.com/LT/en
Z678767-1EA | FORTUNA POLYFIX(R) BOTTLE TOP DISPENSER& | 1X1EA | 1 | 190 | Sigma-Aldrich | Z678767-1EA | https://www.sigmaaldrich.com/LT/en
Z678740-1EA | FORTUNA POLYFIX(R) BOTTLE TOP DISPENSER& | 1X1EA | 1 | 190 | Sigma-Aldrich | Z678740-1EA | https://www.sigmaaldrich.com/LT/en
Z569828-1EA | 2MAG MIXCONTROL 20 CONTROL UNIT FOR MIX& | 1X1EA | 1 | 637 | Sigma-Aldrich | Z569828-1EA | https://www.sigmaaldrich.com/LT/en
CLS3628BC-100EA | CORNING(R) 96 WELL PLATE, POLYSTYRENE, & | 1X100EA | 1 | 371 | Sigma-Aldrich | CLS3628BC-100EA | https://www.sigmaaldrich.com/LT/en
CLS3724BC-10EA | CORNING(R) 1536 WELL PLATE, SOLID BLACK& | 1X10EA | 1 | 353 | Sigma-Aldrich | CLS3724BC-10EA | https://www.sigmaaldrich.com/LT/en
CLS3724BC-50EA | CORNING(R) 1536 WELL PLATE, SOLID BLACK& | 1X50EA | 1 | 1266 | Sigma-Aldrich | CLS3724BC-50EA | https://www.sigmaaldrich.com/LT/en
CLS3821BC-10EA | CORNING(R)384 WELL MICROPLATE, LOW VOLUM | 1X10EA | 1 | 222 | Sigma-Aldrich | CLS3821BC-10EA | https://www.sigmaaldrich.com/LT/en
CLS3821BC-50EA | CORNING(R)384 WELL MICROPLATE, LOW VOLUM | 1X50EA | 1 | 787 | Sigma-Aldrich | CLS3821BC-50EA | https://www.sigmaaldrich.com/LT/en
CLS3824BC-10EA | CORNING(R)384 WELL MICROPLATE, LOW VOLUM | 1X10EA | 1 | 334 | Sigma-Aldrich | CLS3824BC-10EA | https://www.sigmaaldrich.com/LT/en
CLS3824BC-50EA | CORNING(R)384 WELL MICROPLATE, LOW VOLUM | 1X50EA | 1 | 1190 | Sigma-Aldrich | CLS3824BC-50EA | https://www.sigmaaldrich.com/LT/en
Z569941-25EA | ALDRICH(R) SLEEVE STOPPER SEPTA, FLUORO& | 1X25EA | 1 | 77 | Sigma-Aldrich | Z569941-25EA | https://www.sigmaaldrich.com/LT/en
Z569984-25EA | ALDRICH(R) SLEEVE STOPPER SEPTA, FLUORO& | 1X25EA | 1 | 194 | Sigma-Aldrich | Z569984-25EA | https://www.sigmaaldrich.com/LT/en
CLS480108-1EA | FLAT PLATFORM WITH RUBBER MAT, FOR USE & | 1X1EA | 1 | 308 | Sigma-Aldrich | CLS480108-1EA | https://www.sigmaaldrich.com/LT/en
CLS480109-1EA | FLASK CLAMP PLATFORM WITHOUT CLAMPS, FO& | 1X1EA | 1 | 386 | Sigma-Aldrich | CLS480109-1EA | https://www.sigmaaldrich.com/LT/en
Z370843-8EA | PIPETTE RESERVOIR, 12 WELL | 1X8EA | 1 | 52 | Sigma-Aldrich | Z370843-8EA | https://www.sigmaaldrich.com/LT/en
Z699438-25EA | SWABS AND SWABCHECKS | 1X25EA | 1 | 301 | Sigma-Aldrich | Z699438-25EA | https://www.sigmaaldrich.com/LT/en
Z740106-480EA | BRAND(TM) PLASTIBRAND(TM) PIPETTE, 3.5 | 1X480EA | 1 | 37 | Sigma-Aldrich | Z740106-480EA | https://www.sigmaaldrich.com/LT/en
Z740130-1EA | BRAND(R) PIPETTE FILLERS STANDARD | 1X1EA | 1 | 9 | Sigma-Aldrich | Z740130-1EA | https://www.sigmaaldrich.com/LT/en
Z764205-1EA | MYFUGE(TM) MINI CENTRIFUGE, RED LID, WI& | 1X1EA | 1 | 352 | Sigma-Aldrich | Z764205-1EA | https://www.sigmaaldrich.com/LT/en
THSD1041-1EA | THALESNANO MIDICART(TM) CATALYST CARTRI& | 1X1EA | 1 | 334 | Sigma-Aldrich | THSD1041-1EA | https://www.sigmaaldrich.com/LT/en
Z764183-1EA | MYFUGE(TM) MINI CENTRIFUGE, GREEN LID, & | 1X1EA | 1 | 352 | Sigma-Aldrich | Z764183-1EA | https://www.sigmaaldrich.com/LT/en
Z764167-1EA | MYFUGE(TM) MINI CENTRIFUGE, BLUE LID, W& | 1X1EA | 1 | 352 | Sigma-Aldrich | Z764167-1EA | https://www.sigmaaldrich.com/LT/en
Z764175-1EA | MYFUGE(TM) MINI CENTRIFUGE, CLEAR LID, & | 1X1EA | 1 | 352 | Sigma-Aldrich | Z764175-1EA | https://www.sigmaaldrich.com/LT/en
Z764191-1EA | MYFUGE(TM) MINI CENTRIFUGE, PURPLE LID,& | 1X1EA | 1 | 352 | Sigma-Aldrich | Z764191-1EA | https://www.sigmaaldrich.com/LT/en
BAF424004111-1EA | SCIENCEWARE(R) LAB COMPANION(TM) CABINE& | 1X1EA | 1 | 2117 | Sigma-Aldrich | BAF424004111-1EA | https://www.sigmaaldrich.com/LT/en
Z765554-1EA | TUBE RACK FOR BENCHMIXER(TM) XL MULTI-T& | 1X1EA | 1 | 45 | Sigma-Aldrich | Z765554-1EA | https://www.sigmaaldrich.com/LT/en
Z765570-1EA | TUBE RACK FOR BENCHMIXER(TM) XL MULTI-T& | 1X1EA | 1 | 45 | Sigma-Aldrich | Z765570-1EA | https://www.sigmaaldrich.com/LT/en
Z765597-1EA | TUBE RACK FOR BENCHMIXER(TM) XL MULTI-T& | 1X1EA | 1 | 45 | Sigma-Aldrich | Z765597-1EA | https://www.sigmaaldrich.com/LT/en
Z765546-1EA | TUBE RACK FOR BENCHMIXER(TM) XL MULTI-T& | 1X1EA | 1 | 45 | Sigma-Aldrich | Z765546-1EA | https://www.sigmaaldrich.com/LT/en
CLS431720-300EA | CORNING(R) MINI BIOREACTOR, 50 ML VOLUM& | 1X300EA | 1 | 498 | Sigma-Aldrich | CLS431720-300EA | https://www.sigmaaldrich.com/LT/en
Z765678-1EA | TUBE RACK FOR BENCHMIXER(TM) XL MULTI-T& | 1X1EA | 1 | 46 | Sigma-Aldrich | Z765678-1EA | https://www.sigmaaldrich.com/LT/en
Z765589-1EA | TUBE RACK FOR BENCHMIXER(TM) XL MULTI-T& | 1X1EA | 1 | 45 | Sigma-Aldrich | Z765589-1EA | https://www.sigmaaldrich.com/LT/en
Z765600-1EA | TUBE RACK FOR BENCHMIXER(TM) XL MULTI-T& | 1X1EA | 1 | 45 | Sigma-Aldrich | Z765600-1EA | https://www.sigmaaldrich.com/LT/en
Z765392-1EA | QIANCAP(TM) PRESSURE GAUGE, SS, 0-300 P& | 1X1EA | 1 | 105 | Sigma-Aldrich | Z765392-1EA | https://www.sigmaaldrich.com/LT/en
Z765562-1EA | TUBE RACK FOR BENCHMIXER(TM) XL MULTI-T& | 1X1EA | 1 | 45 | Sigma-Aldrich | Z765562-1EA | https://www.sigmaaldrich.com/LT/en
Z765651-1EA | TUBE RACK FOR BENCHMIXER(TM) XL MULTI-T& | 1X1EA | 1 | 164 | Sigma-Aldrich | Z765651-1EA | https://www.sigmaaldrich.com/LT/en
BAF131930102-1EA | CLAVIES(R) COVER FOR BIOHAZARED BAG HOL& | 1X1EA | 1 | 15 | Sigma-Aldrich | BAF131930102-1EA | https://www.sigmaaldrich.com/LT/en
Z743373-4000EA | DIRECT THERMAL CRYO-TAGS(R), CRYO-SPOT,& | 1X4000EA | 1 | 84 | Sigma-Aldrich | Z743373-4000EA | https://www.sigmaaldrich.com/LT/en
Z743418-840EA | LASER CRYO-TAGS(R), ORANGE, L X W 1.125& | 1X840EA | 1 | 78 | Sigma-Aldrich | Z743418-840EA | https://www.sigmaaldrich.com/LT/en
Z743411-600EA | LASER CRYO-TAGS(R), ASSORTED COLORS, L & | 1X600EA | 1 | 78 | Sigma-Aldrich | Z743411-600EA | https://www.sigmaaldrich.com/LT/en
Z743338-1000EA | CRYO-BABIES(R) LABELS, YELLOW, L X W 1.& | 1X1000EA | 1 | 45 | Sigma-Aldrich | Z743338-1000EA | https://www.sigmaaldrich.com/LT/en
Z743344-1700EA | LASER CRYO-CLEAR(TM) LABELS, FOR 0.5 ML& | 1X1700EA | 1 | 81 | Sigma-Aldrich | Z743344-1700EA | https://www.sigmaaldrich.com/LT/en
Z743337-1000EA | CRYO-BABIES(R) LABELS, WHITE, L X W 0.9& | 1X1000EA | 1 | 39 | Sigma-Aldrich | Z743337-1000EA | https://www.sigmaaldrich.com/LT/en
Z743378-750EA | DIRECT THERMAL CRYO-TAGS(R), GREEN, L X& | 1X750EA | 1 | 55 | Sigma-Aldrich | Z743378-750EA | https://www.sigmaaldrich.com/LT/en
Z743375-4000EA | DIRECT THERMAL CRYO-TAGS(R), CRYO-SPOT,& | 1X4000EA | 1 | 84 | Sigma-Aldrich | Z743375-4000EA | https://www.sigmaaldrich.com/LT/en
Z743360-750EA | DIRECT THERMAL CRYO-TAGS(R), BLUE, L X & | 1X750EA | 1 | 55 | Sigma-Aldrich | Z743360-750EA | https://www.sigmaaldrich.com/LT/en
Z743363-4000EA | DIRECT THERMAL CRYO-TAGS(R), CRYO-SPOT,& | 1X4000EA | 1 | 84 | Sigma-Aldrich | Z743363-4000EA | https://www.sigmaaldrich.com/LT/en
Z743368-4000EA | DIRECT THERMAL CRYO-TAGS(R), CRYO-SPOT,& | 1X4000EA | 1 | 84 | Sigma-Aldrich | Z743368-4000EA | https://www.sigmaaldrich.com/LT/en
Z743419-840EA | LASER CRYO-TAGS(R), YELLOW, L X W 1.125& | 1X840EA | 1 | 78 | Sigma-Aldrich | Z743419-840EA | https://www.sigmaaldrich.com/LT/en
Z743355-1000EA | DIRECT THERMAL CRYO-TAGS(R) AND CRYO-SP& | 1X1000EA | 1 | 75 | Sigma-Aldrich | Z743355-1000EA | https://www.sigmaaldrich.com/LT/en
Z743357-1000EA | DIRECT THERMAL CRYO-TAGS(R) AND CRYO-SP& | 1X1000EA | 1 | 75 | Sigma-Aldrich | Z743357-1000EA | https://www.sigmaaldrich.com/LT/en
Z743374-4000EA | DIRECT THERMAL CRYO-TAGS(R), CRYO-SPOT,& | 1X4000EA | 1 | 84 | Sigma-Aldrich | Z743374-4000EA | https://www.sigmaaldrich.com/LT/en
Z743376-4000EA | DIRECT THERMAL CRYO-TAGS(R), CRYO-SPOT,& | 1X4000EA | 1 | 84 | Sigma-Aldrich | Z743376-4000EA | https://www.sigmaaldrich.com/LT/en
Z743359-1000EA | DIRECT THERMAL CRYO-TAGS(R), BLUE, L X & | 1X1000EA | 1 | 56 | Sigma-Aldrich | Z743359-1000EA | https://www.sigmaaldrich.com/LT/en
Z743388-750EA | DIRECT THERMAL CRYO-TAGS(R), RED, L X W& | 1X750EA | 1 | 59 | Sigma-Aldrich | Z743388-750EA | https://www.sigmaaldrich.com/LT/en
Z743387-750EA | DIRECT THERMAL CRYO-TAGS(R), RED, L X W& | 1X750EA | 1 | 55 | Sigma-Aldrich | Z743387-750EA | https://www.sigmaaldrich.com/LT/en
Z743361-750EA | DIRECT THERMAL CRYO-TAGS(R), BLUE, L X & | 1X750EA | 1 | 59 | Sigma-Aldrich | Z743361-750EA | https://www.sigmaaldrich.com/LT/en
Z743370-4000EA | DIRECT THERMAL CRYO-TAGS(R), CRYO-SPOT,& | 1X4000EA | 1 | 84 | Sigma-Aldrich | Z743370-4000EA | https://www.sigmaaldrich.com/LT/en
Z743377-1000EA | DIRECT THERMAL CRYO-TAGS(R), GREEN, L X& | 1X1000EA | 1 | 56 | Sigma-Aldrich | Z743377-1000EA | https://www.sigmaaldrich.com/LT/en
Z743386-1000EA | DIRECT THERMAL CRYO-TAGS(R), RED, L X W& | 1X1000EA | 1 | 56 | Sigma-Aldrich | Z743386-1000EA | https://www.sigmaaldrich.com/LT/en
Z743358-1000EA | DIRECT THERMAL CRYO-TAGS(R) AND CRYO-SP& | 1X1000EA | 1 | 75 | Sigma-Aldrich | Z743358-1000EA | https://www.sigmaaldrich.com/LT/en
Z743371-4000EA | DIRECT THERMAL CRYO-TAGS(R), CRYO-SPOT,& | 1X4000EA | 1 | 84 | Sigma-Aldrich | Z743371-4000EA | https://www.sigmaaldrich.com/LT/en
Z743362-500EA | DIRECT THERMAL CRYO-TAGS(R), BLUE, L X & | 1X500EA | 1 | 60 | Sigma-Aldrich | Z743362-500EA | https://www.sigmaaldrich.com/LT/en
Z743365-4000EA | DIRECT THERMAL CRYO-TAGS(R), CRYO-SPOT,& | 1X4000EA | 1 | 84 | Sigma-Aldrich | Z743365-4000EA | https://www.sigmaaldrich.com/LT/en
Z743367-4000EA | DIRECT THERMAL CRYO-TAGS(R), CRYO-SPOT,& | 1X4000EA | 1 | 84 | Sigma-Aldrich | Z743367-4000EA | https://www.sigmaaldrich.com/LT/en
Z743416-600EA | LASER CRYO-TAGS(R), BLUE, W X L 2.625 I& | 1X600EA | 1 | 78 | Sigma-Aldrich | Z743416-600EA | https://www.sigmaaldrich.com/LT/en
Z743407-20EA | LASER CRYO-TAGS(R), YELLOW, L X W 8.50 & | 1X20EA | 1 | 65 | Sigma-Aldrich | Z743407-20EA | https://www.sigmaaldrich.com/LT/en
Z743385-500EA | DIRECT THERMAL CRYO-TAGS(R), ORANGE, L & | 1X500EA | 1 | 60 | Sigma-Aldrich | Z743385-500EA | https://www.sigmaaldrich.com/LT/en
BR705220-1EA | BRAND(R) HANDYSTEP(R) TOUCH AND HANDYST& | 1X1EA | 1 | 203 | Sigma-Aldrich | BR705220-1EA | https://www.sigmaaldrich.com/LT/en
BR705210-1EA | BRAND(R) HANDYSTEP(R) TOUCH S, DE-M, WI& | 1X1EA | 1 | 850 | Sigma-Aldrich | BR705210-1EA | https://www.sigmaaldrich.com/LT/en
BR705230-1EA | BRAND(R) HANDYSTEP(R) TOUCH AND HANDYST& | 1X1EA | 1 | 70 | Sigma-Aldrich | BR705230-1EA | https://www.sigmaaldrich.com/LT/en
BR705225-1EA | BRAND(R) HANDYSTEP(R) TOUCH AND HANDYST& | 1X1EA | 1 | 38 | Sigma-Aldrich | BR705225-1EA | https://www.sigmaaldrich.com/LT/en
BR705235-1EA | BRAND(R) HANDYSTEP(R) TOUCH AND HANDYS& | 1X1EA | 1 | 17 | Sigma-Aldrich | BR705235-1EA | https://www.sigmaaldrich.com/LT/en
BR705200-1EA | BRAND(R) HANDYSTEP(R) TOUCH, DE-M, WITH& | 1X1EA | 1 | 677 | Sigma-Aldrich | BR705200-1EA | https://www.sigmaaldrich.com/LT/en
WHA10548239 | WHATMAN(R) FTA(R) ARCHIVING PRODUCTS, 1& | 1X1EA | 1 | 24 | Sigma-Aldrich | WHA10548239 | https://www.sigmaaldrich.com/LT/en
BR705250-1EA | BRAND(R) HANDYSTEP(R) TOUCH AND HANDYS& | 1X1EA | 1 | 43 | Sigma-Aldrich | BR705250-1EA | https://www.sigmaaldrich.com/LT/en
Z659479-1EA | K 08 basket for RK 31, SS, ID 170x65x50 | 1X1EA | 1 | 44 | Sigma-Aldrich | Z659479-1EA | https://www.sigmaaldrich.com/LT/en
Z659487-1EA | D 08 lid for RK 31, SS | 1X1EA | 1 | 24 | Sigma-Aldrich | Z659487-1EA | https://www.sigmaaldrich.com/LT/en
Z659495-1EA | DE 08 positioning lid for RK 31, SS, for | 1X1EA | 1 | 33 | Sigma-Aldrich | Z659495-1EA | https://www.sigmaaldrich.com/LT/en
Z659525-1EA | K 1 C insert basket for RK 52 and RK 52 | 1X1EA | 1 | 57 | Sigma-Aldrich | Z659525-1EA | https://www.sigmaaldrich.com/LT/en
Z659533-1EA | D 52 lid for RK 52 and RK 52 H, SS | 1X1EA | 1 | 44 | Sigma-Aldrich | Z659533-1EA | https://www.sigmaaldrich.com/LT/en
Z659541-1EA | DE 52 positioning lid for RK 52 and RK 5 | 1X1EA | 1 | 38 | Sigma-Aldrich | Z659541-1EA | https://www.sigmaaldrich.com/LT/en
Z659568-1EA | GH 1 utensil holder for RK52 and RK52H, | 1X1EA | 1 | 57 | Sigma-Aldrich | Z659568-1EA | https://www.sigmaaldrich.com/LT/en
Z659606-1EA | K 3 C insert basket for RK100,RK100H,DK1 | 1X1EA | 1 | 68 | Sigma-Aldrich | Z659606-1EA | https://www.sigmaaldrich.com/LT/en
Z659614-1EA | K 3 CL insert basket for RK 103 H, | 1X1EA | 1 | 74 | Sigma-Aldrich | Z659614-1EA | https://www.sigmaaldrich.com/LT/en
Z659622-1EA | D 100 lid for RK100,RK100H,RK103H,DK102P | 1X1EA | 1 | 44 | Sigma-Aldrich | Z659622-1EA | https://www.sigmaaldrich.com/LT/en
Z659630-1EA | KW3 insert tub w lid for RK100, RK100H, | 1X1EA | 1 | 83 | Sigma-Aldrich | Z659630-1EA | https://www.sigmaaldrich.com/LT/en
Z659681-1EA | K5 INSERT BASKET FOR RK 255 H + DK 255 P | 1X1EA | 1 | 81 | Sigma-Aldrich | Z659681-1EA | https://www.sigmaaldrich.com/LT/en
Z659703-1EA | D 255 lid for RK 255 H and DK 255 P, SS, | 1X1EA | 1 | 54 | Sigma-Aldrich | Z659703-1EA | https://www.sigmaaldrich.com/LT/en
Z659711-1EA | DE255 positioning lid for RK255H,DK255P, | 1X1EA | 1 | 56 | Sigma-Aldrich | Z659711-1EA | https://www.sigmaaldrich.com/LT/en
Z659738-1EA | KW 5 insert tub w lid for RK255H,DK255P, | 1X1EA | 1 | 82 | Sigma-Aldrich | Z659738-1EA | https://www.sigmaaldrich.com/LT/en
Z659762-1EA | K 10 insert basket for RK 510 and RK510H | 1X1EA | 1 | 193 | Sigma-Aldrich | Z659762-1EA | https://www.sigmaaldrich.com/LT/en
Z659819-1EA | K 14 B insert basket for RK 514 BH and D | 1X1EA | 1 | 216 | Sigma-Aldrich | Z659819-1EA | https://www.sigmaaldrich.com/LT/en
Z659827-1EA | D 514 lid for RK 514 BH and DK 514 BP,SS | 1X1EA | 1 | 74 | Sigma-Aldrich | Z659827-1EA | https://www.sigmaaldrich.com/LT/en
Z659835-1EA | DE 514 positioning lid for RK 514 BH and | 1X1EA | 1 | 71 | Sigma-Aldrich | Z659835-1EA | https://www.sigmaaldrich.com/LT/en
Z659851-1EA | K 28 insert basket for RK 1028 H and DK | 1X1EA | 1 | 278 | Sigma-Aldrich | Z659851-1EA | https://www.sigmaaldrich.com/LT/en
Z659878-1EA | D 1028 lid for RK 1028 H and DK 1028 P, | 1X1EA | 1 | 84 | Sigma-Aldrich | Z659878-1EA | https://www.sigmaaldrich.com/LT/en
Z659886-1EA | ES 4 beaker holder for RK 1028 H and DK | 1X1EA | 1 | 92 | Sigma-Aldrich | Z659886-1EA | https://www.sigmaaldrich.com/LT/en
Z660035-1L | TICKOPUR R 33 universal cleaner for oily | 1X1LT | 1 | 23 | Sigma-Aldrich | Z660035-1L | https://www.sigmaaldrich.com/LT/en
Z660035-25L | BANDELIN TICKOPUR R 33 CLEANING CONCENT& | 1X25LT | 1 | 203 | Sigma-Aldrich | Z660035-25L | https://www.sigmaaldrich.com/LT/en
Z660035-2L | TICKOPUR R 33 universal cleaner for oily | 1X2LT | 1 | 30 | Sigma-Aldrich | Z660035-2L | https://www.sigmaaldrich.com/LT/en
Z660035-5L | TICKOPUR R 33 universal cleaner for oily | 1X5LT | 1 | 54 | Sigma-Aldrich | Z660035-5L | https://www.sigmaaldrich.com/LT/en
Z660043-1L | TICKOPUR R 30 neutral cleaner for light | 1X1LT | 1 | 24 | Sigma-Aldrich | Z660043-1L | https://www.sigmaaldrich.com/LT/en
Z660043-25L | TICKOPUR R 30 neutral cleaner for light | 1X25LT | 1 | 235 | Sigma-Aldrich | Z660043-25L | https://www.sigmaaldrich.com/LT/en
Z660043-2L | TICKOPUR R 30 neutral cleaner for light | 1X2LT | 1 | 32 | Sigma-Aldrich | Z660043-2L | https://www.sigmaaldrich.com/LT/en
Z660043-5L | TICKOPUR R 30 neutral cleaner for light | 1X5LT | 1 | 63 | Sigma-Aldrich | Z660043-5L | https://www.sigmaaldrich.com/LT/en
Z660051-1L | BANDELIN TICKOPUR R 27 CLEANING CONCENT& | 1X1LT | 1 | 28 | Sigma-Aldrich | Z660051-1L | https://www.sigmaaldrich.com/LT/en
Z660051-25L | BANDELIN TICKOPUR R 27 CLEANING CONCENT& | 1X25LT | 1 | 386 | Sigma-Aldrich | Z660051-25L | https://www.sigmaaldrich.com/LT/en
Z660051-2L | BANDELIN TICKOPUR R 27 CLEANING CONCENT& | 1X2LT | 1 | 44 | Sigma-Aldrich | Z660051-2L | https://www.sigmaaldrich.com/LT/en
Z660051-5L | BANDELIN TICKOPUR R 27 CLEANING CONCENT& | 1X5LT | 1 | 86 | Sigma-Aldrich | Z660051-5L | https://www.sigmaaldrich.com/LT/en
Z660078-1L | TICKOPUR R 36 special purpose cleaner fo | 1X1LT | 1 | 23 | Sigma-Aldrich | Z660078-1L | https://www.sigmaaldrich.com/LT/en
Z660078-25L | TICKOPUR R 36 special purpose cleaner fo | 1X25LT | 1 | 226 | Sigma-Aldrich | Z660078-25L | https://www.sigmaaldrich.com/LT/en
Z660078-2L | TICKOPUR R 36 special purpose cleaner fo | 1X2LT | 1 | 27 | Sigma-Aldrich | Z660078-2L | https://www.sigmaaldrich.com/LT/en
Z660078-5L | TICKOPUR R 36 special purpose cleaner fo | 1X5LT | 1 | 58 | Sigma-Aldrich | Z660078-5L | https://www.sigmaaldrich.com/LT/en
Z660086-1L | TICKOPUR RW 77 special purpose cleaner f | 1X1LT | 1 | 25 | Sigma-Aldrich | Z660086-1L | https://www.sigmaaldrich.com/LT/en
Z660086-25L | TICKOPUR RW 77 special purpose cleaner f | 1X25LT | 1 | 256 | Sigma-Aldrich | Z660086-25L | https://www.sigmaaldrich.com/LT/en
Z660086-2L | TICKOPUR RW 77 special purpose cleaner f | 1X2LT | 1 | 34 | Sigma-Aldrich | Z660086-2L | https://www.sigmaaldrich.com/LT/en
Z660086-5L | TICKOPUR RW 77 special purpose cleaner f | 1X5LT | 1 | 65 | Sigma-Aldrich | Z660086-5L | https://www.sigmaaldrich.com/LT/en
Z660094-25L | STAMMOPUR 24 disinfecting and cleaning c | 1X25LT | 1 | 775 | Sigma-Aldrich | Z660094-25L | https://www.sigmaaldrich.com/LT/en
Z660094-2L | STAMMOPUR 24 disinfecting and cleaning c | 1X2LT | 1 | 77 | Sigma-Aldrich | Z660094-2L | https://www.sigmaaldrich.com/LT/en
Z660094-5L | STAMMOPUR 24 disinfecting and cleaning c | 1X5LT | 1 | 178 | Sigma-Aldrich | Z660094-5L | https://www.sigmaaldrich.com/LT/en
Z660108-1EA | DE 100 positioning lid for RK 100, RK 10 | 1X1EA | 1 | 46 | Sigma-Aldrich | Z660108-1EA | https://www.sigmaaldrich.com/LT/en
Z660116-1EA | BANDELIN SONOREX(R) ULTRASONIC BATH ACC& | 1X1EA | 1 | 196 | Sigma-Aldrich | Z660116-1EA | https://www.sigmaaldrich.com/LT/en
Z679283-50PR | MICROGARD(R) 2500 DISPOSABLE OVERSLEEVE& | 1X50PR | 1 | 122 | Sigma-Aldrich | Z679283-50PR | https://www.sigmaaldrich.com/LT/en
68061-10SACHETS-F | ANAEROBIC ATMOSPHERE GENERATION BAGS | 1X10SACHETS | 1 | 46 | Sigma-Aldrich | 68061-10SACHETS-F | https://www.sigmaaldrich.com/LT/en
Z651729-1EA | QUICKFIT CULTURE VESSEL, 5000ML | 1X1EA | 1 | 241 | Sigma-Aldrich | Z651729-1EA | https://www.sigmaaldrich.com/LT/en
Z643084-600EA | Greiner Petridish, round, 60x15mm,vented | 1X600EA | 1 | 99 | Sigma-Aldrich | Z643084-600EA | https://www.sigmaaldrich.com/LT/en
Z617822-1000EA | Greiner TC-TUBE,STERILE,14 ML,16x100 MM | 1X1000EA | 1 | 405 | Sigma-Aldrich | Z617822-1000EA | https://www.sigmaaldrich.com/LT/en
Z707392-200EA | SEALPLATE(TM) MINISTRIPS FILM STERILE | 1X200EA | 1 | 69 | Sigma-Aldrich | Z707392-200EA | https://www.sigmaaldrich.com/LT/en
Z707406-100EA | THINSEAL(TM) NON-STERILE | 1X100EA | 1 | 76 | Sigma-Aldrich | Z707406-100EA | https://www.sigmaaldrich.com/LT/en
Z708356-6EA | DISPOSABLE FORCEPS DARK BLUE, L 110 MM,& | 1X6EA | 1 | 31 | Sigma-Aldrich | Z708356-6EA | https://www.sigmaaldrich.com/LT/en
Z708453-1EA | ONE WELL RACK EPOXY COATED WIRE, YELLOW | 1X1EA | 1 | 17 | Sigma-Aldrich | Z708453-1EA | https://www.sigmaaldrich.com/LT/en
Z708461-5EA | ONE WELL RACK POLYPROPYLENE INTERLOCKIN& | 1X5EA | 1 | 45 | Sigma-Aldrich | Z708461-5EA | https://www.sigmaaldrich.com/LT/en
Z708488-5EA | ONE WELL RACK POLYSTYRENE FRICTION-FIT,& | 1X5EA | 1 | 29 | Sigma-Aldrich | Z708488-5EA | https://www.sigmaaldrich.com/LT/en
Z709530-1EA | SARTORIUS MLINE(TM) MECHANICAL PIPETTOR& | 1X1EA | 1 | 309 | Sigma-Aldrich | Z709530-1EA | https://www.sigmaaldrich.com/LT/en
Z709549-1EA | SARTORIUS MLINE(TM) MECHANICAL PIPETTOR& | 1X1EA | 1 | 309 | Sigma-Aldrich | Z709549-1EA | https://www.sigmaaldrich.com/LT/en
Z709557-1EA | SARTORIUS MLINE(TM) MECHANICAL PIPETTOR& | 1X1EA | 1 | 309 | Sigma-Aldrich | Z709557-1EA | https://www.sigmaaldrich.com/LT/en
Z709573-1EA | SARTORIUS MLINE(TM) MECHANICAL PIPETTOR& | 1X1EA | 1 | 309 | Sigma-Aldrich | Z709573-1EA | https://www.sigmaaldrich.com/LT/en
Z709581-1EA | SARTORIUS MLINE(TM) MECHANICAL PIPETTOR& | 1X1EA | 1 | 825 | Sigma-Aldrich | Z709581-1EA | https://www.sigmaaldrich.com/LT/en
Z709603-1EA | SARTORIUS MLINE(TM) MECHANICAL PIPETTOR& | 1X1EA | 1 | 825 | Sigma-Aldrich | Z709603-1EA | https://www.sigmaaldrich.com/LT/en
Z709611-1EA | SARTORIUS MLINE(TM) MECHANICAL PIPETTOR& | 1X1EA | 1 | 825 | Sigma-Aldrich | Z709611-1EA | https://www.sigmaaldrich.com/LT/en
Z709638-1EA | SARTORIUS MLINE(TM) MECHANICAL PIPETTOR& | 1X1EA | 1 | 974 | Sigma-Aldrich | Z709638-1EA | https://www.sigmaaldrich.com/LT/en
Z709654-1EA | SARTORIUS MLINE(TM) MECHANICAL PIPETTOR& | 1X1EA | 1 | 974 | Sigma-Aldrich | Z709654-1EA | https://www.sigmaaldrich.com/LT/en
C1048-72EA | CULTURE TUBES SIZE 20 MM X 150 MM | 1X72EA | 1 | 125 | Sigma-Aldrich | C1048-72EA | https://www.sigmaaldrich.com/LT/en
CLS139545HTC-10EA | CORNING(TM) HIGH-TEMP PBT SCREW CAP, FO& | 1X10EA | 1 | 121 | Sigma-Aldrich | CLS139545HTC-10EA | https://www.sigmaaldrich.com/LT/en
CLS3335-5EA | CORNING(R) CELL CULTURE PLATES WITH CEL& | 1X5EA | 1 | 32 | Sigma-Aldrich | CLS3335-5EA | https://www.sigmaaldrich.com/LT/en
CLS430167-20EA | CORNING(R) TISSUE-CULTURE TREATED CULT& | 1X20EA | 1 | 30 | Sigma-Aldrich | CLS430167-20EA | https://www.sigmaaldrich.com/LT/en
CLS430639-20EA | CORNING(R) CELL CULTURE FLASKS SURFACE & | 1X20EA | 1 | 53 | Sigma-Aldrich | CLS430639-20EA | https://www.sigmaaldrich.com/LT/en
CLS430767-1EA | CORNING(R) VACUUM FILTRATION SYSTEM CEL& | 1X1EA | 1 | 18 | Sigma-Aldrich | CLS430767-1EA | https://www.sigmaaldrich.com/LT/en
CLS431143-1EA | CORNING(TM) ERLENMEYER CELL CULTURE FLA& | 1X1EA | 1 | 19 | Sigma-Aldrich | CLS431143-1EA | https://www.sigmaaldrich.com/LT/en
CLS4486-50EA | CORNING(R) STRIPETTE(R) SEROLOGICAL PIP& | 1X50EA | 1 | 21 | Sigma-Aldrich | CLS4486-50EA | https://www.sigmaaldrich.com/LT/en
Z560030-300EA | DISPOSABLE SMARTSPATULA(R) STANDARD, L & | 1X300EA | 1 | 50 | Sigma-Aldrich | Z560030-300EA | https://www.sigmaaldrich.com/LT/en
Z560030-7500EA | DISPOSABLE SMARTSPATULA(R) STANDARD, L & | 1X7500EA | 1 | 880 | Sigma-Aldrich | Z560030-7500EA | https://www.sigmaaldrich.com/LT/en
Z560049-300EA | DISPOSABLE SMARTSPATULA(R) STANDARD, L& | 1X300EA | 1 | 50 | Sigma-Aldrich | Z560049-300EA | https://www.sigmaaldrich.com/LT/en
Z560049-7500EA | DISPOSABLE SMARTSPATULA(R) STANDARD, L & | 1X7500EA | 1 | 880 | Sigma-Aldrich | Z560049-7500EA | https://www.sigmaaldrich.com/LT/en
Z560057-150EA | DISPOSABLE SMARTSPATULA(R) MACRO, L 310& | 1X150EA | 1 | 59 | Sigma-Aldrich | Z560057-150EA | https://www.sigmaaldrich.com/LT/en
Z560138-1EA | ALDRICH(R) BENCHRACK(TM) PORTABLE LATTI& | 1X1EA | 1 | 464 | Sigma-Aldrich | Z560138-1EA | https://www.sigmaaldrich.com/LT/en
Z560154-1EA | ALDRICH(R) BENCHRACK(TM) LARGE LATTICE & | 1X1EA | 1 | 937 | Sigma-Aldrich | Z560154-1EA | https://www.sigmaaldrich.com/LT/en
Z560219-1EA | ALDRICH(R) BENCHRACK(TM) LARGE LATTICE & | 1X1EA | 1 | 653 | Sigma-Aldrich | Z560219-1EA | https://www.sigmaaldrich.com/LT/en
Z560340-1EA | ALDRICH(R) CALIBRATED CHROMATOGRAPHY CO& | 1X1EA | 1 | 193 | Sigma-Aldrich | Z560340-1EA | https://www.sigmaaldrich.com/LT/en
Z560359-1EA | ALDRICH(R) CALIBRATED CHROMATOGRAPHY CO& | 1X1EA | 1 | 215 | Sigma-Aldrich | Z560359-1EA | https://www.sigmaaldrich.com/LT/en
Z560375-1EA | ALDRICH(R) CALIBRATED CHROMATOGRAPHY CO& | 1X1EA | 1 | 232 | Sigma-Aldrich | Z560375-1EA | https://www.sigmaaldrich.com/LT/en
Z560391-1EA | ALDRICH(R) CALIBRATED CHROMATOGRAPHY CO& | 1X1EA | 1 | 296 | Sigma-Aldrich | Z560391-1EA | https://www.sigmaaldrich.com/LT/en
Z560405-1EA | ALDRICH(R) CALIBRATED CHROMATOGRAPHY CO& | 1X1EA | 1 | 262 | Sigma-Aldrich | Z560405-1EA | https://www.sigmaaldrich.com/LT/en
Z560413-1EA | ALDRICH(R) CALIBRATED CHROMATOGRAPHY CO& | 1X1EA | 1 | 272 | Sigma-Aldrich | Z560413-1EA | https://www.sigmaaldrich.com/LT/en
Z560421-1EA | ALDRICH(R) CALIBRATED CHROMATOGRAPHY CO& | 1X1EA | 1 | 312 | Sigma-Aldrich | Z560421-1EA | https://www.sigmaaldrich.com/LT/en
Z560448-1EA | ALDRICH(R) CALIBRATED CHROMATOGRAPHY CO& | 1X1EA | 1 | 335 | Sigma-Aldrich | Z560448-1EA | https://www.sigmaaldrich.com/LT/en
Z560456-1EA | ALDRICH(R) CALIBRATED CHROMATOGRAPHY CO& | 1X1EA | 1 | 366 | Sigma-Aldrich | Z560456-1EA | https://www.sigmaaldrich.com/LT/en
Z560464-1EA | ALDRICH(R) CALIBRATED CHROMATOGRAPHY CO& | 1X1EA | 1 | 519 | Sigma-Aldrich | Z560464-1EA | https://www.sigmaaldrich.com/LT/en
Z560472-1EA | ALDRICH(R) CALIBRATED CHROMATOGRAPHY CO& | 1X1EA | 1 | 291 | Sigma-Aldrich | Z560472-1EA | https://www.sigmaaldrich.com/LT/en
Z560480-1EA | ALDRICH(R) CALIBRATED CHROMATOGRAPHY CO& | 1X1EA | 1 | 180 | Sigma-Aldrich | Z560480-1EA | https://www.sigmaaldrich.com/LT/en
Z560502-1EA | ALDRICH(R) CALIBRATED CHROMATOGRAPHY CO& | 1X1EA | 1 | 164 | Sigma-Aldrich | Z560502-1EA | https://www.sigmaaldrich.com/LT/en
Z560510-1EA | ALDRICH(R) CALIBRATED CHROMATOGRAPHY CO& | 1X1EA | 1 | 186 | Sigma-Aldrich | Z560510-1EA | https://www.sigmaaldrich.com/LT/en
Z560529-1EA | ALDRICH(R) CALIBRATED CHROMATOGRAPHY CO& | 1X1EA | 1 | 222 | Sigma-Aldrich | Z560529-1EA | https://www.sigmaaldrich.com/LT/en
Z560537-1EA | ALDRICH(R) CALIBRATED CHROMATOGRAPHY CO& | 1X1EA | 1 | 209 | Sigma-Aldrich | Z560537-1EA | https://www.sigmaaldrich.com/LT/en
Z560553-1EA | ALDRICH(R) CALIBRATED CHROMATOGRAPHY CO& | 1X1EA | 1 | 222 | Sigma-Aldrich | Z560553-1EA | https://www.sigmaaldrich.com/LT/en
Z560626-1EA | ALDRICH(R) CALIBRATED CHROMATOGRAPHY CO& | 1X1EA | 1 | 240 | Sigma-Aldrich | Z560626-1EA | https://www.sigmaaldrich.com/LT/en
Z560634-1EA | ALDRICH(R) CALIBRATED CHROMATOGRAPHY CO& | 1X1EA | 1 | 281 | Sigma-Aldrich | Z560634-1EA | https://www.sigmaaldrich.com/LT/en
Z560642-1EA | ALDRICH(R) CALIBRATED CHROMATOGRAPHY CO& | 1X1EA | 1 | 275 | Sigma-Aldrich | Z560642-1EA | https://www.sigmaaldrich.com/LT/en
Z560650-1EA | ALDRICH(R) CALIBRATED CHROMATOGRAPHY CO& | 1X1EA | 1 | 312 | Sigma-Aldrich | Z560650-1EA | https://www.sigmaaldrich.com/LT/en
Z560669-1EA | ALDRICH(R) CALIBRATED CHROMATOGRAPHY CO& | 1X1EA | 1 | 369 | Sigma-Aldrich | Z560669-1EA | https://www.sigmaaldrich.com/LT/en
Z561207-1EA | ACCU-SAFE BOTTLE THERMOMETER, -5-15 C T | 1X1EA | 1 | 114 | Sigma-Aldrich | Z561207-1EA | https://www.sigmaaldrich.com/LT/en
Z561215-1EA | ACCU-SAFE BOTTLE THERMOMETER, 18-50 +C T | 1X1EA | 1 | 114 | Sigma-Aldrich | Z561215-1EA | https://www.sigmaaldrich.com/LT/en
Z561231-1EA | ACCU-SAFE BOTTLE THERMOMETER, 35-200 C | 1X1EA | 1 | 127 | Sigma-Aldrich | Z561231-1EA | https://www.sigmaaldrich.com/LT/en
Z561258-1EA | THERMCO(R) PTFE COATED SAFETY THERMOMET& | 1X1EA | 1 | 88 | Sigma-Aldrich | Z561258-1EA | https://www.sigmaaldrich.com/LT/en
Z561266-1EA | THERMCO(R) PTFE COATED SAFETY THERMOMET& | 1X1EA | 1 | 88 | Sigma-Aldrich | Z561266-1EA | https://www.sigmaaldrich.com/LT/en
Z561274-1EA | THERMCO(R) PTFE COATED SAFETY THERMOMET& | 1X1EA | 1 | 88 | Sigma-Aldrich | Z561274-1EA | https://www.sigmaaldrich.com/LT/en
Z561282-1EA | THERMCO(R) PTFE COATED SAFETY THERMOMET& | 1X1EA | 1 | 88 | Sigma-Aldrich | Z561282-1EA | https://www.sigmaaldrich.com/LT/en
Z561304-1EA | THERMCO(R) PTFE COATED SAFETY THERMOMET& | 1X1EA | 1 | 88 | Sigma-Aldrich | Z561304-1EA | https://www.sigmaaldrich.com/LT/en
Z561320-1EA | THERMCO(R) PTFE COATED SAFETY THERMOMET& | 1X1EA | 1 | 88 | Sigma-Aldrich | Z561320-1EA | https://www.sigmaaldrich.com/LT/en
Z561363-1EA | THERMCO(R) PRECISION GROUND-GLASS JOINT& | 1X1EA | 1 | 110 | Sigma-Aldrich | Z561363-1EA | https://www.sigmaaldrich.com/LT/en
Z561428-1EA | THERMCO(R) PRECISION GROUND-GLASS JOINT& | 1X1EA | 1 | 114 | Sigma-Aldrich | Z561428-1EA | https://www.sigmaaldrich.com/LT/en
Z561436-1EA | THERMCO(R) PRECISION GROUND-GLASS JOINT& | 1X1EA | 1 | 114 | Sigma-Aldrich | Z561436-1EA | https://www.sigmaaldrich.com/LT/en
Z561444-1EA | THERMCO(R) PRECISION GROUND-GLASS JOINT& | 1X1EA | 1 | 118 | Sigma-Aldrich | Z561444-1EA | https://www.sigmaaldrich.com/LT/en
Z561452-1EA | THERMCO(R) PRECISION GROUND-GLASS JOINT& | 1X1EA | 1 | 120 | Sigma-Aldrich | Z561452-1EA | https://www.sigmaaldrich.com/LT/en
Z561479-1EA | THERMCO(R) PRECISION GROUND-GLASS JOINT& | 1X1EA | 1 | 129 | Sigma-Aldrich | Z561479-1EA | https://www.sigmaaldrich.com/LT/en
Z561487-1EA | THERMCO(R) PRECISION GROUND-GLASS JOINT& | 1X1EA | 1 | 118 | Sigma-Aldrich | Z561487-1EA | https://www.sigmaaldrich.com/LT/en
Z561495-1EA | THERMCO(R) PRECISION GROUND-GLASS JOINT& | 1X1EA | 1 | 118 | Sigma-Aldrich | Z561495-1EA | https://www.sigmaaldrich.com/LT/en
Z561517-1EA | THERMCO(R) PRECISION GROUND-GLASS JOINT& | 1X1EA | 1 | 132 | Sigma-Aldrich | Z561517-1EA | https://www.sigmaaldrich.com/LT/en
Z561525-1EA | THERMCO(R) PRECISION GROUND-GLASS JOINT& | 1X1EA | 1 | 137 | Sigma-Aldrich | Z561525-1EA | https://www.sigmaaldrich.com/LT/en
Z561533-1EA | THERMCO(R) PRECISION GROUND-GLASS JOINT& | 1X1EA | 1 | 137 | Sigma-Aldrich | Z561533-1EA | https://www.sigmaaldrich.com/LT/en
Z561630-10EA | SAFETYBARB(R) REPLACEMENT FITTING VITON& | 1X10EA | 1 | 22 | Sigma-Aldrich | Z561630-10EA | https://www.sigmaaldrich.com/LT/en
Z664847-1EA | HEIDOLPH STIRRER UNIVERSAL STAND S2 | 1X1EA | 1 | 311 | Sigma-Aldrich | Z664847-1EA | https://www.sigmaaldrich.com/LT/en
Z664863-1EA | HEIDOLPH STIRRER FASTENING CLAMP | 1X1EA | 1 | 137 | Sigma-Aldrich | Z664863-1EA | https://www.sigmaaldrich.com/LT/en
Z664898-1EA | HEIDOLPH STIRRER SHAFT GUARD | 1X1EA | 1 | 86 | Sigma-Aldrich | Z664898-1EA | https://www.sigmaaldrich.com/LT/en
Z717231-80EA | NUNC(R) LAB-TEK(R) PETRI DISHES DIAM. X& | 1X80EA | 1 | 158 | Sigma-Aldrich | Z717231-80EA | https://www.sigmaaldrich.com/LT/en
Z717283-1EA | NICHIPET EX-PLUS PIPETTE VOLUME 0.1-2.0& | 1X1EA | 1 | 452 | Sigma-Aldrich | Z717283-1EA | https://www.sigmaaldrich.com/LT/en
Z717290-1EA | NICHIPET EX-PLUS LL PIPETTE | 1X1EA | 1 | 452 | Sigma-Aldrich | Z717290-1EA | https://www.sigmaaldrich.com/LT/en
Z717304-1EA | NICHIPET EX-PLUS PIPETTE VOLUME 2-20UL | 1X1EA | 1 | 452 | Sigma-Aldrich | Z717304-1EA | https://www.sigmaaldrich.com/LT/en
Z717312-1EA | NICHIPET EX-PLUS PIPETTE VOLUME 10-100 & | 1X1EA | 1 | 452 | Sigma-Aldrich | Z717312-1EA | https://www.sigmaaldrich.com/LT/en
Z717320-1EA | NICHIPET EX-PLUS PIPETTE VOLUME 20-200 & | 1X1EA | 1 | 452 | Sigma-Aldrich | Z717320-1EA | https://www.sigmaaldrich.com/LT/en
Z717339-1EA | NICHIPET EX-PLUS PIPETTE VOLUME 100-100& | 1X1EA | 1 | 452 | Sigma-Aldrich | Z717339-1EA | https://www.sigmaaldrich.com/LT/en
Z717347-1EA | NICHIPET EX-PLUS PIPETTE VOLUME 1000-50& | 1X1EA | 1 | 452 | Sigma-Aldrich | Z717347-1EA | https://www.sigmaaldrich.com/LT/en
Z717355-1EA | NICHIPET EX-PLUS PIPETTE VOLUME 1-10 ML | 1X1EA | 1 | 452 | Sigma-Aldrich | Z717355-1EA | https://www.sigmaaldrich.com/LT/en
Z717428-1EA | NICHIRYO 8100 VARIABLE VOLUME REPETITIV& | 1X1EA | 1 | 502 | Sigma-Aldrich | Z717428-1EA | https://www.sigmaaldrich.com/LT/en
Z717517-1EA | NICHIRYO MODEL 8100 DISPENSER STAND | 1X1EA | 1 | 154 | Sigma-Aldrich | Z717517-1EA | https://www.sigmaaldrich.com/LT/en
Z679925-100EA | BIO-PURE(TM) PIPETTING RESERVOIR, 100 ML | 1X100EA | 1 | 93 | Sigma-Aldrich | Z679925-100EA | https://www.sigmaaldrich.com/LT/en
Z679933-100EA | BIO-PURE(TM) PIPETTING RESERVOIR WITH D& | 1X100EA | 1 | 76 | Sigma-Aldrich | Z679933-100EA | https://www.sigmaaldrich.com/LT/en
Z679968-100EA | BIO-PURE(TM) PIPETTING RESERVOIR, 50 ML | 1X100EA | 1 | 93 | Sigma-Aldrich | Z679968-100EA | https://www.sigmaaldrich.com/LT/en
CLS480113-1EA | REPLACEMENT CLAMP FOR 250 ML SIZE ERLEM& | 1X1EA | 1 | 51 | Sigma-Aldrich | CLS480113-1EA | https://www.sigmaaldrich.com/LT/en
CLS480114-1EA | REPLACEMENT CLAMP FOR 500 ML SIZE ERLEN& | 1X1EA | 1 | 51 | Sigma-Aldrich | CLS480114-1EA | https://www.sigmaaldrich.com/LT/en
CLS4070-1EA | CORNING(R) 0.2-2 UL LAMBDA(TM) PLUS SIN& | 1X1EA | 1 | 238 | Sigma-Aldrich | CLS4070-1EA | https://www.sigmaaldrich.com/LT/en
CLS4071-1EA | CORNING(R) 0.5-10 UL LAMBDA(TM) PLUS SI& | 1X1EA | 1 | 238 | Sigma-Aldrich | CLS4071-1EA | https://www.sigmaaldrich.com/LT/en
CLS4073-1EA | CORNING(R) 10-100 UL LAMBDA(TM) PLUS SI& | 1X1EA | 1 | 238 | Sigma-Aldrich | CLS4073-1EA | https://www.sigmaaldrich.com/LT/en
CLS4074-1EA | CORNING(R) 20-200 UL LAMBDA(TM) PLUS SI& | 1X1EA | 1 | 238 | Sigma-Aldrich | CLS4074-1EA | https://www.sigmaaldrich.com/LT/en
CLS4075-1EA | CORNING(R) 100-1000 UL LAMBDA(TM) PLUS & | 1X1EA | 1 | 238 | Sigma-Aldrich | CLS4075-1EA | https://www.sigmaaldrich.com/LT/en
CLS4080-1EA | CORNING(R) 1-10 UL LAMBDA(TM) PLUS 8-CH& | 1X1EA | 1 | 613 | Sigma-Aldrich | CLS4080-1EA | https://www.sigmaaldrich.com/LT/en
CLS4081-1EA | CORNING(R) 5-50 UL LAMBDA(TM) PLUS 8-CH& | 1X1EA | 1 | 613 | Sigma-Aldrich | CLS4081-1EA | https://www.sigmaaldrich.com/LT/en
CLS4082-1EA | CORNING(R) 20-200 UL LAMBDA(TM) PLUS 8-& | 1X1EA | 1 | 613 | Sigma-Aldrich | CLS4082-1EA | https://www.sigmaaldrich.com/LT/en
CLS4083-1EA | CORNING(R) 50-300 UL LAMBDA(TM) PLUS 8-& | 1X1EA | 1 | 613 | Sigma-Aldrich | CLS4083-1EA | https://www.sigmaaldrich.com/LT/en
CLS4084-1EA | CORNING(R) 1-10 UL LAMBDA(TM) PLUS 12-C& | 1X1EA | 1 | 656 | Sigma-Aldrich | CLS4084-1EA | https://www.sigmaaldrich.com/LT/en
CLS4085-1EA | CORNING(R) 5-50 UL LAMBDA(TM) PLUS 12-C& | 1X1EA | 1 | 656 | Sigma-Aldrich | CLS4085-1EA | https://www.sigmaaldrich.com/LT/en
CLS4086-1EA | CORNING(R) 20-200 UL LAMBDA(TM) PLUS 12& | 1X1EA | 1 | 656 | Sigma-Aldrich | CLS4086-1EA | https://www.sigmaaldrich.com/LT/en
CLS4087-1EA | CORNING(R) 50-300 UL LAMBDA(TM) PLUS 12& | 1X1EA | 1 | 656 | Sigma-Aldrich | CLS4087-1EA | https://www.sigmaaldrich.com/LT/en
CLS480117-1EA | REPLACEMENT SINGLE BLOCK FOR CORNING(R& | 1X1EA | 1 | 136 | Sigma-Aldrich | CLS480117-1EA | https://www.sigmaaldrich.com/LT/en
CLS480118-1EA | REPLACEMENT SINGLE BLOCK FOR CORNING(R& | 1X1EA | 1 | 130 | Sigma-Aldrich | CLS480118-1EA | https://www.sigmaaldrich.com/LT/en
CLS480119-1EA | REPLACEMENT SINGLE BLOCK FOR CORNING(R& | 1X1EA | 1 | 130 | Sigma-Aldrich | CLS480119-1EA | https://www.sigmaaldrich.com/LT/en
CLS4072-1EA | CORNING(R) 2-20 UL LAMBDA(TM) PLUS SING& | 1X1EA | 1 | 238 | Sigma-Aldrich | CLS4072-1EA | https://www.sigmaaldrich.com/LT/en
Z680354-100EA | BIO-PURE PIPETTING RESERVOIR, 25 ML | 1X100EA | 1 | 76 | Sigma-Aldrich | Z680354-100EA | https://www.sigmaaldrich.com/LT/en
Z680362-150EA | ECO-FRIENDLY GLASSINE WEIGHING BOAT | 1X150EA | 1 | 36 | Sigma-Aldrich | Z680362-150EA | https://www.sigmaaldrich.com/LT/en
85665-1KG | STANDARD SUPER CEL(R) FINE FILTER AID, & | 1X1KG | 1 | 40 | Sigma-Aldrich | 85665-1KG | https://www.sigmaaldrich.com/LT/en
97516-1EA | REGULATOR WITH TOTAL PRESSURE GAUGE | 1X1EA | 1 | 224 | Sigma-Aldrich | 97516-1EA | https://www.sigmaaldrich.com/LT/en
97517-1EA | REGULATOR WITH TOTAL PRESSURE AND OUTLE& | 1X1EA | 1 | 464 | Sigma-Aldrich | 97517-1EA | https://www.sigmaaldrich.com/LT/en
97905-1EA | DIP PIPE 820 MM FOR 97899 | 1X1EA | 1 | 164 | Sigma-Aldrich | 97905-1EA | https://www.sigmaaldrich.com/LT/en
Z637408-1000EA | BRAND(R) PP MICROTUBE, ATTACHED SCREW C& | 1X1000EA | 1 | 201 | Sigma-Aldrich | Z637408-1000EA | https://www.sigmaaldrich.com/LT/en
Z637416-1000EA | BRAND(R) PP MICROTUBE, ATTACHED SCREW C& | 1X1000EA | 1 | 201 | Sigma-Aldrich | Z637416-1000EA | https://www.sigmaaldrich.com/LT/en
Z637424-1000EA | BRAND(R) PP MICROTUBE, ATTACHED SCREW C& | 1X1000EA | 1 | 201 | Sigma-Aldrich | Z637424-1000EA | https://www.sigmaaldrich.com/LT/en
Z637432-1000EA | BRAND(R) PP MICROTUBE, ATTACHED SCREW C& | 1X1000EA | 1 | 201 | Sigma-Aldrich | Z637432-1000EA | https://www.sigmaaldrich.com/LT/en
Z637440-1000EA | BRAND(R) PP MICROTUBE, ATTACHED SCREW C& | 1X1000EA | 1 | 201 | Sigma-Aldrich | Z637440-1000EA | https://www.sigmaaldrich.com/LT/en
Z637459-500EA | BRAND(R) MICROTUBE CAP INSERTS, PP WHIT& | 1X500EA | 1 | 17 | Sigma-Aldrich | Z637459-500EA | https://www.sigmaaldrich.com/LT/en
Z637467-500EA | BRAND(R) MICROTUBE CAP INSERTS, PP BLUE | 1X500EA | 1 | 17 | Sigma-Aldrich | Z637467-500EA | https://www.sigmaaldrich.com/LT/en
Z637475-500EA | BRAND(R) MICROTUBE CAP INSERTS, PP RED | 1X500EA | 1 | 17 | Sigma-Aldrich | Z637475-500EA | https://www.sigmaaldrich.com/LT/en
Z637483-500EA | BRAND(R) MICROTUBE CAP INSERTS, PP GREE& | 1X500EA | 1 | 17 | Sigma-Aldrich | Z637483-500EA | https://www.sigmaaldrich.com/LT/en
Z637491-500EA | BRAND(R) MICROTUBE CAP INSERTS, PP YELL& | 1X500EA | 1 | 17 | Sigma-Aldrich | Z637491-500EA | https://www.sigmaaldrich.com/LT/en
CLS4148-4X960EA | CORNING(R) DECKWORKS(TM) LOW BINDING ST& | 4X960EA | 1 | 424 | Sigma-Aldrich | CLS4148-4X960EA | https://www.sigmaaldrich.com/LT/en
CLS4155-4X960EA | CORNING(R) DECKWORKS(TM) LOW BINDING TI& | 4X960EA | 1 | 307 | Sigma-Aldrich | CLS4155-4X960EA | https://www.sigmaaldrich.com/LT/en
Z569992-1EA | COLOR VIDEO CAMERA FOR JENCO(TM) INVERT& | 1X1EA | 1 | 1412 | Sigma-Aldrich | Z569992-1EA | https://www.sigmaaldrich.com/LT/en
Z680044-1EA | MYBLOCK(TM) MINI DRY BATH BLOCK, HOLDS & | 1X1EA | 1 | 107 | Sigma-Aldrich | Z680044-1EA | https://www.sigmaaldrich.com/LT/en
Z680052-1EA | MYBLOCK(TM) MINI DRY BATH BLOCK, HOLDS & | 1X1EA | 1 | 107 | Sigma-Aldrich | Z680052-1EA | https://www.sigmaaldrich.com/LT/en
Z680060-1EA | MYBLOCK(TM) MINI DRY BATH BLOCK, HOLDS & | 1X1EA | 1 | 129 | Sigma-Aldrich | Z680060-1EA | https://www.sigmaaldrich.com/LT/en
Z680087-1EA | MYBLOCK(TM) MINI DRY BATH VEHICLE POWER& | 1X1EA | 1 | 58 | Sigma-Aldrich | Z680087-1EA | https://www.sigmaaldrich.com/LT/en
Z680362-24X150EA | ECO-FRIENDLY GLASSINE WEIGHING BOAT | 24X150EA | 1 | 671 | Sigma-Aldrich | Z680362-24X150EA | https://www.sigmaaldrich.com/LT/en
CLS4137-4X960EA | CORNING(R) DECKWORKS(TM) LOW BINDING BA& | 4X960EA | 1 | 584 | Sigma-Aldrich | CLS4137-4X960EA | https://www.sigmaaldrich.com/LT/en
CLS4137-960EA | CORNING(R) DECKWORKS(TM) LOW BINDING BA& | 1X960EA | 1 | 204 | Sigma-Aldrich | CLS4137-960EA | https://www.sigmaaldrich.com/LT/en
CLS4142-5X960EA | CORNING(R) DECKWORKS(TM) STANDARDIZATIO& | 5X960EA | 1 | 371 | Sigma-Aldrich | CLS4142-5X960EA | https://www.sigmaaldrich.com/LT/en
CLS4147-4X960EA | CORNING(R) DECKWORKS(TM) LOW BINDING TI& | 4X960EA | 1 | 424 | Sigma-Aldrich | CLS4147-4X960EA | https://www.sigmaaldrich.com/LT/en
CLS4111-10X1000EA | CORNING(R) DECKWORKS(TM) STANDARDIZATIO& | 10X1000EA | 1 | 283 | Sigma-Aldrich | CLS4111-10X1000EA | https://www.sigmaaldrich.com/LT/en
Z679038-1000EA | TAMPER EVIDENT SAMPLE TUBE, 5 ML, GRADU& | 1X1000EA | 1 | 201 | Sigma-Aldrich | Z679038-1000EA | https://www.sigmaaldrich.com/LT/en
Z679046-1000EA | TAMPER EVIDENT SAMPLE TUBE, 7 ML | 1X1000EA | 1 | 201 | Sigma-Aldrich | Z679046-1000EA | https://www.sigmaaldrich.com/LT/en
Z679054-1000EA | TAMPER EVIDENT SAMPLE TUBE, 10 ML, GRAD& | 1X1000EA | 1 | 218 | Sigma-Aldrich | Z679054-1000EA | https://www.sigmaaldrich.com/LT/en
Z679062-1000EA | TAMPER EVIDENT SAMPLE TUBE, 12 ML, GRAD& | 1X1000EA | 1 | 218 | Sigma-Aldrich | Z679062-1000EA | https://www.sigmaaldrich.com/LT/en
Z679089-1000EA | TAMPER EVIDENT CAPS, FOR 5 ML, 10 ML, A& | 1X1000EA | 1 | 109 | Sigma-Aldrich | Z679089-1000EA | https://www.sigmaaldrich.com/LT/en
Z679097-1000EA | TAMPER EVIDENT CAPS, FOR 7 ML TUBES | 1X1000EA | 1 | 115 | Sigma-Aldrich | Z679097-1000EA | https://www.sigmaaldrich.com/LT/en
Z679100-500EA | TAMPER EVIDENT CAPS, FOR 30 ML TUBES | 1X500EA | 1 | 116 | Sigma-Aldrich | Z679100-500EA | https://www.sigmaaldrich.com/LT/en
P7112-740EA | GREINER CELLSTAR(R) CELL CULTURE DISHES& | 1X740EA | 1 | 487 | Sigma-Aldrich | P7112-740EA | https://www.sigmaaldrich.com/LT/en
Z767301-1EA | SCIENCEWARE(R) PORTABLE GLOVE BOX SYSTEM | 1X1EA | 1 | 1745 | Sigma-Aldrich | Z767301-1EA | https://www.sigmaaldrich.com/LT/en
Z766674-1EA | STAINLESS STEEL BOWL, 1500 ML (52 OZ) | 1X1EA | 1 | 53 | Sigma-Aldrich | Z766674-1EA | https://www.sigmaaldrich.com/LT/en
Z766488-1EA | STAINLESS STEEL STORAGE CONTAINER, 6.1 & | 1X1EA | 1 | 99 | Sigma-Aldrich | Z766488-1EA | https://www.sigmaaldrich.com/LT/en
Z766666-1EA | STAINLESS STEEL BOWL, 1100 ML (38 OZ) | 1X1EA | 1 | 52 | Sigma-Aldrich | Z766666-1EA | https://www.sigmaaldrich.com/LT/en
Z766453-1EA | STAINLESS STEEL STORAGE CONTAINER, 3.2 & | 1X1EA | 1 | 69 | Sigma-Aldrich | Z766453-1EA | https://www.sigmaaldrich.com/LT/en
Z766461-1EA | STAINLESS STEEL STORAGE CONTAINER, 4.75& | 1X1EA | 1 | 76 | Sigma-Aldrich | Z766461-1EA | https://www.sigmaaldrich.com/LT/en
Z766496-1EA | STAINLESS STEEL STORAGE CONTAINER, 8.25& | 1X1EA | 1 | 117 | Sigma-Aldrich | Z766496-1EA | https://www.sigmaaldrich.com/LT/en
Z766526-1EA | COVER FOR STAINLESS STEEL STRAIGHT SIDE& | 1X1EA | 1 | 46 | Sigma-Aldrich | Z766526-1EA | https://www.sigmaaldrich.com/LT/en
Z766550-1EA | COVER FOR STAINLESS STEEL STRAIGHT SIDE& | 1X1EA | 1 | 34 | Sigma-Aldrich | Z766550-1EA | https://www.sigmaaldrich.com/LT/en
Z765759-1EA | STAINLESS STEEL DRYING TRAYS, 10 IN. X & | 1X1EA | 1 | 41 | Sigma-Aldrich | Z765759-1EA | https://www.sigmaaldrich.com/LT/en
Z765767-1EA | STAINLESS STEEL DRYING TRAYS, 25 IN. X & | 1X1EA | 1 | 266 | Sigma-Aldrich | Z765767-1EA | https://www.sigmaaldrich.com/LT/en
Z766534-1EA | COVER FOR STAINLESS STEEL STRAIGHT SIDE& | 1X1EA | 1 | 29 | Sigma-Aldrich | Z766534-1EA | https://www.sigmaaldrich.com/LT/en
Z766542-1EA | COVER FOR STAINLESS STEEL STRAIGHT SIDE& | 1X1EA | 1 | 32 | Sigma-Aldrich | Z766542-1EA | https://www.sigmaaldrich.com/LT/en
Z766682-1EA | STAINLESS STEEL BOWL, 500 ML (14 OZ) | 1X1EA | 1 | 35 | Sigma-Aldrich | Z766682-1EA | https://www.sigmaaldrich.com/LT/en
Z766518-1EA | COVER FOR STAINLESS STEEL STRAIGHT SIDE& | 1X1EA | 1 | 28 | Sigma-Aldrich | Z766518-1EA | https://www.sigmaaldrich.com/LT/en
Z766194-1EA | SOLID COVER FOR TYPE 304 SS PAN, FITS P& | 1X1EA | 1 | 31 | Sigma-Aldrich | Z766194-1EA | https://www.sigmaaldrich.com/LT/en
BR129222-50EA | BRAND WASH BOTTLE HEAD, LDPE, GL25 | 1X50EA | 1 | 69 | Sigma-Aldrich | BR129222-50EA | https://www.sigmaaldrich.com/LT/en
BR144615-1EA | GROUND GLASS STOPPER, BISTABIL, HEX. GRI | 1X1EA | 1 | 10 | Sigma-Aldrich | BR144615-1EA | https://www.sigmaaldrich.com/LT/en
BR144620-1EA | GROUND GLASS STOPPER, BISTABIL, HEX. GRI | 1X1EA | 1 | 10 | Sigma-Aldrich | BR144620-1EA | https://www.sigmaaldrich.com/LT/en
BR144440-1EA | PLASTIBRAND CONICAL JOINT STOPPER, PP, S | 1X1EA | 1 | 10 | Sigma-Aldrich | BR144440-1EA | https://www.sigmaaldrich.com/LT/en
BR144630-1EA | BRAND GROUND GLASS STOPPER BISTABIL, HEX | 1X1EA | 1 | 10 | Sigma-Aldrich | BR144630-1EA | https://www.sigmaaldrich.com/LT/en
BR144635-1EA | BRAND GROUND GLASS STOPPER BISTABIL, HEX | 1X1EA | 1 | 10 | Sigma-Aldrich | BR144635-1EA | https://www.sigmaaldrich.com/LT/en
BR144445-1EA | BRAND PLASTIBRAND CONICAL JOINT STOPPER, | 1X1EA | 1 | 10 | Sigma-Aldrich | BR144445-1EA | https://www.sigmaaldrich.com/LT/en
BR129224-25EA | BRAND WASH HEAD FOR WASH BOTTLES, LDPE, | 1X25EA | 1 | 38 | Sigma-Aldrich | BR129224-25EA | https://www.sigmaaldrich.com/LT/en
BR144610-1EA | BRAND GROUND GLASS STOPPER BISTABIL, HEX | 1X1EA | 1 | 10 | Sigma-Aldrich | BR144610-1EA | https://www.sigmaaldrich.com/LT/en
BR144625-1EA | GROUND GLASS STOPPER, BISTABIL, HEX. GRI | 1X1EA | 1 | 10 | Sigma-Aldrich | BR144625-1EA | https://www.sigmaaldrich.com/LT/en
A2350-100EA | ALUMASEAL(TM) II FILM FOR MULTIWELL PLA& | 1X100EA | 1 | 100 | Sigma-Aldrich | A2350-100EA | https://www.sigmaaldrich.com/LT/en
A2549-1EA | TAPE, AUTOCLAVE INDICATOR, SIGMAWARE(TM) | 1X1EA | 1 | 14 | Sigma-Aldrich | A2549-1EA | https://www.sigmaaldrich.com/LT/en
A2549-6EA | TAPE, AUTOCLAVE INDICATOR, SIGMAWARE(TM) | 1X6EA | 1 | 41 | Sigma-Aldrich | A2549-6EA | https://www.sigmaaldrich.com/LT/en
A2566-6EA | NALGENE(R) CENTRIFUGE BOTTLES, STYLE 31& | 1X6EA | 1 | 80 | Sigma-Aldrich | A2566-6EA | https://www.sigmaaldrich.com/LT/en
A5177-5EA | ASPIRATOR TUBE ASSEMBLY FORMICROCAPILLAR | 1X5EA | 1 | 17 | Sigma-Aldrich | A5177-5EA | https://www.sigmaaldrich.com/LT/en
A5596-100EA | PLATE SEALERS FOR GREINER MULTIWELL PLA& | 1X100EA | 1 | 56 | Sigma-Aldrich | A5596-100EA | https://www.sigmaaldrich.com/LT/en
A8099-1EA | SPECTRAFUGE 7M, 16M AND MINIFUGE ADAPTE& | 1X1EA | 1 | 44 | Sigma-Aldrich | A8099-1EA | https://www.sigmaaldrich.com/LT/en
A8224-1EA | SPECTRAFUGE 7M, 16M AND MINIFUGE ADAPTE& | 1X1EA | 1 | 46 | Sigma-Aldrich | A8224-1EA | https://www.sigmaaldrich.com/LT/en
A8349-1EA | SPECTRAFUGE 7M, 16M AND MINIFUGE ADAPTE& | 1X1EA | 1 | 47 | Sigma-Aldrich | A8349-1EA | https://www.sigmaaldrich.com/LT/en
A8474-1EA | STRIPSPIN(R) ADAPTOR | 1X1EA | 1 | 109 | Sigma-Aldrich | A8474-1EA | https://www.sigmaaldrich.com/LT/en
A9224-50EA | AERASEAL(TM) FILM STERILE | 1X50EA | 1 | 66 | Sigma-Aldrich | A9224-50EA | https://www.sigmaaldrich.com/LT/en
B0158-12EA | BOTTLES, NALGENE(R) STYLE 2105 SIZE 500& | 1X12EA | 1 | 49 | Sigma-Aldrich | B0158-12EA | https://www.sigmaaldrich.com/LT/en
Z680001-1EA | MYBLOCK(TM) MINI DRY BATH, 100-240 V, W& | 1X1EA | 1 | 308 | Sigma-Aldrich | Z680001-1EA | https://www.sigmaaldrich.com/LT/en
CLS4150-4X960EA | CORNING(R) DECKWORKS(TM) LOW BINDING TI& | 4X960EA | 1 | 465 | Sigma-Aldrich | CLS4150-4X960EA | https://www.sigmaaldrich.com/LT/en
CLS4150-960EA | CORNING(R) DECKWORKS(TM) LOW BINDING TI& | 1X960EA | 1 | 163 | Sigma-Aldrich | CLS4150-960EA | https://www.sigmaaldrich.com/LT/en
CLS4151-4X960EA | CORNING(R) DECKWORKS(TM) LOW BINDING ST& | 4X960EA | 1 | 465 | Sigma-Aldrich | CLS4151-4X960EA | https://www.sigmaaldrich.com/LT/en
CLS4152-4X960EA | CORNING(R) DECKWORKS(TM) LOW BINDING TI& | 4X960EA | 1 | 465 | Sigma-Aldrich | CLS4152-4X960EA | https://www.sigmaaldrich.com/LT/en
CLS4152-960EA | CORNING(R) DECKWORKS(TM) LOW BINDING TI& | 1X960EA | 1 | 163 | Sigma-Aldrich | CLS4152-960EA | https://www.sigmaaldrich.com/LT/en
CLS4153-4X960EA | CORNING(R) DECKWORKS(TM) LOW BINDING TI& | 4X960EA | 1 | 307 | Sigma-Aldrich | CLS4153-4X960EA | https://www.sigmaaldrich.com/LT/en
CLS4154-4X960EA | CORNING(R) DECKWORKS(TM) LOW BINDING ST& | 4X960EA | 1 | 307 | Sigma-Aldrich | CLS4154-4X960EA | https://www.sigmaaldrich.com/LT/en
CLS4154-960EA | CORNING(R) DECKWORKS(TM) LOW BINDING ST& | 1X960EA | 1 | 107 | Sigma-Aldrich | CLS4154-960EA | https://www.sigmaaldrich.com/LT/en
Z679992-1EA | MYBLOCK(TM) MINI DRY BATH, 100-240 V, W& | 1X1EA | 1 | 296 | Sigma-Aldrich | Z679992-1EA | https://www.sigmaaldrich.com/LT/en
Z680028-1EA | MYBLOCK(TM) MINI DRY BATH BLOCK, HOLDS & | 1X1EA | 1 | 107 | Sigma-Aldrich | Z680028-1EA | https://www.sigmaaldrich.com/LT/en
Z680036-1EA | MYBLOCK(TM) MINI DRY BATH BLOCK, HOLDS & | 1X1EA | 1 | 107 | Sigma-Aldrich | Z680036-1EA | https://www.sigmaaldrich.com/LT/en
Z680079-1EA | MYBLOCK(TM) MINI DRY BATH BLOCK, HOLDS & | 1X1EA | 1 | 129 | Sigma-Aldrich | Z680079-1EA | https://www.sigmaaldrich.com/LT/en
CLS4112-1000EA | CORNING(R) DECKWORKS(TM) STANDARDIZATIO& | 1X1000EA | 1 | 40 | Sigma-Aldrich | CLS4112-1000EA | https://www.sigmaaldrich.com/LT/en
CLS4112-10X1000EA | CORNING(R) DECKWORKS(TM) STANDARDIZATIO& | 10X1000EA | 1 | 283 | Sigma-Aldrich | CLS4112-10X1000EA | https://www.sigmaaldrich.com/LT/en
CLS4116-4X960EA | CORNING(R) DECKWORKS(TM) STANDARDIZATIO& | 4X960EA | 1 | 294 | Sigma-Aldrich | CLS4116-4X960EA | https://www.sigmaaldrich.com/LT/en
CLS4117-4X960EA | CORNING(R) DECKWORKS(TM) STANDARDIZATIO& | 4X960EA | 1 | 294 | Sigma-Aldrich | CLS4117-4X960EA | https://www.sigmaaldrich.com/LT/en
CLS4117-960EA | CORNING(R) DECKWORKS(TM) STANDARDIZATIO& | 1X960EA | 1 | 103 | Sigma-Aldrich | CLS4117-960EA | https://www.sigmaaldrich.com/LT/en
CLS4121-4X960EA | CORNING(R) DECKWORKS(TM) STANDARDIZATIO& | 4X960EA | 1 | 323 | Sigma-Aldrich | CLS4121-4X960EA | https://www.sigmaaldrich.com/LT/en
CLS4121-960EA | CORNING(R) DECKWORKS(TM) STANDARDIZATIO& | 1X960EA | 1 | 114 | Sigma-Aldrich | CLS4121-960EA | https://www.sigmaaldrich.com/LT/en
CLS4122-4X960EA | CORNING(R) DECKWORKS(TM) STANDARDIZATIO& | 4X960EA | 1 | 323 | Sigma-Aldrich | CLS4122-4X960EA | https://www.sigmaaldrich.com/LT/en
CLS4122-960EA | CORNING(R) DECKWORKS(TM) STANDARDIZATIO& | 1X960EA | 1 | 114 | Sigma-Aldrich | CLS4122-960EA | https://www.sigmaaldrich.com/LT/en
CLS4126-4X960EA | CORNING(R) DECKWORKS(TM) STANDARDIZATIO& | 4X960EA | 1 | 213 | Sigma-Aldrich | CLS4126-4X960EA | https://www.sigmaaldrich.com/LT/en
CLS4127-4X960EA | CORNING(R) DECKWORKS(TM) STANDARDIZATIO& | 4X960EA | 1 | 213 | Sigma-Aldrich | CLS4127-4X960EA | https://www.sigmaaldrich.com/LT/en
CLS4127-960EA | CORNING(R) DECKWORKS(TM) STANDARDIZATIO& | 1X960EA | 1 | 74 | Sigma-Aldrich | CLS4127-960EA | https://www.sigmaaldrich.com/LT/en
CLS4131-960EA | CORNING(R) DECKWORKS(TM) STANDARDIZATIO& | 1X960EA | 1 | 74 | Sigma-Aldrich | CLS4131-960EA | https://www.sigmaaldrich.com/LT/en
CLS4132-960EA | CORNING(R) DECKWORKS(TM) STANDARDIZATIO& | 1X960EA | 1 | 74 | Sigma-Aldrich | CLS4132-960EA | https://www.sigmaaldrich.com/LT/en
CLS4133-960EA | CORNING(R) DECKWORKS(TM) STANDARDIZATIO& | 1X960EA | 1 | 125 | Sigma-Aldrich | CLS4133-960EA | https://www.sigmaaldrich.com/LT/en
CLS4135-4X960EA | CORNING(R) DECKWORKS(TM) LOW BINDING BA& | 4X960EA | 1 | 584 | Sigma-Aldrich | CLS4135-4X960EA | https://www.sigmaaldrich.com/LT/en
CLS4136-4X960EA | CORNING(R) DECKWORKS(TM) LOW BINDING BA& | 4X960EA | 1 | 584 | Sigma-Aldrich | CLS4136-4X960EA | https://www.sigmaaldrich.com/LT/en
CLS4138-4X960EA | CORNING(R) DECKWORKS(TM) LOW BINDING BA& | 4X960EA | 1 | 584 | Sigma-Aldrich | CLS4138-4X960EA | https://www.sigmaaldrich.com/LT/en
CLS4138-960EA | CORNING(R) DECKWORKS(TM) LOW BINDING BA& | 1X960EA | 1 | 204 | Sigma-Aldrich | CLS4138-960EA | https://www.sigmaaldrich.com/LT/en
CLS4139-4X768EA | CORNING(R) DECKWORKS(TM) LOW BINDING BA | 4X768EA | 1 | 584 | Sigma-Aldrich | CLS4139-4X768EA | https://www.sigmaaldrich.com/LT/en
CLS4144-5X960EA | CORNING(R) DECKWORKS(TM) STANDARDIZATIO& | 5X960EA | 1 | 409 | Sigma-Aldrich | CLS4144-5X960EA | https://www.sigmaaldrich.com/LT/en
CLS4144-960EA | CORNING(R) DECKWORKS(TM) STANDARDIZATIO& | 1X960EA | 1 | 115 | Sigma-Aldrich | CLS4144-960EA | https://www.sigmaaldrich.com/LT/en
CLS4149-4X960EA | CORNING(R) DECKWORKS(TM) LOW BINDING TI& | 4X960EA | 1 | 424 | Sigma-Aldrich | CLS4149-4X960EA | https://www.sigmaaldrich.com/LT/en
CLS4149-960EA | CORNING(R) DECKWORKS(TM) LOW BINDING TI& | 1X960EA | 1 | 148 | Sigma-Aldrich | CLS4149-960EA | https://www.sigmaaldrich.com/LT/en
Z569860-1EA | 2MAG MIXCONTROL 20 CONTROL UNIT FOR MIX& | 1X1EA | 1 | 637 | Sigma-Aldrich | Z569860-1EA | https://www.sigmaaldrich.com/LT/en
Z569879-1EA | 2MAG MIXCONTROL ECO CONTROL UNIT FOR MI& | 1X1EA | 1 | 311 | Sigma-Aldrich | Z569879-1EA | https://www.sigmaaldrich.com/LT/en
Z569909-1EA | ALDRICH(R) DISTILLATE SAMPLING ADAPTER,& | 1X1EA | 1 | 291 | Sigma-Aldrich | Z569909-1EA | https://www.sigmaaldrich.com/LT/en
Z569917-1EA | ALDRICH(R) DISTILLATE SAMPLING ADAPTER,& | 1X1EA | 1 | 316 | Sigma-Aldrich | Z569917-1EA | https://www.sigmaaldrich.com/LT/en
Z569925-1EA | CHEM-FLEX(TM) TRANSFER LINE, WITH MALE & | 1X1EA | 1 | 71 | Sigma-Aldrich | Z569925-1EA | https://www.sigmaaldrich.com/LT/en
Z569933-1EA | CHEM-FLEX(TM) TRANSFER LINE, WITH MALE & | 1X1EA | 1 | 79 | Sigma-Aldrich | Z569933-1EA | https://www.sigmaaldrich.com/LT/en
Z678775-1EA | FORTUNA POLYFIX(R) BOTTLE TOP DISPENSER& | 1X1EA | 1 | 209 | Sigma-Aldrich | Z678775-1EA | https://www.sigmaaldrich.com/LT/en
Z679283-1PR | MICROGARD(R) 2500 DISPOSABLE OVERSLEEVE& | 1X1PR | 1 | 9 | Sigma-Aldrich | Z679283-1PR | https://www.sigmaaldrich.com/LT/en
CLS13953H-1EA | PYREX(R) THREE-HOLE MOBILE PHASE DELIVE& | 1X1EA | 1 | 385 | Sigma-Aldrich | CLS13953H-1EA | https://www.sigmaaldrich.com/LT/en
Z680265-1EA | TITANIUM TWEEZERS, STYLE 7 | 1X1EA | 1 | 34 | Sigma-Aldrich | Z680265-1EA | https://www.sigmaaldrich.com/LT/en
Z680249-1EA | TITANIUM TWEEZERS, STYLE 5 | 1X1EA | 1 | 34 | Sigma-Aldrich | Z680249-1EA | https://www.sigmaaldrich.com/LT/en
Z680257-1EA | TITANIUM TWEEZERS, STYLE 6 | 1X1EA | 1 | 34 | Sigma-Aldrich | Z680257-1EA | https://www.sigmaaldrich.com/LT/en
Z680273-1EA | TITANIUM TWEEZERS, 6 PC KIT | 1X1EA | 1 | 189 | Sigma-Aldrich | Z680273-1EA | https://www.sigmaaldrich.com/LT/en
Z681202-1EA | AVEN MIGHTY SCOPE, 500X | 1X1EA | 1 | 378 | Sigma-Aldrich | Z681202-1EA | https://www.sigmaaldrich.com/LT/en
Z681210-1EA | AVEN MIGHTYSCOPE, UV, 10X TO 200X | 1X1EA | 1 | 321 | Sigma-Aldrich | Z681210-1EA | https://www.sigmaaldrich.com/LT/en
Z681229-1EA | AVEN MIGHTY SCOPE, WITH POLARIZER, 10X & | 1X1EA | 1 | 321 | Sigma-Aldrich | Z681229-1EA | https://www.sigmaaldrich.com/LT/en
Z681245-1EA | BRISKHEAT(R) HM TABLE TOP HEATING MANTL& | 1X1EA | 1 | 157 | Sigma-Aldrich | Z681245-1EA | https://www.sigmaaldrich.com/LT/en
Z681253-1EA | BRISKHEAT(R) HM TABLE TOP HEATING MANTL& | 1X1EA | 1 | 173 | Sigma-Aldrich | Z681253-1EA | https://www.sigmaaldrich.com/LT/en
Z681261-1EA | BRISKHEAT(R) HM TABLE TOP HEATING MANTL& | 1X1EA | 1 | 185 | Sigma-Aldrich | Z681261-1EA | https://www.sigmaaldrich.com/LT/en
Z681288-1EA | BRISKHEAT(R) HM TABLE TOP HEATING MANTL& | 1X1EA | 1 | 209 | Sigma-Aldrich | Z681288-1EA | https://www.sigmaaldrich.com/LT/en
Z681296-1EA | BRISKHEAT(R) HM TABLE TOP HEATING MANTL& | 1X1EA | 1 | 341 | Sigma-Aldrich | Z681296-1EA | https://www.sigmaaldrich.com/LT/en
Z681334-1EA | BRISKHEAT(R) HM TABLE TOP HEATING MANTL& | 1X1EA | 1 | 459 | Sigma-Aldrich | Z681334-1EA | https://www.sigmaaldrich.com/LT/en
Z681350-1EA | BRISKHEAT(R) BEAKER HEATER FITS BEAKER & | 1X1EA | 1 | 118 | Sigma-Aldrich | Z681350-1EA | https://www.sigmaaldrich.com/LT/en
Z681377-1EA | BRISKHEAT(R) BEAKER HEATER FITS BEAKER & | 1X1EA | 1 | 120 | Sigma-Aldrich | Z681377-1EA | https://www.sigmaaldrich.com/LT/en
Z681393-1EA | BRISKHEAT(R) BEAKER HEATER FITS BEAKER & | 1X1EA | 1 | 121 | Sigma-Aldrich | Z681393-1EA | https://www.sigmaaldrich.com/LT/en
Z681415-1EA | BRISKHEAT(R) BEAKER HEATER FITS BEAKER & | 1X1EA | 1 | 125 | Sigma-Aldrich | Z681415-1EA | https://www.sigmaaldrich.com/LT/en
Z681466-1EA | BRISKHEAT(R) BEAKER HEATER I | 1X1EA | 1 | 72 | Sigma-Aldrich | Z681466-1EA | https://www.sigmaaldrich.com/LT/en
Z681474-1EA | BRISKHEAT(R) BEAKER HEATER INSULATOR, 4& | 1X1EA | 1 | 78 | Sigma-Aldrich | Z681474-1EA | https://www.sigmaaldrich.com/LT/en
Z681482-1EA | BRISKHEAT(R) BEAKER HEATER INSULATOR, 6& | 1X1EA | 1 | 85 | Sigma-Aldrich | Z681482-1EA | https://www.sigmaaldrich.com/LT/en
Z681490-1EA | BRISKHEAT(R) BEAKER HEATER INSULATOR, 1& | 1X1EA | 1 | 91 | Sigma-Aldrich | Z681490-1EA | https://www.sigmaaldrich.com/LT/en
Z681504-1EA | GLASS STOPCOCK PLUG, 4 MM BORE, DOUBLE & | 1X1EA | 1 | 38 | Sigma-Aldrich | Z681504-1EA | https://www.sigmaaldrich.com/LT/en
CLS4094-5EA | PTFE AUTOCLAVABLE FILTER FOR CORNING(R)& | 1X5EA | 1 | 40 | Sigma-Aldrich | CLS4094-5EA | https://www.sigmaaldrich.com/LT/en
CLS4095-5EA | PTFE AUTOCLAVABLE FILTER, 0.45 UM, FOR & | 1X5EA | 1 | 41 | Sigma-Aldrich | CLS4095-5EA | https://www.sigmaaldrich.com/LT/en
CLS4096-1EA | REPLACEMENT SILICONE PIPETTE HOLDER, FO& | 1X1EA | 1 | 27 | Sigma-Aldrich | CLS4096-1EA | https://www.sigmaaldrich.com/LT/en
CLS480100-1EA | OPTIONAL HEAD FOR CORNING(R) LSE(TM) VO& | 1X1EA | 1 | 43 | Sigma-Aldrich | CLS480100-1EA | https://www.sigmaaldrich.com/LT/en
CLS480101-1EA | OPTIONAL HEAD FOR CORNING(R) LSE(TM) VO& | 1X1EA | 1 | 43 | Sigma-Aldrich | CLS480101-1EA | https://www.sigmaaldrich.com/LT/en
CLS480102-1EA | OPTIONAL HEAD FOR CORNING(R) LSE(TM) VO& | 1X1EA | 1 | 52 | Sigma-Aldrich | CLS480102-1EA | https://www.sigmaaldrich.com/LT/en
CLS480103-1EA | OPTIONAL HEAD FOR CORNING(R) LSE(TM) VO& | 1X1EA | 1 | 52 | Sigma-Aldrich | CLS480103-1EA | https://www.sigmaaldrich.com/LT/en
CLS480104-1EA | OPTIONAL HEAD ATTACHMENT FOR CORNING(R& | 1X1EA | 1 | 52 | Sigma-Aldrich | CLS480104-1EA | https://www.sigmaaldrich.com/LT/en
CLS480105-1EA | OPTIONAL HEAD FOR CORNING(R) LSE(TM) VO& | 1X1EA | 1 | 52 | Sigma-Aldrich | CLS480105-1EA | https://www.sigmaaldrich.com/LT/en
CLS480106-1EA | OPTIONAL HEAD FOR CORNING(R) LSE(TM) VO& | 1X1EA | 1 | 99 | Sigma-Aldrich | CLS480106-1EA | https://www.sigmaaldrich.com/LT/en
CLS480107-1EA | OPTIONAL HEAD FOR CORNING(R) LSE(TM) VO& | 1X1EA | 1 | 99 | Sigma-Aldrich | CLS480107-1EA | https://www.sigmaaldrich.com/LT/en
CLS480110-1EA | CLAMP FOR CORNING(R) LSE(TM) ORBITAL SH& | 1X1EA | 1 | 51 | Sigma-Aldrich | CLS480110-1EA | https://www.sigmaaldrich.com/LT/en
CLS480111-1EA | CLAMP FOR CORNING(R) LSE(TM) ORBITAL SH& | 1X1EA | 1 | 51 | Sigma-Aldrich | CLS480111-1EA | https://www.sigmaaldrich.com/LT/en
CLS480112-1EA | CLAMP FOR CORNING(R) LSE(TM) ORBITAL SH& | 1X1EA | 1 | 51 | Sigma-Aldrich | CLS480112-1EA | https://www.sigmaaldrich.com/LT/en
CLS480116-1EA | CORNING(R) LSE(TM) SINGLE BLOCK, 48 X 0& | 1X1EA | 1 | 112 | Sigma-Aldrich | CLS480116-1EA | https://www.sigmaaldrich.com/LT/en
CLS480120-1EA | CORNING(R) LSE(TM) SINGLE BLOCK, 35 X & | 1X1EA | 1 | 130 | Sigma-Aldrich | CLS480120-1EA | https://www.sigmaaldrich.com/LT/en
CLS480121-1EA | CORNING(R) LSE(TM) SINGLE BLOCK, 20 X 1& | 1X1EA | 1 | 123 | Sigma-Aldrich | CLS480121-1EA | https://www.sigmaaldrich.com/LT/en
CLS480122-1EA | CORNING(R) LSE(TM) SINGLE BLOCK, 20 X 1& | 1X1EA | 1 | 123 | Sigma-Aldrich | CLS480122-1EA | https://www.sigmaaldrich.com/LT/en
CLS480123-1EA | CORNING(R) LSE(TM) SINGLE BLOCK, 20 X 1& | 1X1EA | 1 | 123 | Sigma-Aldrich | CLS480123-1EA | https://www.sigmaaldrich.com/LT/en
CLS480124-1EA | CORNING(R) LSE(TM) SINGLE BLOCK, 12 X 1& | 1X1EA | 1 | 130 | Sigma-Aldrich | CLS480124-1EA | https://www.sigmaaldrich.com/LT/en
CLS480125-1EA | CORNING(R) LSE(TM) SINGLE BLOCK, 12 X 1& | 1X1EA | 1 | 130 | Sigma-Aldrich | CLS480125-1EA | https://www.sigmaaldrich.com/LT/en
CLS480126-1EA | CORNING(R) LSE(TM) SINGLE BLOCK, 12 X 1& | 1X1EA | 1 | 123 | Sigma-Aldrich | CLS480126-1EA | https://www.sigmaaldrich.com/LT/en
CLS480127-1EA | CORNING(R) LSE(TM) SINGLE BLOCK, 6 X 2& | 1X1EA | 1 | 123 | Sigma-Aldrich | CLS480127-1EA | https://www.sigmaaldrich.com/LT/en
CLS480128-1EA | CORNING(R) LSE(TM) SINGLE BLOCK, 6 X 2& | 1X1EA | 1 | 123 | Sigma-Aldrich | CLS480128-1EA | https://www.sigmaaldrich.com/LT/en
CLS480129-1EA | CORNING(R) LSE(TM) SINGLE BLOCK, 5 X 5& | 1X1EA | 1 | 130 | Sigma-Aldrich | CLS480129-1EA | https://www.sigmaaldrich.com/LT/en
CLS480130-1EA | CORNING(R) LSE(TM) SINGLE BLOCK, 96 WEL& | 1X1EA | 1 | 301 | Sigma-Aldrich | CLS480130-1EA | https://www.sigmaaldrich.com/LT/en
CLS480131-1EA | CORNING(R) LSE(TM) DUAL BLOCK, 96 WELL & | 1X1EA | 1 | 293 | Sigma-Aldrich | CLS480131-1EA | https://www.sigmaaldrich.com/LT/en
CLS480132-1EA | CORNING(R) LSE(TM) DUAL BLOCK, 96 WELL & | 1X1EA | 1 | 293 | Sigma-Aldrich | CLS480132-1EA | https://www.sigmaaldrich.com/LT/en
CLS480133-1EA | CORNING(R) LSE(TM) DUAL BLOCK, 384 WEL& | 1X1EA | 1 | 313 | Sigma-Aldrich | CLS480133-1EA | https://www.sigmaaldrich.com/LT/en
CLS6776-1EA | CORNING(R) LSE(TM) VORTEX MIXER, 230 V,& | 1X1EA | 1 | 269 | Sigma-Aldrich | CLS6776-1EA | https://www.sigmaaldrich.com/LT/en
CLS6777-1EA | CORNING(R) LSE(TM) VORTEX MIXER, 230 V,& | 1X1EA | 1 | 269 | Sigma-Aldrich | CLS6777-1EA | https://www.sigmaaldrich.com/LT/en
CLS67814-1EA | CORNING(R) LSE(TM) DIGITAL MICROPLATE S& | 1X1EA | 1 | 1199 | Sigma-Aldrich | CLS67814-1EA | https://www.sigmaaldrich.com/LT/en
CLS67824-1EA | CORNING(R) LSE(TM) DIGITAL MICROPLATE S& | 1X1EA | 1 | 1199 | Sigma-Aldrich | CLS67824-1EA | https://www.sigmaaldrich.com/LT/en
Z680184-1EA | TITANIUM TWEEZERS, STYLE AA | 1X1EA | 1 | 34 | Sigma-Aldrich | Z680184-1EA | https://www.sigmaaldrich.com/LT/en
Z680192-1EA | TITANIUM TWEEZERS, STYLE OO | 1X1EA | 1 | 34 | Sigma-Aldrich | Z680192-1EA | https://www.sigmaaldrich.com/LT/en
Z680206-1EA | TITANIUM TWEEZERS, STYLE 2 | 1X1EA | 1 | 34 | Sigma-Aldrich | Z680206-1EA | https://www.sigmaaldrich.com/LT/en
Z680214-1EA | TITANIUM TWEEZERS, STYLE 2A | 1X1EA | 1 | 34 | Sigma-Aldrich | Z680214-1EA | https://www.sigmaaldrich.com/LT/en
Z680222-1EA | TITANIUM TWEEZERS, STYLE 3 | 1X1EA | 1 | 34 | Sigma-Aldrich | Z680222-1EA | https://www.sigmaaldrich.com/LT/en
Z680230-1EA | TITANIUM TWEEZERS, STYLE 3C | 1X1EA | 1 | 34 | Sigma-Aldrich | Z680230-1EA | https://www.sigmaaldrich.com/LT/en
CLS3988-4EA | CORNING(R) OSTEO ASSAY SURFACE 96 WELL & | 1X4EA | 1 | 1669 | Sigma-Aldrich | CLS3988-4EA | https://www.sigmaaldrich.com/LT/en
Z681237-1EA | AVEN MIGHTY SCOPE BOOM STAND | 1X1EA | 1 | 205 | Sigma-Aldrich | Z681237-1EA | https://www.sigmaaldrich.com/LT/en
CLS6766HS-1EA | CORNING(R) LSE(TM) HIGH SPEED MICROCENTR | 1X1EA | 1 | 1748 | Sigma-Aldrich | CLS6766HS-1EA | https://www.sigmaaldrich.com/LT/en
Z680508-2EA | DURAN(R) GL 45 CONNECTION SYSTEM CAPS A& | 1X2EA | 1 | 14 | Sigma-Aldrich | Z680508-2EA | https://www.sigmaaldrich.com/LT/en
Z679070-500EA | TAMPER EVIDENT SAMPLE TUBE, 30 ML, GRAD& | 1X500EA | 1 | 174 | Sigma-Aldrich | Z679070-500EA | https://www.sigmaaldrich.com/LT/en
Z681687-1EA | PURE SOLV(TM) SPILL TRAY | 1X1EA | 1 | 45 | Sigma-Aldrich | Z681687-1EA | https://www.sigmaaldrich.com/LT/en
Z681172-30X50EA | COLORED MICROSCOPE SLIDES, GROUND EDGES& | 30X50EA | 1 | 174 | Sigma-Aldrich | Z681172-30X50EA | https://www.sigmaaldrich.com/LT/en
Z681180-30X50EA | COLORED MICROSCOPE SLIDES, PRINT, GROUN& | 30X50EA | 1 | 262 | Sigma-Aldrich | Z681180-30X50EA | https://www.sigmaaldrich.com/LT/en
Z681164-30X50EA | COLORED MICROSCOPE SLIDES, GROUND EDGES& | 30X50EA | 1 | 175 | Sigma-Aldrich | Z681164-30X50EA | https://www.sigmaaldrich.com/LT/en
Z681156-30X50EA | COLORED MICROSCOPE SLIDES, GROUND EDGES& | 30X50EA | 1 | 172 | Sigma-Aldrich | Z681156-30X50EA | https://www.sigmaaldrich.com/LT/en
Z680419-2EA | DURAN(R) GL 45 CONNECTION SYSTEM CAPS A& | 1X2EA | 1 | 57 | Sigma-Aldrich | Z680419-2EA | https://www.sigmaaldrich.com/LT/en
Z680559-10EA | CAPS FOR DURAN(R) LABORATORY BOTTLES, N& | 1X10EA | 1 | 59 | Sigma-Aldrich | Z680559-10EA | https://www.sigmaaldrich.com/LT/en
Z680524-2EA | DURAN(R) HPLC BOTTLE PRESSURE PLUS CONN& | 1X2EA | 1 | 111 | Sigma-Aldrich | Z680524-2EA | https://www.sigmaaldrich.com/LT/en
Z680788-1KT | DURAN(R) STIRRED REACTOR SYSTEMS, GL 45& | 1X1KIT | 1 | 301 | Sigma-Aldrich | Z680788-1KT | https://www.sigmaaldrich.com/LT/en
Z680796-1KT | DURAN(R) STIRRED REACTOR SYSTEMS, GL 45& | 1X1KIT | 1 | 313 | Sigma-Aldrich | Z680796-1KT | https://www.sigmaaldrich.com/LT/en
CLS3578-12EA | CORNING(R) DISPOSABLE SPINNER FLASK, 50& | 1X12EA | 1 | 1389 | Sigma-Aldrich | CLS3578-12EA | https://www.sigmaaldrich.com/LT/en
CLS3579-4EA | CORNING(R) DISPOSABLE SPINNER FLASK, 3 & | 1X4EA | 1 | 2812 | Sigma-Aldrich | CLS3579-4EA | https://www.sigmaaldrich.com/LT/en
Z681121-10EA | DURAN(R) SQUARE BOTTLE, CAPACITY 500 ML& | 1X10EA | 1 | 111 | Sigma-Aldrich | Z681121-10EA | https://www.sigmaaldrich.com/LT/en
Z681091-1EA | DURAN(R) LABORATORY BOTTLE, AMBER, GRAD& | 1X1EA | 1 | 180 | Sigma-Aldrich | Z681091-1EA | https://www.sigmaaldrich.com/LT/en
Z681148-10EA | DURAN(R) SQUARE BOTTLE, CAPACITY 1000 M& | 1X10EA | 1 | 157 | Sigma-Aldrich | Z681148-10EA | https://www.sigmaaldrich.com/LT/en
Z681113-10EA | DURAN(R) SQUARE BOTTLE, CAPACITY 250 ML& | 1X10EA | 1 | 89 | Sigma-Aldrich | Z681113-10EA | https://www.sigmaaldrich.com/LT/en
Z681083-10EA | DURAN(R) GRADUATED LABORATORY BOTTLE, A& | 1X10EA | 1 | 465 | Sigma-Aldrich | Z681083-10EA | https://www.sigmaaldrich.com/LT/en
Z681075-10EA | DURAN(R) LABORATORY BOTTLE AMBER, GRADU& | 1X10EA | 1 | 279 | Sigma-Aldrich | Z681075-10EA | https://www.sigmaaldrich.com/LT/en
Z681067-1EA | DURAN(R) PLASTIC-COATED LABORATORY BOTT& | 1X1EA | 1 | 232 | Sigma-Aldrich | Z681067-1EA | https://www.sigmaaldrich.com/LT/en
Z681032-1EA | DURAN(R) LABORATORY BOTTLE, CLEAR, GRAD& | 1X1EA | 1 | 108 | Sigma-Aldrich | Z681032-1EA | https://www.sigmaaldrich.com/LT/en
Z680990-10EA | DURAN(R) LABORATORY BOTTLE, CLEAR, GRAD& | 1X10EA | 1 | 80 | Sigma-Aldrich | Z680990-10EA | https://www.sigmaaldrich.com/LT/en
Z681024-1EA | DURAN(R) LABORATORY BOTTLE, CLEAR, GRAD& | 1X1EA | 1 | 107 | Sigma-Aldrich | Z681024-1EA | https://www.sigmaaldrich.com/LT/en
Z681016-10EA | DURAN(R) LABORATORY BOTTLE, CLEAR, GRAD& | 1X10EA | 1 | 130 | Sigma-Aldrich | Z681016-10EA | https://www.sigmaaldrich.com/LT/en
Z681008-10EA | DURAN(R) LABORATORY BOTTLE, CLEAR, GRAD& | 1X10EA | 1 | 104 | Sigma-Aldrich | Z681008-10EA | https://www.sigmaaldrich.com/LT/en
Z680958-1EA | DURAN(R) SUPER DUTY BEAKER, CAPACITY 50& | 1X1EA | 1 | 161 | Sigma-Aldrich | Z680958-1EA | https://www.sigmaaldrich.com/LT/en
Z680974-4EA | DURAN(R) BAFFLED FLASK, CAPACITY 500 ML | 1X4EA | 1 | 100 | Sigma-Aldrich | Z680974-4EA | https://www.sigmaaldrich.com/LT/en
Z680966-4EA | DURAN(R) BAFFLED FLASK, CAPACITY 250 ML | 1X4EA | 1 | 89 | Sigma-Aldrich | Z680966-4EA | https://www.sigmaaldrich.com/LT/en
Z680982-10EA | DURAN(R) LABORATORY BOTTLE, CLEAR, GRAD& | 1X10EA | 1 | 54 | Sigma-Aldrich | Z680982-10EA | https://www.sigmaaldrich.com/LT/en
CLS6767-1EA | CORNING(R) LSE(TM) MINI MICROCENTRIFUGE& | 1X1EA | 1 | 269 | Sigma-Aldrich | CLS6767-1EA | https://www.sigmaaldrich.com/LT/en
CLS6767HS-1EA | CORNING(R) LSE(TM) HIGH SPEED MICROCENT& | 1X1EA | 1 | 1748 | Sigma-Aldrich | CLS6767HS-1EA | https://www.sigmaaldrich.com/LT/en
Z727059-1EA | ROLL-SEAL(TM) AERASEAL(TM) FILM, 1 ROLL& | 1X1EA | 1 | 588 | Sigma-Aldrich | Z727059-1EA | https://www.sigmaaldrich.com/LT/en
Z726842-1EA | ROLL-SEAL(TM) THERMALSEAL RTS(TM) FILM& | 1X1EA | 1 | 798 | Sigma-Aldrich | Z726842-1EA | https://www.sigmaaldrich.com/LT/en
CLS4088-1EA | CORNING(R) PIPETTOR STAND FOR LAMBDA(TM& | 1X1EA | 1 | 42 | Sigma-Aldrich | CLS4088-1EA | https://www.sigmaaldrich.com/LT/en
CLS4079-1EA | CORNING(R) UNIVERSAL LINEAR RACK FOR LA& | 1X1EA | 1 | 63 | Sigma-Aldrich | CLS4079-1EA | https://www.sigmaaldrich.com/LT/en
Z680486-1EA | DURAN(R) GL 45 CONNECTION SYSTEM CAPS A& | 1X1EA | 1 | 13 | Sigma-Aldrich | Z680486-1EA | https://www.sigmaaldrich.com/LT/en
Z680451-1EA | DURAN(R) GL 45 CONNECTION SYSTEM CAPS A& | 1X1EA | 1 | 13 | Sigma-Aldrich | Z680451-1EA | https://www.sigmaaldrich.com/LT/en
Z681695-1EA | LABNET MPS 1000(TM) PLATE SPINNER, FIXE& | 1X1EA | 1 | 627 | Sigma-Aldrich | Z681695-1EA | https://www.sigmaaldrich.com/LT/en
Z680575-5EA | POURING RINGS FOR DURAN(R) LABORATORY B& | 1X5EA | 1 | 84 | Sigma-Aldrich | Z680575-5EA | https://www.sigmaaldrich.com/LT/en
CLS480115-1EA | CLAMP FOR 1 L ERLENMEYER FLASK, FOR COR& | 1X1EA | 1 | 51 | Sigma-Aldrich | CLS480115-1EA | https://www.sigmaaldrich.com/LT/en
CLS3726BC-50EA | CORNING(R) 1536WL WELL PLATE, WITH GENE& | 1X50EA | 1 | 1501 | Sigma-Aldrich | CLS3726BC-50EA | https://www.sigmaaldrich.com/LT/en
Z680753-1KT | DURAN(R) STIRRED REACTOR SYSTEMS, GLS 8& | 1X1KIT | 1 | 318 | Sigma-Aldrich | Z680753-1KT | https://www.sigmaaldrich.com/LT/en
Z680761-1KT | DURAN(R) STIRRED REACTOR SYSTEMS, GLS 8& | 1X1KIT | 1 | 331 | Sigma-Aldrich | Z680761-1KT | https://www.sigmaaldrich.com/LT/en
Z680885-10EA | DURAN(R) SUPER DUTY BEAKER, 150 ML | 1X10EA | 1 | 67 | Sigma-Aldrich | Z680885-10EA | https://www.sigmaaldrich.com/LT/en
Z680893-10EA | DURAN(R) SUPER DUTY BEAKER, 250 ML | 1X10EA | 1 | 67 | Sigma-Aldrich | Z680893-10EA | https://www.sigmaaldrich.com/LT/en
Z680907-10EA | DURAN(R) SUPER DUTY BEAKER, 400 ML | 1X10EA | 1 | 89 | Sigma-Aldrich | Z680907-10EA | https://www.sigmaaldrich.com/LT/en
Z680915-10EA | DURAN(R) SUPER DUTY BEAKER, 600 ML | 1X10EA | 1 | 104 | Sigma-Aldrich | Z680915-10EA | https://www.sigmaaldrich.com/LT/en
Z681679-1EA | PURESOLV(TM) MICRO VACUUM PUMP/INERT GA& | 1X1EA | 1 | 551 | Sigma-Aldrich | Z681679-1EA | https://www.sigmaaldrich.com/LT/en
THS01138-2EA | THALESNANO CATCART CATALYST CARTRIDGE SY | 1X2EA | 1 | 434 | Sigma-Aldrich | THS01138-2EA | https://www.sigmaaldrich.com/LT/en
CLS10035-4EA | SOLID CAPS, 33 MM, FOR CORNING(R) CELLB& | 1X4EA | 1 | 39 | Sigma-Aldrich | CLS10035-4EA | https://www.sigmaaldrich.com/LT/en
CLS3987-4EA | CORNING(R) OSTEO ASSAY SURFACE 24 WELL & | 1X4EA | 1 | 529 | Sigma-Aldrich | CLS3987-4EA | https://www.sigmaaldrich.com/LT/en
Z680370-10EA | DURAN(R) GL 45 PREMIUM BOTTLE, COMPLET& | 1X10EA | 1 | 236 | Sigma-Aldrich | Z680370-10EA | https://www.sigmaaldrich.com/LT/en
Z680389-10EA | DURAN(R) PREMIUM BOTTLE, COMPLETE WITH & | 1X10EA | 1 | 285 | Sigma-Aldrich | Z680389-10EA | https://www.sigmaaldrich.com/LT/en
Z680397-2EA | DURAN(R) GL 45 CONNECTION SYSTEM CAPS A& | 1X2EA | 1 | 54 | Sigma-Aldrich | Z680397-2EA | https://www.sigmaaldrich.com/LT/en
Z680400-2EA | DURAN(R) GL 45 CONNECTION SYSTEM CAPS A& | 1X2EA | 1 | 58 | Sigma-Aldrich | Z680400-2EA | https://www.sigmaaldrich.com/LT/en
Z680427-2EA | DURAN(R) GL 45 CONNECTION SYSTEM CAPS A& | 1X2EA | 1 | 62 | Sigma-Aldrich | Z680427-2EA | https://www.sigmaaldrich.com/LT/en
Z680435-1EA | DURAN(R) GL 45 CONNECTION SYSTEM CAPS A& | 1X1EA | 1 | 24 | Sigma-Aldrich | Z680435-1EA | https://www.sigmaaldrich.com/LT/en
Z680443-2EA | DURAN(R) GL 45 CONNECTION SYSTEM CAPS A& | 1X2EA | 1 | 10 | Sigma-Aldrich | Z680443-2EA | https://www.sigmaaldrich.com/LT/en
Z680494-1EA | DURAN GL 45 CONNECTION SYSTEM CAPS AND | 1X1EA | 1 | 13 | Sigma-Aldrich | Z680494-1EA | https://www.sigmaaldrich.com/LT/en
Z680516-2EA | DURAN(R) HPLC BOTTLE PRESSURE PLUS CONN& | 1X2EA | 1 | 116 | Sigma-Aldrich | Z680516-2EA | https://www.sigmaaldrich.com/LT/en
Z680532-1KT | DURAN(R) PRESSURE EQUALIZATION SET, FOR& | 1X1KIT | 1 | 25 | Sigma-Aldrich | Z680532-1KT | https://www.sigmaaldrich.com/LT/en
Z680540-1KT | DURAN(R) PRESSURE EQUALIZATION SET, FOR& | 1X1KIT | 1 | 25 | Sigma-Aldrich | Z680540-1KT | https://www.sigmaaldrich.com/LT/en
Z680567-2EA | CAPS FOR DURAN(R) LABORATORY BOTTLES, N& | 1X2EA | 1 | 10 | Sigma-Aldrich | Z680567-2EA | https://www.sigmaaldrich.com/LT/en
Z680621-10EA | DURAN(R) CLEAR GLS 80 WIDE MOUTH BOTTL& | 1X10EA | 1 | 125 | Sigma-Aldrich | Z680621-10EA | https://www.sigmaaldrich.com/LT/en
Z680648-10EA | DURAN(R) CLEAR GLS 80 WIDE MOUTH BOTTL& | 1X10EA | 1 | 176 | Sigma-Aldrich | Z680648-10EA | https://www.sigmaaldrich.com/LT/en
Z680656-10EA | DURAN(R) CLEAR GLS 80 WIDE MOUTH BOTTL& | 1X10EA | 1 | 378 | Sigma-Aldrich | Z680656-10EA | https://www.sigmaaldrich.com/LT/en
Z680664-1EA | DURAN(R) CLEAR GLS 80 WIDE MOUTH BOTTL& | 1X1EA | 1 | 163 | Sigma-Aldrich | Z680664-1EA | https://www.sigmaaldrich.com/LT/en
Z680672-1EA | DURAN(R) CLEAR GLS 80 WIDE MOUTH BOTTL& | 1X1EA | 1 | 278 | Sigma-Aldrich | Z680672-1EA | https://www.sigmaaldrich.com/LT/en
Z680680-1EA | DURAN(R) CLEAR GLS 80 WIDE MOUTH BOTTL& | 1X1EA | 1 | 598 | Sigma-Aldrich | Z680680-1EA | https://www.sigmaaldrich.com/LT/en
Z680699-10EA | DURAN(R) AMBER GLS 80 WIDE MOUTH BOTTL& | 1X10EA | 1 | 494 | Sigma-Aldrich | Z680699-10EA | https://www.sigmaaldrich.com/LT/en
Z680702-10EA | DURAN(R) AMBER GLS 80 WIDE MOUTH BOTTL& | 1X10EA | 1 | 604 | Sigma-Aldrich | Z680702-10EA | https://www.sigmaaldrich.com/LT/en
Z680710-10EA | DURAN(R) AMBER GLS 80 WIDE MOUTH BOTTL& | 1X10EA | 1 | 884 | Sigma-Aldrich | Z680710-10EA | https://www.sigmaaldrich.com/LT/en
Z680729-1EA | DURAN(R) AMBER GLS 80 WIDE MOUTH BOTTL& | 1X1EA | 1 | 285 | Sigma-Aldrich | Z680729-1EA | https://www.sigmaaldrich.com/LT/en
Z680737-1EA | DURAN(R) AMBER GLS 80 WIDE MOUTH BOTTLE& | 1X1EA | 1 | 389 | Sigma-Aldrich | Z680737-1EA | https://www.sigmaaldrich.com/LT/en
Z680745-1EA | DURAN(R) AMBER GLS 80 WIDE MOUTH BOTTL& | 1X1EA | 1 | 638 | Sigma-Aldrich | Z680745-1EA | https://www.sigmaaldrich.com/LT/en
Z680923-10EA | DURAN(R) SUPER DUTY BEAKER, 1000 ML | 1X10EA | 1 | 164 | Sigma-Aldrich | Z680923-10EA | https://www.sigmaaldrich.com/LT/en
Z680931-10EA | DURAN(R) SUPER DUTY BEAKER, 2000 ML | 1X10EA | 1 | 287 | Sigma-Aldrich | Z680931-10EA | https://www.sigmaaldrich.com/LT/en
Z681040-10EA | DURAN(R) PLASTIC-COATED LABORATORY BOTT& | 1X10EA | 1 | 171 | Sigma-Aldrich | Z681040-10EA | https://www.sigmaaldrich.com/LT/en
Z681059-10EA | DURAN(R) PLASTIC-COATED LABORATORY BOTT& | 1X10EA | 1 | 270 | Sigma-Aldrich | Z681059-10EA | https://www.sigmaaldrich.com/LT/en
Z681652-10EA | DURAN(R) PREMIUM BOTTLE, COMPLETE WITH & | 1X10EA | 1 | 210 | Sigma-Aldrich | Z681652-10EA | https://www.sigmaaldrich.com/LT/en
Z681660-10EA | DURAN(R) PREMIUM BOTTLE, COMPLETE WITH & | 1X10EA | 1 | 218 | Sigma-Aldrich | Z681660-10EA | https://www.sigmaaldrich.com/LT/en
Z680842-1EA | DURAN(R) STIRRED REACTOR CAPS AND ACCES& | 1X1EA | 1 | 50 | Sigma-Aldrich | Z680842-1EA | https://www.sigmaaldrich.com/LT/en
Z680850-1EA | DURAN(R) STIRRED REACTOR CAPS AND ACCES& | 1X1EA | 1 | 60 | Sigma-Aldrich | Z680850-1EA | https://www.sigmaaldrich.com/LT/en
Z680869-1EA | DURAN(R) STIRRED REACTOR CAPS AND ACCES& | 1X1EA | 1 | 220 | Sigma-Aldrich | Z680869-1EA | https://www.sigmaaldrich.com/LT/en
Z680877-1KT | DURAN(R) STIRRED REACTOR CAPS AND ACCES& | 1X1KIT | 1 | 291 | Sigma-Aldrich | Z680877-1KT | https://www.sigmaaldrich.com/LT/en
Z680818-1EA | DURAN(R) STIRRED REACTOR CAPS AND ACCES& | 1X1EA | 1 | 208 | Sigma-Aldrich | Z680818-1EA | https://www.sigmaaldrich.com/LT/en
Z680826-1EA | DURAN(R) STIRRED REACTOR CAPS AND ACCES& | 1X1EA | 1 | 208 | Sigma-Aldrich | Z680826-1EA | https://www.sigmaaldrich.com/LT/en
CLS4078-1EA | CORNING(R) UNIVERSAL CAROUSEL RACK FOR & | 1X1EA | 1 | 158 | Sigma-Aldrich | CLS4078-1EA | https://www.sigmaaldrich.com/LT/en
Z514462-10X1PAK | SAFESKIN(R) PURPLE NITRILE(TM) GLOVES SI | 10X1PAK | 1 | 390 | Sigma-Aldrich | Z514462-10X1PAK | https://www.sigmaaldrich.com/LT/en
Z514470-10X1PAK | SAFESKIN(R) PURPLE NITRILE(TM) GLOVES SI | 10X1PAK | 1 | 390 | Sigma-Aldrich | Z514470-10X1PAK | https://www.sigmaaldrich.com/LT/en
Z514489-10X1PAK | SAFESKIN(R) PURPLE NITRILE(TM) GLOVES SI | 10X1PAK | 1 | 390 | Sigma-Aldrich | Z514489-10X1PAK | https://www.sigmaaldrich.com/LT/en
Z514497-10X1PAK | SAFESKIN(R) PURPLE NITRILE(TM) GLOVES SI | 10X1PAK | 1 | 390 | Sigma-Aldrich | Z514497-10X1PAK | https://www.sigmaaldrich.com/LT/en
Z514500-10X1PAK | SAFESKIN(R) PURPLE NITRILE(TM) GLOVES SI | 10X1PAK | 1 | 390 | Sigma-Aldrich | Z514500-10X1PAK | https://www.sigmaaldrich.com/LT/en
Z681725-1EA | MYFUGE(TM) 12 MINI CENTRIFUGE, WITH COM& | 1X1EA | 1 | 471 | Sigma-Aldrich | Z681725-1EA | https://www.sigmaaldrich.com/LT/en
Z681733-1EA | MYFUGE(TM) 12 MINI CENTRIFUGE, WITH COM& | 1X1EA | 1 | 459 | Sigma-Aldrich | Z681733-1EA | https://www.sigmaaldrich.com/LT/en
Z681741-6EA | MYFUGE(TM) 12 MINI CENTRIFUGE ADAPTERS & | 1X6EA | 1 | 26 | Sigma-Aldrich | Z681741-6EA | https://www.sigmaaldrich.com/LT/en
Z681768-6EA | MYFUGE(TM) 12 MINI CENTRIFUGE ADAPTERS & | 1X6EA | 1 | 26 | Sigma-Aldrich | Z681768-6EA | https://www.sigmaaldrich.com/LT/en
Z681784-4X72EA | CULTURE TUBES, DIAM. X L 25 MM X 150 MM | 4X72EA | 1 | 461 | Sigma-Aldrich | Z681784-4X72EA | https://www.sigmaaldrich.com/LT/en
Z681784-72EA | CULTURE TUBES, DIAM. X L 25 MM X 150 MM | 1X72EA | 1 | 204 | Sigma-Aldrich | Z681784-72EA | https://www.sigmaaldrich.com/LT/en
CLS431474-12EA | CORNING(R) BOTTLE-TOP VACUUM FILTER SYS& | 1X12EA | 1 | 375 | Sigma-Aldrich | CLS431474-12EA | https://www.sigmaaldrich.com/LT/en
Z766062-1EA | STAINLESS STEEL PAN TYPE 304, STANDARD & | 1X1EA | 1 | 122 | Sigma-Aldrich | Z766062-1EA | https://www.sigmaaldrich.com/LT/en
CLS4561-100EA | CORNING(R) 1536 WELL PLATES, CYCLIC OLE& | 1X100EA | 1 | 3114 | Sigma-Aldrich | CLS4561-100EA | https://www.sigmaaldrich.com/LT/en
Z766240-1EA | SOLID COVER FOR TYPE 304 SS PAN, FITS P& | 1X1EA | 1 | 59 | Sigma-Aldrich | Z766240-1EA | https://www.sigmaaldrich.com/LT/en
CLS4563-100EA | CORNING(R) 1536 WELL PLATES, CYCLIC OLE& | 1X100EA | 1 | 3607 | Sigma-Aldrich | CLS4563-100EA | https://www.sigmaaldrich.com/LT/en
Z766445-1EA | STAINLESS STEEL STORAGE CONTAINER, 2.05& | 1X1EA | 1 | 58 | Sigma-Aldrich | Z766445-1EA | https://www.sigmaaldrich.com/LT/en
CLS4565-50EA | CORNING(R) 1536 WELL PLATES, CYCLIC OLE& | 1X50EA | 1 | 1255 | Sigma-Aldrich | CLS4565-50EA | https://www.sigmaaldrich.com/LT/en
CLS4570-50EA | CORNING(R) 1536 WELL PLATES, CYCLIC OLE& | 1X50EA | 1 | 1255 | Sigma-Aldrich | CLS4570-50EA | https://www.sigmaaldrich.com/LT/en
Z766178-1EA | STAINLESS STEEL PAN TYPE 304, STANDARD & | 1X1EA | 1 | 47 | Sigma-Aldrich | Z766178-1EA | https://www.sigmaaldrich.com/LT/en
Z766054-1EA | STAINLESS STEEL PAN TYPE 304, STANDARD & | 1X1EA | 1 | 78 | Sigma-Aldrich | Z766054-1EA | https://www.sigmaaldrich.com/LT/en
Z766437-1EA | STAINLESS STEEL STORAGE CONTAINER, 12.1& | 1X1EA | 1 | 139 | Sigma-Aldrich | Z766437-1EA | https://www.sigmaaldrich.com/LT/en
CLS4567-50EA | CORNING(R) 1536 WELL PLATES, CYCLIC OLE& | 1X50EA | 1 | 1826 | Sigma-Aldrich | CLS4567-50EA | https://www.sigmaaldrich.com/LT/en
CLS4568-50EA | CORNING(R) 1536 WELL PLATES, CYCLIC OLE& | 1X50EA | 1 | 1781 | Sigma-Aldrich | CLS4568-50EA | https://www.sigmaaldrich.com/LT/en
CLS4571-50EA | CORNING(R) 1536 WELL PLATES, CYCLIC OLE& | 1X50EA | 1 | 1423 | Sigma-Aldrich | CLS4571-50EA | https://www.sigmaaldrich.com/LT/en
Z374903-1PAK | PCR MULTIWELL PLATES 96-WELL | 1X1PAK | 1 | 168 | Sigma-Aldrich | Z374903-1PAK | https://www.sigmaaldrich.com/LT/en
CLS4573-50EA | CORNING(R) 1536 WELL PLATES, CYCLIC OLE& | 1X50EA | 1 | 1871 | Sigma-Aldrich | CLS4573-50EA | https://www.sigmaaldrich.com/LT/en
CLS4566-50EA | CORNING(R) 1536 WELL PLATES, CYCLIC OLE& | 1X50EA | 1 | 1423 | Sigma-Aldrich | CLS4566-50EA | https://www.sigmaaldrich.com/LT/en
CLS4572-50EA | CORNING(R) 1536 WELL PLATES, CYCLIC OLE& | 1X50EA | 1 | 1826 | Sigma-Aldrich | CLS4572-50EA | https://www.sigmaaldrich.com/LT/en
CLS4560-100EA | CORNING(R) 1536 WELL PLATES, CYCLIC OLE& | 1X100EA | 1 | 2632 | Sigma-Aldrich | CLS4560-100EA | https://www.sigmaaldrich.com/LT/en
Z766429-1EA | STAINLESS STEEL STORAGE CONTAINER, 1.25& | 1X1EA | 1 | 50 | Sigma-Aldrich | Z766429-1EA | https://www.sigmaaldrich.com/LT/en
B0283-6EA | BOTTLES, NALGENE(R) STYLE 2105 SIZE 100& | 1X6EA | 1 | 28 | Sigma-Aldrich | B0283-6EA | https://www.sigmaaldrich.com/LT/en
B0293-1CS | NUNC(R) CRYOLINE(TM) MAX CRYOGENIC STOR& | 1X1CS | 1 | 554 | Sigma-Aldrich | B0293-1CS | https://www.sigmaaldrich.com/LT/en
B0408-4EA | NALGENE(R) CENTRIFUGE BOTTLES, STYLE 31& | 1X4EA | 1 | 54 | Sigma-Aldrich | B0408-4EA | https://www.sigmaaldrich.com/LT/en
B0543-1CS | NUNC(R) CRYOLINE(TM) MAX CRYOGENIC STOR& | 1X1CS | 1 | 59 | Sigma-Aldrich | B0543-1CS | https://www.sigmaaldrich.com/LT/en
B0658-4EA | NALGENE(R) CENTRIFUGE BOTTLES, STYLE 31& | 1X4EA | 1 | 82 | Sigma-Aldrich | B0658-4EA | https://www.sigmaaldrich.com/LT/en
B0908-4EA | BOTTLES, NALGENE CENTRIFUGEPOLYCARBONATE | 1X4EA | 1 | 115 | Sigma-Aldrich | B0908-4EA | https://www.sigmaaldrich.com/LT/en
B1033-4EA | NALGENE(R) CENTRIFUGE BOTTLES, STYLE 31& | 1X4EA | 1 | 37 | Sigma-Aldrich | B1033-4EA | https://www.sigmaaldrich.com/LT/en
B1283-4EA | NALGENE(R) CENTRIFUGE BOTTLES, STYLE 31 | 1X4EA | 1 | 42 | Sigma-Aldrich | B1283-4EA | https://www.sigmaaldrich.com/LT/en
B1408-4EA | NALGENE(R) CENTRIFUGE BOTTLES, STYLE 31& | 1X4EA | 1 | 86 | Sigma-Aldrich | B1408-4EA | https://www.sigmaaldrich.com/LT/en
B1533-4EA | NALGENE(R) CENTRIFUGE BOTTLES, STYLE 31& | 1X4EA | 1 | 88 | Sigma-Aldrich | B1533-4EA | https://www.sigmaaldrich.com/LT/en
B1908-4EA | NALGENE(R) CENTRIFUGE BOTTLES, WIDE-MOU& | 1X4EA | 1 | 93 | Sigma-Aldrich | B1908-4EA | https://www.sigmaaldrich.com/LT/en
B2033-4EA | NALGENE(R) CENTRIFUGE BOTTLES, WIDE-MOU& | 1X4EA | 1 | 114 | Sigma-Aldrich | B2033-4EA | https://www.sigmaaldrich.com/LT/en
B3533-12EA | BOTTLES NALGENE(R) STYLE 2002 CAPACITY & | 1X12EA | 1 | 30 | Sigma-Aldrich | B3533-12EA | https://www.sigmaaldrich.com/LT/en
B4183-1CS | NUNC(R) CRYOLINE(TM) MAX CRYOGENIC STOR& | 1X1CS | 1 | 183 | Sigma-Aldrich | B4183-1CS | https://www.sigmaaldrich.com/LT/en
B4408-100EA | BIOHAZARD DISPOSAL BAGS IMPRINTED IN RE& | 1X100EA | 1 | 190 | Sigma-Aldrich | B4408-100EA | https://www.sigmaaldrich.com/LT/en
B5660-12EA | BOTTLES NALGENE(R) STYLE 2007 SIZE 125 & | 1X12EA | 1 | 20 | Sigma-Aldrich | B5660-12EA | https://www.sigmaaldrich.com/LT/en
B5785-12EA | BOTTLES NALGENE(R) STYLE 2007 SIZE 250 & | 1X12EA | 1 | 29 | Sigma-Aldrich | B5785-12EA | https://www.sigmaaldrich.com/LT/en
B5910-12EA | BOTTLES NALGENE(R) STYLE 2007 SIZE 500 & | 1X12EA | 1 | 46 | Sigma-Aldrich | B5910-12EA | https://www.sigmaaldrich.com/LT/en
B6035-6EA | BOTTLES NALGENE(R) STYLE 2007 SIZE 1000& | 1X6EA | 1 | 51 | Sigma-Aldrich | B6035-6EA | https://www.sigmaaldrich.com/LT/en
B6055-25EA | NALGENE(R) DROPPER BOTTLE WITH SCREW CL& | 1X25EA | 1 | 35 | Sigma-Aldrich | B6055-25EA | https://www.sigmaaldrich.com/LT/en
B6160-4EA | BOTTLES NALGENE(R) STYLE 2007 SIZE 2000& | 1X4EA | 1 | 55 | Sigma-Aldrich | B6160-4EA | https://www.sigmaaldrich.com/LT/en
B6180-25EA | NALGENE(R) DROPPER BOTTLE WITH SCREW CL& | 1X25EA | 1 | 35 | Sigma-Aldrich | B6180-25EA | https://www.sigmaaldrich.com/LT/en
B6285-12EA | BOTTLES NALGENE(R) STYLE 2114 SIZE 60 M& | 1X12EA | 1 | 15 | Sigma-Aldrich | B6285-12EA | https://www.sigmaaldrich.com/LT/en
B6305-25EA | NALGENE(R) DROPPER BOTTLE WITH SCREW CL& | 1X25EA | 1 | 37 | Sigma-Aldrich | B6305-25EA | https://www.sigmaaldrich.com/LT/en
B6410-12EA | BOTTLES NALGENE(R) STYLE 2114 SIZE 175 & | 1X12EA | 1 | 27 | Sigma-Aldrich | B6410-12EA | https://www.sigmaaldrich.com/LT/en
B6430-25EA | NALGENE(R) DROPPER BOTTLE WITH SCREW CL& | 1X25EA | 1 | 35 | Sigma-Aldrich | B6430-25EA | https://www.sigmaaldrich.com/LT/en
B6535-12EA | BOTTLES NALGENE(R) STYLE 2114 SIZE 250 & | 1X12EA | 1 | 26 | Sigma-Aldrich | B6535-12EA | https://www.sigmaaldrich.com/LT/en
B6555-25EA | NALGENE(R) DROPPER BOTTLE WITH SCREW CL& | 1X25EA | 1 | 35 | Sigma-Aldrich | B6555-25EA | https://www.sigmaaldrich.com/LT/en
B6660-12EA | BOTTLES NALGENE(R) STYLE 2114 SIZE 500 & | 1X12EA | 1 | 44 | Sigma-Aldrich | B6660-12EA | https://www.sigmaaldrich.com/LT/en
B6680-25EA | NALGENE(R) DROPPER BOTTLE WITH SCREW CL& | 1X25EA | 1 | 37 | Sigma-Aldrich | B6680-25EA | https://www.sigmaaldrich.com/LT/en
B6785-6EA | BOTTLES NALGENE(R) STYLE 2114 SIZE 1000& | 1X6EA | 1 | 31 | Sigma-Aldrich | B6785-6EA | https://www.sigmaaldrich.com/LT/en
B6805-25EA | NALGENE(R) DROPPER BOTTLE WITH SCREW CL& | 1X25EA | 1 | 36 | Sigma-Aldrich | B6805-25EA | https://www.sigmaaldrich.com/LT/en
B6910-6EA | BOTTLES, NALGENE(R) STYLE 2125 SIZE 100& | 1X6EA | 1 | 70 | Sigma-Aldrich | B6910-6EA | https://www.sigmaaldrich.com/LT/en
B6930-25EA | NALGENE(R) DROPPER BOTTLE WITH SCREW CL& | 1X25EA | 1 | 37 | Sigma-Aldrich | B6930-25EA | https://www.sigmaaldrich.com/LT/en
B7026-100EA | SUN BAG, TRANSPARENT PORE SIZE 0.02 MM,& | 1X100EA | 1 | 75 | Sigma-Aldrich | B7026-100EA | https://www.sigmaaldrich.com/LT/en
B7035-2EA | BOTTLES, NALGENE(R) STYLE 2125 SIZE 200& | 1X2EA | 1 | 31 | Sigma-Aldrich | B7035-2EA | https://www.sigmaaldrich.com/LT/en
B7055-25EA | NALGENE(R) DROPPER BOTTLE WITH SCREW CL& | 1X25EA | 1 | 39 | Sigma-Aldrich | B7055-25EA | https://www.sigmaaldrich.com/LT/en
B7160-1EA | BOTTLES, NALGENE(R) STYLE 2125 SIZE 400& | 1X1EA | 1 | 37 | Sigma-Aldrich | B7160-1EA | https://www.sigmaaldrich.com/LT/en
B7285-1EA | BOTTLES NALGENE(R) STYLE 2120 SIZE 2000& | 1X1EA | 1 | 15 | Sigma-Aldrich | B7285-1EA | https://www.sigmaaldrich.com/LT/en
B7407-12EA | BOTTLES NALGENE(R) STYLE 2002 CAPACITY & | 1X12EA | 1 | 10 | Sigma-Aldrich | B7407-12EA | https://www.sigmaaldrich.com/LT/en
B7410-1EA | BOTTLES NALGENE(R) STYLE 2120 SIZE 4000& | 1X1EA | 1 | 21 | Sigma-Aldrich | B7410-1EA | https://www.sigmaaldrich.com/LT/en
B7430-25EA | NALGENE(R) DROPPER BOTTLE WITH SCREW CL& | 1X25EA | 1 | 39 | Sigma-Aldrich | B7430-25EA | https://www.sigmaaldrich.com/LT/en
B7532-12EA | BOTTLES NALGENE(R) STYLE 2002 CAPACITY & | 1X12EA | 1 | 12 | Sigma-Aldrich | B7532-12EA | https://www.sigmaaldrich.com/LT/en
B7657-12EA | BOTTLES NALGENE(R) STYLE 2002 CAPACITY & | 1X12EA | 1 | 14 | Sigma-Aldrich | B7657-12EA | https://www.sigmaaldrich.com/LT/en
B7782-12EA | BOTTLES NALGENE(R) STYLE 2002 CAPACITY & | 1X12EA | 1 | 21 | Sigma-Aldrich | B7782-12EA | https://www.sigmaaldrich.com/LT/en
B7907-6EA | BOTTLES NALGENE(R) STYLE 2002 CAPACITY & | 1X6EA | 1 | 24 | Sigma-Aldrich | B7907-6EA | https://www.sigmaaldrich.com/LT/en
B7910-1EA | BOTTLES NALGENE(R) STYLE 2126 SIZE 4000& | 1X1EA | 1 | 51 | Sigma-Aldrich | B7910-1EA | https://www.sigmaaldrich.com/LT/en
B8032-12EA | BOTTLES NALGENE(R) STYLE 2006 SIZE 30 M& | 1X12EA | 1 | 11 | Sigma-Aldrich | B8032-12EA | https://www.sigmaaldrich.com/LT/en
B8035-6EA | BOTTLES NALGENE(R) STYLE 2126 SIZE 1000& | 1X6EA | 1 | 158 | Sigma-Aldrich | B8035-6EA | https://www.sigmaaldrich.com/LT/en
B8151-100EA | BIOHAZARD DISPOSAL BAGS IMPRINTED IN BL& | 1X100EA | 1 | 27 | Sigma-Aldrich | B8151-100EA | https://www.sigmaaldrich.com/LT/en
B8157-12EA | BOTTLES NALGENE(R) STYLE 2006 SIZE 60 M& | 1X12EA | 1 | 12 | Sigma-Aldrich | B8157-12EA | https://www.sigmaaldrich.com/LT/en
B8160-2EA | BOTTLES NALGENE(R) STYLE 2126 SIZE 2000& | 1X2EA | 1 | 64 | Sigma-Aldrich | B8160-2EA | https://www.sigmaaldrich.com/LT/en
B8276-200EA | BIOHAZARD DISPOSAL BAGS IMPRINTED IN BL& | 1X200EA | 1 | 404 | Sigma-Aldrich | B8276-200EA | https://www.sigmaaldrich.com/LT/en
B8282-12EA | BOTTLES NALGENE(R) STYLE 2006 SIZE 125 & | 1X12EA | 1 | 14 | Sigma-Aldrich | B8282-12EA | https://www.sigmaaldrich.com/LT/en
B8285-1EA | NALGENE(R) BOTTLES STYLE 2202 SIZE 2000& | 1X1EA | 1 | 13 | Sigma-Aldrich | B8285-1EA | https://www.sigmaaldrich.com/LT/en
B8401-1EA | BIOHAZARD DISPOSAL STAND DESKTOP SIZE | 1X1EA | 1 | 34 | Sigma-Aldrich | B8401-1EA | https://www.sigmaaldrich.com/LT/en
B8407-12EA | BOTTLES NALGENE(R) STYLE 2006 SIZE 250 & | 1X12EA | 1 | 23 | Sigma-Aldrich | B8407-12EA | https://www.sigmaaldrich.com/LT/en
B8526-1EA | BIOHAZARD DISPOSAL STAND FLOOR STAND | 1X1EA | 1 | 89 | Sigma-Aldrich | B8526-1EA | https://www.sigmaaldrich.com/LT/en
B8532-12EA | BOTTLES NALGENE(R) STYLE 2006 SIZE 500 & | 1X12EA | 1 | 38 | Sigma-Aldrich | B8532-12EA | https://www.sigmaaldrich.com/LT/en
B8535-1EA | NALGENE(R) BOTTLES STYLE 2202 SIZE 8000& | 1X1EA | 1 | 30 | Sigma-Aldrich | B8535-1EA | https://www.sigmaaldrich.com/LT/en
B8648-100EA | MAGENTA(R) B-CAP | 1X100EA | 1 | 151 | Sigma-Aldrich | B8648-100EA | https://www.sigmaaldrich.com/LT/en
B8648-25EA | MAGENTA(R) B-CAP | 1X25EA | 1 | 40 | Sigma-Aldrich | B8648-25EA | https://www.sigmaaldrich.com/LT/en
B8648-500EA | MAGENTA(R) B-CAP | 1X500EA | 1 | 556 | Sigma-Aldrich | B8648-500EA | https://www.sigmaaldrich.com/LT/en
B8657-6EA | BOTTLES NALGENE(R) STYLE 2006 SIZE 1000& | 1X6EA | 1 | 25 | Sigma-Aldrich | B8657-6EA | https://www.sigmaaldrich.com/LT/en
B8782-12EA | BOTTLES, NALGENE(R) STYLE 2104 SIZE 30 & | 1X12EA | 1 | 11 | Sigma-Aldrich | B8782-12EA | https://www.sigmaaldrich.com/LT/en
B9032-12EA | BOTTLES, NALGENE(R) STYLE 2104 SIZE 125& | 1X12EA | 1 | 19 | Sigma-Aldrich | B9032-12EA | https://www.sigmaaldrich.com/LT/en
B9157-12EA | BOTTLES, NALGENE(R) STYLE 2104 SIZE 250& | 1X12EA | 1 | 24 | Sigma-Aldrich | B9157-12EA | https://www.sigmaaldrich.com/LT/en
B9282-12EA | BOTTLES, NALGENE(R) STYLE 2104 SIZE 500& | 1X12EA | 1 | 39 | Sigma-Aldrich | B9282-12EA | https://www.sigmaaldrich.com/LT/en
B9407-6EA | BOTTLES, NALGENE(R) STYLE 2104 SIZE 100& | 1X6EA | 1 | 26 | Sigma-Aldrich | B9407-6EA | https://www.sigmaaldrich.com/LT/en
B9532-12EA | BOTTLES, NALGENE(R) STYLE 2105 SIZE 30 & | 1X12EA | 1 | 12 | Sigma-Aldrich | B9532-12EA | https://www.sigmaaldrich.com/LT/en
B9657-12EA | BOTTLES, NALGENE(R) STYLE 2105 SIZE 60 & | 1X12EA | 1 | 14 | Sigma-Aldrich | B9657-12EA | https://www.sigmaaldrich.com/LT/en
B9782-12EA | BOTTLES, NALGENE(R) STYLE 2105 SIZE 125& | 1X12EA | 1 | 22 | Sigma-Aldrich | B9782-12EA | https://www.sigmaaldrich.com/LT/en
B9907-12EA | BOTTLES, NALGENE(R) STYLE 2105 SIZE 250& | 1X12EA | 1 | 28 | Sigma-Aldrich | B9907-12EA | https://www.sigmaaldrich.com/LT/en
C0542-100EA | MAGENTA(R) VESSEL AUTOCLAVABLE, GA-7/GA& | 1X100EA | 1 | 170 | Sigma-Aldrich | C0542-100EA | https://www.sigmaaldrich.com/LT/en
C0542-25EA | MAGENTA(R) VESSEL AUTOCLAVABLE, GA-7/GA& | 1X25EA | 1 | 60 | Sigma-Aldrich | C0542-25EA | https://www.sigmaaldrich.com/LT/en
C0544-1EA | WORTHINGTON ACCESSORIES, CAP/NECKTUBE CO | 1X1EA | 1 | 112 | Sigma-Aldrich | C0544-1EA | https://www.sigmaaldrich.com/LT/en
C0671-1EA | WORTHINGTON ACCESSORIES, CAP FOR 4 L DEW | 1X1EA | 1 | 26 | Sigma-Aldrich | C0671-1EA | https://www.sigmaaldrich.com/LT/en
C0681-1SET | VACUUM FILTRATION MANIFOLD MILLIPORE MO& | 1X1SET | 1 | 209 | Sigma-Aldrich | C0681-1SET | https://www.sigmaaldrich.com/LT/en
C0796-1EA | WORTHINGTON ACCESSORIES, CAP/NECKTUBE CO | 1X1EA | 1 | 67 | Sigma-Aldrich | C0796-1EA | https://www.sigmaaldrich.com/LT/en
C0812-100EA | COLOR CODERS FOR NALGENE(R) CRYOGENIC V& | 1X100EA | 1 | 14 | Sigma-Aldrich | C0812-100EA | https://www.sigmaaldrich.com/LT/en
C0917-1EA | UNWIRE FULL RACKS, POLYKETONE CAPACITY,& | 1X1EA | 1 | 21 | Sigma-Aldrich | C0917-1EA | https://www.sigmaaldrich.com/LT/en
C0921-10EA | SILICONE SPONGE CLOSURES SIZE 28 MM | 1X10EA | 1 | 248 | Sigma-Aldrich | C0921-10EA | https://www.sigmaaldrich.com/LT/en
C0937-100EA | COLOR CODERS FOR NALGENE(R) CRYOGENIC V& | 1X100EA | 1 | 14 | Sigma-Aldrich | C0937-100EA | https://www.sigmaaldrich.com/LT/en
C1042-1EA | UNWIRE FULL RACKS, POLYKETONE CAPACITY,& | 1X1EA | 1 | 23 | Sigma-Aldrich | C1042-1EA | https://www.sigmaaldrich.com/LT/en
C1046-10EA | SILICONE SPONGE CLOSURES SIZE 38 MM | 1X10EA | 1 | 322 | Sigma-Aldrich | C1046-10EA | https://www.sigmaaldrich.com/LT/en
C1059-1EA | CLONING CYLINDERS, GLASS VOLUME 150 UL | 1X1EA | 1 | 74 | Sigma-Aldrich | C1059-1EA | https://www.sigmaaldrich.com/LT/en
C1062-100EA | COLOR CODERS FOR NALGENE(R) CRYOGENIC V& | 1X100EA | 1 | 14 | Sigma-Aldrich | C1062-100EA | https://www.sigmaaldrich.com/LT/en
C1111-50EA | WELL CAP FOR NUNC(R) 96 DEEPWELL PLATES& | 1X50EA | 1 | 784 | Sigma-Aldrich | C1111-50EA | https://www.sigmaaldrich.com/LT/en
C1187-100EA | COLOR CODERS FOR NALGENE(R) CRYOGENIC V& | 1X100EA | 1 | 14 | Sigma-Aldrich | C1187-100EA | https://www.sigmaaldrich.com/LT/en
C1295-1EA | CUVETTE WASHER SINGLE | 1X1EA | 1 | 145 | Sigma-Aldrich | C1295-1EA | https://www.sigmaaldrich.com/LT/en
C1312-100EA | COLOR CODERS FOR NALGENE(R) CRYOGENIC V& | 1X100EA | 1 | 14 | Sigma-Aldrich | C1312-100EA | https://www.sigmaaldrich.com/LT/en
C1420-1EA | CUVETTE WASHER DOUBLE | 1X1EA | 1 | 188 | Sigma-Aldrich | C1420-1EA | https://www.sigmaaldrich.com/LT/en
C1437-100EA | CRYOSLEEVE CLEAR PVC CANE SLEEVE | 1X100EA | 1 | 99 | Sigma-Aldrich | C1437-100EA | https://www.sigmaaldrich.com/LT/en
C1486-1EA | SPECTRAFUGE 16M MICROCENTRIFUGE BLUE AC& | 1X1EA | 1 | 1421 | Sigma-Aldrich | C1486-1EA | https://www.sigmaaldrich.com/LT/en
C1736-1EA | SPECTRAFUGE 16M MICROCENTRIFUGE TEAL AC& | 1X1EA | 1 | 1421 | Sigma-Aldrich | C1736-1EA | https://www.sigmaaldrich.com/LT/en
C1562-1EA | FREEZING CONTAINER, NALGENE(R) MR. FROS& | 1X1EA | 1 | 115 | Sigma-Aldrich | C1562-1EA | https://www.sigmaaldrich.com/LT/en
C1611-1EA | SPECTRAFUGE 16M MICROCENTRIFUGE BLUE AC& | 1X1EA | 1 | 1294 | Sigma-Aldrich | C1611-1EA | https://www.sigmaaldrich.com/LT/en
C1812-1EA | BIO-TRANSPORT CARRIER SYSTEM, NALGENE(R& | 1X1EA | 1 | 90 | Sigma-Aldrich | C1812-1EA | https://www.sigmaaldrich.com/LT/en
C1934-100EA | MAGENTA(R) 2-WAY CAP | 1X100EA | 1 | 73 | Sigma-Aldrich | C1934-100EA | https://www.sigmaaldrich.com/LT/en
C1934-500EA | MAGENTA(R) 2-WAY CAP | 1X500EA | 1 | 257 | Sigma-Aldrich | C1934-500EA | https://www.sigmaaldrich.com/LT/en
C1937-1EA | BOTTLE CARRIER, NALGENE(R) FOR 2.5 LITE& | 1X1EA | 1 | 84 | Sigma-Aldrich | C1937-1EA | https://www.sigmaaldrich.com/LT/en
C1986-1EA | SPECTRAFUGE 16M MICROCENTRIFUGE PURPLE & | 1X1EA | 1 | 1421 | Sigma-Aldrich | C1986-1EA | https://www.sigmaaldrich.com/LT/en
C2048-500EA | CLOSURES FOR 25 MM CULTURE TUBES, DISPO& | 1X500EA | 1 | 247 | Sigma-Aldrich | C2048-500EA | https://www.sigmaaldrich.com/LT/en
C2059-1EA | CLONING CYLINDERS, GLASS VOLUME 250 ML | 1X1EA | 1 | 75 | Sigma-Aldrich | C2059-1EA | https://www.sigmaaldrich.com/LT/en
C2062-1EA | BOTTLE CARRIER, NALGENE(R) FOR 4 LITER & | 1X1EA | 1 | 97 | Sigma-Aldrich | C2062-1EA | https://www.sigmaaldrich.com/LT/en
C2187-1EA | NALGENE(R) BOTTLE CARRIER FOR 0.5 L BOT& | 1X1EA | 1 | 98 | Sigma-Aldrich | C2187-1EA | https://www.sigmaaldrich.com/LT/en
C2236-1EA | SPECTRAFUGE 16M MICROCENTRIFUGE RED ACC& | 1X1EA | 1 | 1421 | Sigma-Aldrich | C2236-1EA | https://www.sigmaaldrich.com/LT/en
C2298-100EA | CLOSURES FOR 25 MM CULTURE TUBES, DISPO& | 1X100EA | 1 | 70 | Sigma-Aldrich | C2298-100EA | https://www.sigmaaldrich.com/LT/en
C2298-500EA | CLOSURES FOR 25 MM CULTURE TUBES, DISPO& | 1X500EA | 1 | 247 | Sigma-Aldrich | C2298-500EA | https://www.sigmaaldrich.com/LT/en
C2312-1EA | NALGENE(R) LABTOP COOLER -20 C L& | 1X1EA | 1 | 318 | Sigma-Aldrich | C2312-1EA | https://www.sigmaaldrich.com/LT/en
C2437-1EA | NALGENE(R) LABTOP COOLER -20 DEG. C & | 1X1EA | 1 | 161 | Sigma-Aldrich | C2437-1EA | https://www.sigmaaldrich.com/LT/en
C2692-1EA | NALGENE(R) ROUND CARBOY, WITH HANDLES N& | 1X1EA | 1 | 48 | Sigma-Aldrich | C2692-1EA | https://www.sigmaaldrich.com/LT/en
C2798-6EA | BIOHAZARD INCINERATOR CARTON FLOOR MODE& | 1X6EA | 1 | 118 | Sigma-Aldrich | C2798-6EA | https://www.sigmaaldrich.com/LT/en
C2817-1EA | NALGENE(R) ROUND CARBOY, WITH HANDLES N& | 1X1EA | 1 | 155 | Sigma-Aldrich | C2817-1EA | https://www.sigmaaldrich.com/LT/en
C3171-50EA | DEWAR FLASK 35L ACCESSORIES ALUMINUM CA& | 1X50EA | 1 | 165 | Sigma-Aldrich | C3171-50EA | https://www.sigmaaldrich.com/LT/en
C3236-50EA | NUNC(R) CRYOLINE(TM) VIAL STORAGE CANE | 1X50EA | 1 | 63 | Sigma-Aldrich | C3236-50EA | https://www.sigmaaldrich.com/LT/en
C3606-50EA | GREINER CAP MATS FOR MULTIWELL PLATES F& | 1X50EA | 1 | 245 | Sigma-Aldrich | C3606-50EA | https://www.sigmaaldrich.com/LT/en
C3731-50EA | GREINER CAP MATS FOR MULTIWELL PLATES F& | 1X50EA | 1 | 292 | Sigma-Aldrich | C3731-50EA | https://www.sigmaaldrich.com/LT/en
C3817-1EA | NALGENE(R) ROUND CARBOY, WITH HANDLES N& | 1X1EA | 1 | 79 | Sigma-Aldrich | C3817-1EA | https://www.sigmaaldrich.com/LT/en
C3858-50EA | CLONING CYLINDERS, POLYSTYRENE I.D. X H& | 1X50EA | 1 | 119 | Sigma-Aldrich | C3858-50EA | https://www.sigmaaldrich.com/LT/en
C3923-1EA | CALCULATORS, TEXAS INSTRUMENTS, SCIENTI& | 1X1EA | 1 | 81 | Sigma-Aldrich | C3923-1EA | https://www.sigmaaldrich.com/LT/en
C3983-50EA | CLONING CYLINDERS, POLYSTYRENE I.D. X H& | 1X50EA | 1 | 96 | Sigma-Aldrich | C3983-50EA | https://www.sigmaaldrich.com/LT/en
C4192-1EA | NALGENE(R) ROUND CARBOY, WITH HANDLES N& | 1X1EA | 1 | 88 | Sigma-Aldrich | C4192-1EA | https://www.sigmaaldrich.com/LT/en
C4317-1EA | NALGENE(R) ROUND CARBOY, WITH HANDLES N& | 1X1EA | 1 | 198 | Sigma-Aldrich | C4317-1EA | https://www.sigmaaldrich.com/LT/en
C4357-40EA | GREINER CULTURE FLASKS, SUSPENSION CULT& | 1X40EA | 1 | 141 | Sigma-Aldrich | C4357-40EA | https://www.sigmaaldrich.com/LT/en
C4442-1EA | NALGENE(R) ROUND CARBOY, WITH HANDLES N& | 1X1EA | 1 | 68 | Sigma-Aldrich | C4442-1EA | https://www.sigmaaldrich.com/LT/en
C4567-1EA | UTILITY CARRIERS, NALGENE(R) HIGH-DENSI& | 1X1EA | 1 | 84 | Sigma-Aldrich | C4567-1EA | https://www.sigmaaldrich.com/LT/en
C4692-1EA | UTILITY CARRIERS, NALGENE(R) HIGH-DENSI& | 1X1EA | 1 | 32 | Sigma-Aldrich | C4692-1EA | https://www.sigmaaldrich.com/LT/en
C4817-1EA | UTILITY CARRIERS, NALGENE(R) POLYPROPYL& | 1X1EA | 1 | 32 | Sigma-Aldrich | C4817-1EA | https://www.sigmaaldrich.com/LT/en
C5192-1EA | NALGENE(R) ROUND CARBOY, WITH HANDLES N& | 1X1EA | 1 | 115 | Sigma-Aldrich | C5192-1EA | https://www.sigmaaldrich.com/LT/en
C5567-1EA | NALGENE(R) ROUND CARBOY, WITH HANDLES N& | 1X1EA | 1 | 205 | Sigma-Aldrich | C5567-1EA | https://www.sigmaaldrich.com/LT/en
C5791-100EA | CLOSURES FOR 25 MM CULTURE TUBES, DISPO& | 1X100EA | 1 | 70 | Sigma-Aldrich | C5791-100EA | https://www.sigmaaldrich.com/LT/en
C5791-500EA | CLOSURES FOR 25 MM CULTURE TUBES, DISPO& | 1X500EA | 1 | 247 | Sigma-Aldrich | C5791-500EA | https://www.sigmaaldrich.com/LT/en
C5981-100EA | GREINER CELL SCRAPERS HANDLE L 25 CM, B& | 1X100EA | 1 | 372 | Sigma-Aldrich | C5981-100EA | https://www.sigmaaldrich.com/LT/en
C6062-2EA | NALGENE(R) SEALING CAP ASSEMBLY FOR T 2& | 1X2EA | 1 | 49 | Sigma-Aldrich | C6062-2EA | https://www.sigmaaldrich.com/LT/en
C6067-1EA | CARBOYS, LOWBOY, NALGENE 8 LITERS | 1X1EA | 1 | 257 | Sigma-Aldrich | C6067-1EA | https://www.sigmaaldrich.com/LT/en
C6106-100EA | GREINER CELL SCRAPERS HANDLE L 40 CM, B& | 1X100EA | 1 | 442 | Sigma-Aldrich | C6106-100EA | https://www.sigmaaldrich.com/LT/en
Z766852-50EA | MICROFLEX(R) NEOPRO(R) EC POWDER-FREE C& | 1X50EA | 1 | 55 | Sigma-Aldrich | Z766852-50EA | https://www.sigmaaldrich.com/LT/en
Z766887-50EA | MICROFLEX(R) NEOPRO(R) EC POWDER-FREE C& | 1X50EA | 1 | 54 | Sigma-Aldrich | Z766887-50EA | https://www.sigmaaldrich.com/LT/en
Z767891-1EA | SYNTHESIS BLOCKS FOR RCT AND RET MAGNET& | 1X1EA | 1 | 153 | Sigma-Aldrich | Z767891-1EA | https://www.sigmaaldrich.com/LT/en
Z768065-1EA | SYNTHESIS BLOCKS FOR RCT AND RET MAGNET& | 1X1EA | 1 | 309 | Sigma-Aldrich | Z768065-1EA | https://www.sigmaaldrich.com/LT/en
NRS5600MWIPV8-1EA | NORELL(R) VALVED 5 MM NMR TUBES FOR INT& | 1X1EA | 1 | 248 | Sigma-Aldrich | NRS5600MWIPV8-1EA | https://www.sigmaaldrich.com/LT/en
Z768626-96EA | NALGENE(R) SQUARE GRADUATED MEDIA BOTTL& | 1X96EA | 1 | 186 | Sigma-Aldrich | Z768626-96EA | https://www.sigmaaldrich.com/LT/en
NRS5500HWIPV8-1EA | NORELL(R) VALVED 5 MM NMR TUBES FOR INT& | 1X1EA | 1 | 241 | Sigma-Aldrich | NRS5500HWIPV8-1EA | https://www.sigmaaldrich.com/LT/en
Z768022-1EA | SYNTHESIS BLOCKS FOR RCT AND RET MAGNET& | 1X1EA | 1 | 179 | Sigma-Aldrich | Z768022-1EA | https://www.sigmaaldrich.com/LT/en
NRS5500MWIPV8-1EA | NORELL(R) VALVED 5 MM NMR TUBES FOR INT& | 1X1EA | 1 | 241 | Sigma-Aldrich | NRS5500MWIPV8-1EA | https://www.sigmaaldrich.com/LT/en
Z767328-50EA | MICROFLEX(R) NEOPRO(R) EC POWDER-FREE C& | 1X50EA | 1 | 55 | Sigma-Aldrich | Z767328-50EA | https://www.sigmaaldrich.com/LT/en
Z768618-24EA | NALGENE(R) SQUARE GRADUATED MEDIA BOTTL& | 1X24EA | 1 | 165 | Sigma-Aldrich | Z768618-24EA | https://www.sigmaaldrich.com/LT/en
Z768693-96EA | NALGENE(R) MEDIA BOTTLES, STYLE 2019, P& | 1X96EA | 1 | 186 | Sigma-Aldrich | Z768693-96EA | https://www.sigmaaldrich.com/LT/en
Z768650-48EA | NALGENE(R) SQUARE GRADUATED MEDIA BOTTL& | 1X48EA | 1 | 191 | Sigma-Aldrich | Z768650-48EA | https://www.sigmaaldrich.com/LT/en
Z766852-500EA | MICROFLEX(R) NEOPRO(R) EC POWDER-FREE C& | 1X500EA | 1 | 389 | Sigma-Aldrich | Z766852-500EA | https://www.sigmaaldrich.com/LT/en
Z271861-5PAK | WILMAD(R) NMR TUBES DIAM. 3 MM, MICROSA& | 1X5PAK | 1 | 451 | Sigma-Aldrich | Z271861-5PAK | https://www.sigmaaldrich.com/LT/en
Z766887-500EA | MICROFLEX(R) NEOPRO(R) EC POWDER-FREE C& | 1X500EA | 1 | 377 | Sigma-Aldrich | Z766887-500EA | https://www.sigmaaldrich.com/LT/en
NRS5600IPV7-1EA | NORELL(R) VALVED 5 MM NMR TUBES FOR INT& | 1X1EA | 1 | 244 | Sigma-Aldrich | NRS5600IPV7-1EA | https://www.sigmaaldrich.com/LT/en
NRS5400MWIPV8-1EA | NORELL(R) VALVED 5 MM NMR TUBES FOR INT& | 1X1EA | 1 | 236 | Sigma-Aldrich | NRS5400MWIPV8-1EA | https://www.sigmaaldrich.com/LT/en
Z767980-1EA | SYNTHESIS BLOCKS FOR RCT AND RET MAGNET& | 1X1EA | 1 | 73 | Sigma-Aldrich | Z767980-1EA | https://www.sigmaaldrich.com/LT/en
NRS5400IPV7-1EA | NORELL(R) VALVED 5 MM NMR TUBES FOR INT& | 1X1EA | 1 | 227 | Sigma-Aldrich | NRS5400IPV7-1EA | https://www.sigmaaldrich.com/LT/en
Z768170-1EA | SYNTHESIS BLOCKS FOR RCT AND RET MAGNET& | 1X1EA | 1 | 73 | Sigma-Aldrich | Z768170-1EA | https://www.sigmaaldrich.com/LT/en
NRS5600HWIPV8-1EA | NORELL(R) VALVED 5 MM NMR TUBES FOR INT& | 1X1EA | 1 | 250 | Sigma-Aldrich | NRS5600HWIPV8-1EA | https://www.sigmaaldrich.com/LT/en
Z767913-1EA | SYNTHESIS BLOCKS FOR RCT AND RET MAGNET& | 1X1EA | 1 | 73 | Sigma-Aldrich | Z767913-1EA | https://www.sigmaaldrich.com/LT/en
ACE585306-1EA | ACE-SAFE(R) TUBING CONNECTOR, UHDPE, #7& | 1X1EA | 1 | 20 | Sigma-Aldrich | ACE585306-1EA | https://www.sigmaaldrich.com/LT/en
Z767964-1EA | SYNTHESIS BLOCKS FOR RCT AND RET MAGNET& | 1X1EA | 1 | 73 | Sigma-Aldrich | Z767964-1EA | https://www.sigmaaldrich.com/LT/en
Z766879-500EA | MICROFLEX(R) NEOPRO(R) EC POWDER-FREE C& | 1X500EA | 1 | 377 | Sigma-Aldrich | Z766879-500EA | https://www.sigmaaldrich.com/LT/en
CLS4395-48EA | CORNING(R) COSTAR(R) HTS TRANSWELL(R) C& | 1X48EA | 1 | 398 | Sigma-Aldrich | CLS4395-48EA | https://www.sigmaaldrich.com/LT/en
NRS5600MWIPV7-1EA | NORELL(R) VALVED 5 MM NMR TUBES FOR INT& | 1X1EA | 1 | 246 | Sigma-Aldrich | NRS5600MWIPV7-1EA | https://www.sigmaaldrich.com/LT/en
NRS5500IPV8-1EA | NORELL(R) VALVED 5 MM NMR TUBES FOR INT& | 1X1EA | 1 | 238 | Sigma-Aldrich | NRS5500IPV8-1EA | https://www.sigmaaldrich.com/LT/en
Z768219-1EA | SYNTHESIS BLOCKS FOR RCT AND RET MAGNET& | 1X1EA | 1 | 457 | Sigma-Aldrich | Z768219-1EA | https://www.sigmaaldrich.com/LT/en
Z767921-1EA | SYNTHESIS BLOCKS FOR RCT AND RET MAGNET& | 1X1EA | 1 | 73 | Sigma-Aldrich | Z767921-1EA | https://www.sigmaaldrich.com/LT/en
NRS5600IPV8-1EA | NORELL(R) VALVED 5 MM NMR TUBES FOR INT& | 1X1EA | 1 | 246 | Sigma-Aldrich | NRS5600IPV8-1EA | https://www.sigmaaldrich.com/LT/en
Z767956-1EA | SYNTHESIS BLOCKS FOR RCT AND RET MAGNET& | 1X1EA | 1 | 73 | Sigma-Aldrich | Z767956-1EA | https://www.sigmaaldrich.com/LT/en
NRS5400MWIPV7-1EA | NORELL(R) VALVED 5 MM NMR TUBES FOR INT& | 1X1EA | 1 | 234 | Sigma-Aldrich | NRS5400MWIPV7-1EA | https://www.sigmaaldrich.com/LT/en
Z766860-500EA | MICROFLEX(R) NEOPRO(R) EC POWDER-FREE C& | 1X500EA | 1 | 389 | Sigma-Aldrich | Z766860-500EA | https://www.sigmaaldrich.com/LT/en
NRS5400IPV8-1EA | NORELL(R) VALVED 5 MM NMR TUBES FOR INT& | 1X1EA | 1 | 228 | Sigma-Aldrich | NRS5400IPV8-1EA | https://www.sigmaaldrich.com/LT/en
Z768154-1EA | SYNTHESIS BLOCKS FOR RCT AND RET MAGNET& | 1X1EA | 1 | 73 | Sigma-Aldrich | Z768154-1EA | https://www.sigmaaldrich.com/LT/en
Z768081-1EA | SYNTHESIS BLOCKS FOR RCT AND RET MAGNET& | 1X1EA | 1 | 356 | Sigma-Aldrich | Z768081-1EA | https://www.sigmaaldrich.com/LT/en
Z768006-1EA | SYNTHESIS BLOCKS FOR RCT AND RET MAGNET& | 1X1EA | 1 | 131 | Sigma-Aldrich | Z768006-1EA | https://www.sigmaaldrich.com/LT/en
NRS5300MWIPV7-1EA | NORELL(R) VALVED 5 MM NMR TUBES FOR INT& | 1X1EA | 1 | 224 | Sigma-Aldrich | NRS5300MWIPV7-1EA | https://www.sigmaaldrich.com/LT/en
Z768634-96EA | NALGENE(R) SQUARE GRADUATED MEDIA BOTTL& | 1X96EA | 1 | 196 | Sigma-Aldrich | Z768634-96EA | https://www.sigmaaldrich.com/LT/en
Z768596-48EA | NALGENE(R) SQUARE GRADUATED MEDIA BOTTL& | 1X48EA | 1 | 180 | Sigma-Aldrich | Z768596-48EA | https://www.sigmaaldrich.com/LT/en
ACE585326-1EA | ACE-SAFE(R) TUBING CONNECTOR, UHDPE, #1& | 1X1EA | 1 | 36 | Sigma-Aldrich | ACE585326-1EA | https://www.sigmaaldrich.com/LT/en
Z768677-12EA | NALGENE(R) MEDIA BOTTLES, STYLE 2019, P& | 1X12EA | 1 | 191 | Sigma-Aldrich | Z768677-12EA | https://www.sigmaaldrich.com/LT/en
Z768685-96EA | NALGENE(R) MEDIA BOTTLES, STYLE 2019, P& | 1X96EA | 1 | 240 | Sigma-Aldrich | Z768685-96EA | https://www.sigmaaldrich.com/LT/en
Z768235-1EA | MYBATH(TM) DIGITAL WATER BATH, AC INPUT& | 1X1EA | 1 | 1020 | Sigma-Aldrich | Z768235-1EA | https://www.sigmaaldrich.com/LT/en
Z767905-1EA | SYNTHESIS BLOCKS FOR RCT AND RET MAGNET& | 1X1EA | 1 | 73 | Sigma-Aldrich | Z767905-1EA | https://www.sigmaaldrich.com/LT/en
NRS5300MWIPV8-1EA | NORELL(R) VALVED 5 MM NMR TUBES FOR INT& | 1X1EA | 1 | 225 | Sigma-Aldrich | NRS5300MWIPV8-1EA | https://www.sigmaaldrich.com/LT/en
NRS5300HWIPV8-1EA | NORELL(R) VALVED 5 MM NMR TUBES FOR INT& | 1X1EA | 1 | 228 | Sigma-Aldrich | NRS5300HWIPV8-1EA | https://www.sigmaaldrich.com/LT/en
NRS5300HWIPV7-1EA | NORELL(R) VALVED 5 MM NMR TUBES FOR INT& | 1X1EA | 1 | 226 | Sigma-Aldrich | NRS5300HWIPV7-1EA | https://www.sigmaaldrich.com/LT/en
Z767948-1EA | SYNTHESIS BLOCKS FOR RCT AND RET MAGNET& | 1X1EA | 1 | 73 | Sigma-Aldrich | Z767948-1EA | https://www.sigmaaldrich.com/LT/en
NRS5500IPV7-1EA | NORELL(R) VALVED 5 MM NMR TUBES FOR INT& | 1X1EA | 1 | 234 | Sigma-Aldrich | NRS5500IPV7-1EA | https://www.sigmaaldrich.com/LT/en
Z768162-1EA | SYNTHESIS BLOCKS FOR RCT AND RET MAGNET& | 1X1EA | 1 | 73 | Sigma-Aldrich | Z768162-1EA | https://www.sigmaaldrich.com/LT/en
ACE585320-1EA | ACE-SAFE(R) TUBING CONNECTOR, UHDPE, #1& | 1X1EA | 1 | 35 | Sigma-Aldrich | ACE585320-1EA | https://www.sigmaaldrich.com/LT/en
CLS3772-1EA | CORNING(R) MICROCARRIERS, UNTREATED, 10& | 1X1EA | 1 | 93 | Sigma-Aldrich | CLS3772-1EA | https://www.sigmaaldrich.com/LT/en
NRS5500MWIPV7-1EA | NORELL(R) VALVED 5 MM NMR TUBES FOR INTE | 1X1EA | 1 | 238 | Sigma-Aldrich | NRS5500MWIPV7-1EA | https://www.sigmaaldrich.com/LT/en
Z183415-30PAK | FOIL/POLY BAG SIZE 18 IN. X 22 IN. | 1X30PAK | 1 | 1088 | Sigma-Aldrich | Z183415-30PAK | https://www.sigmaaldrich.com/LT/en
Z768642-60EA | NALGENE(R) SQUARE GRADUATED MEDIA BOTTL& | 1X60EA | 1 | 176 | Sigma-Aldrich | Z768642-60EA | https://www.sigmaaldrich.com/LT/en
Z768669-24EA | NALGENE(R) SQUARE GRADUATED MEDIA BOTTL& | 1X24EA | 1 | 176 | Sigma-Aldrich | Z768669-24EA | https://www.sigmaaldrich.com/LT/en
Z766860-50EA | MICROFLEX(R) NEOPRO(R) EC POWDER-FREE C& | 1X50EA | 1 | 55 | Sigma-Aldrich | Z766860-50EA | https://www.sigmaaldrich.com/LT/en
Z693332-96EA | NORELL(TM) SAMPLE VAULT(TM) NMR TUBE CA& | 1X96EA | 1 | 74 | Sigma-Aldrich | Z693332-96EA | https://www.sigmaaldrich.com/LT/en
NRS5600HWIPV7-1EA | NORELL(R) VALVED 5 MM NMR TUBES FOR INT& | 1X1EA | 1 | 247 | Sigma-Aldrich | NRS5600HWIPV7-1EA | https://www.sigmaaldrich.com/LT/en
NRS5300IPV8-1EA | NORELL(R) VALVED 5 MM NMR TUBES FOR INT& | 1X1EA | 1 | 224 | Sigma-Aldrich | NRS5300IPV8-1EA | https://www.sigmaaldrich.com/LT/en
Z766879-50EA | MICROFLEX(R) NEOPRO(R) EC POWDER-FREE C& | 1X50EA | 1 | 54 | Sigma-Aldrich | Z766879-50EA | https://www.sigmaaldrich.com/LT/en
Z767328-500EA | MICROFLEX(R) NEOPRO(R) EC POWDER-FREE C& | 1X500EA | 1 | 389 | Sigma-Aldrich | Z767328-500EA | https://www.sigmaaldrich.com/LT/en
Z769649-1EA | BRANSON M SERIES ULTRASONIC BATH, 9.2 L& | 1X1EA | 1 | 1186 | Sigma-Aldrich | Z769649-1EA | https://www.sigmaaldrich.com/LT/en
Z769282-1EA | BRANSON CPXH SERIES ULTRASONIC BATH WIT& | 1X1EA | 1 | 1402 | Sigma-Aldrich | Z769282-1EA | https://www.sigmaaldrich.com/LT/en
Z769517-1EA | BRANSON CPXH SERIES ULTRASONIC BATH WIT& | 1X1EA | 1 | 2352 | Sigma-Aldrich | Z769517-1EA | https://www.sigmaaldrich.com/LT/en
Z769347-1EA | BRANSON CPXH SERIES ULTRASONIC BATH WIT& | 1X1EA | 1 | 2627 | Sigma-Aldrich | Z769347-1EA | https://www.sigmaaldrich.com/LT/en
Z769614-1EA | BRANSON M SERIES ULTRASONIC BATH, 5.7 L& | 1X1EA | 1 | 971 | Sigma-Aldrich | Z769614-1EA | https://www.sigmaaldrich.com/LT/en
Z768294-1ROLL | LABELING TAPE, WHITE, 3/4 IN. X 500 IN.& | 1X1ROLL | 1 | 14 | Sigma-Aldrich | Z768294-1ROLL | https://www.sigmaaldrich.com/LT/en
Z768308-1ROLL | LABELING TAPE, YELLOW, 3/4 IN. X 500 IN& | 1X1ROLL | 1 | 14 | Sigma-Aldrich | Z768308-1ROLL | https://www.sigmaaldrich.com/LT/en
Z768316-1ROLL | LABELING TAPE, GREEN, 3/4 IN. X 500 IN.& | 1X1ROLL | 1 | 14 | Sigma-Aldrich | Z768316-1ROLL | https://www.sigmaaldrich.com/LT/en
Z768324-1ROLL | LABELING TAPE, BLUE, 3/4 IN. X 500 IN. & | 1X1ROLL | 1 | 14 | Sigma-Aldrich | Z768324-1ROLL | https://www.sigmaaldrich.com/LT/en
Z768332-1ROLL | LABELING TAPE, RED, 3/4 IN. X 500 IN. R& | 1X1ROLL | 1 | 14 | Sigma-Aldrich | Z768332-1ROLL | https://www.sigmaaldrich.com/LT/en
Z768340-1ROLL | LABELING TAPE, WHITE, 3/4 IN. X 2,160 I& | 1X1ROLL | 1 | 41 | Sigma-Aldrich | Z768340-1ROLL | https://www.sigmaaldrich.com/LT/en
Z768359-1ROLL | LABELING TAPE, YELLOW, 3/4 IN. X 2,160 & | 1X1ROLL | 1 | 41 | Sigma-Aldrich | Z768359-1ROLL | https://www.sigmaaldrich.com/LT/en
Z768367-1ROLL | LABELING TAPE, GREEN, 3/4 IN. X 2,160 I& | 1X1ROLL | 1 | 41 | Sigma-Aldrich | Z768367-1ROLL | https://www.sigmaaldrich.com/LT/en
Z768375-1ROLL | LABELING TAPE, BLUE, 3/4 IN. X 2,160 IN& | 1X1ROLL | 1 | 41 | Sigma-Aldrich | Z768375-1ROLL | https://www.sigmaaldrich.com/LT/en
Z768383-1ROLL | LABELING TAPE, RED, 3/4 IN. X 2,160 IN.& | 1X1ROLL | 1 | 41 | Sigma-Aldrich | Z768383-1ROLL | https://www.sigmaaldrich.com/LT/en
Z768243-1EA | ALDRICH(R) HIGH-VACUUM GLASS STOPCOCK, & | 1X1EA | 1 | 60 | Sigma-Aldrich | Z768243-1EA | https://www.sigmaaldrich.com/LT/en
Z769541-1EA | BRANSON M SERIES ULTRASONIC BATH, 1.9 L& | 1X1EA | 1 | 570 | Sigma-Aldrich | Z769541-1EA | https://www.sigmaaldrich.com/LT/en
Z273279-19L | LIQUINOX(R) PHOSPHATE-FREE LIQUID DETERG | 1X19L | 1 | 330 | Sigma-Aldrich | Z273279-19L | https://www.sigmaaldrich.com/LT/en
Z768456-1ROLL | REMOVABLE TOUGH-TAGS(TM), FOR HANDWRITI& | 1X1ROLL | 1 | 39 | Sigma-Aldrich | Z768456-1ROLL | https://www.sigmaaldrich.com/LT/en
Z768464-1ROLL | REMOVABLE TOUGH-TAGS(TM), FOR HANDWRITI& | 1X1ROLL | 1 | 39 | Sigma-Aldrich | Z768464-1ROLL | https://www.sigmaaldrich.com/LT/en
THSD4149-1EA | THALESNANO MIDICART(TM) CATALYST CARTRI& | 1X1EA | 1 | 655 | Sigma-Aldrich | THSD4149-1EA | https://www.sigmaaldrich.com/LT/en
Z769258-1EA | BRANSON CPXH SERIES ULTRASONIC BATH WIT& | 1X1EA | 1 | 930 | Sigma-Aldrich | Z769258-1EA | https://www.sigmaaldrich.com/LT/en
Z769452-1EA | BRANSON CPXH SERIES ULTRASONIC BATH WIT& | 1X1EA | 1 | 1176 | Sigma-Aldrich | Z769452-1EA | https://www.sigmaaldrich.com/LT/en
Z769398-1EA | BRANSON CPXH SERIES ULTRASONIC BATH WITH | 1X1EA | 1 | 653 | Sigma-Aldrich | Z769398-1EA | https://www.sigmaaldrich.com/LT/en
Z769789-1EA | BRANSON MH SERIES ULTRASONIC BATH, 5.7 & | 1X1EA | 1 | 1186 | Sigma-Aldrich | Z769789-1EA | https://www.sigmaaldrich.com/LT/en
Z769487-1EA | BRANSON CPXH SERIES ULTRASONIC BATH WIT& | 1X1EA | 1 | 1431 | Sigma-Aldrich | Z769487-1EA | https://www.sigmaaldrich.com/LT/en
Z769525-1EA | BRANSON CPXH SERIES ULTRASONIC BATH WITH | 1X1EA | 1 | 2352 | Sigma-Aldrich | Z769525-1EA | https://www.sigmaaldrich.com/LT/en
NRS3HT7-25EA | NORELL(R) SELECT SERIES(TM) 3 MM HIGH-T& | 1X25EA | 1 | 98 | Sigma-Aldrich | NRS3HT7-25EA | https://www.sigmaaldrich.com/LT/en
CLS11666-4EA | CORNING(R) CLOSED SYSTEM BOTTLE, CAPACI& | 1X4EA | 1 | 823 | Sigma-Aldrich | CLS11666-4EA | https://www.sigmaaldrich.com/LT/en
Z768286-1EA | ALDRICH(R) HIGH-VACUUM GLASS STOPCOCK, & | 1X1EA | 1 | 64 | Sigma-Aldrich | Z768286-1EA | https://www.sigmaaldrich.com/LT/en
NRS5400HWIPV7-1EA | NORELL(R) VALVED 5 MM NMR TUBES FOR INT& | 1X1EA | 1 | 235 | Sigma-Aldrich | NRS5400HWIPV7-1EA | https://www.sigmaaldrich.com/LT/en
Z769711-1EA | BRANSON MH SERIES ULTRASONIC BATH, 1.9 & | 1X1EA | 1 | 645 | Sigma-Aldrich | Z769711-1EA | https://www.sigmaaldrich.com/LT/en
Z769843-1EA | BRANSON MH SERIES ULTRASONIC BATH, 20.8& | 1X1EA | 1 | 2372 | Sigma-Aldrich | Z769843-1EA | https://www.sigmaaldrich.com/LT/en
CLS11902-4EA | CORNING(R) CELLSTACK(R) FILLING ACCESSO& | 1X4EA | 1 | 317 | Sigma-Aldrich | CLS11902-4EA | https://www.sigmaaldrich.com/LT/en
PL800ASSPIEU-1EA | WORK STATION ANTI-STATIC IONIZER FOR PL& | 1X1EA | 1 | 1137 | Sigma-Aldrich | PL800ASSPIEU-1EA | https://www.sigmaaldrich.com/LT/en
CLS11656-6EA | CORNING(R) CLOSED SYSTEM BOTTLE, CAPACI& | 1X6EA | 1 | 1277 | Sigma-Aldrich | CLS11656-6EA | https://www.sigmaaldrich.com/LT/en
Z768952-100EA | REPLACEMENT FLINTS FOR FLINT SPARKING I& | 1X100EA | 1 | 50 | Sigma-Aldrich | Z768952-100EA | https://www.sigmaaldrich.com/LT/en
Z769436-1EA | BRANSON CPXH SERIES ULTRASONIC BATH WITH | 1X1EA | 1 | 815 | Sigma-Aldrich | Z769436-1EA | https://www.sigmaaldrich.com/LT/en
CLS11655-6EA | CORNING(R) CLOSED SYSTEM BOTTLE, CAPACI& | 1X6EA | 1 | 1367 | Sigma-Aldrich | CLS11655-6EA | https://www.sigmaaldrich.com/LT/en
Z768588-1EA | UK CORD SET FOR BELLY BUTTON(R), BELLY & | 1X1EA | 1 | 46 | Sigma-Aldrich | Z768588-1EA | https://www.sigmaaldrich.com/LT/en
NRS3HT8-25EA | NORELL(R) SELECT SERIES(TM) 3 MM HIGH-T& | 1X25EA | 1 | 122 | Sigma-Aldrich | NRS3HT8-25EA | https://www.sigmaaldrich.com/LT/en
Z769495-1EA | BRANSON CPXH SERIES ULTRASONIC BATH WITH | 1X1EA | 1 | 1431 | Sigma-Aldrich | Z769495-1EA | https://www.sigmaaldrich.com/LT/en
Z768944-100EA | THERMALSEAL(R) 2 SEALING FILM, NON-STER& | 1X100EA | 1 | 92 | Sigma-Aldrich | Z768944-100EA | https://www.sigmaaldrich.com/LT/en
Z768278-1EA | ALDRICH(R) HIGH-VACUUM GLASS STOPCOCK, & | 1X1EA | 1 | 54 | Sigma-Aldrich | Z768278-1EA | https://www.sigmaaldrich.com/LT/en
Z769290-1EA | BRANSON CPXH SERIES ULTRASONIC BATH WITH | 1X1EA | 1 | 1402 | Sigma-Aldrich | Z769290-1EA | https://www.sigmaaldrich.com/LT/en
Z769657-1EA | BRANSON M SERIES ULTRASONIC BATH, 9.2 L, | 1X1EA | 1 | 1186 | Sigma-Aldrich | Z769657-1EA | https://www.sigmaaldrich.com/LT/en
Z769738-1EA | BRANSON MH SERIES ULTRASONIC BATH, 1.9 L | 1X1EA | 1 | 645 | Sigma-Aldrich | Z769738-1EA | https://www.sigmaaldrich.com/LT/en
Z769827-1EA | BRANSON MH SERIES ULTRASONIC BATH, 9.2 L | 1X1EA | 1 | 1500 | Sigma-Aldrich | Z769827-1EA | https://www.sigmaaldrich.com/LT/en
CLS11650-8EA | CORNING(R) CLOSED SYSTEM BOTTLE, CAPACI& | 1X8EA | 1 | 1826 | Sigma-Aldrich | CLS11650-8EA | https://www.sigmaaldrich.com/LT/en
Z699403-30EA | SWABS AND SWABCHECKS | 1X30EA | 1 | 261 | Sigma-Aldrich | Z699403-30EA | https://www.sigmaaldrich.com/LT/en
Z769371-1EA | BRANSON CPXH SERIES ULTRASONIC BATH WIT& | 1X1EA | 1 | 653 | Sigma-Aldrich | Z769371-1EA | https://www.sigmaaldrich.com/LT/en
CLS11681-4EA | CORNING(R) CLOSED SYSTEM BOTTLE, CAPACI& | 1X4EA | 1 | 823 | Sigma-Aldrich | CLS11681-4EA | https://www.sigmaaldrich.com/LT/en
Z767689-5EA | REPLACEMENT FILTERS FOR RF ROTA-FILLERS | 1X5EA | 1 | 38 | Sigma-Aldrich | Z767689-5EA | https://www.sigmaaldrich.com/LT/en
NRS5300IPV7-1EA | NORELL(R) VALVED 5 MM NMR TUBES FOR INT& | 1X1EA | 1 | 223 | Sigma-Aldrich | NRS5300IPV7-1EA | https://www.sigmaaldrich.com/LT/en
BU037742-1EA | BUCHI(R) DISTRIBUTION HEAD FOR RECIRCUL& | 1X1EA | 1 | 429 | Sigma-Aldrich | BU037742-1EA | https://www.sigmaaldrich.com/LT/en
CLS11651-8EA | CORNING(R) CLOSED SYSTEM BOTTLE, CAPACI& | 1X8EA | 1 | 1680 | Sigma-Aldrich | CLS11651-8EA | https://www.sigmaaldrich.com/LT/en
Z768251-1EA | ALDRICH(R) HIGH-VACUUM GLASS STOPCOCK, & | 1X1EA | 1 | 78 | Sigma-Aldrich | Z768251-1EA | https://www.sigmaaldrich.com/LT/en
Z769053-1EA | REPLACEMENT FOAM INSERT FOR ALDRICH(R) & | 1X1EA | 1 | 34 | Sigma-Aldrich | Z769053-1EA | https://www.sigmaaldrich.com/LT/en
Z769428-1EA | BRANSON CPXH SERIES ULTRASONIC BATH WIT& | 1X1EA | 1 | 815 | Sigma-Aldrich | Z769428-1EA | https://www.sigmaaldrich.com/LT/en
Z769754-1EA | BRANSON MH SERIES ULTRASONIC BATH, 2.8 & | 1X1EA | 1 | 827 | Sigma-Aldrich | Z769754-1EA | https://www.sigmaaldrich.com/LT/en
Z769584-1EA | BRANSON M SERIES ULTRASONIC BATH, 2.8 L& | 1X1EA | 1 | 697 | Sigma-Aldrich | Z769584-1EA | https://www.sigmaaldrich.com/LT/en
Z769819-1EA | BRANSON MH SERIES ULTRASONIC BATH, 9.2 & | 1X1EA | 1 | 1500 | Sigma-Aldrich | Z769819-1EA | https://www.sigmaaldrich.com/LT/en
Z769320-1EA | BRANSON CPXH SERIES ULTRASONIC BATH WITH | 1X1EA | 1 | 1647 | Sigma-Aldrich | Z769320-1EA | https://www.sigmaaldrich.com/LT/en
Z769851-1EA | BRANSON MH SERIES ULTRASONIC BATH, 20.8 | 1X1EA | 1 | 2372 | Sigma-Aldrich | Z769851-1EA | https://www.sigmaaldrich.com/LT/en
Z769266-1EA | BRANSON CPXH SERIES ULTRASONIC BATH WITH | 1X1EA | 1 | 930 | Sigma-Aldrich | Z769266-1EA | https://www.sigmaaldrich.com/LT/en
Z769355-1EA | BRANSON CPXH SERIES ULTRASONIC BATH WITH | 1X1EA | 1 | 2627 | Sigma-Aldrich | Z769355-1EA | https://www.sigmaaldrich.com/LT/en
Z769797-1EA | BRANSON MH SERIES ULTRASONIC BATH, 5.7 L | 1X1EA | 1 | 1186 | Sigma-Aldrich | Z769797-1EA | https://www.sigmaaldrich.com/LT/en
Z769215-1EA | BRANSON CPXH SERIES ULTRASONIC BATH WIT& | 1X1EA | 1 | 766 | Sigma-Aldrich | Z769215-1EA | https://www.sigmaaldrich.com/LT/en
Z767670-1EA | RF3000(TM) PIPETTE CONTROLLER | 1X1EA | 1 | 320 | Sigma-Aldrich | Z767670-1EA | https://www.sigmaaldrich.com/LT/en
BU028696-1EA | BUCHI(R) INSULATING TUBE, I.D. X O.D. 1& | 1X1EA | 1 | 10 | Sigma-Aldrich | BU028696-1EA | https://www.sigmaaldrich.com/LT/en
Z769622-1EA | BRANSON M SERIES ULTRASONIC BATH, 5.7 L, | 1X1EA | 1 | 971 | Sigma-Aldrich | Z769622-1EA | https://www.sigmaaldrich.com/LT/en
Z769223-1EA | BRANSON CPXH SERIES ULTRASONIC BATH WITH | 1X1EA | 1 | 766 | Sigma-Aldrich | Z769223-1EA | https://www.sigmaaldrich.com/LT/en
Z769762-1EA | BRANSON MH SERIES ULTRASONIC BATH, 2.8 L | 1X1EA | 1 | 827 | Sigma-Aldrich | Z769762-1EA | https://www.sigmaaldrich.com/LT/en
Z769681-1EA | BRANSON M SERIES ULTRASONIC BATH, 20.8 L | 1X1EA | 1 | 2176 | Sigma-Aldrich | Z769681-1EA | https://www.sigmaaldrich.com/LT/en
Z769568-1EA | BRANSON M SERIES ULTRASONIC BATH, 1.9 L, | 1X1EA | 1 | 570 | Sigma-Aldrich | Z769568-1EA | https://www.sigmaaldrich.com/LT/en
Z769592-1EA | BRANSON M SERIES ULTRASONIC BATH, 2.8 L, | 1X1EA | 1 | 697 | Sigma-Aldrich | Z769592-1EA | https://www.sigmaaldrich.com/LT/en
Z769460-1EA | BRANSON CPXH SERIES ULTRASONIC BATH WITH | 1X1EA | 1 | 1176 | Sigma-Aldrich | Z769460-1EA | https://www.sigmaaldrich.com/LT/en
Z273279-57L | LIQUINOX(R) PHOSPHATE-FREE LIQUID DETERG | 1X57L | 1 | 877 | Sigma-Aldrich | Z273279-57L | https://www.sigmaaldrich.com/LT/en
PL800ASSPIUK-1EA | WORK STATION ANTI-STATIC IONIZER FOR PL& | 1X1EA | 1 | 1137 | Sigma-Aldrich | PL800ASSPIUK-1EA | https://www.sigmaaldrich.com/LT/en
Z740087-28EA | BRAND(TM) ROTARY PIPETTE STAND, FOR 94 | 1X28EA | 1 | 37 | Sigma-Aldrich | Z740087-28EA | https://www.sigmaaldrich.com/LT/en
Z740108-480EA | BRAND BLAUBRAND(R) GRADUATED PIPETTE, C | 1X480EA | 1 | 38 | Sigma-Aldrich | Z740108-480EA | https://www.sigmaaldrich.com/LT/en
Z769312-1EA | BRANSON CPXH SERIES ULTRASONIC BATH WIT& | 1X1EA | 1 | 1647 | Sigma-Aldrich | Z769312-1EA | https://www.sigmaaldrich.com/LT/en
Z769673-1EA | BRANSON M SERIES ULTRASONIC BATH, 20.8 & | 1X1EA | 1 | 2176 | Sigma-Aldrich | Z769673-1EA | https://www.sigmaaldrich.com/LT/en
Z742394-12EA | PELCO(R) SLIDING LATCH MICROSLIDE STORA& | 1X12EA | 1 | 186 | Sigma-Aldrich | Z742394-12EA | https://www.sigmaaldrich.com/LT/en
Z742402-12EA | PELCO(R) SLIDING LATCH MICROSLIDE STORA& | 1X12EA | 1 | 143 | Sigma-Aldrich | Z742402-12EA | https://www.sigmaaldrich.com/LT/en
Z742404-12EA | PELCO(R) SLIDING LATCH MICROSLIDE STORA& | 1X12EA | 1 | 143 | Sigma-Aldrich | Z742404-12EA | https://www.sigmaaldrich.com/LT/en
Z742411-12EA | PELCO(R) SLIDING LATCH MICROSLIDE STORA& | 1X12EA | 1 | 104 | Sigma-Aldrich | Z742411-12EA | https://www.sigmaaldrich.com/LT/en
Z742398-12EA | PELCO(R) SLIDING LATCH MICROSLIDE STORA& | 1X12EA | 1 | 143 | Sigma-Aldrich | Z742398-12EA | https://www.sigmaaldrich.com/LT/en
Z742412-12EA | PELCO(R) SLIDING LATCH MICROSLIDE STORA& | 1X12EA | 1 | 104 | Sigma-Aldrich | Z742412-12EA | https://www.sigmaaldrich.com/LT/en
Z742393-12EA | PELCO(R) SLIDING LATCH MICROSLIDE STORA& | 1X12EA | 1 | 186 | Sigma-Aldrich | Z742393-12EA | https://www.sigmaaldrich.com/LT/en
Z742408-12EA | PELCO(R) SLIDING LATCH MICROSLIDE STORA& | 1X12EA | 1 | 104 | Sigma-Aldrich | Z742408-12EA | https://www.sigmaaldrich.com/LT/en
Z742389-1EA | DURAN(R) DOUBLE WALLED JACKETED GLS 80 & | 1X1EA | 1 | 546 | Sigma-Aldrich | Z742389-1EA | https://www.sigmaaldrich.com/LT/en
Z742410-12EA | PELCO(R) SLIDING LATCH MICROSLIDE STORA& | 1X12EA | 1 | 104 | Sigma-Aldrich | Z742410-12EA | https://www.sigmaaldrich.com/LT/en
Z742400-12EA | PELCO(R) SLIDING LATCH MICROSLIDE STORA& | 1X12EA | 1 | 143 | Sigma-Aldrich | Z742400-12EA | https://www.sigmaaldrich.com/LT/en
Z742390-12EA | PELCO(R) SLIDING LATCH MICROSLIDE STORA& | 1X12EA | 1 | 186 | Sigma-Aldrich | Z742390-12EA | https://www.sigmaaldrich.com/LT/en
Z742391-12EA | PELCO(R) SLIDING LATCH MICROSLIDE STORA& | 1X12EA | 1 | 186 | Sigma-Aldrich | Z742391-12EA | https://www.sigmaaldrich.com/LT/en
Z742409-12EA | PELCO(R) SLIDING LATCH MICROSLIDE STORA& | 1X12EA | 1 | 104 | Sigma-Aldrich | Z742409-12EA | https://www.sigmaaldrich.com/LT/en
Z742401-12EA | PELCO(R) SLIDING LATCH MICROSLIDE STORA& | 1X12EA | 1 | 143 | Sigma-Aldrich | Z742401-12EA | https://www.sigmaaldrich.com/LT/en
Z742396-12EA | PELCO(R) SLIDING LATCH MICROSLIDE STORA& | 1X12EA | 1 | 186 | Sigma-Aldrich | Z742396-12EA | https://www.sigmaaldrich.com/LT/en
Z742397-12EA | PELCO(R) SLIDING LATCH MICROSLIDE STORA& | 1X12EA | 1 | 186 | Sigma-Aldrich | Z742397-12EA | https://www.sigmaaldrich.com/LT/en
Z742399-12EA | PELCO(R) SLIDING LATCH MICROSLIDE STORA& | 1X12EA | 1 | 143 | Sigma-Aldrich | Z742399-12EA | https://www.sigmaaldrich.com/LT/en
Z742395-12EA | PELCO(R) SLIDING LATCH MICROSLIDE STORA& | 1X12EA | 1 | 186 | Sigma-Aldrich | Z742395-12EA | https://www.sigmaaldrich.com/LT/en
Z742388-1EA | DURAN(R) DOUBLE WALLED JACKETED GLS 80 & | 1X1EA | 1 | 436 | Sigma-Aldrich | Z742388-1EA | https://www.sigmaaldrich.com/LT/en
EP4423601014-10EA | EPPENDORF(R) 3 UM MEMBRANE FILTER, NON- | 1X10EA | 1 | 60 | Sigma-Aldrich | EP4423601014-10EA | https://www.sigmaaldrich.com/LT/en
EP0030120205-1PAK | EPPENDORF(R) SAFE-LOCK MICRO TEST TUBES, | 1X1PAK | 1 | 87 | Sigma-Aldrich | EP0030120205-1PAK | https://www.sigmaaldrich.com/LT/en
WHA9892-128 | WHATMAN(R) QUANTITATIVE FILTER PAPER, A& | 1X1EA | 1 | 262 | Sigma-Aldrich | WHA9892-128 | https://www.sigmaaldrich.com/LT/en
WHA9891-128 | WHATMAN(R) QUALITATIVE FILTER PAPER, GR& | 1X1EA | 1 | 198 | Sigma-Aldrich | WHA9891-128 | https://www.sigmaaldrich.com/LT/en
WHA10312000 | WHATMAN(R) QUALITATIVE FILTER PAPER, GR& | 1X1EA | 1 | 518 | Sigma-Aldrich | WHA10312000 | https://www.sigmaaldrich.com/LT/en
WHAMUPMCBT8 | WHATMAN(R) MINI-UNIPREP(R) SYRINGELESS & | 1X1EA | 1 | 22 | Sigma-Aldrich | WHAMUPMCBT8 | https://www.sigmaaldrich.com/LT/en
WHAMUPMCPBC8 | WHATMAN(R) MINI-UNIPREP(R) SYRINGELESS & | 1X1EA | 1 | 324 | Sigma-Aldrich | WHAMUPMCPBC8 | https://www.sigmaaldrich.com/LT/en
Z744036-1EA | WORK STATION ANTI-STATIC IONIZER FOR PL& | 1X1EA | 1 | 1137 | Sigma-Aldrich | Z744036-1EA | https://www.sigmaaldrich.com/LT/en
CLS6770-1EA | CORNING(R) LSE(TM) MINI MICROCENTRIFUGE& | 1X1EA | 1 | 267 | Sigma-Aldrich | CLS6770-1EA | https://www.sigmaaldrich.com/LT/en
CLS401025-1EA | CORNING(R) LSE(TM) POWER ADAPTER, 24 V | 1X1EA | 1 | 61 | Sigma-Aldrich | CLS401025-1EA | https://www.sigmaaldrich.com/LT/en
CLS6770-RTA.5-1EA | CORNING(R) LSE(TM) ADAPTER, 0.5 FOR ROT& | 1X1EA | 1 | 29 | Sigma-Aldrich | CLS6770-RTA.5-1EA | https://www.sigmaaldrich.com/LT/en
CLS6770-RTS-1EA | CORNING(R) LSE(TM) ROTOR, HOLDS 4 X 8 S& | 1X1EA | 1 | 41 | Sigma-Aldrich | CLS6770-RTS-1EA | https://www.sigmaaldrich.com/LT/en
CLS6770-RTA25-1EA | CORNING(R) LSE(TM) ADAPTER, 0.25 FOR RO& | 1X1EA | 1 | 29 | Sigma-Aldrich | CLS6770-RTA25-1EA | https://www.sigmaaldrich.com/LT/en
CLS6770-RT-1EA | CORNING(R) LSE(TM) ROTOR, HOLDS 8 X 1.5& | 1X1EA | 1 | 58 | Sigma-Aldrich | CLS6770-RT-1EA | https://www.sigmaaldrich.com/LT/en
CLS6770-RTA20-1EA | CORNING(R) LSE(TM) ADAPTER, 0.20 FOR RO& | 1X1EA | 1 | 29 | Sigma-Aldrich | CLS6770-RTA20-1EA | https://www.sigmaaldrich.com/LT/en
EP4925000057-1EA | EPPENDORF(R) REFERENCE(R) 2 G, SINGLE-C& | 1X1EA | 1 | 198 | Sigma-Aldrich | EP4925000057-1EA | https://www.sigmaaldrich.com/LT/en
EP4924000924-3EA | EPPENDORF(R) REFERENCE 2 G, 3-PACK, OPT& | 1X3EA | 1 | 858 | Sigma-Aldrich | EP4924000924-3EA | https://www.sigmaaldrich.com/LT/en
EP0030119401-200EA | EPPENDORF TUBES(R) 5.0 ML, EPPENDORF(R)& | 1X200EA | 1 | 44 | Sigma-Aldrich | EP0030119401-200EA | https://www.sigmaaldrich.com/LT/en
EP4924000029-1EA | EPPENDORF(R) REFERENCE(R) 2 G, SINGLE-C& | 1X1EA | 1 | 359 | Sigma-Aldrich | EP4924000029-1EA | https://www.sigmaaldrich.com/LT/en
EP0030119460-200EA | EPPENDOR TUBES(R) 5.0 ML, PCR CLEAN, 20& | 1X200EA | 1 | 50 | Sigma-Aldrich | EP0030119460-200EA | https://www.sigmaaldrich.com/LT/en
EP3123000080-1EA | EPPENDORF(R) RESEARCH(R) PLUS G, SINGLE& | 1X1EA | 1 | 270 | Sigma-Aldrich | EP3123000080-1EA | https://www.sigmaaldrich.com/LT/en
EP0030119509-10EA | TUBE CLIP FOR EPPENDORF TUBES(R) 5.0 ML& | 1X10EA | 1 | 26 | Sigma-Aldrich | EP0030119509-10EA | https://www.sigmaaldrich.com/LT/en
EP3123000055-1EA | EPPENDORF(R) RESEARCH(R) PLUS G, SINGLE& | 1X1EA | 1 | 270 | Sigma-Aldrich | EP3123000055-1EA | https://www.sigmaaldrich.com/LT/en
EP3125000044-1EA | EPPENDORF(R) RESEARCH(R) PLUS G, 12-CHA& | 1X1EA | 1 | 854 | Sigma-Aldrich | EP3125000044-1EA | https://www.sigmaaldrich.com/LT/en
EP4925000103-1EA | EPPENDORF(R) REFERENCE(R) 2 G, SINGLE-C& | 1X1EA | 1 | 198 | Sigma-Aldrich | EP4925000103-1EA | https://www.sigmaaldrich.com/LT/en
EP3123000012-1EA | EPPENDORF(R) RESEARCH(R) PLUS G, SINGLE& | 1X1EA | 1 | 270 | Sigma-Aldrich | EP3123000012-1EA | https://www.sigmaaldrich.com/LT/en
EP3123000071-1EA | EPPENDORF(R) RESEARCH(R) PLUS G, SINGLE& | 1X1EA | 1 | 270 | Sigma-Aldrich | EP3123000071-1EA | https://www.sigmaaldrich.com/LT/en
EP3123000926-1EA | EPPENDORF(R) RESEARCH(R) PLUS G, 3-PACK& | 1X1EA | 1 | 661 | Sigma-Aldrich | EP3123000926-1EA | https://www.sigmaaldrich.com/LT/en
EP4924000045-1EA | EPPENDORF(R) REFERENCE(R) 2 G, SINGLE-C& | 1X1EA | 1 | 359 | Sigma-Aldrich | EP4924000045-1EA | https://www.sigmaaldrich.com/LT/en
EP4925000154-1EA | EPPENDORF(R) REFERENCE(R) 2 G, SINGLE-C& | 1X1EA | 1 | 198 | Sigma-Aldrich | EP4925000154-1EA | https://www.sigmaaldrich.com/LT/en
EP0030108310-200EA | EPPENDORF(R) DNA LOBIND TUBES 5.0 ML, P& | 1X200EA | 1 | 60 | Sigma-Aldrich | EP0030108310-200EA | https://www.sigmaaldrich.com/LT/en
EP3123000900-1EA | EPPENDORF(R) RESEARCH(R) PLUS G, 3-PACK& | 1X1EA | 1 | 661 | Sigma-Aldrich | EP3123000900-1EA | https://www.sigmaaldrich.com/LT/en
EP4924000096-1EA | EPPENDORF(R) REFERENCE(R) 2 G, SINGLE-C& | 1X1EA | 1 | 359 | Sigma-Aldrich | EP4924000096-1EA | https://www.sigmaaldrich.com/LT/en
EP4924000088-1EA | EPPENDORF(R) REFERENCE(R) 2 G, SINGLE-C& | 1X1EA | 1 | 359 | Sigma-Aldrich | EP4924000088-1EA | https://www.sigmaaldrich.com/LT/en
EP3123000047-1EA | EPPENDORF(R) RESEARCH(R) PLUS G, SINGLE& | 1X1EA | 1 | 270 | Sigma-Aldrich | EP3123000047-1EA | https://www.sigmaaldrich.com/LT/en
EP4925000022-1EA | EPPENDORF(R) REFERENCE(R) 2 G, SINGLE-C& | 1X1EA | 1 | 198 | Sigma-Aldrich | EP4925000022-1EA | https://www.sigmaaldrich.com/LT/en
EP4925000081-1EA | EPPENDORF(R) REFERENCE(R) 2 G, SINGLE-C& | 1X1EA | 1 | 198 | Sigma-Aldrich | EP4925000081-1EA | https://www.sigmaaldrich.com/LT/en
EP4925000090-1EA | EPPENDORF(R) REFERENCE(R) 2 G, SINGLE-C& | 1X1EA | 1 | 198 | Sigma-Aldrich | EP4925000090-1EA | https://www.sigmaaldrich.com/LT/en
EP3125000028-1EA | EPPENDORF(R) RESEARCH(R) PLUS G, 12-CHA& | 1X1EA | 1 | 854 | Sigma-Aldrich | EP3125000028-1EA | https://www.sigmaaldrich.com/LT/en
EP0030119487-200EA | EPPENDORF TUBES(R) 5.0 ML, STERILE, 200& | 1X200EA | 1 | 55 | Sigma-Aldrich | EP0030119487-200EA | https://www.sigmaaldrich.com/LT/en
EP3123000101-1EA | EPPENDORF(R) RESEARCH(R) PLUS G, SINGLE& | 1X1EA | 1 | 270 | Sigma-Aldrich | EP3123000101-1EA | https://www.sigmaaldrich.com/LT/en
EP3125000036-1EA | EPPENDORF(R) RESEARCH(R) PLUS G, 8-CHAN& | 1X1EA | 1 | 781 | Sigma-Aldrich | EP3125000036-1EA | https://www.sigmaaldrich.com/LT/en
EP4924000010-1EA | EPPENDORF(R) REFERENCE(R) 2 G, SINGLE-C& | 1X1EA | 1 | 359 | Sigma-Aldrich | EP4924000010-1EA | https://www.sigmaaldrich.com/LT/en
EP4924000061-1EA | EPPENDORF(R) REFERENCE(R) 2 G, SINGLE-C& | 1X1EA | 1 | 359 | Sigma-Aldrich | EP4924000061-1EA | https://www.sigmaaldrich.com/LT/en
EP4925000146-1EA | EPPENDORF(R) REFERENCE(R) 2 G, SINGLE-C& | 1X1EA | 1 | 198 | Sigma-Aldrich | EP4925000146-1EA | https://www.sigmaaldrich.com/LT/en
EP0030119380-1EA | EPPENDORF TUBES(R) 5.0 ML, STARTER PACK& | 1X1EA | 1 | 157 | Sigma-Aldrich | EP0030119380-1EA | https://www.sigmaaldrich.com/LT/en
EP0030127838-100EA | EPPENDORF(R) HEAT SEALING FILM, 100 PIE& | 1X100EA | 1 | 196 | Sigma-Aldrich | EP0030127838-100EA | https://www.sigmaaldrich.com/LT/en
EP3123000918-1EA | EPPENDORF(R) RESEARCH(R) PLUS G, 3-PACK& | 1X1EA | 1 | 661 | Sigma-Aldrich | EP3123000918-1EA | https://www.sigmaaldrich.com/LT/en
EP4925000014-1EA | EPPENDORF(R) REFERENCE(R) 2 G, SINGLE-C& | 1X1EA | 1 | 198 | Sigma-Aldrich | EP4925000014-1EA | https://www.sigmaaldrich.com/LT/en
EP3123000063-1EA | EPPENDORF(R) RESEARCH(R) PLUS G, SINGLE& | 1X1EA | 1 | 270 | Sigma-Aldrich | EP3123000063-1EA | https://www.sigmaaldrich.com/LT/en
EP3125000052-1EA | EPPENDORF(R) RESEARCH(R) PLUS G, 8-CHAN& | 1X1EA | 1 | 781 | Sigma-Aldrich | EP3125000052-1EA | https://www.sigmaaldrich.com/LT/en
EP4924000037-1EA | EPPENDORF(R) REFERENCE(R) 2 G, SINGLE-C& | 1X1EA | 1 | 359 | Sigma-Aldrich | EP4924000037-1EA | https://www.sigmaaldrich.com/LT/en
EP4925000030-1EA | EPPENDORF(R) REFERENCE(R) 2 G, SINGLE-C& | 1X1EA | 1 | 198 | Sigma-Aldrich | EP4925000030-1EA | https://www.sigmaaldrich.com/LT/en
EP4924000908-3EA | EPPENDORF(R) REFERENCE 2 G, 3-PACK, OPT& | 1X3EA | 1 | 858 | Sigma-Aldrich | EP4924000908-3EA | https://www.sigmaaldrich.com/LT/en
EP4925000162-1EA | EPPENDORF(R) REFERENCE(R) 2 G, SINGLE-C& | 1X1EA | 1 | 198 | Sigma-Aldrich | EP4925000162-1EA | https://www.sigmaaldrich.com/LT/en
EP4925000120-1EA | EPPENDORF(R) REFERENCE(R) 2 G, SINGLE-C& | 1X1EA | 1 | 198 | Sigma-Aldrich | EP4925000120-1EA | https://www.sigmaaldrich.com/LT/en
EP4925000170-1EA | EPPENDORF(R) REFERENCE(R) 2 G, SINGLE-C& | 1X1EA | 1 | 198 | Sigma-Aldrich | EP4925000170-1EA | https://www.sigmaaldrich.com/LT/en
EP3125000060-1EA | EPPENDORF(R) RESEARCH(R) PLUS G, 12-CHA& | 1X1EA | 1 | 854 | Sigma-Aldrich | EP3125000060-1EA | https://www.sigmaaldrich.com/LT/en
EP0030119479-50EA | EPPENDORF TUBES(R) 5.0 ML, BIOPUR(R) 50& | 1X50EA | 1 | 55 | Sigma-Aldrich | EP0030119479-50EA | https://www.sigmaaldrich.com/LT/en
EP3123000039-1EA | EPPENDORF(R) RESEARCH(R) PLUS G, SINGLE& | 1X1EA | 1 | 270 | Sigma-Aldrich | EP3123000039-1EA | https://www.sigmaaldrich.com/LT/en
EP3123000098-1EA | EPPENDORF(R) RESEARCH(R) PLUS G, SINGLE& | 1X1EA | 1 | 270 | Sigma-Aldrich | EP3123000098-1EA | https://www.sigmaaldrich.com/LT/en
EP4430606005-5EA | MEMBRANEFILTER FOR EASYPET 4421 AND EAS& | 1X5EA | 1 | 111 | Sigma-Aldrich | EP4430606005-5EA | https://www.sigmaaldrich.com/LT/en
EP4924000916-3EA | EPPENDORF(R) REFERENCE 2 G, 3-PACK, OPT& | 1X3EA | 1 | 858 | Sigma-Aldrich | EP4924000916-3EA | https://www.sigmaaldrich.com/LT/en
EP4925000049-1EA | EPPENDORF(R) REFERENCE(R) 2 G, SINGLE-C& | 1X1EA | 1 | 198 | Sigma-Aldrich | EP4925000049-1EA | https://www.sigmaaldrich.com/LT/en
EP4925000073-1EA | EPPENDORF(R) REFERENCE(R) 2 G SINGLE-CH& | 1X1EA | 1 | 198 | Sigma-Aldrich | EP4925000073-1EA | https://www.sigmaaldrich.com/LT/en
EP4925000138-1EA | EPPENDORF(R) REFERENCE(R) 2 G, SINGLE-C& | 1X1EA | 1 | 198 | Sigma-Aldrich | EP4925000138-1EA | https://www.sigmaaldrich.com/LT/en
EP3123000020-1EA | EPPENDORF(R) RESEARCH(R) PLUS G, SINGLE& | 1X1EA | 1 | 270 | Sigma-Aldrich | EP3123000020-1EA | https://www.sigmaaldrich.com/LT/en
EP3125000010-1EA | EPPENDORF(R) RESEARCH(R) PLUS G, 8-CHAN& | 1X1EA | 1 | 781 | Sigma-Aldrich | EP3125000010-1EA | https://www.sigmaaldrich.com/LT/en
EP4421601009-5EA | EPPENDORF(R) MEMBRANE FILTER 0.45 UM, S& | 1X5EA | 1 | 111 | Sigma-Aldrich | EP4421601009-5EA | https://www.sigmaaldrich.com/LT/en
EP4924000053-1EA | EPPENDORF(R) REFERENCE(R) 2 G, SINGLE-C& | 1X1EA | 1 | 359 | Sigma-Aldrich | EP4924000053-1EA | https://www.sigmaaldrich.com/LT/en
BR782746-24EA | BRAND(R) 6-WELL CELL CULTURE INSERT, PC& | 1X24EA | 1 | 229 | Sigma-Aldrich | BR782746-24EA | https://www.sigmaaldrich.com/LT/en
WHA230010061 | WHATMAN(TM) BENCHKOTE(R) SURFACE PROTEC& | 1X1EA | 1 | 25 | Sigma-Aldrich | WHA230010061 | https://www.sigmaaldrich.com/LT/en
BR782726-48EA | BRAND(R) 12-WELL CELL CULTURE INSERT, P& | 1X48EA | 1 | 358 | Sigma-Aldrich | BR782726-48EA | https://www.sigmaaldrich.com/LT/en
BR782736-48EA | BRAND(R) 12-WELL CELL CULTURE INSERT, P& | 1X48EA | 1 | 358 | Sigma-Aldrich | BR782736-48EA | https://www.sigmaaldrich.com/LT/en
WHAWB120112 | WHATMAN(R)+FTA(TM)+PURIFICATION REAGENT& | 1X1EA | 1 | 19 | Sigma-Aldrich | WHAWB120112 | https://www.sigmaaldrich.com/LT/en
GE17-1271-01 | CYTOPORE 2, GE HEALTHCARE, DRY POWDER& | 1X1EA | 1 | 1020 | Sigma-Aldrich | GE17-1271-01 | https://www.sigmaaldrich.com/LT/en
BR782751-24EA | BRAND(R) 6-WELL CELL CULTURE INSERT, PE& | 1X24EA | 1 | 212 | Sigma-Aldrich | BR782751-24EA | https://www.sigmaaldrich.com/LT/en
WHA230010073 | WHATMAN(TM) BENCHKOTE(R) SURFACE PROTEC& | 1X1EA | 1 | 40 | Sigma-Aldrich | WHA230010073 | https://www.sigmaaldrich.com/LT/en
WHA230010060 | WHATMAN(TM) BENCHKOTE(R) SURFACE PROTEC& | 1X1EA | 1 | 16 | Sigma-Aldrich | WHA230010060 | https://www.sigmaaldrich.com/LT/en
BR782721-36EA | BRAND(R) 12-WELL CELL CULTURE INSERT, P& | 1X36EA | 1 | 242 | Sigma-Aldrich | BR782721-36EA | https://www.sigmaaldrich.com/LT/en
BR782706-48EA | BRAND(R) 24-WELL CELL CULTURE INSERT, P& | 1X48EA | 1 | 322 | Sigma-Aldrich | BR782706-48EA | https://www.sigmaaldrich.com/LT/en
WHA9907024 | WHATMAN(R) GLASS MICROFIBER FILTERS, GR& | 1X1EA | 1 | 99 | Sigma-Aldrich | WHA9907024 | https://www.sigmaaldrich.com/LT/en
GE17-0448-01 | CYTODEX(R) 1 MICROCARRIER BEADS, GE HEA& | 1X1EA | 1 | 396 | Sigma-Aldrich | GE17-0448-01 | https://www.sigmaaldrich.com/LT/en
GE17-0448-03 | CYTODEX(R) 1 MICROCARRIER BEADS, GE HEA& | 1X1EA | 1 | 3352 | Sigma-Aldrich | GE17-0448-03 | https://www.sigmaaldrich.com/LT/en
BR782730-48EA | BRAND(R) 12-WELL CELL CULTURE INSERT, P& | 1X48EA | 1 | 358 | Sigma-Aldrich | BR782730-48EA | https://www.sigmaaldrich.com/LT/en
WHA230010072 | WHATMAN(TM) BENCHKOTE(R) SURFACE PROTEC& | 1X1EA | 1 | 25 | Sigma-Aldrich | WHA230010072 | https://www.sigmaaldrich.com/LT/en
BR782710-48EA | BRAND(R) 24-WELL CELL CULTURE INSERT, P& | 1X48EA | 1 | 322 | Sigma-Aldrich | BR782710-48EA | https://www.sigmaaldrich.com/LT/en
BR782747-24EA | BRAND(R) 6-WELL CELL CULTURE INSERT, PC& | 1X24EA | 1 | 212 | Sigma-Aldrich | BR782747-24EA | https://www.sigmaaldrich.com/LT/en
GE17-0448-02 | CYTODEX(R) 1 MICROCARRIER BEADS, GE HEA& | 1X1EA | 1 | 928 | Sigma-Aldrich | GE17-0448-02 | https://www.sigmaaldrich.com/LT/en
GE17-0485-01 | CYTODEX(R) 3 MICROCARRIER BEADS, GE HEA& | 1X1EA | 1 | 362 | Sigma-Aldrich | GE17-0485-01 | https://www.sigmaaldrich.com/LT/en
GE17548801 | CYTODEX(R) 3 GAMMA MICROCARRIERS, STERI& | 1X1EA | 1 | 1353 | Sigma-Aldrich | GE17548801 | https://www.sigmaaldrich.com/LT/en
BR782716-48EA | BRAND(R) 24-WELL CELL CULTURE INSERT, P& | 1X48EA | 1 | 322 | Sigma-Aldrich | BR782716-48EA | https://www.sigmaaldrich.com/LT/en
BR782740-24EA | BRAND(R) 6-WELL CELL CULTURE INSERT, PC& | 1X24EA | 1 | 229 | Sigma-Aldrich | BR782740-24EA | https://www.sigmaaldrich.com/LT/en
BR782737-36EA | BRAND(R) 12-WELL CELL CULTURE INSERT, P& | 1X36EA | 1 | 242 | Sigma-Aldrich | BR782737-36EA | https://www.sigmaaldrich.com/LT/en
BR782750-24EA | BRAND(R) 6-WELL CELL CULTURE INSERT, PE& | 1X24EA | 1 | 229 | Sigma-Aldrich | BR782750-24EA | https://www.sigmaaldrich.com/LT/en
WHA230010063 | WHATMAN(TM) BENCHKOTE(R) SURFACE PROTEC& | 1X1EA | 1 | 13 | Sigma-Aldrich | WHA230010063 | https://www.sigmaaldrich.com/LT/en
WHA230010074 | WHATMAN(TM) BENCHKOTE(R) SURFACE PROTEC& | 1X1EA | 1 | 71 | Sigma-Aldrich | WHA230010074 | https://www.sigmaaldrich.com/LT/en
BR782701-48EA | BRAND(R) 24-WELL CELL CULTURE INSERT, P& | 1X48EA | 1 | 292 | Sigma-Aldrich | BR782701-48EA | https://www.sigmaaldrich.com/LT/en
BR782727-36EA | BRAND(R) 12-WELL CELL CULTURE INSERT, P& | 1X36EA | 1 | 242 | Sigma-Aldrich | BR782727-36EA | https://www.sigmaaldrich.com/LT/en
GE17548701 | CYTODEX(R) 1 GAMMA MICROCARRIERS, STERI& | 1X1EA | 1 | 1157 | Sigma-Aldrich | GE17548701 | https://www.sigmaaldrich.com/LT/en
GE17-0485-02 | CYTODEX(R) 3 MICROCARRIER BEADS, GE HEA& | 1X1EA | 1 | 1098 | Sigma-Aldrich | GE17-0485-02 | https://www.sigmaaldrich.com/LT/en
GE17-0911-01 | CYTOPORE 1, GE HEALTHCARE, DRY POWDER& | 1X1EA | 1 | 1020 | Sigma-Aldrich | GE17-0911-01 | https://www.sigmaaldrich.com/LT/en
BR782720-48EA | BRAND(R) 12-WELL CELL CULTURE INSERT, P& | 1X48EA | 1 | 358 | Sigma-Aldrich | BR782720-48EA | https://www.sigmaaldrich.com/LT/en
BR782757-24EA | BRAND(R) 6-WELL CELL CULTURE INSERT, PE& | 1X24EA | 1 | 212 | Sigma-Aldrich | BR782757-24EA | https://www.sigmaaldrich.com/LT/en
WHA230010064 | WHATMAN(TM) BENCHKOTE(R) SURFACE PROTEC& | 1X1EA | 1 | 16 | Sigma-Aldrich | WHA230010064 | https://www.sigmaaldrich.com/LT/en
BR782717-48EA | BRAND(R) 24-WELL CELL CULTURE INSERT, P& | 1X48EA | 1 | 292 | Sigma-Aldrich | BR782717-48EA | https://www.sigmaaldrich.com/LT/en
BR782741-24EA | BRAND(R) 6-WELL CELL CULTURE INSERT, PC& | 1X24EA | 1 | 212 | Sigma-Aldrich | BR782741-24EA | https://www.sigmaaldrich.com/LT/en
BR782756-24EA | BRAND(R) 6-WELL CELL CULTURE INSERT, PE& | 1X24EA | 1 | 229 | Sigma-Aldrich | BR782756-24EA | https://www.sigmaaldrich.com/LT/en
WHA230010062 | WHATMAN(TM) BENCHKOTE(R) SURFACE PROTEC& | 1X1EA | 1 | 37 | Sigma-Aldrich | WHA230010062 | https://www.sigmaaldrich.com/LT/en
BR782731-36EA | BRAND(R) 12-WELL CELL CULTURE INSERT, P& | 1X36EA | 1 | 242 | Sigma-Aldrich | BR782731-36EA | https://www.sigmaaldrich.com/LT/en
BR782707-48EA | BRAND(R) 24-WELL CELL CULTURE INSERT, P& | 1X48EA | 1 | 292 | Sigma-Aldrich | BR782707-48EA | https://www.sigmaaldrich.com/LT/en
BR782711-48EA | BRAND(R) 24-WELL CELL CULTURE INSERT, P& | 1X48EA | 1 | 292 | Sigma-Aldrich | BR782711-48EA | https://www.sigmaaldrich.com/LT/en
BR782700-48EA | BRAND(R) 24-WELL CELL CULTURE INSERT, P& | 1X48EA | 1 | 322 | Sigma-Aldrich | BR782700-48EA | https://www.sigmaaldrich.com/LT/en
WHA230010065 | WHATMAN(TM) BENCHKOTE(R) SURFACE PROTEC& | 1X1EA | 1 | 23 | Sigma-Aldrich | WHA230010065 | https://www.sigmaaldrich.com/LT/en
Z741053-16EA | CELLUSPONGE-COLLAGEN, 16 PIECES/PLATE | 1X16EA | 1 | 446 | Sigma-Aldrich | Z741053-16EA | https://www.sigmaaldrich.com/LT/en
Z741050-8EA | CELLUSPONGE-COLLAGEN, 8 PIECES/PLATE | 1X8EA | 1 | 446 | Sigma-Aldrich | Z741050-8EA | https://www.sigmaaldrich.com/LT/en
Z741057-48EA | CELLUSPONGE, 48 PIECES/VIAL | 1X48EA | 1 | 647 | Sigma-Aldrich | Z741057-48EA | https://www.sigmaaldrich.com/LT/en
Z741044-24EA | CELLUSPONGE-GALACTOSE, 24 PIECES/PLATE | 1X24EA | 1 | 1059 | Sigma-Aldrich | Z741044-24EA | https://www.sigmaaldrich.com/LT/en
Z326968-1EA | BRAND BLAUBRAND(R) VOLUMETRIC FLASK, GL& | 1X1EA | 1 | 56 | Sigma-Aldrich | Z326968-1EA | https://www.sigmaaldrich.com/LT/en
Z741055-96EA | CELLUSPONGE-GALACTOSE, 96 PIECES/VIAL | 1X96EA | 1 | 1470 | Sigma-Aldrich | Z741055-96EA | https://www.sigmaaldrich.com/LT/en
Z741042-24EA | CELLUSPONGE, 24 PIECES/PLATE | 1X24EA | 1 | 330 | Sigma-Aldrich | Z741042-24EA | https://www.sigmaaldrich.com/LT/en
Z741047-48EA | CELLUSPONGE-GALACTOSE, 48 PIECES/PLATE | 1X48EA | 1 | 1059 | Sigma-Aldrich | Z741047-48EA | https://www.sigmaaldrich.com/LT/en
Z741056-96EA | CELLUSPONGE-COLLAGEN, 96 PIECES/VIAL | 1X96EA | 1 | 1686 | Sigma-Aldrich | Z741056-96EA | https://www.sigmaaldrich.com/LT/en
Z741045-24EA | CELLUSPONGE-COLLAGEN, 24 PIECES/PLATE | 1X24EA | 1 | 1127 | Sigma-Aldrich | Z741045-24EA | https://www.sigmaaldrich.com/LT/en
ALDR66552-1EA | ALDRICH(R) KUGELROHR DRIVE ADAPTER TUBI& | 1X1EA | 1 | 15 | Sigma-Aldrich | ALDR66552-1EA | https://www.sigmaaldrich.com/LT/en
Z741059-48EA | CELLUSPONGE-COLLAGEN, 48 PIECES/VIAL | 1X48EA | 1 | 1578 | Sigma-Aldrich | Z741059-48EA | https://www.sigmaaldrich.com/LT/en
Z741054-96EA | CELLUSPONGE, 96 PIECES/VIAL | 1X96EA | 1 | 730 | Sigma-Aldrich | Z741054-96EA | https://www.sigmaaldrich.com/LT/en
Z741046-48EA | CELLUSPONGE, 48 PIECES/PLATE | 1X48EA | 1 | 377 | Sigma-Aldrich | Z741046-48EA | https://www.sigmaaldrich.com/LT/en
Z741048-48EA | CELLUSPONGE-COLLAGEN, 48 PIECES/PLATE | 1X48EA | 1 | 1235 | Sigma-Aldrich | Z741048-48EA | https://www.sigmaaldrich.com/LT/en
Z742314-1EA | 2MAG MIX 1 XL SINGLE POINT STIRRERS UP & | 1X1EA | 1 | 1176 | Sigma-Aldrich | Z742314-1EA | https://www.sigmaaldrich.com/LT/en
Z742365-1EA | 2MAG MIXCONTROL MTP, SCHUKO PLUG | 1X1EA | 1 | 637 | Sigma-Aldrich | Z742365-1EA | https://www.sigmaaldrich.com/LT/en
Z742348-1EA | 2MAG ASTEROID 40 EXTRA STRENGTH STIRRIN& | 1X1EA | 1 | 45 | Sigma-Aldrich | Z742348-1EA | https://www.sigmaaldrich.com/LT/en
Z742267-1EA | DURAN(R) GL 45 THREAD ADAPTOR FOR BOTTL& | 1X1EA | 1 | 38 | Sigma-Aldrich | Z742267-1EA | https://www.sigmaaldrich.com/LT/en
Z742353-1EA | 2MAG STIRRING BAR REMOVER XL | 1X1EA | 1 | 366 | Sigma-Aldrich | Z742353-1EA | https://www.sigmaaldrich.com/LT/en
Z742326-1EA | 2MAG MAXMIX SINGLE POINT STIRRERS UP TO& | 1X1EA | 1 | 2558 | Sigma-Aldrich | Z742326-1EA | https://www.sigmaaldrich.com/LT/en
Z742336-1EA | 2MAG MIXDRIVE 6 HT 6 POINT STIRRER FOR& | 1X1EA | 1 | 1725 | Sigma-Aldrich | Z742336-1EA | https://www.sigmaaldrich.com/LT/en
Z742359-1EA | 2MAG ATEXMIXDRIVE EXPLOSION PROTECTED S& | 1X1EA | 1 | 1559 | Sigma-Aldrich | Z742359-1EA | https://www.sigmaaldrich.com/LT/en
Z742334-1EA | 2MAG MIXDRIVE 60 BASIC 60 POINT STIRRER& | 1X1EA | 1 | 2019 | Sigma-Aldrich | Z742334-1EA | https://www.sigmaaldrich.com/LT/en
Z742329-1EA | 2MAG LUMIX SINGLE POINT STIRRER WITH LI& | 1X1EA | 1 | 922 | Sigma-Aldrich | Z742329-1EA | https://www.sigmaaldrich.com/LT/en
Z742332-1EA | 2MAG MIXDRIVE 1 BASIC SINGLE POINT STIR& | 1X1EA | 1 | 288 | Sigma-Aldrich | Z742332-1EA | https://www.sigmaaldrich.com/LT/en
Z742338-1EA | 2MAG MIXDRIVE 60 HT 60 POINT STIRRER F& | 1X1EA | 1 | 2803 | Sigma-Aldrich | Z742338-1EA | https://www.sigmaaldrich.com/LT/en
Z742373-1EA | 2MAG MIXBATH PC | 1X1EA | 1 | 571 | Sigma-Aldrich | Z742373-1EA | https://www.sigmaaldrich.com/LT/en
Z742358-1EA | 2MAG MAXFRAME FOR MAXDRIVE | 1X1EA | 1 | 970 | Sigma-Aldrich | Z742358-1EA | https://www.sigmaaldrich.com/LT/en
Z742356-1EA | 2MAG EXTENSION CORD FOR FABDRIVE/MAXDR& | 1X1EA | 1 | 121 | Sigma-Aldrich | Z742356-1EA | https://www.sigmaaldrich.com/LT/en
Z742380-12EA | CELLCROWN(TM) INSERTS, 24 WELL PLATE IN& | 1X12EA | 1 | 84 | Sigma-Aldrich | Z742380-12EA | https://www.sigmaaldrich.com/LT/en
Z742371-1EA | 2MAG MIXDRIVE 24 MTP | 1X1EA | 1 | 1392 | Sigma-Aldrich | Z742371-1EA | https://www.sigmaaldrich.com/LT/en
Z742366-1EA | 2MAG MIXCONTROL MTP, UK PLUG | 1X1EA | 1 | 637 | Sigma-Aldrich | Z742366-1EA | https://www.sigmaaldrich.com/LT/en
Z742360-1EA | 2MAG DISTRIBOX 8 | 1X1EA | 1 | 316 | Sigma-Aldrich | Z742360-1EA | https://www.sigmaaldrich.com/LT/en
Z742386-2000EA | SMARTBOAT(TM) DISPOSABLE PAPER WEIGHIN& | 1X2000EA | 1 | 356 | Sigma-Aldrich | Z742386-2000EA | https://www.sigmaaldrich.com/LT/en
Z742346-1EA | 2MAG MIXBATHCOVER FOR MIXDRIVE 15 | 1X1EA | 1 | 295 | Sigma-Aldrich | Z742346-1EA | https://www.sigmaaldrich.com/LT/en
Z742312-1EA | 2MAG MIX 1 XL SINGLE POINT STIRRERS UP & | 1X1EA | 1 | 1176 | Sigma-Aldrich | Z742312-1EA | https://www.sigmaaldrich.com/LT/en
Z742328-1EA | 2MAG MAXMIX SINGLE POINT STIRRERS UP TO& | 1X1EA | 1 | 2558 | Sigma-Aldrich | Z742328-1EA | https://www.sigmaaldrich.com/LT/en
Z742344-1EA | 2MAG STERIMIXDRIVE, STEAM, PRESSURE AND& | 1X1EA | 1 | 1647 | Sigma-Aldrich | Z742344-1EA | https://www.sigmaaldrich.com/LT/en
Z742370-1EA | 2MAG MIXDRIVE 12 MTP | 1X1EA | 1 | 1196 | Sigma-Aldrich | Z742370-1EA | https://www.sigmaaldrich.com/LT/en
Z742354-1EA | 2MAG EXTENSION CORD FOR MIXDRIVE | 1X1EA | 1 | 90 | Sigma-Aldrich | Z742354-1EA | https://www.sigmaaldrich.com/LT/en
Z742345-1EA | 2MAG MIXBATHCOVER FOR MIXDRIVE 6 | 1X1EA | 1 | 295 | Sigma-Aldrich | Z742345-1EA | https://www.sigmaaldrich.com/LT/en
Z742369-1EA | 2MAG MIXDRIVE 6 MTP | 1X1EA | 1 | 956 | Sigma-Aldrich | Z742369-1EA | https://www.sigmaaldrich.com/LT/en
Z742350-1EA | 2MAG SATELLITE 70 DUAL STIRRING BAR FOR& | 1X1EA | 1 | 378 | Sigma-Aldrich | Z742350-1EA | https://www.sigmaaldrich.com/LT/en
Z742362-1EA | 2MAG FABDRIVE STRONG MAGNETIC STIRRER FO | 1X1EA | 1 | 2166 | Sigma-Aldrich | Z742362-1EA | https://www.sigmaaldrich.com/LT/en
Z742343-1EA | 2MAG MIXDRIVE 1 XL SINGLE POINT STIRRER& | 1X1EA | 1 | 795 | Sigma-Aldrich | Z742343-1EA | https://www.sigmaaldrich.com/LT/en
Z742355-1EA | 2MAG EXTENSION CORD FOR BIOMIXDRIVE | 1X1EA | 1 | 99 | Sigma-Aldrich | Z742355-1EA | https://www.sigmaaldrich.com/LT/en
Z742347-1EA | 2MAG ASTEROID 25 EXTRA STRENGTH STIRRIN& | 1X1EA | 1 | 32 | Sigma-Aldrich | Z742347-1EA | https://www.sigmaaldrich.com/LT/en
Z742339-1EA | 2MAG MIXDRIVE 1 XS BASIC, COMPACT SINGL& | 1X1EA | 1 | 215 | Sigma-Aldrich | Z742339-1EA | https://www.sigmaaldrich.com/LT/en
Z742342-1EA | 2MAG CUVETTEMIXDRIVE 1 MINIATURIZED MAG& | 1X1EA | 1 | 265 | Sigma-Aldrich | Z742342-1EA | https://www.sigmaaldrich.com/LT/en
Z742340-1EA | 2MAG MIXDRIVE 1 XS HT, COMPACT SINGLE P& | 1X1EA | 1 | 346 | Sigma-Aldrich | Z742340-1EA | https://www.sigmaaldrich.com/LT/en
Z742330-1EA | 2MAG LUMIX SINGLE POINT STIRRER WITH LI& | 1X1EA | 1 | 922 | Sigma-Aldrich | Z742330-1EA | https://www.sigmaaldrich.com/LT/en
Z742349-1EA | 2MAG ASTEROID 70 EXTRA STRENGTH STIRRIN& | 1X1EA | 1 | 178 | Sigma-Aldrich | Z742349-1EA | https://www.sigmaaldrich.com/LT/en
Z742363-1EA | 2MAG STERIMIXDRIVE FOR USE WITH STERIMI& | 1X1EA | 1 | 1108 | Sigma-Aldrich | Z742363-1EA | https://www.sigmaaldrich.com/LT/en
Z742372-1EA | 2MAG MIXDRIVE 96 MTP | 1X1EA | 1 | 1647 | Sigma-Aldrich | Z742372-1EA | https://www.sigmaaldrich.com/LT/en
Z742351-1EA | 2MAG SATELLITE 140 EXTRA LARGE STIRRING& | 1X1EA | 1 | 452 | Sigma-Aldrich | Z742351-1EA | https://www.sigmaaldrich.com/LT/en
Z742313-1EA | 2MAG MIX 1 XL SINGLE POINT STIRRERS UP & | 1X1EA | 1 | 1176 | Sigma-Aldrich | Z742313-1EA | https://www.sigmaaldrich.com/LT/en
Z742364-1EA | 2MAG ATEXMIXCONTROL CLEANROOM FOR USE W& | 1X1EA | 1 | 2372 | Sigma-Aldrich | Z742364-1EA | https://www.sigmaaldrich.com/LT/en
Z742387-500EA | DISPOSABLE SMARTSPATULA(R), L 210 MM, & | 1X500EA | 1 | 835 | Sigma-Aldrich | Z742387-500EA | https://www.sigmaaldrich.com/LT/en
Z742327-1EA | 2MAG MAXMIX SINGLE POINT STIRRERS UP TO& | 1X1EA | 1 | 2558 | Sigma-Aldrich | Z742327-1EA | https://www.sigmaaldrich.com/LT/en
Z742381-12EA | CELLCROWN(TM) INSERTS, 24 WELL PLATE IN& | 1X12EA | 1 | 96 | Sigma-Aldrich | Z742381-12EA | https://www.sigmaaldrich.com/LT/en
Z742331-1EA | 2MAG LUMIX SINGLE POINT STIRRER WITH LI& | 1X1EA | 1 | 922 | Sigma-Aldrich | Z742331-1EA | https://www.sigmaaldrich.com/LT/en
Z742337-1EA | 2MAG MIXDRIVE 15 HT 15 POINT STIRRER F& | 1X1EA | 1 | 2029 | Sigma-Aldrich | Z742337-1EA | https://www.sigmaaldrich.com/LT/en
Z742386-250EA | SMARTBOAT(TM) DISPOSABLE PAPER WEIGHIN& | 1X250EA | 1 | 63 | Sigma-Aldrich | Z742386-250EA | https://www.sigmaaldrich.com/LT/en
Z742352-1EA | 2MAG STIRRING BAR REMOVER PTFE | 1X1EA | 1 | 90 | Sigma-Aldrich | Z742352-1EA | https://www.sigmaaldrich.com/LT/en
Z742361-1EA | 2MAG MAXDRIVE STRONG MAGNETIC STIRRER F& | 1X1EA | 1 | 1666 | Sigma-Aldrich | Z742361-1EA | https://www.sigmaaldrich.com/LT/en
Z742382-6EA | CELLCROWN(TM) INSERTS, 12 WELL PLATE IN& | 1X6EA | 1 | 46 | Sigma-Aldrich | Z742382-6EA | https://www.sigmaaldrich.com/LT/en
Z742387-100EA | DISPOSABLE SMARTSPATULA(R), L 210 MM, & | 1X100EA | 1 | 226 | Sigma-Aldrich | Z742387-100EA | https://www.sigmaaldrich.com/LT/en
Z742335-1EA | 2MAG MIXDRIVE 1 HT SINGLE POINT STIRRER& | 1X1EA | 1 | 441 | Sigma-Aldrich | Z742335-1EA | https://www.sigmaaldrich.com/LT/en
Z742383-6EA | CELLCROWN(TM) INSERTS, 12 WELL PLATE IN& | 1X6EA | 1 | 51 | Sigma-Aldrich | Z742383-6EA | https://www.sigmaaldrich.com/LT/en
Z742367-1EA | 2MAG MIXCONTROL MTP, US PLUG | 1X1EA | 1 | 637 | Sigma-Aldrich | Z742367-1EA | https://www.sigmaaldrich.com/LT/en
671894-20EA | LIPSEALS FOR PUMP HEAD (PRODUCT NO. 4301 | 1X20EA | 1 | 471 | Sigma-Aldrich | 671894-20EA | https://www.sigmaaldrich.com/LT/en
C6187-2EA | NALGENE(R) SEALING CAP ASSEMBLY FOR T 2& | 1X2EA | 1 | 61 | Sigma-Aldrich | C6187-2EA | https://www.sigmaaldrich.com/LT/en
C6192-1EA | NALGENE(R) LOWBOY CARBOY WITH SPIGOT NO& | 1X1EA | 1 | 121 | Sigma-Aldrich | C6192-1EA | https://www.sigmaaldrich.com/LT/en
C6231-200EA | GREINER CULTURE FLASKS, TISSUE CULTURE & | 1X200EA | 1 | 187 | Sigma-Aldrich | C6231-200EA | https://www.sigmaaldrich.com/LT/en
C6307-1CS | NUNC(R) LAB-TEK(R) II CHAMBER SLIDE(TM)& | 1X1CS | 1 | 1049 | Sigma-Aldrich | C6307-1CS | https://www.sigmaaldrich.com/LT/en
C6307-1PAK | NUNC(R) LAB-TEK(R) II CHAMBER SLIDE(TM)& | 1X1PAK | 1 | 210 | Sigma-Aldrich | C6307-1PAK | https://www.sigmaaldrich.com/LT/en
C6317-1EA | NALGENE(R) RECTANGULAR CARBOY NOMINAL C& | 1X1EA | 1 | 67 | Sigma-Aldrich | C6317-1EA | https://www.sigmaaldrich.com/LT/en
C6356-200EA | GREINER CULTURE FLASKS, TISSUE CULTURE & | 1X200EA | 1 | 240 | Sigma-Aldrich | C6356-200EA | https://www.sigmaaldrich.com/LT/en
C6442-1EA | NALGENE(R) RECTANGULAR CARBOY NOMINAL C& | 1X1EA | 1 | 98 | Sigma-Aldrich | C6442-1EA | https://www.sigmaaldrich.com/LT/en
C6481-200EA | GREINER CULTURE FLASKS, TISSUE CULTURE & | 1X200EA | 1 | 187 | Sigma-Aldrich | C6481-200EA | https://www.sigmaaldrich.com/LT/en
C6557-1CS | NUNC(R) LAB-TEK(R) II CHAMBER SLIDE(TM)& | 1X1CS | 1 | 1284 | Sigma-Aldrich | C6557-1CS | https://www.sigmaaldrich.com/LT/en
C6557-1PAK | NUNC(R) LAB-TEK(R) II CHAMBER SLIDE(TM)& | 1X1PAK | 1 | 213 | Sigma-Aldrich | C6557-1PAK | https://www.sigmaaldrich.com/LT/en
C6567-1EA | NALGENE(R) ROUND CARBOY WITH SPIGOT NOM& | 1X1EA | 1 | 44 | Sigma-Aldrich | C6567-1EA | https://www.sigmaaldrich.com/LT/en
C6682-1CS | NUNC(R) LAB-TEK(R) CHAMBER SLIDE(TM) SY& | 1X1CS | 1 | 1412 | Sigma-Aldrich | C6682-1CS | https://www.sigmaaldrich.com/LT/en
C6682-1PAK | NUNC(R) LAB-TEK(R) CHAMBER SLIDE(TM) SY& | 1X1PAK | 1 | 234 | Sigma-Aldrich | C6682-1PAK | https://www.sigmaaldrich.com/LT/en
C6692-1EA | NALGENE(R) ROUND CARBOY WITH SPIGOT NOM& | 1X1EA | 1 | 71 | Sigma-Aldrich | C6692-1EA | https://www.sigmaaldrich.com/LT/en
C6731-200EA | GREINER CULTURE FLASKS, SUSPENSION CULT& | 1X200EA | 1 | 187 | Sigma-Aldrich | C6731-200EA | https://www.sigmaaldrich.com/LT/en
C6807-1CS | NUNC(R) LAB-TEK(R) II CHAMBER SLIDE(TM)& | 1X1CS | 1 | 1039 | Sigma-Aldrich | C6807-1CS | https://www.sigmaaldrich.com/LT/en
C6807-1PAK | NUNC(R) LAB-TEK(R) II CHAMBER SLIDE(TM)& | 1X1PAK | 1 | 209 | Sigma-Aldrich | C6807-1PAK | https://www.sigmaaldrich.com/LT/en
C6817-1EA | NALGENE(R) ROUND CARBOY WITH SPIGOT NOM& | 1X1EA | 1 | 101 | Sigma-Aldrich | C6817-1EA | https://www.sigmaaldrich.com/LT/en
C6932-1CS | NUNC(R) LAB-TEK(R) CHAMBER SLIDE(TM) SY& | 1X1CS | 1 | 1402 | Sigma-Aldrich | C6932-1CS | https://www.sigmaaldrich.com/LT/en
C6932-1PAK | NUNC(R) LAB-TEK(R) CHAMBER SLIDE(TM) SY& | 1X1PAK | 1 | 234 | Sigma-Aldrich | C6932-1PAK | https://www.sigmaaldrich.com/LT/en
C6942-1EA | NALGENE(R) ROUND CARBOY WITH SPIGOT NOM& | 1X1EA | 1 | 121 | Sigma-Aldrich | C6942-1EA | https://www.sigmaaldrich.com/LT/en
C7057-1PAK | NUNC(R) LAB-TEK(R) II CHAMBER SLIDE(TM)& | 1X1PAK | 1 | 216 | Sigma-Aldrich | C7057-1PAK | https://www.sigmaaldrich.com/LT/en
C7067-1EA | NALGENE(R) ROUND CARBOY WITH SPIGOT NOM& | 1X1EA | 1 | 181 | Sigma-Aldrich | C7067-1EA | https://www.sigmaaldrich.com/LT/en
C7182-1CS | NUNC(R) LAB-TEK(R) CHAMBER SLIDE(TM) SY& | 1X1CS | 1 | 1392 | Sigma-Aldrich | C7182-1CS | https://www.sigmaaldrich.com/LT/en
C7182-1PAK | NUNC(R) LAB-TEK(R) CHAMBER SLIDE(TM) SY& | 1X1PAK | 1 | 231 | Sigma-Aldrich | C7182-1PAK | https://www.sigmaaldrich.com/LT/en
C7231-120EA | GREINER CULTURE FLASKS, TISSUE CULTURE & | 1X120EA | 1 | 190 | Sigma-Aldrich | C7231-120EA | https://www.sigmaaldrich.com/LT/en
C7312-10EA | NALGENE(R) SEALING CAPS FOR T1668, T179& | 1X10EA | 1 | 110 | Sigma-Aldrich | C7312-10EA | https://www.sigmaaldrich.com/LT/en
C7356-50EA | GREINER CULTURE FLASKS, TISSUE CULTURE & | 1X50EA | 1 | 176 | Sigma-Aldrich | C7356-50EA | https://www.sigmaaldrich.com/LT/en
C7431-1EA | WORTHINGTON ACCESSORIES, CAP/NECKTUBE CO | 1X1EA | 1 | 68 | Sigma-Aldrich | C7431-1EA | https://www.sigmaaldrich.com/LT/en
C7437-10EA | NALGENE(R) SEALING CAPS FOR T1918, T141& | 1X10EA | 1 | 130 | Sigma-Aldrich | C7437-10EA | https://www.sigmaaldrich.com/LT/en
C7481-50EA | GREINER CULTURE FLASKS, TISSUE CULTURE & | 1X50EA | 1 | 178 | Sigma-Aldrich | C7481-50EA | https://www.sigmaaldrich.com/LT/en
C7687-2EA | NALGENE(R) SEALING CAPS FOR B1408, B153& | 1X2EA | 1 | 45 | Sigma-Aldrich | C7687-2EA | https://www.sigmaaldrich.com/LT/en
C7931-1CS | COVER GLASSES SIZE 24 MM X 40 MM | 1X1CS | 1 | 185 | Sigma-Aldrich | C7931-1CS | https://www.sigmaaldrich.com/LT/en
C7931-1PAK | COVER GLASSES SIZE 24 MM X 40 MM | 1X1PAK | 1 | 27 | Sigma-Aldrich | C7931-1PAK | https://www.sigmaaldrich.com/LT/en
C7983-50EA | CLONING CYLINDERS, POLYSTYRENE I.D. X H& | 1X50EA | 1 | 90 | Sigma-Aldrich | C7983-50EA | https://www.sigmaaldrich.com/LT/en
C8181-1CS | COVER GLASSES SIZE 24 MM X 50 MM | 1X1CS | 1 | 158 | Sigma-Aldrich | C8181-1CS | https://www.sigmaaldrich.com/LT/en
C8181-1PAK | COVER GLASSES SIZE 24 MM X 50 MM | 1X1PAK | 1 | 23 | Sigma-Aldrich | C8181-1PAK | https://www.sigmaaldrich.com/LT/en
C8358-5EA | CUBE RACK ASSORTED COLORS | 1X5EA | 1 | 72 | Sigma-Aldrich | C8358-5EA | https://www.sigmaaldrich.com/LT/en
C8474-1EA | CALCULATORS, TEXAS INSTRUMENTS, SCIENTI& | 1X1EA | 1 | 49 | Sigma-Aldrich | C8474-1EA | https://www.sigmaaldrich.com/LT/en
C9056-1CS | COVER GLASSES SIZE 24 MM X 60 MM | 1X1CS | 1 | 158 | Sigma-Aldrich | C9056-1CS | https://www.sigmaaldrich.com/LT/en
C9802-1CS | COVER GLASSES SIZE 22 MM X 22 MM | 1X1CS | 1 | 173 | Sigma-Aldrich | C9802-1CS | https://www.sigmaaldrich.com/LT/en
C9802-1PAK | COVER GLASSES SIZE 22 MM X 22 MM | 1X1PAK | 1 | 25 | Sigma-Aldrich | C9802-1PAK | https://www.sigmaaldrich.com/LT/en
C9811-12EA | CRYOCANE ALUMINUM CANES CAPACITY, 5 VIA& | 1X12EA | 1 | 18 | Sigma-Aldrich | C9811-12EA | https://www.sigmaaldrich.com/LT/en
C9936-12EA | CRYOCANE ALUMINUM CANES CAPACITY, 6 VIA& | 1X12EA | 1 | 19 | Sigma-Aldrich | C9936-12EA | https://www.sigmaaldrich.com/LT/en
C9985-1EA | NUNC(R) LABTOP COOLERS -20 C COOLER | 1X1EA | 1 | 242 | Sigma-Aldrich | C9985-1EA | https://www.sigmaaldrich.com/LT/en
CD1-1KT | CELL DISSOCIATION SIEVE - TISSUE GRINDE& | 1X1KIT | 1 | 226 | Sigma-Aldrich | CD1-1KT | https://www.sigmaaldrich.com/LT/en
D0189-1SET | DOUNCE TISSUE GRINDER SET 100 ML COMPLE& | 1X1SET | 1 | 446 | Sigma-Aldrich | D0189-1SET | https://www.sigmaaldrich.com/LT/en
D0405-100FT | DIALYSIS TUBING, HIGH RETENTION SEAMLES& | 1X100FT | 1 | 193 | Sigma-Aldrich | D0405-100FT | https://www.sigmaaldrich.com/LT/en
D0530-100FT | DIALYSIS TUBING, HIGH RETENTION SEAMLES& | 1X100FT | 1 | 193 | Sigma-Aldrich | D0530-100FT | https://www.sigmaaldrich.com/LT/en
D0655-100FT | DIALYSIS TUBING SEAMLESS TUBING FLAT & | 1X100FT | 1 | 193 | Sigma-Aldrich | D0655-100FT | https://www.sigmaaldrich.com/LT/en
D2272-10FT | DIALYSIS TUBING, BENZOYLATED AVG. FLAT & | 1X10FT | 1 | 196 | Sigma-Aldrich | D2272-10FT | https://www.sigmaaldrich.com/LT/en
D2272-5FT | DIALYSIS TUBING, BENZOYLATED AVG. FLAT & | 1X5FT | 1 | 108 | Sigma-Aldrich | D2272-5FT | https://www.sigmaaldrich.com/LT/en
D2547-1EA | NALGENE(R) DESICCATOR OVERALL I.D. X H | 1X1EA | 1 | 90 | Sigma-Aldrich | D2547-1EA | https://www.sigmaaldrich.com/LT/en
D2672-1EA | NALGENE(R) DESICCATOR OVERALL I.D. X H | 1X1EA | 1 | 56 | Sigma-Aldrich | D2672-1EA | https://www.sigmaaldrich.com/LT/en
D2797-1EA | NALGENE(R) VACUUM DESICCATOR TRANSPAREN& | 1X1EA | 1 | 129 | Sigma-Aldrich | D2797-1EA | https://www.sigmaaldrich.com/LT/en
D3047-1EA | DURASEAL(R) LABORATORY STRETCH FILM ROL& | 1X1EA | 1 | 43 | Sigma-Aldrich | D3047-1EA | https://www.sigmaaldrich.com/LT/en
D3172-1EA | DURASEAL(R) LABORATORY STRETCH FILM ROL& | 1X1EA | 1 | 61 | Sigma-Aldrich | D3172-1EA | https://www.sigmaaldrich.com/LT/en
D3297-1EA | DURASEAL(R) LABORATORY STRETCH FILM ROL& | 1X1EA | 1 | 78 | Sigma-Aldrich | D3297-1EA | https://www.sigmaaldrich.com/LT/en
D4803-1CS | NUNC(R) BIOASSAY DISH, WITH LID, L* W*& | 1X1CS | 1 | 196 | Sigma-Aldrich | D4803-1CS | https://www.sigmaaldrich.com/LT/en
D6191-25EA | DIALYSIS SACKS AVG. FLAT WIDTH 25 MM (1& | 1X25EA | 1 | 109 | Sigma-Aldrich | D6191-25EA | https://www.sigmaaldrich.com/LT/en
D6315-1CS | NUNCLON(TM)D MULTIDISHES 12 WELL ROUND | 1X1CS | 1 | 242 | Sigma-Aldrich | D6315-1CS | https://www.sigmaaldrich.com/LT/en
D6440-1CS | NUNCLON(TM)D MULTIDISHES 48 WELL ROUND | 1X1CS | 1 | 280 | Sigma-Aldrich | D6440-1CS | https://www.sigmaaldrich.com/LT/en
D6789-1CS | NUNCLON(TM)D MULTIDISHES 4 WELL ROUND | 1X1CS | 1 | 270 | Sigma-Aldrich | D6789-1CS | https://www.sigmaaldrich.com/LT/en
D7039-1CS | NUNCLON(TM)D MULTIDISHES 24 WELL ROUND | 1X1CS | 1 | 244 | Sigma-Aldrich | D7039-1CS | https://www.sigmaaldrich.com/LT/en
D7804-500EA | NUNCLON(TM) CELL CULTURE DISHES DIAM. X& | 1X500EA | 1 | 218 | Sigma-Aldrich | D7804-500EA | https://www.sigmaaldrich.com/LT/en
D7884-10FT | DIALYSIS TUBING, BENZOYLATED AVG. FLAT & | 1X10FT | 1 | 197 | Sigma-Aldrich | D7884-10FT | https://www.sigmaaldrich.com/LT/en
D7884-1FT | DIALYSIS TUBING, BENZOYLATED AVG. FLAT & | 1X1FT | 1 | 28 | Sigma-Aldrich | D7884-1FT | https://www.sigmaaldrich.com/LT/en
D7884-5FT | DIALYSIS TUBING, BENZOYLATED AVG. FLAT & | 1X5FT | 1 | 110 | Sigma-Aldrich | D7884-5FT | https://www.sigmaaldrich.com/LT/en
D8054-1CS | NUNCLON(TM) CELL CULTURE DISHES DIAM. x& | 1X1CS | 1 | 175 | Sigma-Aldrich | D8054-1CS | https://www.sigmaaldrich.com/LT/en
D8679-1CS | NUNCLON(TM) CELL CULTURE DISHES L X W X& | 1X1CS | 1 | 229 | Sigma-Aldrich | D8679-1CS | https://www.sigmaaldrich.com/LT/en
D8687-50EA | DISPO-BIODIALYZER PORE SIZE 1 KDA MWCO | 1X50EA | 1 | 451 | Sigma-Aldrich | D8687-50EA | https://www.sigmaaldrich.com/LT/en
D8812-100EA | DISPO-BIODIALYZER PORE SIZE 2 KDA MWCO | 1X100EA | 1 | 669 | Sigma-Aldrich | D8812-100EA | https://www.sigmaaldrich.com/LT/en
D8812-50EA | DISPO-BIODIALYZER PORE SIZE 2 KDA MWCO | 1X50EA | 1 | 452 | Sigma-Aldrich | D8812-50EA | https://www.sigmaaldrich.com/LT/en
D8938-1SET | DOUNCE TISSUE GRINDER SET 2 ML COMPLETE | 1X1SET | 1 | 181 | Sigma-Aldrich | D8938-1SET | https://www.sigmaaldrich.com/LT/en
D9062-100EA | DISPO-BIODIALYZER PORE SIZE 10 KDA MWCO | 1X100EA | 1 | 669 | Sigma-Aldrich | D9062-100EA | https://www.sigmaaldrich.com/LT/en
D9062-50EA | DISPO-BIODIALYZER PORE SIZE 10 KDA MWCO | 1X50EA | 1 | 452 | Sigma-Aldrich | D9062-50EA | https://www.sigmaaldrich.com/LT/en
D9063-1SET | DOUNCE TISSUE GRINDER SET 7 ML COMPLETE | 1X1SET | 1 | 160 | Sigma-Aldrich | D9063-1SET | https://www.sigmaaldrich.com/LT/en
D9187-50EA | DISPO-BIODIALYZER PORE SIZE 50 KDA MWCO | 1X50EA | 1 | 451 | Sigma-Aldrich | D9187-50EA | https://www.sigmaaldrich.com/LT/en
D9188-1SET | DOUNCE TISSUE GRINDER SET 40 ML COMPLET& | 1X1SET | 1 | 208 | Sigma-Aldrich | D9188-1SET | https://www.sigmaaldrich.com/LT/en
D9527-100FT | DIALYSIS TUBING CELLULOSE MEMBRANE FLAT& | 1X100FT | 1 | 162 | Sigma-Aldrich | D9527-100FT | https://www.sigmaaldrich.com/LT/en
D9652-100FT | DIALYSIS TUBING CELLULOSE MEMBRANE AVG.& | 1X100FT | 1 | 146 | Sigma-Aldrich | D9652-100FT | https://www.sigmaaldrich.com/LT/en
D9777-100FT | DIALYSIS TUBING CELLULOSE MEMBRANE AVG.& | 1X100FT | 1 | 162 | Sigma-Aldrich | D9777-100FT | https://www.sigmaaldrich.com/LT/en
D9938-1SET | DOUNCE TISSUE GRINDER SET 15 ML COMPLET& | 1X1SET | 1 | 180 | Sigma-Aldrich | D9938-1SET | https://www.sigmaaldrich.com/LT/en
CLS3200-2EA | CORNING(R) CELLCUBE(R) MODULE 10 LAYER & | 1X2EA | 1 | 1434 | Sigma-Aldrich | CLS3200-2EA | https://www.sigmaaldrich.com/LT/en
Z717533-1000EA | SORENSON(TM) DOLPHIN MICROCENTRIFUGE TU& | 1X1000EA | 1 | 104 | Sigma-Aldrich | Z717533-1000EA | https://www.sigmaaldrich.com/LT/en
Z717533-5000EA | SORENSON(TM) DOLPHIN MICROCENTRIFUGE TU& | 1X5000EA | 1 | 385 | Sigma-Aldrich | Z717533-5000EA | https://www.sigmaaldrich.com/LT/en
Z719471-4800EA | SORENSON(TM) LOW BINDING AEROSOL BARRIE& | 1X4800EA | 1 | 630 | Sigma-Aldrich | Z719471-4800EA | https://www.sigmaaldrich.com/LT/en
Z719498-1000EA | SORENSON(TM) LOW BINDING ULTRA G MICROT& | 1X1000EA | 1 | 39 | Sigma-Aldrich | Z719498-1000EA | https://www.sigmaaldrich.com/LT/en
Z719501-4800EA | SORENSON(TM) LOW BINDING ULTRA G MICROT& | 1X4800EA | 1 | 453 | Sigma-Aldrich | Z719501-4800EA | https://www.sigmaaldrich.com/LT/en
Z719528-4800EA | SORENSON(TM) LOW BINDING ULTRA G MICROT& | 1X4800EA | 1 | 297 | Sigma-Aldrich | Z719528-4800EA | https://www.sigmaaldrich.com/LT/en
Z719498-10000EA | SORENSON(TM) LOW BINDING ULTRA G MICROT& | 1X10000EA | 1 | 285 | Sigma-Aldrich | Z719498-10000EA | https://www.sigmaaldrich.com/LT/en
Z719471-960EA | SORENSON(TM) LOW BINDING AEROSOL BARRIE& | 1X960EA | 1 | 141 | Sigma-Aldrich | Z719471-960EA | https://www.sigmaaldrich.com/LT/en
Z719501-960EA | SORENSON(TM) LOW BINDING ULTRA G MICROT& | 1X960EA | 1 | 121 | Sigma-Aldrich | Z719501-960EA | https://www.sigmaaldrich.com/LT/en
Z719528-960EA | SORENSON(TM) LOW BINDING ULTRA G MICROT& | 1X960EA | 1 | 81 | Sigma-Aldrich | Z719528-960EA | https://www.sigmaaldrich.com/LT/en
Z719536-960EA | SORENSON(TM) LOW BINDING ULTRA G MICROT& | 1X960EA | 1 | 56 | Sigma-Aldrich | Z719536-960EA | https://www.sigmaaldrich.com/LT/en
CLS294775X38-72EA | CORNING(R) MICROSCOPE SLIDES, PLAIN L X& | 1X72EA | 1 | 48 | Sigma-Aldrich | CLS294775X38-72EA | https://www.sigmaaldrich.com/LT/en
Z719374-4800EA | SORENSON(TM) LOW BINDING AEROSOL BARRIE& | 1X4800EA | 1 | 611 | Sigma-Aldrich | Z719374-4800EA | https://www.sigmaaldrich.com/LT/en
Z719374-960EA | SORENSON(TM) LOW BINDING AEROSOL BARRIE& | 1X960EA | 1 | 136 | Sigma-Aldrich | Z719374-960EA | https://www.sigmaaldrich.com/LT/en
Z719390-4800EA | SORENSON(TM) LOW BINDING AEROSOL BARRIE& | 1X4800EA | 1 | 709 | Sigma-Aldrich | Z719390-4800EA | https://www.sigmaaldrich.com/LT/en
Z719390-960EA | SORENSON(TM) LOW BINDING AEROSOL BARRIE& | 1X960EA | 1 | 158 | Sigma-Aldrich | Z719390-960EA | https://www.sigmaaldrich.com/LT/en
Z719404-4800EA | SORENSON(TM) LOW BINDING AEROSOL BARRIE& | 1X4800EA | 1 | 630 | Sigma-Aldrich | Z719404-4800EA | https://www.sigmaaldrich.com/LT/en
Z719404-960EA | SORENSON(TM) LOW BINDING AEROSOL BARRIE& | 1X960EA | 1 | 141 | Sigma-Aldrich | Z719404-960EA | https://www.sigmaaldrich.com/LT/en
Z719412-4800EA | SORENSON(TM) LOW BINDING AEROSOL BARRIE& | 1X4800EA | 1 | 630 | Sigma-Aldrich | Z719412-4800EA | https://www.sigmaaldrich.com/LT/en
Z719412-960EA | SORENSON(TM) LOW BINDING AEROSOL BARRIE& | 1X960EA | 1 | 141 | Sigma-Aldrich | Z719412-960EA | https://www.sigmaaldrich.com/LT/en
Z719420-4800EA | SORENSON(TM) LOW BINDING AEROSOL BARRIE& | 1X4800EA | 1 | 871 | Sigma-Aldrich | Z719420-4800EA | https://www.sigmaaldrich.com/LT/en
Z719420-960EA | SORENSON(TM) LOW BINDING AEROSOL BARRIE& | 1X960EA | 1 | 231 | Sigma-Aldrich | Z719420-960EA | https://www.sigmaaldrich.com/LT/en
Z719439-960EA | SORENSON(TM) LOW BINDING AEROSOL BARRIE& | 1X960EA | 1 | 141 | Sigma-Aldrich | Z719439-960EA | https://www.sigmaaldrich.com/LT/en
Z719536-4800EA | SORENSON(TM) LOW BINDING ULTRA G MICROT& | 1X4800EA | 1 | 206 | Sigma-Aldrich | Z719536-4800EA | https://www.sigmaaldrich.com/LT/en
CLS294975X25-72EA | CORNING(R) MICROSCOPE SLIDES, FROSTED T& | 1X72EA | 1 | 50 | Sigma-Aldrich | CLS294975X25-72EA | https://www.sigmaaldrich.com/LT/en
Z654337-10EA | CAPS FOR DURAN(R) LABORATORY BOTTLES NE& | 1X10EA | 1 | 20 | Sigma-Aldrich | Z654337-10EA | https://www.sigmaaldrich.com/LT/en
Z654345-5EA | POURING RINGS FOR DURAN(R) LABORATORY B& | 1X5EA | 1 | 16 | Sigma-Aldrich | Z654345-5EA | https://www.sigmaaldrich.com/LT/en
CLS3983XX1-2EA | CORNING(R) SYNTHEMAX(TM)-R CELL CULTUR& | 1X2EA | 1 | 178 | Sigma-Aldrich | CLS3983XX1-2EA | https://www.sigmaaldrich.com/LT/en
CLS4145-24EA | CORNING(R) DECKWORKS(TM) EMPTY RACK FOR& | 1X24EA | 1 | 85 | Sigma-Aldrich | CLS4145-24EA | https://www.sigmaaldrich.com/LT/en
CLS4146-16EA | CORNING(R) DECKWORKS(TM) EMPTY RACK WIT& | 1X16EA | 1 | 78 | Sigma-Aldrich | CLS4146-16EA | https://www.sigmaaldrich.com/LT/en
Z681792-3EA | CELLCROWN(TM) 6, NON-STERILE | 1X3EA | 1 | 25 | Sigma-Aldrich | Z681792-3EA | https://www.sigmaaldrich.com/LT/en
Z681822-3EA | CELLCROWN(TM) 6 WITH 1.0 UM POLYCARBONA& | 1X3EA | 1 | 37 | Sigma-Aldrich | Z681822-3EA | https://www.sigmaaldrich.com/LT/en
Z681962-4EA | CELLCROWN(TM) 48, STERILE, 6-WELL STRIP | 1X4EA | 1 | 123 | Sigma-Aldrich | Z681962-4EA | https://www.sigmaaldrich.com/LT/en
Z681989-4EA | CELLCROWN(TM) 48 WITH 1 UM PET FILTER, & | 1X4EA | 1 | 151 | Sigma-Aldrich | Z681989-4EA | https://www.sigmaaldrich.com/LT/en
Z681997-6EA | CELLCROWN(TM) 96, NON-STERILE, 8-WELL S& | 1X6EA | 1 | 153 | Sigma-Aldrich | Z681997-6EA | https://www.sigmaaldrich.com/LT/en
Z682004-6EA | CELLCROWN(TM) 96, STERILE, 8-WELL STRIP | 1X6EA | 1 | 172 | Sigma-Aldrich | Z682004-6EA | https://www.sigmaaldrich.com/LT/en
Z742063-1EA | 24 WELL REACTION BLOCK FOR KITALYSIS(TM | 1X1EA | 1 | 482 | Sigma-Aldrich | Z742063-1EA | https://www.sigmaaldrich.com/LT/en
E4015-1EA | EMBEDDING MOLDS 26 FLAT BULLET-SHAPED C& | 1X1EA | 1 | 39 | Sigma-Aldrich | E4015-1EA | https://www.sigmaaldrich.com/LT/en
E4140-1EA | EMBEDDING MOLDS 19 FLAT BULLET-SHAPED U& | 1X1EA | 1 | 39 | Sigma-Aldrich | E4140-1EA | https://www.sigmaaldrich.com/LT/en
E4265-1EA | EMBEDDING MOLDS 26 FLAT BULLET-SHAPED C& | 1X1EA | 1 | 33 | Sigma-Aldrich | E4265-1EA | https://www.sigmaaldrich.com/LT/en
E4390-1EA | EMBEDDING MOLDS 19 FLAT BULLET-SHAPED U& | 1X1EA | 1 | 33 | Sigma-Aldrich | E4390-1EA | https://www.sigmaaldrich.com/LT/en
E4753-1EA | SIGMA-ALDRICH(TM) PH ELECTRODE, 115 MM & | 1X1EA | 1 | 244 | Sigma-Aldrich | E4753-1EA | https://www.sigmaaldrich.com/LT/en
E4878-1EA | SIGMA-ALDRICH(TM) PH ELECTRODE, 110 MM & | 1X1EA | 1 | 239 | Sigma-Aldrich | E4878-1EA | https://www.sigmaaldrich.com/LT/en
E5003-1EA | SIGMA-ALDRICH(TM) PH ELECTRODE, 130 MM & | 1X1EA | 1 | 326 | Sigma-Aldrich | E5003-1EA | https://www.sigmaaldrich.com/LT/en
E5259-1EA | SIGMA-ALDRICH(TM) PH ELECTRODE, 130 MM & | 1X1EA | 1 | 326 | Sigma-Aldrich | E5259-1EA | https://www.sigmaaldrich.com/LT/en
E5634-1EA | SIGMA-ALDRICH(TM) PH ELECTRODE, 110 MM & | 1X1EA | 1 | 239 | Sigma-Aldrich | E5634-1EA | https://www.sigmaaldrich.com/LT/en
E6384-1EA | SIGMA-ALDRICH(TM) PH ELECTRODE, 115 MM & | 1X1EA | 1 | 225 | Sigma-Aldrich | E6384-1EA | https://www.sigmaaldrich.com/LT/en
F0152-4EA | NALGENE(R) BAFFLED SHAKE FLASK CAPACITY& | 1X4EA | 1 | 56 | Sigma-Aldrich | F0152-4EA | https://www.sigmaaldrich.com/LT/en
F0277-4EA | NALGENE(R) BAFFLED SHAKE FLASK CAPACITY& | 1X4EA | 1 | 68 | Sigma-Aldrich | F0277-4EA | https://www.sigmaaldrich.com/LT/en
F0402-2EA | NALGENE(R) BAFFLED SHAKE FLASK CAPACITY& | 1X2EA | 1 | 62 | Sigma-Aldrich | F0402-2EA | https://www.sigmaaldrich.com/LT/en
F0527-2EA | NALGENE(R) BAFFLED SHAKE FLASK CAPACITY& | 1X2EA | 1 | 80 | Sigma-Aldrich | F0527-2EA | https://www.sigmaaldrich.com/LT/en
F0644-12EA | SHAKE FLASKS, TRIPLE BAFFLED VOLUME 250& | 1X12EA | 1 | 432 | Sigma-Aldrich | F0644-12EA | https://www.sigmaaldrich.com/LT/en
F0769-6EA | SHAKE FLASKS, TRIPLE BAFFLED VOLUME 100& | 1X6EA | 1 | 439 | Sigma-Aldrich | F0769-6EA | https://www.sigmaaldrich.com/LT/en
F0894-1EA | SHAKE FLASKS, TRIPLE BAFFLED VOLUME 200& | 1X1EA | 1 | 81 | Sigma-Aldrich | F0894-1EA | https://www.sigmaaldrich.com/LT/en
F1911-1EA | NALGENE(R) MEMBRANE FORCEPS | 1X1EA | 1 | 47 | Sigma-Aldrich | F1911-1EA | https://www.sigmaaldrich.com/LT/en
F2036-1EA | NALGENE(R) FILTRATION ASSEMBLY FOR 47 M& | 1X1EA | 1 | 219 | Sigma-Aldrich | F2036-1EA | https://www.sigmaaldrich.com/LT/en
F2161-50EA | NALGENE(R) ANALYTICAL FILTER FUNNEL POR& | 1X50EA | 1 | 238 | Sigma-Aldrich | F2161-50EA | https://www.sigmaaldrich.com/LT/en
F2286-50EA | NALGENE(R) ANALYTICAL FILTER FUNNEL POR& | 1X50EA | 1 | 256 | Sigma-Aldrich | F2286-50EA | https://www.sigmaaldrich.com/LT/en
F2394-1EA | BAYONET FORCEPS | 1X1EA | 1 | 154 | Sigma-Aldrich | F2394-1EA | https://www.sigmaaldrich.com/LT/en
F2411-50EA | NALGENE(R) ANALYTICAL FILTER FUNNEL POR& | 1X50EA | 1 | 256 | Sigma-Aldrich | F2411-50EA | https://www.sigmaaldrich.com/LT/en
F2536-50EA | NALGENE(R) ANALYTICAL FILTER FUNNEL POR& | 1X50EA | 1 | 238 | Sigma-Aldrich | F2536-50EA | https://www.sigmaaldrich.com/LT/en
F3767-1EA | MICRO-DISSECTING FORCEPS VERY FINE POIN& | 1X1EA | 1 | 115 | Sigma-Aldrich | F3767-1EA | https://www.sigmaaldrich.com/LT/en
F3892-1EA | DRESSING TISSUE FORCEPS L 4 3/4 IN. | 1X1EA | 1 | 28 | Sigma-Aldrich | F3892-1EA | https://www.sigmaaldrich.com/LT/en
F4017-1EA | MICRO-DISSECTING FORCEPS STRAIGHT | 1X1EA | 1 | 38 | Sigma-Aldrich | F4017-1EA | https://www.sigmaaldrich.com/LT/en
F4142-1EA | MICRO-DISSECTING FORCEPS CURVED | 1X1EA | 1 | 67 | Sigma-Aldrich | F4142-1EA | https://www.sigmaaldrich.com/LT/en
F4267-1EA | DRESSING TISSUE FORCEPS L 6 IN. | 1X1EA | 1 | 64 | Sigma-Aldrich | F4267-1EA | https://www.sigmaaldrich.com/LT/en
F4392-1EA | DRESSING TISSUE FORCEPS L 8 IN. | 1X1EA | 1 | 51 | Sigma-Aldrich | F4392-1EA | https://www.sigmaaldrich.com/LT/en
F4517-1EA | DRESSING TISSUE FORCEPS L 10 IN. | 1X1EA | 1 | 78 | Sigma-Aldrich | F4517-1EA | https://www.sigmaaldrich.com/LT/en
F4524-1EA | WORTHINGTON LD SERIES LIQUID NITORGEN DE | 1X1EA | 1 | 1186 | Sigma-Aldrich | F4524-1EA | https://www.sigmaaldrich.com/LT/en
F4642-1EA | DRESSING TISSUE FORCEPS L 12 IN. | 1X1EA | 1 | 94 | Sigma-Aldrich | F4642-1EA | https://www.sigmaaldrich.com/LT/en
F4927-5EA | SARTORIUS MIDI PLUS AND PROLINE(R) XL PI | 1X5EA | 1 | 62 | Sigma-Aldrich | F4927-5EA | https://www.sigmaaldrich.com/LT/en
F5426-100EA | CARESTREAM(R) ELECTRON MICROSCOPY FILM 4 | 1X100EA | 1 | 621 | Sigma-Aldrich | F5426-100EA | https://www.sigmaaldrich.com/LT/en
F5911-100EA | MILLIPORE GLASS-FIBER FILTERS, AP SERIE& | 1X100EA | 1 | 50 | Sigma-Aldrich | F5911-100EA | https://www.sigmaaldrich.com/LT/en
F6036-100EA | MILLIPORE GLASS-FIBER FILTERS, AP SERIE& | 1X100EA | 1 | 78 | Sigma-Aldrich | F6036-100EA | https://www.sigmaaldrich.com/LT/en
F6411-100EA | MILLIPORE GLASS-FIBER FILTERS, AP SERIE& | 1X100EA | 1 | 39 | Sigma-Aldrich | F6411-100EA | https://www.sigmaaldrich.com/LT/en
F6521-1EA | JEWELERS FORCEPS, DUMONT NO. 5 | 1X1EA | 1 | 83 | Sigma-Aldrich | F6521-1EA | https://www.sigmaaldrich.com/LT/en
F6536-100EA | MILLIPORE GLASS-FIBER FILTERS, AP SERIE& | 1X100EA | 1 | 54 | Sigma-Aldrich | F6536-100EA | https://www.sigmaaldrich.com/LT/en
F6661-500EA | MILLIPORE GLASS-FIBER FILTERS, AP SERIE& | 1X500EA | 1 | 196 | Sigma-Aldrich | F6661-500EA | https://www.sigmaaldrich.com/LT/en
F6911-100EA | MILLIPORE GLASS-FIBER FILTERS TYPE 1, P& | 1X100EA | 1 | 52 | Sigma-Aldrich | F6911-100EA | https://www.sigmaaldrich.com/LT/en
F7036-100EA | MILLIPORE GLASS-FIBER FILTERS TYPE 2, P& | 1X100EA | 1 | 73 | Sigma-Aldrich | F7036-100EA | https://www.sigmaaldrich.com/LT/en
F7161-100EA | MILLIPORE GLASS-FIBER FILTERS TYPE 2, P& | 1X100EA | 1 | 98 | Sigma-Aldrich | F7161-100EA | https://www.sigmaaldrich.com/LT/en
F7177-1CS | NUNC(R) EASYFLASKS(TM) AREA 25 CM2, CAP& | 1X1CS | 1 | 225 | Sigma-Aldrich | F7177-1CS | https://www.sigmaaldrich.com/LT/en
F7286-100EA | MILLIPORE GLASS-FIBER FILTERS TYPE 3, P& | 1X100EA | 1 | 64 | Sigma-Aldrich | F7286-100EA | https://www.sigmaaldrich.com/LT/en
F7302-1CS | NUNC(R) EASYFLASKS(TM) AREA 25 CM2, CAP& | 1X1CS | 1 | 227 | Sigma-Aldrich | F7302-1CS | https://www.sigmaaldrich.com/LT/en
F7411-100EA | MILLIPORE GLASS-FIBER FILTERS TYPE 3, P& | 1X100EA | 1 | 96 | Sigma-Aldrich | F7411-100EA | https://www.sigmaaldrich.com/LT/en
F7427-1CS | NUNC(R) EASYFLASKS(TM) AREA 75 CM2, CAP& | 1X1CS | 1 | 187 | Sigma-Aldrich | F7427-1CS | https://www.sigmaaldrich.com/LT/en
F7536-100EA | MILLIPORE GLASS-FIBER FILTERS TYPE 4, P& | 1X100EA | 1 | 40 | Sigma-Aldrich | F7536-100EA | https://www.sigmaaldrich.com/LT/en
F7552-1CS | NUNC(R) EASYFLASKS(TM) AREA 75 CM2, CAP& | 1X1CS | 1 | 191 | Sigma-Aldrich | F7552-1CS | https://www.sigmaaldrich.com/LT/en
F7648-1000EA | MILLEX SYRINGE FILTER UNITS, DISPOSABLE& | 1X1000EA | 1 | 1372 | Sigma-Aldrich | F7648-1000EA | https://www.sigmaaldrich.com/LT/en
F7648-50EA | MILLEX SYRINGE FILTER UNITS, DISPOSABLE& | 1X50EA | 1 | 223 | Sigma-Aldrich | F7648-50EA | https://www.sigmaaldrich.com/LT/en
F7661-100EA | MILLIPORE GLASS-FIBER FILTERS TYPE 4, P& | 1X100EA | 1 | 60 | Sigma-Aldrich | F7661-100EA | https://www.sigmaaldrich.com/LT/en
F7677-1CS | NUNC(R) EASYFLASKS(TM) AREA 175 CM2, CA& | 1X1CS | 1 | 102 | Sigma-Aldrich | F7677-1CS | https://www.sigmaaldrich.com/LT/en
F7802-30EA | NUNC(R) EASYFLASKS(TM) AREA 175 CM2, CA& | 1X30EA | 1 | 100 | Sigma-Aldrich | F7802-30EA | https://www.sigmaaldrich.com/LT/en
F7911-100EA | MILLIPORE GLASS-FIBER FILTERS TYPE 5, P& | 1X100EA | 1 | 171 | Sigma-Aldrich | F7911-100EA | https://www.sigmaaldrich.com/LT/en
F8145-250EA | CARESTREAM(R) ELECTRON IMAGE FILM SO-163 | 1X250EA | 1 | 1216 | Sigma-Aldrich | F8145-250EA | https://www.sigmaaldrich.com/LT/en
F8270-100EA | CARESTREAM(R) ELECTRON IMAGE FILM SO-163 | 1X100EA | 1 | 569 | Sigma-Aldrich | F8270-100EA | https://www.sigmaaldrich.com/LT/en
F8390-1EA | CARESTREAM(R) FILTER | 1X1EA | 1 | 72 | Sigma-Aldrich | F8390-1EA | https://www.sigmaaldrich.com/LT/en
F8395-250EA | CARESTREAM(R) ELECTRON MICROSCOPY FILM 4 | 1X250EA | 1 | 1333 | Sigma-Aldrich | F8395-250EA | https://www.sigmaaldrich.com/LT/en
F8542-1CS | NUNC(R) TRIPLE FLASKS VENTED/CLOSE CAP | 1X1CS | 1 | 437 | Sigma-Aldrich | F8542-1CS | https://www.sigmaaldrich.com/LT/en
F8667-1CS | NUNC(R) TRIPLE FLASKS FILTER CAP | 1X1CS | 1 | 437 | Sigma-Aldrich | F8667-1CS | https://www.sigmaaldrich.com/LT/en
F8773-50EA | MILLEX SYRINGE FILTER UNITS, DISPOSABLE& | 1X50EA | 1 | 124 | Sigma-Aldrich | F8773-50EA | https://www.sigmaaldrich.com/LT/en
F9018-1EA | WORTHINGTON LD SERIES LIQUID NITORGEN DE | 1X1EA | 1 | 865 | Sigma-Aldrich | F9018-1EA | https://www.sigmaaldrich.com/LT/en
F9143-1EA | WORTHINGTON LD SERIES LIQUID NITORGEN DE | 1X1EA | 1 | 900 | Sigma-Aldrich | F9143-1EA | https://www.sigmaaldrich.com/LT/en
F9401-1EA | NALGENE(R) DEWAR FLASKS CAPACITY 1 L | 1X1EA | 1 | 197 | Sigma-Aldrich | F9401-1EA | https://www.sigmaaldrich.com/LT/en
F9526-1EA | NALGENE(R) DEWAR FLASKS CAPACITY 2 L | 1X1EA | 1 | 210 | Sigma-Aldrich | F9526-1EA | https://www.sigmaaldrich.com/LT/en
F9651-1EA | NALGENE(R) DEWAR FLASKS CAPACITY 4 L | 1X1EA | 1 | 229 | Sigma-Aldrich | F9651-1EA | https://www.sigmaaldrich.com/LT/en
F9776-1EA | NALGENE(R) DEWAR FLASKS CAPACITY 10 L | 1X1EA | 1 | 422 | Sigma-Aldrich | F9776-1EA | https://www.sigmaaldrich.com/LT/en
G1145-100G | GLASS BEADS, ACID-WASHED 150-212 MM (70& | 1X100G | 1 | 143 | Sigma-Aldrich | G1145-100G | https://www.sigmaaldrich.com/LT/en
G1145-10G | GLASS BEADS, ACID-WASHED 150-212 MM (70& | 1X10G | 1 | 45 | Sigma-Aldrich | G1145-10G | https://www.sigmaaldrich.com/LT/en
G1145-500G | GLASS BEADS, ACID-WASHED 150-212 MM (70& | 1X500G | 1 | 487 | Sigma-Aldrich | G1145-500G | https://www.sigmaaldrich.com/LT/en
G1152-100G | GLASS BEADS, ACID-WASHED 710-1,180 MM (& | 1X100G | 1 | 143 | Sigma-Aldrich | G1152-100G | https://www.sigmaaldrich.com/LT/en
G1152-10G | GLASS BEADS, ACID-WASHED 710-1,180 MM (& | 1X10G | 1 | 45 | Sigma-Aldrich | G1152-10G | https://www.sigmaaldrich.com/LT/en
G1152-500G | GLASS BEADS, ACID-WASHED 710-1,180 MM (& | 1X500G | 1 | 487 | Sigma-Aldrich | G1152-500G | https://www.sigmaaldrich.com/LT/en
G1277-100G | GLASS BEADS, ACID-WASHED 212-300 MM (50& | 1X100G | 1 | 143 | Sigma-Aldrich | G1277-100G | https://www.sigmaaldrich.com/LT/en
G1277-10G | GLASS BEADS, ACID-WASHED 212-300 MM (50& | 1X10G | 1 | 45 | Sigma-Aldrich | G1277-10G | https://www.sigmaaldrich.com/LT/en
G1277-1KG | GLASS BEADS, ACID-WASHED 212-300 MM (50& | 1X1KG | 1 | 784 | Sigma-Aldrich | G1277-1KG | https://www.sigmaaldrich.com/LT/en
G1277-500G | GLASS BEADS, ACID-WASHED 212-300 MM (50& | 1X500G | 1 | 487 | Sigma-Aldrich | G1277-500G | https://www.sigmaaldrich.com/LT/en
G1403-1VL | GRIDS FOR TRANSMISSION ELECTRON MICROSC& | 1X1VL | 1 | 33 | Sigma-Aldrich | G1403-1VL | https://www.sigmaaldrich.com/LT/en
G1528-1VL | GRIDS FOR TRANSMISSION ELECTRON MICROSC& | 1X1VL | 1 | 46 | Sigma-Aldrich | G1528-1VL | https://www.sigmaaldrich.com/LT/en
G1653-1VL | GRIDS FOR TRANSMISSION ELECTRON MICROSC& | 1X1VL | 1 | 36 | Sigma-Aldrich | G1653-1VL | https://www.sigmaaldrich.com/LT/en
G1778-1VL | GRIDS FOR TRANSMISSION ELECTRON MICROSC& | 1X1VL | 1 | 50 | Sigma-Aldrich | G1778-1VL | https://www.sigmaaldrich.com/LT/en
G1903-1VL | GRIDS FOR TRANSMISSION ELECTRON MICROSC& | 1X1VL | 1 | 62 | Sigma-Aldrich | G1903-1VL | https://www.sigmaaldrich.com/LT/en
G2028-1VL | GRIDS FOR TRANSMISSION ELECTRON MICROSC& | 1X1VL | 1 | 78 | Sigma-Aldrich | G2028-1VL | https://www.sigmaaldrich.com/LT/en
G2153-1VL | GRIDS FOR TRANSMISSION ELECTRON MICROSC& | 1X1VL | 1 | 66 | Sigma-Aldrich | G2153-1VL | https://www.sigmaaldrich.com/LT/en
G2278-1VL | GRIDS FOR TRANSMISSION ELECTRON MICROSC& | 1X1VL | 1 | 98 | Sigma-Aldrich | G2278-1VL | https://www.sigmaaldrich.com/LT/en
G2403-1PAK | GLASS STRIPS FOR THIN SECTION (EM) KNIV& | 1X1PAK | 1 | 294 | Sigma-Aldrich | G2403-1PAK | https://www.sigmaaldrich.com/LT/en
G2528-1PAK | GLASS STRIPS FOR THICK SECTION (HISTOLO& | 1X1PAK | 1 | 72 | Sigma-Aldrich | G2528-1PAK | https://www.sigmaaldrich.com/LT/en
G4649-100G | GLASS BEADS, ACID-WASHED <=106 MM & | 1X100G | 1 | 143 | Sigma-Aldrich | G4649-100G | https://www.sigmaaldrich.com/LT/en
G4649-10G | GLASS BEADS, ACID-WASHED <=106 MM & | 1X10G | 1 | 45 | Sigma-Aldrich | G4649-10G | https://www.sigmaaldrich.com/LT/en
G4649-1KG | GLASS BEADS, ACID-WASHED <=106 MM & | 1X1KG | 1 | 784 | Sigma-Aldrich | G4649-1KG | https://www.sigmaaldrich.com/LT/en
G4649-500G | GLASS BEADS, ACID-WASHED <=106 MM & | 1X500G | 1 | 487 | Sigma-Aldrich | G4649-500G | https://www.sigmaaldrich.com/LT/en
G4776-1VL | GRIDS FOR TRANSMISSION ELECTRON MICROSC& | 1X1VL | 1 | 36 | Sigma-Aldrich | G4776-1VL | https://www.sigmaaldrich.com/LT/en
G4901-1VL | GRIDS FOR TRANSMISSION ELECTRON MICROSC& | 1X1VL | 1 | 36 | Sigma-Aldrich | G4901-1VL | https://www.sigmaaldrich.com/LT/en
G5026-1VL | GRIDS FOR TRANSMISSION ELECTRON MICROSC& | 1X1VL | 1 | 39 | Sigma-Aldrich | G5026-1VL | https://www.sigmaaldrich.com/LT/en
G5151-1VL | GRIDS FOR TRANSMISSION ELECTRON MICROSC& | 1X1VL | 1 | 150 | Sigma-Aldrich | G5151-1VL | https://www.sigmaaldrich.com/LT/en
G5276-1VL | GRIDS FOR TRANSMISSION ELECTRON MICROSC& | 1X1VL | 1 | 150 | Sigma-Aldrich | G5276-1VL | https://www.sigmaaldrich.com/LT/en
G5401-1VL | GRIDS FOR TRANSMISSION ELECTRON MICROSC& | 1X1VL | 1 | 155 | Sigma-Aldrich | G5401-1VL | https://www.sigmaaldrich.com/LT/en
G5526-1VL | GRIDS FOR TRANSMISSION ELECTRON MICROSC& | 1X1VL | 1 | 50 | Sigma-Aldrich | G5526-1VL | https://www.sigmaaldrich.com/LT/en
G5651-1VL | GRIDS FOR TRANSMISSION ELECTRON MICROSC& | 1X1VL | 1 | 50 | Sigma-Aldrich | G5651-1VL | https://www.sigmaaldrich.com/LT/en
G5776-1VL | GRIDS FOR TRANSMISSION ELECTRON MICROSC& | 1X1VL | 1 | 51 | Sigma-Aldrich | G5776-1VL | https://www.sigmaaldrich.com/LT/en
G5901-1VL | GRIDS FOR TRANSMISSION ELECTRON MICROSC& | 1X1VL | 1 | 47 | Sigma-Aldrich | G5901-1VL | https://www.sigmaaldrich.com/LT/en
G6141-1EA | GUARDS FOR SIGMA-ALDRICH(TM) PH ELECTRO& | 1X1EA | 1 | 42 | Sigma-Aldrich | G6141-1EA | https://www.sigmaaldrich.com/LT/en
G6151-1VL | GRIDS FOR TRANSMISSION ELECTRON MICROSC& | 1X1VL | 1 | 68 | Sigma-Aldrich | G6151-1VL | https://www.sigmaaldrich.com/LT/en
G6266-1EA | GUARDS FOR SIGMA-ALDRICH(TM) PH ELECTRO& | 1X1EA | 1 | 74 | Sigma-Aldrich | G6266-1EA | https://www.sigmaaldrich.com/LT/en
G6276-10EA | GRID STORAGE BOX PLASTIC (ANTI-STATIC) | 1X10EA | 1 | 451 | Sigma-Aldrich | G6276-10EA | https://www.sigmaaldrich.com/LT/en
G6276-1EA | GRID STORAGE BOX PLASTIC (ANTI-STATIC) | 1X1EA | 1 | 50 | Sigma-Aldrich | G6276-1EA | https://www.sigmaaldrich.com/LT/en
G8772-100G | GLASS BEADS, ACID-WASHED 425-600 MM (30& | 1X100G | 1 | 146 | Sigma-Aldrich | G8772-100G | https://www.sigmaaldrich.com/LT/en
G8772-10G | GLASS BEADS, ACID-WASHED 425-600 MM (30& | 1X10G | 1 | 45 | Sigma-Aldrich | G8772-10G | https://www.sigmaaldrich.com/LT/en
G8772-1KG | GLASS BEADS, ACID-WASHED 425-600 MM (30& | 1X1KG | 1 | 784 | Sigma-Aldrich | G8772-1KG | https://www.sigmaaldrich.com/LT/en
G8772-500G | GLASS BEADS, ACID-WASHED 425-600 MM (30& | 1X500G | 1 | 487 | Sigma-Aldrich | G8772-500G | https://www.sigmaaldrich.com/LT/en
G8893-100G | GLASS BEADS, UNWASHED <=106 MM (14& | 1X100G | 1 | 60 | Sigma-Aldrich | G8893-100G | https://www.sigmaaldrich.com/LT/en
G8893-250G | GLASS BEADS, UNWASHED <=106 MM (14& | 1X250G | 1 | 115 | Sigma-Aldrich | G8893-250G | https://www.sigmaaldrich.com/LT/en
G8893-500G | GLASS BEADS, UNWASHED <=106 MM (14& | 1X500G | 1 | 190 | Sigma-Aldrich | G8893-500G | https://www.sigmaaldrich.com/LT/en
G9018-1KG | GLASS BEADS, UNWASHED 150-212 UM (70-10& | 1X1KG | 1 | 297 | Sigma-Aldrich | G9018-1KG | https://www.sigmaaldrich.com/LT/en
G9018-250G | GLASS BEADS, UNWASHED 150-212 UM (70-10& | 1X250G | 1 | 115 | Sigma-Aldrich | G9018-250G | https://www.sigmaaldrich.com/LT/en
G9018-500G | GLASS BEADS, UNWASHED 150-212 UM (70-10& | 1X500G | 1 | 190 | Sigma-Aldrich | G9018-500G | https://www.sigmaaldrich.com/LT/en
G9143-100G | GLASS BEADS, UNWASHED 212-300 MM (50-70& | 1X100G | 1 | 60 | Sigma-Aldrich | G9143-100G | https://www.sigmaaldrich.com/LT/en
G9143-1KG | GLASS BEADS, UNWASHED 212-300 MM (50-70& | 1X1KG | 1 | 297 | Sigma-Aldrich | G9143-1KG | https://www.sigmaaldrich.com/LT/en
G9143-250G | GLASS BEADS, UNWASHED 212-300 MM (50-70& | 1X250G | 1 | 115 | Sigma-Aldrich | G9143-250G | https://www.sigmaaldrich.com/LT/en
G9143-500G | GLASS BEADS, UNWASHED 212-300 MM (50-70& | 1X500G | 1 | 190 | Sigma-Aldrich | G9143-500G | https://www.sigmaaldrich.com/LT/en
G9268-100G | GLASS BEADS, UNWASHED 425-600 MM (30-40& | 1X100G | 1 | 63 | Sigma-Aldrich | G9268-100G | https://www.sigmaaldrich.com/LT/en
G9268-1KG | GLASS BEADS, UNWASHED 425-600 MM (30-40& | 1X1KG | 1 | 297 | Sigma-Aldrich | G9268-1KG | https://www.sigmaaldrich.com/LT/en
G9268-250G | GLASS BEADS, UNWASHED 425-600 MM (30-40& | 1X250G | 1 | 120 | Sigma-Aldrich | G9268-250G | https://www.sigmaaldrich.com/LT/en
G9268-500G | GLASS BEADS, UNWASHED 425-600 MM (30-40& | 1X500G | 1 | 189 | Sigma-Aldrich | G9268-500G | https://www.sigmaaldrich.com/LT/en
H0784-100EA | HYBRI-SLIPS L X W X T 60 MM X 24 MM X 0 | 1X100EA | 1 | 80 | Sigma-Aldrich | H0784-100EA | https://www.sigmaaldrich.com/LT/en
Z719439-4800EA | SORENSON(TM) LOW BINDING AEROSOL BARRIE& | 1X4800EA | 1 | 630 | Sigma-Aldrich | Z719439-4800EA | https://www.sigmaaldrich.com/LT/en
Z719447-4800EA | SORENSON(TM) LOW BINDING AEROSOL BARRIE& | 1X4800EA | 1 | 728 | Sigma-Aldrich | Z719447-4800EA | https://www.sigmaaldrich.com/LT/en
Z719447-960EA | SORENSON(TM) LOW BINDING AEROSOL BARRIE& | 1X960EA | 1 | 162 | Sigma-Aldrich | Z719447-960EA | https://www.sigmaaldrich.com/LT/en
CLS430166-20EA | CORNING(R) TISSUE-CULTURE TREATED CULT& | 1X20EA | 1 | 20 | Sigma-Aldrich | CLS430166-20EA | https://www.sigmaaldrich.com/LT/en
CLS294775X25-72EA | CORNING(R) MICROSCOPE SLIDES, PLAIN L X& | 1X72EA | 1 | 29 | Sigma-Aldrich | CLS294775X25-72EA | https://www.sigmaaldrich.com/LT/en
CLS294875X25-1440E | CORNING(R) MICROSCOPE SLIDES, FROSTED O& | 1X1440EA | 1 | 539 | Sigma-Aldrich | CLS294875X25-1440E | https://www.sigmaaldrich.com/LT/en
Z328510-50EA | BRAND(R) TRANSFERPETTOR(R) CAPS VOLUME & | 1X50EA | 1 | 15 | Sigma-Aldrich | Z328510-50EA | https://www.sigmaaldrich.com/LT/en
CLS294775X38-720EA | CORNING(R) MICROSCOPE SLIDES, PLAIN L X& | 1X720EA | 1 | 336 | Sigma-Aldrich | CLS294775X38-720EA | https://www.sigmaaldrich.com/LT/en
CLS294775X50-720EA | CORNING(R) MICROSCOPE SLIDES, PLAIN L X& | 1X720EA | 1 | 441 | Sigma-Aldrich | CLS294775X50-720EA | https://www.sigmaaldrich.com/LT/en
CLS294975X25-1440E | CORNING(R) MICROSCOPE SLIDES, FROSTED T& | 1X1440EA | 1 | 703 | Sigma-Aldrich | CLS294975X25-1440E | https://www.sigmaaldrich.com/LT/en
CLS70771N-800EA | PYREX(R) DISPOSABLE SEROLOGICAL PIPETTE& | 1X800EA | 1 | 389 | Sigma-Aldrich | CLS70771N-800EA | https://www.sigmaaldrich.com/LT/en
Z561762-7500EA | DISPOSABLE SMARTSPATULA(R) ANTI-STATIC,& | 1X7500EA | 1 | 672 | Sigma-Aldrich | Z561762-7500EA | https://www.sigmaaldrich.com/LT/en
CLS6795200-1EA | CORNING(R) HOTPLATE, MODEL PC-200 AC IN& | 1X1EA | 1 | 335 | Sigma-Aldrich | CLS6795200-1EA | https://www.sigmaaldrich.com/LT/en
CLS6795210-1EA | Corning« plate stirer 4x5 in (10.16x12.7 | 1X1EA | 1 | 372 | Sigma-Aldrich | CLS6795210-1EA | https://www.sigmaaldrich.com/LT/en
CLS6795220-1EA | CORNING(R) HOTPLATE STIRRER, MODEL PC-2& | 1X1EA | 1 | 623 | Sigma-Aldrich | CLS6795220-1EA | https://www.sigmaaldrich.com/LT/en
CLS6795611-1EA | CORNING(R) STIRRER, MODEL PC-611 | 1X1EA | 1 | 1108 | Sigma-Aldrich | CLS6795611-1EA | https://www.sigmaaldrich.com/LT/en
CLS6795620-1EA | CORNING HOT PLATE/STIRRER, MODEL PC-620, | 1X1EA | 1 | 776 | Sigma-Aldrich | CLS6795620-1EA | https://www.sigmaaldrich.com/LT/en
CLS6796210-1EA | CORNING(R) STIRRER, 4 IN. X 5 IN., AC I& | 1X1EA | 1 | 414 | Sigma-Aldrich | CLS6796210-1EA | https://www.sigmaaldrich.com/LT/en
CLS6796220-1EA | CORNING(R) HOTPLATE STIRRER, MODEL PC-2& | 1X1EA | 1 | 716 | Sigma-Aldrich | CLS6796220-1EA | https://www.sigmaaldrich.com/LT/en
Z561762-300EA | DISPOSABLE SMARTSPATULA(R) ANTI-STATIC,& | 1X300EA | 1 | 38 | Sigma-Aldrich | Z561762-300EA | https://www.sigmaaldrich.com/LT/en
CLS440814-1EA | CORNING(R) FOUR-POSITION STIRRER INTEGR& | 1X1EA | 1 | 2028 | Sigma-Aldrich | CLS440814-1EA | https://www.sigmaaldrich.com/LT/en
CLS3729-50EA | CORNING(R) 1536 WELL PLATE SOLID BLACK,& | 1X50EA | 1 | 2050 | Sigma-Aldrich | CLS3729-50EA | https://www.sigmaaldrich.com/LT/en
Z561193-1EA | ACCU-SAFE BOTTLE THERMOMETER, -30-0 C T | 1X1EA | 1 | 114 | Sigma-Aldrich | Z561193-1EA | https://www.sigmaaldrich.com/LT/en
Z561711-1EA | PLASMAFLO GAS FLOW MIXER AND PRESSURE M& | 1X1EA | 1 | 2588 | Sigma-Aldrich | Z561711-1EA | https://www.sigmaaldrich.com/LT/en
Z561738-1EA | COORS COMBUSTION BOAT, HIGH-ALUMINA, 70 | 1X1EA | 1 | 44 | Sigma-Aldrich | Z561738-1EA | https://www.sigmaaldrich.com/LT/en
Z561746-1EA | COORS COMBUSTION BOAT, HIGH-ALUMINA, 90 | 1X1EA | 1 | 47 | Sigma-Aldrich | Z561746-1EA | https://www.sigmaaldrich.com/LT/en
Z561754-1EA | COORS COMBUSTION BOAT, HIGH-ALUMINA, 105 | 1X1EA | 1 | 80 | Sigma-Aldrich | Z561754-1EA | https://www.sigmaaldrich.com/LT/en
Z707899-162EA | TPP CULTURE PLATES 96-WELL, ROUND BOTTO& | 1X162EA | 1 | 722 | Sigma-Aldrich | Z707899-162EA | https://www.sigmaaldrich.com/LT/en
CLS294775X25-1440E | CORNING(R) MICROSCOPE SLIDES, PLAIN L X& | 1X1440EA | 1 | 409 | Sigma-Aldrich | CLS294775X25-1440E | https://www.sigmaaldrich.com/LT/en
CLS8500-960EA | CORNING(R) 96 1D/2D BAR CODED STORAGE T& | 1X960EA | 1 | 1014 | Sigma-Aldrich | CLS8500-960EA | https://www.sigmaaldrich.com/LT/en
Z683019-1EA | ACE LARGE EVAPORATING FLASK, CAPACITY | 1X1EA | 1 | 639 | Sigma-Aldrich | Z683019-1EA | https://www.sigmaaldrich.com/LT/en
Z683051-1EA | ACE LARGE EVAPORATING FLASK, CAPACITY | 1X1EA | 1 | 862 | Sigma-Aldrich | Z683051-1EA | https://www.sigmaaldrich.com/LT/en
Z683108-1EA | XPLOSENS PS PEROXIDES DETECTION STRIPS | 1X1EA | 1 | 61 | Sigma-Aldrich | Z683108-1EA | https://www.sigmaaldrich.com/LT/en
CLS3570BC-50EA | CORNING(R)384 WELL MICROPLATE, LOW VOLUM | 1X50EA | 1 | 805 | Sigma-Aldrich | CLS3570BC-50EA | https://www.sigmaaldrich.com/LT/en
Z682292-1EA | ACE COLD TRAP OUTER BODY ONLY FOR CONDE& | 1X1EA | 1 | 896 | Sigma-Aldrich | Z682292-1EA | https://www.sigmaaldrich.com/LT/en
Z682306-1EA | ACE LOWER DISTRIBUTION HEAD WITH SHUT-O& | 1X1EA | 1 | 716 | Sigma-Aldrich | Z682306-1EA | https://www.sigmaaldrich.com/LT/en
Z682314-1EA | ACE ROTARY EVAPORATOR CONDENSER COMPLET& | 1X1EA | 1 | 898 | Sigma-Aldrich | Z682314-1EA | https://www.sigmaaldrich.com/LT/en
Z682330-1EA | ACE ROTARY EVAPORATOR CONDENSER COMPLET& | 1X1EA | 1 | 856 | Sigma-Aldrich | Z682330-1EA | https://www.sigmaaldrich.com/LT/en
Z682357-1EA | ACE ROTARY EVAPORATOR CONDENSER COMPLET& | 1X1EA | 1 | 898 | Sigma-Aldrich | Z682357-1EA | https://www.sigmaaldrich.com/LT/en
Z682365-1EA | ACE ROTARY EVAPORATOR CONDENSER COMPLET& | 1X1EA | 1 | 1049 | Sigma-Aldrich | Z682365-1EA | https://www.sigmaaldrich.com/LT/en
Z682373-1EA | ACE ROTARY EVAPORATOR CONDENSER COMPLET& | 1X1EA | 1 | 862 | Sigma-Aldrich | Z682373-1EA | https://www.sigmaaldrich.com/LT/en
Z682403-1EA | ACE GLASS STEAM TUBE, FOR CONDENSER "C"& | 1X1EA | 1 | 101 | Sigma-Aldrich | Z682403-1EA | https://www.sigmaaldrich.com/LT/en
Z682411-1EA | ACE VAPOR DUCT TUBE, FOR CONDENSER "A" & | 1X1EA | 1 | 116 | Sigma-Aldrich | Z682411-1EA | https://www.sigmaaldrich.com/LT/en
Z682438-1EA | ACE VAPOR DUCT TUBE, FOR CONDENSER "A" & | 1X1EA | 1 | 116 | Sigma-Aldrich | Z682438-1EA | https://www.sigmaaldrich.com/LT/en
Z682446-1EA | ALDRICH(R) VAPOR DUCT TUBE, FOR CONDENS& | 1X1EA | 1 | 107 | Sigma-Aldrich | Z682446-1EA | https://www.sigmaaldrich.com/LT/en
Z682454-1EA | ALDRICH(R) VAPOR DUCT TUBE, FOR CONDENS& | 1X1EA | 1 | 107 | Sigma-Aldrich | Z682454-1EA | https://www.sigmaaldrich.com/LT/en
Z682462-1EA | ACE VAPOR DUCT TUBE, FOR CONDENSER "A" & | 1X1EA | 1 | 116 | Sigma-Aldrich | Z682462-1EA | https://www.sigmaaldrich.com/LT/en
Z682470-1EA | ACE VAPOR DUCT TUBE, FOR CONDENSER "A" & | 1X1EA | 1 | 116 | Sigma-Aldrich | Z682470-1EA | https://www.sigmaaldrich.com/LT/en
Z682497-1EA | ACE VAPOR DUCT TUBE, FOR CONDENSER "V" & | 1X1EA | 1 | 116 | Sigma-Aldrich | Z682497-1EA | https://www.sigmaaldrich.com/LT/en
Z682500-1EA | ACE VAPOR DUCT TUBE, FOR CONDENSER "V" & | 1X1EA | 1 | 116 | Sigma-Aldrich | Z682500-1EA | https://www.sigmaaldrich.com/LT/en
Z682519-1EA | ACE VAPOR DUCT TUBE, FOR CONDENSER "V" & | 1X1EA | 1 | 116 | Sigma-Aldrich | Z682519-1EA | https://www.sigmaaldrich.com/LT/en
Z682527-1EA | ACE EVAPORATING FLASK, PEAR-SHAPED, CA | 1X1EA | 1 | 82 | Sigma-Aldrich | Z682527-1EA | https://www.sigmaaldrich.com/LT/en
Z682535-1EA | ACE EVAPORATING FLASK, PEAR-SHAPED CAPA& | 1X1EA | 1 | 100 | Sigma-Aldrich | Z682535-1EA | https://www.sigmaaldrich.com/LT/en
Z682551-1EA | ACE EVAPORATING FLASK, PEAR-SHAPED, CA | 1X1EA | 1 | 89 | Sigma-Aldrich | Z682551-1EA | https://www.sigmaaldrich.com/LT/en
Z682578-1EA | ACE EVAPORATING FLASK, PEAR-SHAPED, CA | 1X1EA | 1 | 89 | Sigma-Aldrich | Z682578-1EA | https://www.sigmaaldrich.com/LT/en
Z682594-1EA | ACE EVAPORATING FLASK, PEAR-SHAPED, | 1X1EA | 1 | 139 | Sigma-Aldrich | Z682594-1EA | https://www.sigmaaldrich.com/LT/en
Z682608-1EA | ACE EVAPORATING FLASK, PEAR-SHAPED, CA | 1X1EA | 1 | 101 | Sigma-Aldrich | Z682608-1EA | https://www.sigmaaldrich.com/LT/en
Z682616-1EA | ACE EVAPORATING FLASK, PEAR-SHAPED, CA | 1X1EA | 1 | 114 | Sigma-Aldrich | Z682616-1EA | https://www.sigmaaldrich.com/LT/en
Z682624-1EA | ACE EVAPORATING FLASK, PEAR-SHAPED, CA& | 1X1EA | 1 | 183 | Sigma-Aldrich | Z682624-1EA | https://www.sigmaaldrich.com/LT/en
Z682632-1EA | ACE EVAPORATING FLASK, PEAR-SHAPED, CA | 1X1EA | 1 | 118 | Sigma-Aldrich | Z682632-1EA | https://www.sigmaaldrich.com/LT/en
Z682640-1EA | ACE EVAPORATING FLASK, PEAR-SHAPED, CA | 1X1EA | 1 | 183 | Sigma-Aldrich | Z682640-1EA | https://www.sigmaaldrich.com/LT/en
Z682667-1EA | ACE DRYING FLASK, PEAR-SHAPED, WITH SID& | 1X1EA | 1 | 157 | Sigma-Aldrich | Z682667-1EA | https://www.sigmaaldrich.com/LT/en
Z682675-1EA | ACE DRYING FLASK, PEAR-SHAPED, WITH SID& | 1X1EA | 1 | 180 | Sigma-Aldrich | Z682675-1EA | https://www.sigmaaldrich.com/LT/en
Z682683-1EA | ALDRICH(R) DRYING FLASK, PEAR-SHAPED, W& | 1X1EA | 1 | 124 | Sigma-Aldrich | Z682683-1EA | https://www.sigmaaldrich.com/LT/en
Z682691-1EA | ACE DRYING FLASK, PEAR-SHAPED, WITH SID& | 1X1EA | 1 | 152 | Sigma-Aldrich | Z682691-1EA | https://www.sigmaaldrich.com/LT/en
Z682705-1EA | ACE DRYING FLASK, PEAR-SHAPED, WITH SID& | 1X1EA | 1 | 175 | Sigma-Aldrich | Z682705-1EA | https://www.sigmaaldrich.com/LT/en
Z682713-1EA | ACE DRYING FLASK, PEAR-SHAPED, WITH SID& | 1X1EA | 1 | 175 | Sigma-Aldrich | Z682713-1EA | https://www.sigmaaldrich.com/LT/en
Z682772-1EA | ACE DRYING FLASK, PEAR-SHAPED, WITH SID& | 1X1EA | 1 | 213 | Sigma-Aldrich | Z682772-1EA | https://www.sigmaaldrich.com/LT/en
Z682780-1EA | ACE RECEIVING FLASK, CAPACITY 50 ML, J& | 1X1EA | 1 | 57 | Sigma-Aldrich | Z682780-1EA | https://www.sigmaaldrich.com/LT/en
Z682799-1EA | ACE RECEIVING FLASK, CAPACITY 100 ML, | 1X1EA | 1 | 48 | Sigma-Aldrich | Z682799-1EA | https://www.sigmaaldrich.com/LT/en
Z682802-1EA | ACE RECEIVING FLASK, CAPACITY 250 ML, & | 1X1EA | 1 | 49 | Sigma-Aldrich | Z682802-1EA | https://www.sigmaaldrich.com/LT/en
Z682810-1EA | ACE RECEIVING FLASK, CAPACITY 500 ML, | 1X1EA | 1 | 54 | Sigma-Aldrich | Z682810-1EA | https://www.sigmaaldrich.com/LT/en
Z682829-1EA | ACE RECEIVING FLASK, CAPACITY 1000 ML,& | 1X1EA | 1 | 66 | Sigma-Aldrich | Z682829-1EA | https://www.sigmaaldrich.com/LT/en
Z682837-1EA | ACE RECEIVING FLASK, CAPACITY 2000 ML, | 1X1EA | 1 | 109 | Sigma-Aldrich | Z682837-1EA | https://www.sigmaaldrich.com/LT/en
Z682845-1EA | ACE RECEIVING FLASK, CAPACITY 3000 ML, | 1X1EA | 1 | 130 | Sigma-Aldrich | Z682845-1EA | https://www.sigmaaldrich.com/LT/en
Z682853-1EA | ACE RECEIVING FLASK, CAPACITY 500 ML, | 1X1EA | 1 | 99 | Sigma-Aldrich | Z682853-1EA | https://www.sigmaaldrich.com/LT/en
Z682861-1EA | ACE RECEIVING FLASK, CAPACITY 1000 ML,& | 1X1EA | 1 | 117 | Sigma-Aldrich | Z682861-1EA | https://www.sigmaaldrich.com/LT/en
Z682896-1EA | ACE RECEIVING FLASK, CAPACITY 3000 ML, | 1X1EA | 1 | 159 | Sigma-Aldrich | Z682896-1EA | https://www.sigmaaldrich.com/LT/en
Z682985-1EA | ACE LARGE EVAPORATING FLASK CAPACITY 10& | 1X1EA | 1 | 511 | Sigma-Aldrich | Z682985-1EA | https://www.sigmaaldrich.com/LT/en
CLS139545LTC4-10EA | PLUG SEAL CAP FOR CORNING(R) MEDIA STOR& | 1X10EA | 1 | 54 | Sigma-Aldrich | CLS139545LTC4-10EA | https://www.sigmaaldrich.com/LT/en
CLS8503-10X96EA | CORNING(R) 96 1D/2D BAR CODED STORAGE T& | 10X96EA | 1 | 1647 | Sigma-Aldrich | CLS8503-10X96EA | https://www.sigmaaldrich.com/LT/en
CLS8504-4800EA | CORNING(R) SCREW CAP, POLYPROPYLENE, WI& | 1X4800EA | 1 | 3148 | Sigma-Aldrich | CLS8504-4800EA | https://www.sigmaaldrich.com/LT/en
CLS8505-10X480EA | CORNING(R) SCREW CAP, POLYPROPYLENE, WI& | 10X480EA | 1 | 3775 | Sigma-Aldrich | CLS8505-10X480EA | https://www.sigmaaldrich.com/LT/en
CLS8506-9600EA | CORNING(R) THERMOPLASTIC ELASTOMERS (TP& | 1X9600EA | 1 | 658 | Sigma-Aldrich | CLS8506-9600EA | https://www.sigmaaldrich.com/LT/en
CLS8507-5X960EA | CORNING(R) THERMOPLASTIC ELASTOMERS (TP& | 5X960EA | 1 | 920 | Sigma-Aldrich | CLS8507-5X960EA | https://www.sigmaaldrich.com/LT/en
CLS8508-10EA | CORNING(R) TUBE RACKS, EMPTY WITH LIDS,& | 1X10EA | 1 | 91 | Sigma-Aldrich | CLS8508-10EA | https://www.sigmaaldrich.com/LT/en
CLS8509-20X384EA | CORNING(R) 384 2D BAR CODED STORAGE TUB& | 20X384EA | 1 | 2420 | Sigma-Aldrich | CLS8509-20X384EA | https://www.sigmaaldrich.com/LT/en
CLS8511-38400EA | CORNING(R) PLUG CAPS, FOR ROUND STORAGE& | 1X38400EA | 1 | 3058 | Sigma-Aldrich | CLS8511-38400EA | https://www.sigmaaldrich.com/LT/en
CLS8512-10X3840EA | CORNING(R) PLUG CAPS, ON MATS, FOR ROUN& | 10X3840EA | 1 | 4279 | Sigma-Aldrich | CLS8512-10X3840EA | https://www.sigmaaldrich.com/LT/en
CLS8513-20EA | CORNING(R) TUBE RACKS, FOR 384 STORAGE & | 1X20EA | 1 | 221 | Sigma-Aldrich | CLS8513-20EA | https://www.sigmaaldrich.com/LT/en
Z682055-1EA | ACE ROTARY EVAPORATOR CONDENSER COMPLET& | 1X1EA | 1 | 1431 | Sigma-Aldrich | Z682055-1EA | https://www.sigmaaldrich.com/LT/en
Z682063-1EA | ACE ROTARY EVAPORATOR CONDENSER COMPLET& | 1X1EA | 1 | 1568 | Sigma-Aldrich | Z682063-1EA | https://www.sigmaaldrich.com/LT/en
Z682071-1EA | ACE COLD TRAP OUTER BODY ONLY FOR CONDE& | 1X1EA | 1 | 871 | Sigma-Aldrich | Z682071-1EA | https://www.sigmaaldrich.com/LT/en
Z682098-1EA | ACE ROTARY EVAPORATOR CONDENSER COMPLET& | 1X1EA | 1 | 1412 | Sigma-Aldrich | Z682098-1EA | https://www.sigmaaldrich.com/LT/en
Z682101-1EA | ACE ROTARY EVAPORATOR CONDENSER COMPLET& | 1X1EA | 1 | 1500 | Sigma-Aldrich | Z682101-1EA | https://www.sigmaaldrich.com/LT/en
Z682128-1EA | ACE COLD TRAP OUTER BODY ONLY FOR CONDE& | 1X1EA | 1 | 824 | Sigma-Aldrich | Z682128-1EA | https://www.sigmaaldrich.com/LT/en
Z682136-1EA | ACE COLD TRAP INNER BODY ONLY FOR CONDE& | 1X1EA | 1 | 254 | Sigma-Aldrich | Z682136-1EA | https://www.sigmaaldrich.com/LT/en
Z682144-1EA | ACE PTFE LID ONLY FOR CONDENSER "C" AND& | 1X1EA | 1 | 209 | Sigma-Aldrich | Z682144-1EA | https://www.sigmaaldrich.com/LT/en
Z682152-1EA | ACE PTFE SEAL RING WITH VITON O-RING FO& | 1X1EA | 1 | 181 | Sigma-Aldrich | Z682152-1EA | https://www.sigmaaldrich.com/LT/en
Z682187-1EA | ACE RECEIVING FLASK ADAPTER, JOINT: ST | 1X1EA | 1 | 141 | Sigma-Aldrich | Z682187-1EA | https://www.sigmaaldrich.com/LT/en
Z682195-1EA | ACE RECEIVING FLASK ADAPTER, JOINT: ST | 1X1EA | 1 | 179 | Sigma-Aldrich | Z682195-1EA | https://www.sigmaaldrich.com/LT/en
Z682209-1EA | ACE RECEIVING FLASK ADAPTER, JOINT: ST | 1X1EA | 1 | 142 | Sigma-Aldrich | Z682209-1EA | https://www.sigmaaldrich.com/LT/en
Z682217-1EA | ACE RECEIVING FLASK ADAPTER JOINT: ST/N& | 1X1EA | 1 | 141 | Sigma-Aldrich | Z682217-1EA | https://www.sigmaaldrich.com/LT/en
Z682276-1EA | ACE ROTARY EVAPORATOR CONDENSER COMPLET& | 1X1EA | 1 | 1451 | Sigma-Aldrich | Z682276-1EA | https://www.sigmaaldrich.com/LT/en
Z684481-1EA | KDS STAINLESS STEEL SYRINGES, VOLUME 8 & | 1X1EA | 1 | 910 | Sigma-Aldrich | Z684481-1EA | https://www.sigmaaldrich.com/LT/en
BR134080-5EA | BRAND(R) FLOW INDICATOR, SAN, FOR TUBIN& | 1X5EA | 1 | 115 | Sigma-Aldrich | BR134080-5EA | https://www.sigmaaldrich.com/LT/en
Z744062-1EA | SEALPLATE(R) ROLLMATE(TM), DISPENSER +1& | 1X1EA | 1 | 247 | Sigma-Aldrich | Z744062-1EA | https://www.sigmaaldrich.com/LT/en
Z744063-100EA | EXTREME(TM) UNIVERSAL FIT PCR PLATE SEA& | 1X100EA | 1 | 62 | Sigma-Aldrich | Z744063-100EA | https://www.sigmaaldrich.com/LT/en
Z744064-1EA | FOILSEAL(TM) ROLLMATE(TM) DISPENSER WIT& | 1X1EA | 1 | 338 | Sigma-Aldrich | Z744064-1EA | https://www.sigmaaldrich.com/LT/en
Z744065-400EA | EZCAP(TM) PCR FILMSTRIPS(TM),POLYESTER,& | 1X400EA | 1 | 48 | Sigma-Aldrich | Z744065-400EA | https://www.sigmaaldrich.com/LT/en
Z744066-300EA | EZCAP(TM) FOILSTRIPS(TM), CHEMICALLY RE& | 1X300EA | 1 | 31 | Sigma-Aldrich | Z744066-300EA | https://www.sigmaaldrich.com/LT/en
Z744067-100EA | FOILSEAL(TM) EXTRA THICK SEALING FOIL,& | 1X100EA | 1 | 78 | Sigma-Aldrich | Z744067-100EA | https://www.sigmaaldrich.com/LT/en
Z744068-50EA | FOILSEAL(TM) EXTRA THICK SEALING FOIL,& | 1X50EA | 1 | 53 | Sigma-Aldrich | Z744068-50EA | https://www.sigmaaldrich.com/LT/en
Z744070-100EA | GENERAL PURPOSE SEALING FILM, POLYPROPY& | 1X100EA | 1 | 57 | Sigma-Aldrich | Z744070-100EA | https://www.sigmaaldrich.com/LT/en
Z744071-100EA | GENERAL PURPOSE SEALING FILM, POLYPROPY& | 1X100EA | 1 | 73 | Sigma-Aldrich | Z744071-100EA | https://www.sigmaaldrich.com/LT/en
Z744072-400EA | EZCAP(TM) GENERAL PURPOSE FILMSTRIPS(TM& | 1X400EA | 1 | 26 | Sigma-Aldrich | Z744072-400EA | https://www.sigmaaldrich.com/LT/en
Z744073-400EA | EZCAP(TM) GENERAL PURPOSE FILMSTRIPS(TM& | 1X400EA | 1 | 39 | Sigma-Aldrich | Z744073-400EA | https://www.sigmaaldrich.com/LT/en
Z744074-10EA | REAGENT RESERVOIR WITH HINGED-LID, 175M& | 1X10EA | 1 | 27 | Sigma-Aldrich | Z744074-10EA | https://www.sigmaaldrich.com/LT/en
EP5409703005-1EA | LID FOR EPPENDORF(R) FA-45-24-11 ROTOR,& | 1X1EA | 1 | 240 | Sigma-Aldrich | EP5409703005-1EA | https://www.sigmaaldrich.com/LT/en
EP5920716000-2EA | ADAPTER FOR EPPENDORF(R) S-4X1000 ROTOR& | 1X2EA | 1 | 299 | Sigma-Aldrich | EP5920716000-2EA | https://www.sigmaaldrich.com/LT/en
EP5895117007-1EA | ROTOR FOR EPPENDORF(R) 5920R CENTRIFUGE& | 1X1EA | 1 | 2833 | Sigma-Aldrich | EP5895117007-1EA | https://www.sigmaaldrich.com/LT/en
EP3124000083-1EA | EPPENDORF RESEARCH(R) PLUS PIPETTE, SIN& | 1X1EA | 1 | 169 | Sigma-Aldrich | EP3124000083-1EA | https://www.sigmaaldrich.com/LT/en
EP0030712021-48EA | EPPENDORF(R) CELL CULTURE FLASK T-175, & | 1X1EA | 1 | 135 | Sigma-Aldrich | EP0030712021-48EA | https://www.sigmaaldrich.com/LT/en
EP0030712013-48EA | EPPENDORF(R) CELL CULTURE FLASK T-175, & | 1X1EA | 1 | 112 | Sigma-Aldrich | EP0030712013-48EA | https://www.sigmaaldrich.com/LT/en
EP5810747007-2EA | ADAPTER FOR EPPENDORF(R) A-4-81 ROTOR, & | 1X2EA | 1 | 201 | Sigma-Aldrich | EP5810747007-2EA | https://www.sigmaaldrich.com/LT/en
EP5427746005-2EA | ADAPTER FOR EPPENDORF(R) F-35-6-30 ROTO& | 1X2EA | 1 | 96 | Sigma-Aldrich | EP5427746005-2EA | https://www.sigmaaldrich.com/LT/en
EP4960832006-1EA | EPPENDORF(R) BOTTLE THREAD ADAPTER, FOR& | 1X1EA | 1 | 55 | Sigma-Aldrich | EP4960832006-1EA | https://www.sigmaaldrich.com/LT/en
EP5820719001-2EA | ADAPTER FOR EPPENDORF(R) F-45-6-30 ROTO& | 1X2EA | 1 | 85 | Sigma-Aldrich | EP5820719001-2EA | https://www.sigmaaldrich.com/LT/en
EP5409704001-1EA | ROTOR FOR EPPENDORF(R) 5427R CENTRIFUGE& | 1X1EA | 1 | 856 | Sigma-Aldrich | EP5409704001-1EA | https://www.sigmaaldrich.com/LT/en
EP5820762004-5EA | SPARE SEALING FOR EPPENDORF(R) FA-45-30& | 1X5EA | 1 | 196 | Sigma-Aldrich | EP5820762004-5EA | https://www.sigmaaldrich.com/LT/en
EPM1334-9927-1EA | PLATFORM FOR EPPENDORF(R) NEW BRUNSWICK& | 1X1EA | 1 | 806 | Sigma-Aldrich | EPM1334-9927-1EA | https://www.sigmaaldrich.com/LT/en
EP3124000091-1EA | EPPENDORF RESEARCH(R) PLUS PIPETTE, SIN& | 1X1EA | 1 | 169 | Sigma-Aldrich | EP3124000091-1EA | https://www.sigmaaldrich.com/LT/en
EPM1334-9920-1EA | PLATFORM FOR EPPENDORF(R) NEW BRUNSWICK& | 1X1EA | 1 | 772 | Sigma-Aldrich | EPM1334-9920-1EA | https://www.sigmaaldrich.com/LT/en
EP0030720113-60EA | EPPENDORF(R) CELL CULTURE PLATES, SIZE & | 1X60EA | 1 | 106 | Sigma-Aldrich | EP0030720113-60EA | https://www.sigmaaldrich.com/LT/en
EP0030127722-400EA | EPPENDORF(R) SEROLOGICAL PIPETS, STERIL& | 1X400EA | 1 | 105 | Sigma-Aldrich | EP0030127722-400EA | https://www.sigmaaldrich.com/LT/en
EP5820768002-4EA | ADAPTER FOR EPPENDORF(R) FA-45-12-17/FA& | 1X1EA | 1 | 37 | Sigma-Aldrich | EP5820768002-4EA | https://www.sigmaaldrich.com/LT/en
EP0030700112-300EA | EPPENDORF(R) CELL CULTURE DISHES, TC TR& | 1X300EA | 1 | 91 | Sigma-Aldrich | EP0030700112-300EA | https://www.sigmaaldrich.com/LT/en
EP4960800074-1EA | EPPENDORF(R) BOTTLE THREAD ADAPTER, FRO& | 1X1EA | 1 | 13 | Sigma-Aldrich | EP4960800074-1EA | https://www.sigmaaldrich.com/LT/en
EP5427743006-2EA | ADAPTER FOR EPPENDORF(R) F-35-6-30 ROTO& | 1X2EA | 1 | 96 | Sigma-Aldrich | EP5427743006-2EA | https://www.sigmaaldrich.com/LT/en
EP0030710010-192EA | EPPENDORF(R) CELL CULTURE FLASK T-25, N& | 1X192EA | 1 | 144 | Sigma-Aldrich | EP0030710010-192EA | https://www.sigmaaldrich.com/LT/en
EP0030722116-60EA | EPPENDORF(R) CELL CULTURE PLATES, SIZE & | 1X60EA | 1 | 129 | Sigma-Aldrich | EP0030722116-60EA | https://www.sigmaaldrich.com/LT/en
EP5895124003-4EA | BUCKETS FOR EPPENDORF(R) S-4X750 ROTOR,& | 1X1EA | 1 | 1666 | Sigma-Aldrich | EP5895124003-4EA | https://www.sigmaaldrich.com/LT/en
EP5308000003-1EA | EPPENDORF(R) THERMOTOP(R) WITH CONDENS.& | 1X1EA | 1 | 528 | Sigma-Aldrich | EP5308000003-1EA | https://www.sigmaaldrich.com/LT/en
EP5820754001-1EA | ROTOR FOR EPPENDORF(R) 5804/5804R & 581& | 1X1EA | 1 | 3078 | Sigma-Aldrich | EP5820754001-1EA | https://www.sigmaaldrich.com/LT/en
EP5427750002-1EA | ROTOR FOR EPPENDORF(R) 5430/5430R CENTR& | 1X1EA | 1 | 893 | Sigma-Aldrich | EP5427750002-1EA | https://www.sigmaaldrich.com/LT/en
EP5365000028-1EA | EPPENDORF(R) SMARTBLOCK(TM) THERMOBLOCK& | 1X1EA | 1 | 625 | Sigma-Aldrich | EP5365000028-1EA | https://www.sigmaaldrich.com/LT/en
EP5820771003-1EA | ROTOR FOR EPPENDORF(R) 5804/5804R & 581& | 1X1EA | 1 | 705 | Sigma-Aldrich | EP5820771003-1EA | https://www.sigmaaldrich.com/LT/en
EP5804792009-2EA | ADAPTER FOR EPPENDORF(R) S-4-72 ROTOR, & | 1X2EA | 1 | 194 | Sigma-Aldrich | EP5804792009-2EA | https://www.sigmaaldrich.com/LT/en
EP0030720130-100EA | EPPENDORF(R) CELL CULTURE PLATES, SIZE & | 1X100EA | 1 | 159 | Sigma-Aldrich | EP0030720130-100EA | https://www.sigmaaldrich.com/LT/en
EP5920729004-2EA | PLATE CARRIER FOR EPPENDORF(R) S-4X1000& | 1X2EA | 1 | 299 | Sigma-Aldrich | EP5920729004-2EA | https://www.sigmaaldrich.com/LT/en
EP5820730005-2EA | ADAPTER FOR EPPENDORF(R) F-45-6-30 ROTO& | 1X2EA | 1 | 84 | Sigma-Aldrich | EP5820730005-2EA | https://www.sigmaaldrich.com/LT/en
EP5804746007-1EA | ROTOR FOR EPPENDORF(R) 5804/5804R & 581& | 1X1EA | 1 | 2166 | Sigma-Aldrich | EP5804746007-1EA | https://www.sigmaaldrich.com/LT/en
EP5895135005-1EA | ROTOR FOR EPPENDORF(R) 5920R CENTRIFUGE& | 1X1EA | 1 | 1431 | Sigma-Aldrich | EP5895135005-1EA | https://www.sigmaaldrich.com/LT/en
EP5825719000-2EA | ADAPTER FOR EPPENDORF(R) A-4-81 MTP/FLE& | 1X2EA | 1 | 191 | Sigma-Aldrich | EP5825719000-2EA | https://www.sigmaaldrich.com/LT/en
EP0030722019-60EA | EPPENDORF(R) CELL CULTURE PLATES, SIZE & | 1X60EA | 1 | 118 | Sigma-Aldrich | EP0030722019-60EA | https://www.sigmaaldrich.com/LT/en
EP5409705008-1EA | LID FOR EPPENDORF(R) FA-45-24-11 KIT RO& | 1X1EA | 1 | 198 | Sigma-Aldrich | EP5409705008-1EA | https://www.sigmaaldrich.com/LT/en
EP5920710001-2EA | ADAPTER FOR EPPENDORF(R) S-4X1000 ROTOR& | 1X2EA | 1 | 299 | Sigma-Aldrich | EP5920710001-2EA | https://www.sigmaaldrich.com/LT/en
EP5409706004-1EA | ROTOR FOR EPPENDORF(R) 5427R CENTRIFUGE& | 1X1EA | 1 | 667 | Sigma-Aldrich | EP5409706004-1EA | https://www.sigmaaldrich.com/LT/en
EP0030072251-480EA | EPPENDORF(R) EPT.I.P.S.(R) LORETENTION & | 1X480EA | 1 | 68 | Sigma-Aldrich | EP0030072251-480EA | https://www.sigmaaldrich.com/LT/en
EP4099005004-1EA | ADAPTER FOR EPPENDORF(R) UVETTE(R), LIG& | 1X1EA | 1 | 76 | Sigma-Aldrich | EP4099005004-1EA | https://www.sigmaaldrich.com/LT/en
EP3124000105-1EA | EPPENDORF RESEARCH(R) PLUS PIPETTE, SIN& | 1X1EA | 1 | 169 | Sigma-Aldrich | EP3124000105-1EA | https://www.sigmaaldrich.com/LT/en
EP3903000014-1EA | EPPENDORF(R) TRACKIT, WITH RFID READER & | 1X1EA | 1 | 533 | Sigma-Aldrich | EP3903000014-1EA | https://www.sigmaaldrich.com/LT/en
EP4966000061-1EA | EPPENDORF(R) VARISPENSER(R) 2X BOTTLE T& | 1X1EA | 1 | 596 | Sigma-Aldrich | EP4966000061-1EA | https://www.sigmaaldrich.com/LT/en
EP5920700006-2EA | ADAPTER FOR EPPENDORF(R) S-4X1000 ROTOR& | 1X2EA | 1 | 299 | Sigma-Aldrich | EP5920700006-2EA | https://www.sigmaaldrich.com/LT/en
EP5920724002-1EA | ADAPTER FOR EPPENDORF(R) S-4X1000 ROTOR& | 1X1EA | 1 | 303 | Sigma-Aldrich | EP5920724002-1EA | https://www.sigmaaldrich.com/LT/en
EP4960805009-1EA | TELESCOPIC ASPIRATING TUBE, FOR EPPENDO& | 1X1EA | 1 | 27 | Sigma-Aldrich | EP4960805009-1EA | https://www.sigmaaldrich.com/LT/en
EP5820732008-8EA | UNIVERSAL ADAPTER FOR EPPENDORF(R) CENT& | 1X8EA | 1 | 26 | Sigma-Aldrich | EP5820732008-8EA | https://www.sigmaaldrich.com/LT/en
EP0030124707-500EA | EPPENDORF(R) PCR TUBES, FORENSIC DNA GR& | 1X500EA | 1 | 88 | Sigma-Aldrich | EP0030124707-500EA | https://www.sigmaaldrich.com/LT/en
EP5820749008-5EA | SPARE SEALING FOR EPPENDORF(R) FOR S-4-& | 1X5EA | 1 | 96 | Sigma-Aldrich | EP5820749008-5EA | https://www.sigmaaldrich.com/LT/en
EP4965000017-1EA | EPPENDORF(R) TOP BURET(TM) MODEL H & M,& | 1X1EA | 1 | 875 | Sigma-Aldrich | EP4965000017-1EA | https://www.sigmaaldrich.com/LT/en
EP5895102000-4EA | BUCKETS FOR EPPENDORF(R) S-4X1000 ROTOR& | 1X1EA | 1 | 1706 | Sigma-Aldrich | EP5895102000-4EA | https://www.sigmaaldrich.com/LT/en
EP5804789008-2EA | ADAPTER FOR EPPENDORF(R) S-4-72 ROTOR, & | 1X2EA | 1 | 194 | Sigma-Aldrich | EP5804789008-2EA | https://www.sigmaaldrich.com/LT/en
EP5920748009-2EA | ADAPTER FOR EPPENDORF(R) S-4X UNIVERSAL& | 1X2EA | 1 | 299 | Sigma-Aldrich | EP5920748009-2EA | https://www.sigmaaldrich.com/LT/en
EP5895150004-1EA | ROTOR FOR EPPENDORF(R) 5920R CENTRIFUGE& | 1X1EA | 1 | 2333 | Sigma-Aldrich | EP5895150004-1EA | https://www.sigmaaldrich.com/LT/en
EPM1334-9921-1EA | PLATFORM FOR EPPENDORF(R) NEW BRUNSWICK& | 1X1EA | 1 | 885 | Sigma-Aldrich | EPM1334-9921-1EA | https://www.sigmaaldrich.com/LT/en
EP4966511007-1EA | VENTILATION PLUGS FOR EPPENDORF(R) VARI& | 1X1EA | 1 | 43 | Sigma-Aldrich | EP4966511007-1EA | https://www.sigmaaldrich.com/LT/en
EP5360000038-1EA | EPPENDORF(R) SMARTBLOCK(TM) THERMOBLOCK& | 1X1EA | 1 | 625 | Sigma-Aldrich | EP5360000038-1EA | https://www.sigmaaldrich.com/LT/en
EP5409701002-1EA | LID FOR EPPENDORF(R) F-45-12-17 ROTOR, & | 1X1EA | 1 | 240 | Sigma-Aldrich | EP5409701002-1EA | https://www.sigmaaldrich.com/LT/en
EP5820727004-2EA | ADAPTER FOR EPPENDORF(R) FA-45-6-30 ROT& | 1X2EA | 1 | 84 | Sigma-Aldrich | EP5820727004-2EA | https://www.sigmaaldrich.com/LT/en
EP5820767006-5EA | SPARE SEALING FOR EPPENDORF(R) FA-45-24& | 1X5EA | 1 | 196 | Sigma-Aldrich | EP5820767006-5EA | https://www.sigmaaldrich.com/LT/en
EP5820728000-2EA | ADAPTER FOR EPPENDORF(R) FA-45-6-30 ROT& | 1X2EA | 1 | 84 | Sigma-Aldrich | EP5820728000-2EA | https://www.sigmaaldrich.com/LT/en
EP5820721006-2EA | ADAPTER FOR EPPENDORF(R) FA-45-6-30 ROT& | 1X2EA | 1 | 85 | Sigma-Aldrich | EP5820721006-2EA | https://www.sigmaaldrich.com/LT/en
EP0030127692-800EA | EPPENDORF(R) SEROLOGICAL PIPETS, STERIL& | 1X800EA | 1 | 132 | Sigma-Aldrich | EP0030127692-800EA | https://www.sigmaaldrich.com/LT/en
EP5409717006-5EA | SPARE SEALING FOR EPPENDORF(R) FA-45-24& | 1X5EA | 1 | 196 | Sigma-Aldrich | EP5409717006-5EA | https://www.sigmaaldrich.com/LT/en
EP0030711017-80EA | EPPENDORF(R) CELL CULTURE FLASK T-75, N& | 1X80EA | 1 | 106 | Sigma-Aldrich | EP0030711017-80EA | https://www.sigmaaldrich.com/LT/en
EP4967000057-1EA | EPPENDORF(R) VARISPENSER(R) 2 BOTTLE TO | 1X1EA | 1 | 491 | Sigma-Aldrich | EP4967000057-1EA | https://www.sigmaaldrich.com/LT/en
EP5825743008-2EA | ADAPTER FOR EPPENDORF(R) S-4-104, S-4X1& | 1X2EA | 1 | 299 | Sigma-Aldrich | EP5825743008-2EA | https://www.sigmaaldrich.com/LT/en
EP4926000042-1EA | EPPENDORF(R) REFERENCE(R) 2 VARIABLE VO& | 1X1EA | 1 | 1111 | Sigma-Aldrich | EP4926000042-1EA | https://www.sigmaaldrich.com/LT/en
EP5920747002-2EA | ADAPTER FOR EPPENDORF(R) S-4X UNIVERSAL& | 1X2EA | 1 | 299 | Sigma-Aldrich | EP5920747002-2EA | https://www.sigmaaldrich.com/LT/en
EP4967000065-1EA | EPPENDORF(R) VARISPENSER(R) 2 BOTTLE TO& | 1X1EA | 1 | 663 | Sigma-Aldrich | EP4967000065-1EA | https://www.sigmaaldrich.com/LT/en
EP4960800171-1EA | UNIVERSAL WRENCH, FOR VARISPENSER(R) AN | 1X1EA | 1 | 9 | Sigma-Aldrich | EP4960800171-1EA | https://www.sigmaaldrich.com/LT/en
EP0030710118-192EA | EPPENDORF(R) CELL CULTURE FLASK T-25, T& | 1X192EA | 1 | 163 | Sigma-Aldrich | EP0030710118-192EA | https://www.sigmaaldrich.com/LT/en
EP5920706004-2EA | ADAPTER FOR EPPENDORF(R) S-4X1000 ROTOR& | 1X2EA | 1 | 299 | Sigma-Aldrich | EP5920706004-2EA | https://www.sigmaaldrich.com/LT/en
EP5820713003-2EA | CAPS FOR EPPENDORF«áA-2-DWP-AT ROTOR,AE& | 1X2EA | 1 | 219 | Sigma-Aldrich | EP5820713003-2EA | https://www.sigmaaldrich.com/LT/en
EP5895125000-2EA | BUCKETS FOR EPPENDORF(R) S-4X750 ROTOR,& | 1X2EA | 1 | 860 | Sigma-Aldrich | EP5895125000-2EA | https://www.sigmaaldrich.com/LT/en
EP5427741003-2EA | ADAPTER FOR EPPENDORF(R) F-35-6-30 ROTO& | 1X2EA | 1 | 96 | Sigma-Aldrich | EP5427741003-2EA | https://www.sigmaaldrich.com/LT/en
EP4960800023-1EA | EPPENDORF(R) VARISPENSER(R), TUBE HOLDE& | 1X1EA | 1 | 13 | Sigma-Aldrich | EP4960800023-1EA | https://www.sigmaaldrich.com/LT/en
EP5409707000-1EA | LID FOR EPPENDORF(R) FA-45-30-11 ROTOR,& | 1X1EA | 1 | 240 | Sigma-Aldrich | EP5409707000-1EA | https://www.sigmaaldrich.com/LT/en
EP4966501001-1EA | FLEXIBLE DISCHARGE TUBE FOR EPPENDORF(R& | 1X1EA | 1 | 111 | Sigma-Aldrich | EP4966501001-1EA | https://www.sigmaaldrich.com/LT/en
EP0030119452-200EA | EPPENDORF TUBES(R) 5.0 ML, EPPENDORF(R)& | 1X200EA | 1 | 57 | Sigma-Aldrich | EP0030119452-200EA | https://www.sigmaaldrich.com/LT/en
EP5920709003-2EA | ADAPTER FOR EPPENDORF(R) S-4-104, S-4X1& | 1X2EA | 1 | 299 | Sigma-Aldrich | EP5920709003-2EA | https://www.sigmaaldrich.com/LT/en
EP5825744004-2EA | ADAPTER FOR EPPENDORF(R) S-4-104, S-4X1& | 1X2EA | 1 | 159 | Sigma-Aldrich | EP5825744004-2EA | https://www.sigmaaldrich.com/LT/en
EP5920718002-2EA | ADAPTER FOR EPPENDORF(R) S-4X1000 ROTOR& | 1X2EA | 1 | 299 | Sigma-Aldrich | EP5920718002-2EA | https://www.sigmaaldrich.com/LT/en
EPM1334-9924-1EA | PLATFORM FOR EPPENDORF(R) NEW BRUNSWICK& | 1X1EA | 1 | 806 | Sigma-Aldrich | EPM1334-9924-1EA | https://www.sigmaaldrich.com/LT/en
EP4966000037-1EA | EPPENDORF(R) VARISPENSER(R) 2X BOTTLE T& | 1X1EA | 1 | 310 | Sigma-Aldrich | EP4966000037-1EA | https://www.sigmaaldrich.com/LT/en
EP0030122208-200EA | EPPENDORF(R) LOBIND MICROCENTRIFUGE TUB | 1X200EA | 1 | 74 | Sigma-Aldrich | EP0030122208-200EA | https://www.sigmaaldrich.com/LT/en
EP4960800082-1EA | EPPENDORF(R) BOTTLE THREAD ADAPTER, FRO& | 1X1EA | 1 | 22 | Sigma-Aldrich | EP4960800082-1EA | https://www.sigmaaldrich.com/LT/en
EP0030710029-192EA | EPPENDORF(R) CELL CULTURE FLASK T-25, N& | 1X192EA | 1 | 172 | Sigma-Aldrich | EP0030710029-192EA | https://www.sigmaaldrich.com/LT/en
EP4966505007-1EA | TELESCOPING ASPIRATING TUBE FOR EPPENDO& | 1X1EA | 1 | 33 | Sigma-Aldrich | EP4966505007-1EA | https://www.sigmaaldrich.com/LT/en
EP4880602000-1EA | ACCESSORIES FOR EPPENDORF(R) PIPETTES && | 1X1EA | 1 | 51 | Sigma-Aldrich | EP4880602000-1EA | https://www.sigmaaldrich.com/LT/en
EP5391070034-1EA | EPPENDORF(R) PLATE ADAPTER HEATSEALER S& | 1X1EA | 1 | 346 | Sigma-Aldrich | EP5391070034-1EA | https://www.sigmaaldrich.com/LT/en
EP4966502008-1EA | FLEXIBLE DISCHARGE TUBE FOR EPPENDORF(R& | 1X1EA | 1 | 111 | Sigma-Aldrich | EP4966502008-1EA | https://www.sigmaaldrich.com/LT/en
EP0030701011-300EA | EPPENDORF(R) CELL CULTURE DISHES, NON-T& | 1X300EA | 1 | 84 | Sigma-Aldrich | EP0030701011-300EA | https://www.sigmaaldrich.com/LT/en
EP5409716000-5EA | SPARE SEALING FOR EPPENDORF(R) F-45-12-& | 1X5EA | 1 | 196 | Sigma-Aldrich | EP5409716000-5EA | https://www.sigmaaldrich.com/LT/en
EP0030122151-500EA | EPPENDORF(R) CONICAL TUBES, STERILE, VO& | 1X500EA | 1 | 173 | Sigma-Aldrich | EP0030122151-500EA | https://www.sigmaaldrich.com/LT/en
EP5820716002-1EA | LID FOR EPPENDORF(R) FA-45-6-30 ROTOR,A& | 1X1EA | 1 | 239 | Sigma-Aldrich | EP5820716002-1EA | https://www.sigmaaldrich.com/LT/en
EPM1334-9923-1EA | PLATFORM FOR EPPENDORF(R) NEW BRUNSWICK& | 1X1EA | 1 | 817 | Sigma-Aldrich | EPM1334-9923-1EA | https://www.sigmaaldrich.com/LT/en
EP4923601002-1EA | ACCESSORIES FOR EPPENDORF(R) PIPETTES && | 1X1EA | 1 | 17 | Sigma-Aldrich | EP4923601002-1EA | https://www.sigmaaldrich.com/LT/en
EP5363000039-1EA | EPPENDORF(R) SMARTBLOCK(TM) THERMOBLOCK& | 1X1EA | 1 | 776 | Sigma-Aldrich | EP5363000039-1EA | https://www.sigmaaldrich.com/LT/en
EP0030122232-200EA | EPPENDORF(R) LOBIND MICROCENTRIFUGE TUB | 1X200EA | 1 | 89 | Sigma-Aldrich | EP0030122232-200EA | https://www.sigmaaldrich.com/LT/en
EP4925000111-1EA | EPPENDORF(R) REFERENCE(R) 2 FIXED VOLUM& | 1X1EA | 1 | 198 | Sigma-Aldrich | EP4925000111-1EA | https://www.sigmaaldrich.com/LT/en
EP5920711008-2EA | ADAPTER FOR EPPENDORF(R) S-4X1000 ROTOR& | 1X2EA | 1 | 299 | Sigma-Aldrich | EP5920711008-2EA | https://www.sigmaaldrich.com/LT/en
EP5820761008-1EA | LID FOR EPPENDORF(R) FA-45-48-11 ROTOR,& | 1X1EA | 1 | 212 | Sigma-Aldrich | EP5820761008-1EA | https://www.sigmaaldrich.com/LT/en
EP4960800090-1EA | EPPENDORF(R) BOTTLE THREAD ADAPTER, FRO& | 1X1EA | 1 | 23 | Sigma-Aldrich | EP4960800090-1EA | https://www.sigmaaldrich.com/LT/en
EP5409714007-1EA | ROTOR FOR EPPENDORF(R) 5427R CENTRIFUGE& | 1X1EA | 1 | 585 | Sigma-Aldrich | EP5409714007-1EA | https://www.sigmaaldrich.com/LT/en
EP5820715006-1EA | ROTOR FOR EPPENDORF(R) 5804/5804R & 581& | 1X1EA | 1 | 2382 | Sigma-Aldrich | EP5820715006-1EA | https://www.sigmaaldrich.com/LT/en
EP5825733002-2EA | ADAPTER FOR EPPENDORF(R) S-4-104, S-4X1& | 1X2EA | 1 | 299 | Sigma-Aldrich | EP5825733002-2EA | https://www.sigmaaldrich.com/LT/en
EP5820755008-1EA | ROTOR FOR EPPENDORF(R) 5804/5804R & 581& | 1X1EA | 1 | 1431 | Sigma-Aldrich | EP5820755008-1EA | https://www.sigmaaldrich.com/LT/en
EP0030730011-80EA | EPPENDORF(R) CELL CULTURE PLATES, SIZE & | 1X80EA | 1 | 148 | Sigma-Aldrich | EP0030730011-80EA | https://www.sigmaaldrich.com/LT/en
EP5895120008-1EA | ROTOR FOR EPPENDORF(R) 5920R CENTRIFUGE& | 1X1EA | 1 | 3068 | Sigma-Aldrich | EP5895120008-1EA | https://www.sigmaaldrich.com/LT/en
EP5392070011-1EA | EPPENDORF(R) PLATE ADAPTER HEATSEALER S& | 1X1EA | 1 | 346 | Sigma-Aldrich | EP5392070011-1EA | https://www.sigmaaldrich.com/LT/en
EP0030132947-100EA | EPPENDORF(R) MASTERCLEAR(R) REAL-TIME P& | 1X100EA | 1 | 294 | Sigma-Aldrich | EP0030132947-100EA | https://www.sigmaaldrich.com/LT/en
EP0030122267-48EA | EPPENDORF(R) CONICAL TUBES, FORENSIC DN& | 1X1EA | 1 | 49 | Sigma-Aldrich | EP0030122267-48EA | https://www.sigmaaldrich.com/LT/en
EP5804777000-2EA | ADAPTER FOR EPPENDORF(R) F-34-6-38 ROTO& | 1X2EA | 1 | 84 | Sigma-Aldrich | EP5804777000-2EA | https://www.sigmaaldrich.com/LT/en
EP5920740008-2EA | ADAPTER FOR EPPENDORF(R) S-4X UNIVERSAL& | 1X2EA | 1 | 299 | Sigma-Aldrich | EP5920740008-2EA | https://www.sigmaaldrich.com/LT/en
EP5804793005-2EA | ADAPTER FOR EPPENDORF(R) S-4-72 ROTOR, & | 1X2EA | 1 | 194 | Sigma-Aldrich | EP5804793005-2EA | https://www.sigmaaldrich.com/LT/en
EP5820725001-2EA | ADAPTER FOR EPPENDORF(R) FA-45-6-30 ROT& | 1X2EA | 1 | 84 | Sigma-Aldrich | EP5820725001-2EA | https://www.sigmaaldrich.com/LT/en
EP5920750003-2EA | ADAPTER FOR EPPENDORF(R) S-4X UNIVERSAL& | 1X2EA | 1 | 299 | Sigma-Aldrich | EP5920750003-2EA | https://www.sigmaaldrich.com/LT/en
EP0030122178-500EA | EPPENDORF(R) CONICAL TUBES, STERILE, VO& | 1X500EA | 1 | 208 | Sigma-Aldrich | EP0030122178-500EA | https://www.sigmaaldrich.com/LT/en
EP5820772000-1EA | ROTOR FOR EPPENDORF(R) 5804/5804R & 581& | 1X1EA | 1 | 980 | Sigma-Aldrich | EP5820772000-1EA | https://www.sigmaaldrich.com/LT/en
EP4967000049-1EA | EPPENDORF(R) VARISPENSER(R) 2 BOTTLE TO& | 1X1EA | 1 | 490 | Sigma-Aldrich | EP4967000049-1EA | https://www.sigmaaldrich.com/LT/en
EP5804783000-2EA | ADAPTER FOR EPPENDORF(R) S-4-72 ROTOR, & | 1X2EA | 1 | 194 | Sigma-Aldrich | EP5804783000-2EA | https://www.sigmaaldrich.com/LT/en
EP5821020010-1EA | ROLLING CABINET FOR EPPENDORF(R) CENTRI& | 1X1EA | 1 | 2137 | Sigma-Aldrich | EP5821020010-1EA | https://www.sigmaaldrich.com/LT/en
EP5825732006-2EA | ADAPTER FOR EPPENDORF(R) S-4-104, S-4X1& | 1X2EA | 1 | 299 | Sigma-Aldrich | EP5825732006-2EA | https://www.sigmaaldrich.com/LT/en
EP5920752006-2EA | CAPS FOR EPPENDORF«áS-4X UNIVERSAL LARG& | 1X2EA | 1 | 213 | Sigma-Aldrich | EP5920752006-2EA | https://www.sigmaaldrich.com/LT/en
EP5820708000-2EA | WIDE NECK BOTTLE FOR EPPENDORF(R) S-4-1& | 1X2EA | 1 | 198 | Sigma-Aldrich | EP5820708000-2EA | https://www.sigmaaldrich.com/LT/en
EP4967000014-1EA | EPPENDORF(R) VARISPENSER(R) 2 BOTTLE TO& | 1X1EA | 1 | 367 | Sigma-Aldrich | EP4967000014-1EA | https://www.sigmaaldrich.com/LT/en
EP0030127706-600EA | EPPENDORF(R) SEROLOGICAL PIPETS, STERIL& | 1X600EA | 1 | 112 | Sigma-Aldrich | EP0030127706-600EA | https://www.sigmaaldrich.com/LT/en
EP4960839000-1EA | EPPENDORF(R) BOTTLE THREAD ADAPTER, FRO& | 1X1EA | 1 | 33 | Sigma-Aldrich | EP4960839000-1EA | https://www.sigmaaldrich.com/LT/en
EP4960800104-1EA | EPPENDORF(R) BOTTLE THREAD ADAPTER, FRO& | 1X1EA | 1 | 24 | Sigma-Aldrich | EP4960800104-1EA | https://www.sigmaaldrich.com/LT/en
EP5920712004-2EA | ADAPTER FOR EPPENDORF(R) S-4X1000 ROTOR& | 1X2EA | 1 | 299 | Sigma-Aldrich | EP5920712004-2EA | https://www.sigmaaldrich.com/LT/en
EP5920751000-2EA | ADAPTER FOR EPPENDORF(R) S-4X UNIVERSAL& | 1X2EA | 1 | 299 | Sigma-Aldrich | EP5920751000-2EA | https://www.sigmaaldrich.com/LT/en
EP5820705000-2EA | SPARE SEALING FOR EPPENDORF(R) A-2-DWP-& | 1X2EA | 1 | 98 | Sigma-Aldrich | EP5820705000-2EA | https://www.sigmaaldrich.com/LT/en
EP5409710001-1EA | ROTOR FOR EPPENDORF(R) 5427R CENTRIFUGE& | 1X1EA | 1 | 779 | Sigma-Aldrich | EP5409710001-1EA | https://www.sigmaaldrich.com/LT/en
EP4966615007-1EA | EPPENDORF(R) BOTTLE THREAD ADAPTER, FRO& | 1X1EA | 1 | 33 | Sigma-Aldrich | EP4966615007-1EA | https://www.sigmaaldrich.com/LT/en
EP5392070020-1EA | EPPENDORF(R) PLATE ADAPTER HEATSEALER S& | 1X1EA | 1 | 346 | Sigma-Aldrich | EP5392070020-1EA | https://www.sigmaaldrich.com/LT/en
EP4967000030-1EA | EPPENDORF(R) VARISPENSER(R) 2 BOTTLE TO& | 1X1EA | 1 | 367 | Sigma-Aldrich | EP4967000030-1EA | https://www.sigmaaldrich.com/LT/en
EP5820722002-2EA | ADAPTER FOR EPPENDORF(R) FA-45-6-30 ROT& | 1X2EA | 1 | 85 | Sigma-Aldrich | EP5820722002-2EA | https://www.sigmaaldrich.com/LT/en
EP5825736001-2EA | ADAPTER FOR EPPENDORF(R) S-4-104, S-4X1& | 1X2EA | 1 | 299 | Sigma-Aldrich | EP5825736001-2EA | https://www.sigmaaldrich.com/LT/en
EP0030122321-200EA | EPPENDORF TUBES(R) 5.0 ML, FORENSIC DNA& | 1X200EA | 1 | 72 | Sigma-Aldrich | EP0030122321-200EA | https://www.sigmaaldrich.com/LT/en
EP3124000032-1EA | EPPENDORF RESEARCH(R) PLUS PIPETTE, SIN& | 1X1EA | 1 | 169 | Sigma-Aldrich | EP3124000032-1EA | https://www.sigmaaldrich.com/LT/en
EP5409708007-1EA | ROTOR FOR EPPENDORF(R) 5427R CENTRIFUGE& | 1X1EA | 1 | 483 | Sigma-Aldrich | EP5409708007-1EA | https://www.sigmaaldrich.com/LT/en
EP4966000010-1EA | EPPENDORF(R) VARISPENSER(R) 2X BOTTLE T& | 1X1EA | 1 | 310 | Sigma-Aldrich | EP4966000010-1EA | https://www.sigmaaldrich.com/LT/en
EP5895111009-2EA | CAPS FOR EPPENDORF«áS-4X1000 PLATE/TUBE& | 1X2EA | 1 | 213 | Sigma-Aldrich | EP5895111009-2EA | https://www.sigmaaldrich.com/LT/en
EP5364000024-1EA | EPPENDORF(R) SMARTBLOCK(TM) THERMOBLOCK& | 1X1EA | 1 | 776 | Sigma-Aldrich | EP5364000024-1EA | https://www.sigmaaldrich.com/LT/en
EP4966000053-1EA | EPPENDORF(R) VARISPENSER(R) 2X BOTTLE T& | 1X1EA | 1 | 453 | Sigma-Aldrich | EP4966000053-1EA | https://www.sigmaaldrich.com/LT/en
EP4966503004-1EA | TELESCOPING ASPIRATING TUBE FOR EPPENDO& | 1X1EA | 1 | 33 | Sigma-Aldrich | EP4966503004-1EA | https://www.sigmaaldrich.com/LT/en
EP4966507000-1EA | TELESCOPING ASPIRATING TUBE FOR EPPENDO& | 1X1EA | 1 | 33 | Sigma-Aldrich | EP4966507000-1EA | https://www.sigmaaldrich.com/LT/en
EP5920703005-2EA | ADAPTER FOR EPPENDORF(R) S-4X1000 ROTOR& | 1X2EA | 1 | 294 | Sigma-Aldrich | EP5920703005-2EA | https://www.sigmaaldrich.com/LT/en
EP0030000650-300EA | EPPENDORF(R) EPT.I.P.S.(R) STANDARD, EP& | 1X300EA | 1 | 37 | Sigma-Aldrich | EP0030000650-300EA | https://www.sigmaaldrich.com/LT/en
EP5895190006-1EA | ROTOR FOR EPPENDORF(R) 5920R CENTRIFUGE& | 1X1EA | 1 | 3489 | Sigma-Aldrich | EP5895190006-1EA | https://www.sigmaaldrich.com/LT/en
EP5920717006-2EA | ADAPTER FOR EPPENDORF(R) S-4X1000 ROTOR& | 1X2EA | 1 | 299 | Sigma-Aldrich | EP5920717006-2EA | https://www.sigmaaldrich.com/LT/en
EP5409709003-1EA | LID FOR EPPENDORF(R) F-45-30-11 ROTOR, & | 1X1EA | 1 | 151 | Sigma-Aldrich | EP5409709003-1EA | https://www.sigmaaldrich.com/LT/en
EP3880000305-1EA | TRANSFER RACK, FOR EPPENDORF(R) SMARTBL& | 1X1EA | 1 | 49 | Sigma-Aldrich | EP3880000305-1EA | https://www.sigmaaldrich.com/LT/en
EP5409719009-5EA | SPARE SEALING FOR EPPENDORF(R) S-24-11-& | 1X5EA | 1 | 212 | Sigma-Aldrich | EP5409719009-5EA | https://www.sigmaaldrich.com/LT/en
EP5427757007-1EA | ROTOR FOR EPPENDORF(R) 5430/5430R CENTR& | 1X1EA | 1 | 1147 | Sigma-Aldrich | EP5427757007-1EA | https://www.sigmaaldrich.com/LT/en
EP5825741005-2EA | ADAPTER FOR EPPENDORF(R) S-4-104, S-4X1& | 1X2EA | 1 | 299 | Sigma-Aldrich | EP5825741005-2EA | https://www.sigmaaldrich.com/LT/en
EP5895103006-2EA | BUCKETS FOR EPPENDORF(R) S-4X1000 ROTOR& | 1X2EA | 1 | 878 | Sigma-Aldrich | EP5895103006-2EA | https://www.sigmaaldrich.com/LT/en
EP5895118003-1EA | ROTOR FOR EPPENDORF(R) 5920R CENTRIFUGE& | 1X1EA | 1 | 3391 | Sigma-Aldrich | EP5895118003-1EA | https://www.sigmaaldrich.com/LT/en
EP5895107001-2EA | BUCKETS FOR EPPENDORF(R) S-4X1000 ROTOR& | 1X2EA | 1 | 1284 | Sigma-Aldrich | EP5895107001-2EA | https://www.sigmaaldrich.com/LT/en
EP5309000333-1EA | EPPENDORF(R) EXCHANGEABLE THERMOBLOCK, & | 1X1EA | 1 | 623 | Sigma-Aldrich | EP5309000333-1EA | https://www.sigmaaldrich.com/LT/en
EP4960851000-1EA | DRYING TUBE WITHOUT DRYING AGENT, FOR E& | 1X1EA | 1 | 40 | Sigma-Aldrich | EP4960851000-1EA | https://www.sigmaaldrich.com/LT/en
EP5820770007-4EA | ADAPTER FOR EPPENDORF(R) FA-45-12-17/FA& | 1X1EA | 1 | 37 | Sigma-Aldrich | EP5820770007-4EA | https://www.sigmaaldrich.com/LT/en
EP0030712129-48EA | EPPENDORF(R) CELL CULTURE FLASK T-175, & | 1X1EA | 1 | 149 | Sigma-Aldrich | EP0030712129-48EA | https://www.sigmaaldrich.com/LT/en
EP5391070026-1EA | EPPENDORF(R) PLATE ADAPTER HEATSEALER S& | 1X1EA | 1 | 346 | Sigma-Aldrich | EP5391070026-1EA | https://www.sigmaaldrich.com/LT/en
EP0030127730-200EA | EPPENDORF(R) SEROLOGICAL PIPETS, STERIL& | 1X200EA | 1 | 100 | Sigma-Aldrich | EP0030127730-200EA | https://www.sigmaaldrich.com/LT/en
EP0030123620-500EA | EPPENDORF(R) SAFE-LOCK MICROCENTRIFUGE & | 1X500EA | 1 | 43 | Sigma-Aldrich | EP0030123620-500EA | https://www.sigmaaldrich.com/LT/en
EPM1334-9925-1EA | PLATFORM FOR EPPENDORF(R) NEW BRUNSWICK& | 1X1EA | 1 | 806 | Sigma-Aldrich | EPM1334-9925-1EA | https://www.sigmaaldrich.com/LT/en
EP5363000233-1EA | LID FOR EPPENDORF(R) SMARTBLOCK(TM) 0.5& | 1X1EA | 1 | 142 | Sigma-Aldrich | EP5363000233-1EA | https://www.sigmaaldrich.com/LT/en
EP0030072286-480EA | EPPENDORF(R) EPT.I.P.S.(R) LORETENTION & | 1X480EA | 1 | 64 | Sigma-Aldrich | EP0030072286-480EA | https://www.sigmaaldrich.com/LT/en
EP0030723112-60EA | EPPENDORF(R) CELL CULTURE PLATES, SIZE & | 1X60EA | 1 | 148 | Sigma-Aldrich | EP0030723112-60EA | https://www.sigmaaldrich.com/LT/en
EP4960825000-1EA | SPIRAL DISCHARGE TUBE, FOR EPPENDORF(R& | 1X1EA | 1 | 107 | Sigma-Aldrich | EP4960825000-1EA | https://www.sigmaaldrich.com/LT/en
EP4960800058-1EA | EPPENDORF(R) BOTTLE THREAD ADAPTER, FRO& | 1X1EA | 1 | 9 | Sigma-Aldrich | EP4960800058-1EA | https://www.sigmaaldrich.com/LT/en
EP5309000007-1EA | EPPENDORF(R) SMARTBLOCK(TM) THERMOBLOCK& | 1X1EA | 1 | 625 | Sigma-Aldrich | EP5309000007-1EA | https://www.sigmaaldrich.com/LT/en
EP5920735004-2EA | ADAPTER FOR EPPENDORF(R) S-4X UNIVERSAL& | 1X2EA | 1 | 299 | Sigma-Aldrich | EP5920735004-2EA | https://www.sigmaaldrich.com/LT/en
EP4960800066-1EA | EPPENDORF(R) BOTTLE THREAD ADAPTER, FRO& | 1X1EA | 1 | 12 | Sigma-Aldrich | EP4960800066-1EA | https://www.sigmaaldrich.com/LT/en
EP5409702009-1EA | ROTOR FOR EPPENDORF(R) 5427R CENTRIFUGE& | 1X1EA | 1 | 723 | Sigma-Aldrich | EP5409702009-1EA | https://www.sigmaaldrich.com/LT/en
EP3124000059-1EA | EPPENDORF RESEARCH(R) PLUS PIPETTE, SIN& | 1X1EA | 1 | 169 | Sigma-Aldrich | EP3124000059-1EA | https://www.sigmaaldrich.com/LT/en
EP5310000002-1EA | EPPENDORF(R) SMARTBLOCK(TM) THERMOBLOCK& | 1X1EA | 1 | 776 | Sigma-Aldrich | EP5310000002-1EA | https://www.sigmaaldrich.com/LT/en
EP5825748000-2EA | ADAPTER FOR EPPENDORF(R) S-4-104, S-4X1& | 1X2EA | 1 | 299 | Sigma-Aldrich | EP5825748000-2EA | https://www.sigmaaldrich.com/LT/en
EP0030721012-60EA | EPPENDORF(R) CELL CULTURE PLATES, SIZE & | 1X60EA | 1 | 113 | Sigma-Aldrich | EP0030721012-60EA | https://www.sigmaaldrich.com/LT/en
EP4926000069-1EA | EPPENDORF(R) REFERENCE(R) 2 VARIABLE VO& | 1X1EA | 1 | 1111 | Sigma-Aldrich | EP4926000069-1EA | https://www.sigmaaldrich.com/LT/en
EP5427751009-1EA | LID FOR EPPENDORF(R) FA-45-16-17 ROTOR,& | 1X1EA | 1 | 240 | Sigma-Aldrich | EP5427751009-1EA | https://www.sigmaaldrich.com/LT/en
EP0030122305-200EA | EPPENDORF TUBES(R) 5.0 ML, EPPENDORF(R)& | 1X200EA | 1 | 56 | Sigma-Aldrich | EP0030122305-200EA | https://www.sigmaaldrich.com/LT/en
EP4880601003-1EA | ACCESSORIES FOR EPPENDORF(R) PIPETTES && | 1X1EA | 1 | 51 | Sigma-Aldrich | EP4880601003-1EA | https://www.sigmaaldrich.com/LT/en
EP4966000045-1EA | EPPENDORF(R) VARISPENSER(R) 2X BOTTLE T& | 1X1EA | 1 | 412 | Sigma-Aldrich | EP4966000045-1EA | https://www.sigmaaldrich.com/LT/en
EP5804791002-2EA | ADAPTER FOR EPPENDORF(R) S-4-72 ROTOR, & | 1X2EA | 1 | 194 | Sigma-Aldrich | EP5804791002-2EA | https://www.sigmaaldrich.com/LT/en
EP5895130003-1EA | ROTOR FOR EPPENDORF(R) 5920R CENTRIFUGE& | 1X1EA | 1 | 1431 | Sigma-Aldrich | EP5895130003-1EA | https://www.sigmaaldrich.com/LT/en
EP4960800120-1EA | EPPENDORF(R) BOTTLE THREAD ADAPTER, FRO& | 1X1EA | 1 | 13 | Sigma-Aldrich | EP4960800120-1EA | https://www.sigmaaldrich.com/LT/en
EP5702733008-2EA | ADAPTER FOR EPPENDORF(R) A-4-38 ROTOR, & | 1X2EA | 1 | 90 | Sigma-Aldrich | EP5702733008-2EA | https://www.sigmaaldrich.com/LT/en
EP5820726008-2EA | ADAPTER FOR EPPENDORF(R) FA-45-6-30 ROT& | 1X2EA | 1 | 84 | Sigma-Aldrich | EP5820726008-2EA | https://www.sigmaaldrich.com/LT/en
EPM1334-9922-1EA | PLATFORM FOR EPPENDORF(R) NEW BRUNSWICK& | 1X1EA | 1 | 830 | Sigma-Aldrich | EPM1334-9922-1EA | https://www.sigmaaldrich.com/LT/en
EP5920742000-2EA | ADAPTER FOR EPPENDORF(R) S-4X UNIVERSAL& | 1X2EA | 1 | 299 | Sigma-Aldrich | EP5920742000-2EA | https://www.sigmaaldrich.com/LT/en
EP0030127781-100EA | EPPENDORF(R) MICROPLATE SEALING FILMS && | 1X100EA | 1 | 161 | Sigma-Aldrich | EP0030127781-100EA | https://www.sigmaaldrich.com/LT/en
EP5820712007-2EA | PLATE CARRIER FOR EPPENDORF(R) A-2-DWP-& | 1X2EA | 1 | 196 | Sigma-Aldrich | EP5820712007-2EA | https://www.sigmaaldrich.com/LT/en
EP5409720007-1EA | LID FOR EPPENDORF(R) S-24-11-AT ROTOR, & | 1X1EA | 1 | 280 | Sigma-Aldrich | EP5409720007-1EA | https://www.sigmaaldrich.com/LT/en
EP4967000022-1EA | EPPENDORF(R) VARISPENSER(R) 2 BOTTLE TO& | 1X1EA | 1 | 367 | Sigma-Aldrich | EP4967000022-1EA | https://www.sigmaaldrich.com/LT/en
EP3124000024-1EA | EPPENDORF RESEARCH(R) PLUS PIPETTE, SIN& | 1X1EA | 1 | 169 | Sigma-Aldrich | EP3124000024-1EA | https://www.sigmaaldrich.com/LT/en
EP5804784006-2EA | ADAPTER FOR EPPENDORF(R) S-4-72 ROTOR, & | 1X2EA | 1 | 194 | Sigma-Aldrich | EP5804784006-2EA | https://www.sigmaaldrich.com/LT/en
EP0030127960-50EA | EPPENDORF(R) PCR SEALING MAT, PCR CLEAN& | 1X50EA | 1 | 168 | Sigma-Aldrich | EP0030127960-50EA | https://www.sigmaaldrich.com/LT/en
EP3124000075-1EA | EPPENDORF RESEARCH(R) PLUS PIPETTE, SIN& | 1X1EA | 1 | 169 | Sigma-Aldrich | EP3124000075-1EA | https://www.sigmaaldrich.com/LT/en
EP4925000065-1EA | EPPENDORF(R) REFERENCE(R) 2 FIXED VOLUM& | 1X1EA | 1 | 198 | Sigma-Aldrich | EP4925000065-1EA | https://www.sigmaaldrich.com/LT/en
EP5361000031-1EA | EPPENDORF(R) SMARTBLOCK(TM) THERMOBLOCK& | 1X1EA | 1 | 625 | Sigma-Aldrich | EP5361000031-1EA | https://www.sigmaaldrich.com/LT/en
EP5307000000-1EA | EPPENDORF(R) SMARTBLOCK(TM) THERMOBLOCK& | 1X1EA | 1 | 776 | Sigma-Aldrich | EP5307000000-1EA | https://www.sigmaaldrich.com/LT/en
EP4960835005-1EA | EPPENDORF(R) BOTTLE THREAD ADAPTER, FRO& | 1X1EA | 1 | 20 | Sigma-Aldrich | EP4960835005-1EA | https://www.sigmaaldrich.com/LT/en
EP0030701119-300EA | EPPENDORF(R) CELL CULTURE DISHES, TC TR& | 1X300EA | 1 | 91 | Sigma-Aldrich | EP0030701119-300EA | https://www.sigmaaldrich.com/LT/en
EP5409713000-1EA | LID FOR EPPENDORF(R) F-45-48-11 ROTOR, & | 1X1EA | 1 | 151 | Sigma-Aldrich | EP5409713000-1EA | https://www.sigmaaldrich.com/LT/en
EP0030119606-200EA | EPPENDORF TUBES(R) 5.0 ML, FORENSIC DNA& | 1X200EA | 1 | 56 | Sigma-Aldrich | EP0030119606-200EA | https://www.sigmaaldrich.com/LT/en
EP5920737007-2EA | ADAPTER FOR EPPENDORF(R) S-4X UNIVERSAL& | 1X2EA | 1 | 299 | Sigma-Aldrich | EP5920737007-2EA | https://www.sigmaaldrich.com/LT/en
EP5820717009-2EA | ADAPTER FOR EPPENDORF(R) FA-45-6-30 ROT& | 1X2EA | 1 | 85 | Sigma-Aldrich | EP5820717009-2EA | https://www.sigmaaldrich.com/LT/en
EP0030127978-50EA | EPPENDORF(R) PCR SEALING MAT, PCR CLEAN& | 1X50EA | 1 | 168 | Sigma-Aldrich | EP0030127978-50EA | https://www.sigmaaldrich.com/LT/en
EP4926000034-1EA | EPPENDORF(R) REFERENCE(R) 2 VARIABLE VO& | 1X1EA | 1 | 1011 | Sigma-Aldrich | EP4926000034-1EA | https://www.sigmaaldrich.com/LT/en
EP5427762000-1EA | LID FOR EPPENDORF(R) FA-45-48-11 ROTOR,& | 1X1EA | 1 | 253 | Sigma-Aldrich | EP5427762000-1EA | https://www.sigmaaldrich.com/LT/en
EP0030072278-480EA | EPPENDORF(R) EPT.I.P.S.(R) LORETENTION & | 1X480EA | 1 | 60 | Sigma-Aldrich | EP0030072278-480EA | https://www.sigmaaldrich.com/LT/en
EP0030723015-60EA | EPPENDORF(R) CELL CULTURE PLATES, SIZE & | 1X60EA | 1 | 134 | Sigma-Aldrich | EP0030723015-60EA | https://www.sigmaaldrich.com/LT/en
EP5820742003-2EA | BUCKETS FOR EPPENDORF(R) S-4-104 ROTOR,& | 1X2EA | 1 | 885 | Sigma-Aldrich | EP5820742003-2EA | https://www.sigmaaldrich.com/LT/en
EP5920715003-2EA | ADAPTER FOR EPPENDORF(R) S-4X1000 ROTOR& | 1X2EA | 1 | 299 | Sigma-Aldrich | EP5920715003-2EA | https://www.sigmaaldrich.com/LT/en
EP5427758003-1EA | LID FOR EPPENDORF(R) S-24-11-AT ROTOR, & | 1X1EA | 1 | 280 | Sigma-Aldrich | EP5427758003-1EA | https://www.sigmaaldrich.com/LT/en
EP0030710126-192EA | EPPENDORF(R) CELL CULTURE FLASK T-25, T& | 1X192EA | 1 | 190 | Sigma-Aldrich | EP0030710126-192EA | https://www.sigmaaldrich.com/LT/en
EP5427708006-18EA | ADAPTER FOR EPPENDORF(R) F-45-18-17-CRY& | 1X18EA | 1 | 137 | Sigma-Aldrich | EP5427708006-18EA | https://www.sigmaaldrich.com/LT/en
EP5409700006-1EA | ROTOR FOR EPPENDORF(R) 5427R CENTRIFUGE& | 1X1EA | 1 | 893 | Sigma-Aldrich | EP5409700006-1EA | https://www.sigmaaldrich.com/LT/en
EP5409715003-1EA | ROTOR FOR EPPENDORF(R) 5427R CENTRIFUGE& | 1X1EA | 1 | 1147 | Sigma-Aldrich | EP5409715003-1EA | https://www.sigmaaldrich.com/LT/en
EP5825734009-2EA | ADAPTER FOR EPPENDORF(R) S-4-104 ROTOR,& | 1X2EA | 1 | 299 | Sigma-Aldrich | EP5825734009-2EA | https://www.sigmaaldrich.com/LT/en
EP5920738003-2EA | ADAPTER FOR EPPENDORF(R) S-4X UNIVERSAL& | 1X2EA | 1 | 299 | Sigma-Aldrich | EP5920738003-2EA | https://www.sigmaaldrich.com/LT/en
EP4926000050-1EA | EPPENDORF(R) REFERENCE(R) 2 VARIABLE VO& | 1X1EA | 1 | 1011 | Sigma-Aldrich | EP4926000050-1EA | https://www.sigmaaldrich.com/LT/en
EP5920708007-2EA | ADAPTER FOR EPPENDORF(R) S-4X1000 ROTOR& | 1X2EA | 1 | 299 | Sigma-Aldrich | EP5920708007-2EA | https://www.sigmaaldrich.com/LT/en
EP5820760001-1EA | ROTOR FOR EPPENDORF(R) 5804/5804R & 581& | 1X1EA | 1 | 1431 | Sigma-Aldrich | EP5820760001-1EA | https://www.sigmaaldrich.com/LT/en
EP0030702018-300EA | EPPENDORF(R) CELL CULTURE DISHES, NON-T& | 1X300EA | 1 | 142 | Sigma-Aldrich | EP0030702018-300EA | https://www.sigmaaldrich.com/LT/en
EP5920707000-2EA | ADAPTER FOR EPPENDORF(R) S-4X1000 ROTOR& | 1X2EA | 1 | 299 | Sigma-Aldrich | EP5920707000-2EA | https://www.sigmaaldrich.com/LT/en
EP5820765003-1EA | ROTOR FOR EPPENDORF(R) 5804/5804R & 581& | 1X1EA | 1 | 1431 | Sigma-Aldrich | EP5820765003-1EA | https://www.sigmaaldrich.com/LT/en
EP5427760008-1EA | LID FOR EPPENDORF(R) FA-45-24-11 KIT RO& | 1X1EA | 1 | 198 | Sigma-Aldrich | EP5427760008-1EA | https://www.sigmaaldrich.com/LT/en
EP5895122000-4EA | BUCKETS FOR EPPENDORF(R) S-4X750 ROTOR,& | 1X1EA | 1 | 1666 | Sigma-Aldrich | EP5895122000-4EA | https://www.sigmaaldrich.com/LT/en
EP0030127714-400EA | EPPENDORF(R) SEROLOGICAL PIPETS, STERIL& | 1X400EA | 1 | 94 | Sigma-Aldrich | EP0030127714-400EA | https://www.sigmaaldrich.com/LT/en
EP5820710004-1EA | ROTOR FOR EPPENDORF(R) 5804/5804R & 581& | 1X1EA | 1 | 2431 | Sigma-Aldrich | EP5820710004-1EA | https://www.sigmaaldrich.com/LT/en
EP3124000121-1EA | EPPENDORF RESEARCH(R) PLUS PIPETTE, SIN& | 1X1EA | 1 | 169 | Sigma-Aldrich | EP3124000121-1EA | https://www.sigmaaldrich.com/LT/en
EP4960800112-1EA | EPPENDORF(R) BOTTLE THREAD ADAPTER, FRO& | 1X1EA | 1 | 13 | Sigma-Aldrich | EP4960800112-1EA | https://www.sigmaaldrich.com/LT/en
EP5427761004-1EA | LID FOR EPPENDORF(R) FA-45-30-11 ROTOR,& | 1X1EA | 1 | 240 | Sigma-Aldrich | EP5427761004-1EA | https://www.sigmaaldrich.com/LT/en
EP5825738004-2EA | ADAPTER FOR EPPENDORF(R) S-4-104, S-4X1& | 1X2EA | 1 | 299 | Sigma-Aldrich | EP5825738004-2EA | https://www.sigmaaldrich.com/LT/en
EP0030702115-300EA | EPPENDORF(R) CELL CULTURE DISHES, TC TR& | 1X300EA | 1 | 159 | Sigma-Aldrich | EP0030702115-300EA | https://www.sigmaaldrich.com/LT/en
EP5825740009-2EA | ADAPTER FOR EPPENDORF(R) S-4-104, S-4X1& | 1X2EA | 1 | 299 | Sigma-Aldrich | EP5825740009-2EA | https://www.sigmaaldrich.com/LT/en
EP4966509002-1EA | DRYING TUBE WITHOUT DRYING AGENT, FOR E& | 1X1EA | 1 | 44 | Sigma-Aldrich | EP4966509002-1EA | https://www.sigmaaldrich.com/LT/en
EP5895106005-4EA | BUCKETS FOR EPPENDORF(R) S-4X1000 ROTOR& | 1X1EA | 1 | 2558 | Sigma-Aldrich | EP5895106005-4EA | https://www.sigmaaldrich.com/LT/en
EP5427742000-2EA | ADAPTER FOR EPPENDORF(R) F-35-6-30 ROTO& | 1X2EA | 1 | 96 | Sigma-Aldrich | EP5427742000-2EA | https://www.sigmaaldrich.com/LT/en
EP3124000113-1EA | EPPENDORF RESEARCH(R) PLUS PIPETTE, SIN& | 1X1EA | 1 | 169 | Sigma-Aldrich | EP3124000113-1EA | https://www.sigmaaldrich.com/LT/en
EP5391070018-1EA | EPPENDORF(R) PLATE ADAPTER HEATSEALER S& | 1X1EA | 1 | 346 | Sigma-Aldrich | EP5391070018-1EA | https://www.sigmaaldrich.com/LT/en
EP4960800155-1EA | EPPENDORF(R) BOTTLE THREAD ADAPTER, FRO& | 1X1EA | 1 | 9 | Sigma-Aldrich | EP4960800155-1EA | https://www.sigmaaldrich.com/LT/en
EP5820747005-2EA | CAPS FOR EPPENDORF«áS-4-104, S-4X1000 R& | 1X2EA | 1 | 195 | Sigma-Aldrich | EP5820747005-2EA | https://www.sigmaaldrich.com/LT/en
EP5804787005-2EA | ADAPTER FOR EPPENDORF(R) S-4-72 ROTOR, & | 1X2EA | 1 | 194 | Sigma-Aldrich | EP5804787005-2EA | https://www.sigmaaldrich.com/LT/en
EP5306000006-1EA | EPPENDORF(R) SMARTBLOCK(TM) THERMOBLOCK& | 1X1EA | 1 | 776 | Sigma-Aldrich | EP5306000006-1EA | https://www.sigmaaldrich.com/LT/en
EP5920701002-2EA | ADAPTER FOR EPPENDORF(R) S-4X1000 ROTOR& | 1X2EA | 1 | 294 | Sigma-Aldrich | EP5920701002-2EA | https://www.sigmaaldrich.com/LT/en
EP4966508006-1EA | TELESCOPING ASPIRATING TUBE FOR EPPENDO& | 1X1EA | 1 | 33 | Sigma-Aldrich | EP4966508006-1EA | https://www.sigmaaldrich.com/LT/en
EP5895121004-1EA | ROTOR FOR EPPENDORF(R) 5920R CENTRIFUGE& | 1X1EA | 1 | 1412 | Sigma-Aldrich | EP5895121004-1EA | https://www.sigmaaldrich.com/LT/en
EP4960800147-1EA | EPPENDORF(R) BOTTLE THREAD ADAPTER, FRO& | 1X1EA | 1 | 9 | Sigma-Aldrich | EP4960800147-1EA | https://www.sigmaaldrich.com/LT/en
EP5920741004-2EA | ADAPTER FOR EPPENDORF(R) S-4X UNIVERSAL& | 1X2EA | 1 | 299 | Sigma-Aldrich | EP5920741004-2EA | https://www.sigmaaldrich.com/LT/en
EPM1334-9926-1EA | PLATFORM FOR EPPENDORF(R) NEW BRUNSWICK& | 1X1EA | 1 | 806 | Sigma-Aldrich | EPM1334-9926-1EA | https://www.sigmaaldrich.com/LT/en
EP0030127749-160EA | EPPENDORF(R) SEROLOGICAL PIPETS, STERIL& | 1X160EA | 1 | 232 | Sigma-Aldrich | EP0030127749-160EA | https://www.sigmaaldrich.com/LT/en
EP5427754008-1EA | ROTOR FOR EPPENDORF(R) 5430/5430R CENTR& | 1X1EA | 1 | 779 | Sigma-Aldrich | EP5427754008-1EA | https://www.sigmaaldrich.com/LT/en
EP5409721003-2EA | BUCKETS FOR EPPENDORF(R) S-24-11-AT ROT& | 1X2EA | 1 | 93 | Sigma-Aldrich | EP5409721003-2EA | https://www.sigmaaldrich.com/LT/en
EP5804794001-2EA | ADAPTER FOR EPPENDORF(R) S-4-72 ROTOR, & | 1X2EA | 1 | 194 | Sigma-Aldrich | EP5804794001-2EA | https://www.sigmaaldrich.com/LT/en
EP4423000010-1EA | EPPENDORF(R) PIPET HELPER | 1X1EA | 1 | 92 | Sigma-Aldrich | EP4423000010-1EA | https://www.sigmaaldrich.com/LT/en
EP4965611008-1EA | TUBE HOLDER, FOR EPPENDORF TOP BURET(TM | 1X1EA | 1 | 15 | Sigma-Aldrich | EP4965611008-1EA | https://www.sigmaaldrich.com/LT/en
EP5825747003-2EA | ADAPTER FOR EPPENDORF(R) S-4-104, S-4X1& | 1X2EA | 1 | 299 | Sigma-Aldrich | EP5825747003-2EA | https://www.sigmaaldrich.com/LT/en
EP4965000025-1EA | EPPENDORF(R) TOP BURET(TM) MODEL H & M,& | 1X1EA | 1 | 875 | Sigma-Aldrich | EP4965000025-1EA | https://www.sigmaaldrich.com/LT/en
EP5920705008-2EA | PLATE CARRIER FOR EPPENDORF(R) S-4X1000& | 1X2EA | 1 | 299 | Sigma-Aldrich | EP5920705008-2EA | https://www.sigmaaldrich.com/LT/en
EP0030127790-100EA | EPPENDORF(R) MICROPLATE SEALING FILMS && | 1X100EA | 1 | 161 | Sigma-Aldrich | EP0030127790-100EA | https://www.sigmaaldrich.com/LT/en
EP5427740007-2EA | ADAPTER FOR EPPENDORF(R) F-35-6-30 ROTO& | 1X2EA | 1 | 96 | Sigma-Aldrich | EP5427740007-2EA | https://www.sigmaaldrich.com/LT/en
EP5825755006-2EA | ADAPTER FOR EPPENDORF(R) S-4-104, S-4X1& | 1X2EA | 1 | 294 | Sigma-Aldrich | EP5825755006-2EA | https://www.sigmaaldrich.com/LT/en
EP5920720007-2EA | ADAPTER FOR EPPENDORF(R) S-4X1000 ROTOR& | 1X2EA | 1 | 299 | Sigma-Aldrich | EP5920720007-2EA | https://www.sigmaaldrich.com/LT/en
EP5920736000-2EA | ADAPTER FOR EPPENDORF(R) S-4X UNIVERSAL& | 1X2EA | 1 | 299 | Sigma-Aldrich | EP5920736000-2EA | https://www.sigmaaldrich.com/LT/en
EP4966504000-1EA | TELESCOPING ASPIRATING TUBE FOR EPPENDO& | 1X1EA | 1 | 33 | Sigma-Aldrich | EP4966504000-1EA | https://www.sigmaaldrich.com/LT/en
EP0030072260-480EA | EPPENDORF(R) EPT.I.P.S.(R) LORETENTION & | 1X480EA | 1 | 63 | Sigma-Aldrich | EP0030072260-480EA | https://www.sigmaaldrich.com/LT/en
EP5392070038-1EA | EPPENDORF(R) PLATE ADAPTER HEATSEALER S& | 1X1EA | 1 | 346 | Sigma-Aldrich | EP5392070038-1EA | https://www.sigmaaldrich.com/LT/en
EP0030711114-80EA | EPPENDORF(R) CELL CULTURE FLASK T-75, T& | 1X80EA | 1 | 120 | Sigma-Aldrich | EP0030711114-80EA | https://www.sigmaaldrich.com/LT/en
EP5427756000-1EA | LID FOR EPPENDORF(R) F-45-48-11 ROTOR, & | 1X1EA | 1 | 151 | Sigma-Aldrich | EP5427756000-1EA | https://www.sigmaaldrich.com/LT/en
EP5427747001-2EA | ADAPTER FOR EPPENDORF(R) F-35-6-30 ROTO& | 1X2EA | 1 | 96 | Sigma-Aldrich | EP5427747001-2EA | https://www.sigmaaldrich.com/LT/en
EP5820740000-1EA | ROTOR FOR EPPENDORF(R) 5804/5804R & 581& | 1X1EA | 1 | 3078 | Sigma-Aldrich | EP5820740000-1EA | https://www.sigmaaldrich.com/LT/en
EP5825745000-2EA | ADAPTER FOR EPPENDORF(R) S-4-104, S-4X1& | 1X2EA | 1 | 299 | Sigma-Aldrich | EP5825745000-2EA | https://www.sigmaaldrich.com/LT/en
EP5367000025-1EA | EPPENDORF(R) SMARTBLOCK(TM) THERMOBLOCK& | 1X1EA | 1 | 625 | Sigma-Aldrich | EP5367000025-1EA | https://www.sigmaaldrich.com/LT/en
EP0030122259-100EA | EPPENDORF(R) CONICAL TUBES, FORENSIC DN& | 1X100EA | 1 | 86 | Sigma-Aldrich | EP0030122259-100EA | https://www.sigmaaldrich.com/LT/en
EP5895100007-1EA | ROTOR FOR EPPENDORF(R) 5920R CENTRIFUGE& | 1X1EA | 1 | 2833 | Sigma-Aldrich | EP5895100007-1EA | https://www.sigmaaldrich.com/LT/en
EP4960834009-1EA | EPPENDORF(R) BOTTLE THREAD ADAPTER, FRO& | 1X1EA | 1 | 27 | Sigma-Aldrich | EP4960834009-1EA | https://www.sigmaaldrich.com/LT/en
EP0030108302-100EA | EPPENDORF(R) LOBIND MICROCENTRIFUGE TUB | 1X100EA | 1 | 47 | Sigma-Aldrich | EP0030108302-100EA | https://www.sigmaaldrich.com/LT/en
EP5895105009-4EA | BUCKETS FOR EPPENDORF(R) S-4X1000 ROTOR& | 1X1EA | 1 | 878 | Sigma-Aldrich | EP5895105009-4EA | https://www.sigmaaldrich.com/LT/en
EP5820729007-2EA | ADAPTER FOR EPPENDORF(R) FA-45-6-30 ROT& | 1X2EA | 1 | 84 | Sigma-Aldrich | EP5820729007-2EA | https://www.sigmaaldrich.com/LT/en
EP0030712110-48EA | EPPENDORF(R) CELL CULTURE FLASK T-175, & | 1X1EA | 1 | 126 | Sigma-Aldrich | EP0030712110-48EA | https://www.sigmaaldrich.com/LT/en
EP4926000026-1EA | EPPENDORF(R) REFERENCE(R) 2 VARIABLE VO& | 1X1EA | 1 | 1111 | Sigma-Aldrich | EP4926000026-1EA | https://www.sigmaaldrich.com/LT/en
EP4966506003-1EA | TELESCOPING ASPIRATING TUBE FOR EPPENDO& | 1X1EA | 1 | 33 | Sigma-Aldrich | EP4966506003-1EA | https://www.sigmaaldrich.com/LT/en
EP5366000021-1EA | EPPENDORF(R) SMARTBLOCK(TM) THERMOBLOCK& | 1X1EA | 1 | 625 | Sigma-Aldrich | EP5366000021-1EA | https://www.sigmaaldrich.com/LT/en
EP5895123007-2EA | BUCKETS FOR EPPENDORF(R) S-4X750 ROTOR,& | 1X2EA | 1 | 860 | Sigma-Aldrich | EP5895123007-2EA | https://www.sigmaaldrich.com/LT/en
EP5362000035-1EA | EPPENDORF(R) SMARTBLOCK(TM) THERMOBLOCK& | 1X1EA | 1 | 625 | Sigma-Aldrich | EP5362000035-1EA | https://www.sigmaaldrich.com/LT/en
EP5820741007-4EA | BUCKETS FOR EPPENDORF(R) S-4-104 ROTOR,& | 1X1EA | 1 | 1686 | Sigma-Aldrich | EP5820741007-4EA | https://www.sigmaaldrich.com/LT/en
EP5920722000-2EA | ADAPTER FOR EPPENDORF(R) S-4X1000 ROTOR& | 1X2EA | 1 | 299 | Sigma-Aldrich | EP5920722000-2EA | https://www.sigmaaldrich.com/LT/en
EP4960824003-1EA | SPIRAL DISCHARGE TUBE, FOR EPPENDORF(R& | 1X1EA | 1 | 102 | Sigma-Aldrich | EP4960824003-1EA | https://www.sigmaaldrich.com/LT/en
EP5895101003-1EA | ROTOR FOR EPPENDORF(R) 5920R CENTRIFUGE& | 1X1EA | 1 | 1186 | Sigma-Aldrich | EP5895101003-1EA | https://www.sigmaaldrich.com/LT/en
EP5820720000-2EA | ADAPTER FOR EPPENDORF(R) FA-45-6-30 ROT& | 1X2EA | 1 | 85 | Sigma-Aldrich | EP5820720000-2EA | https://www.sigmaaldrich.com/LT/en
EP5702763004-2EA | ADAPTER FOR EPPENDORF(R) A-4-38 ROTOR, & | 1X2EA | 1 | 90 | Sigma-Aldrich | EP5702763004-2EA | https://www.sigmaaldrich.com/LT/en
EP5895104002-4EA | BUCKETS FOR EPPENDORF(R) S-4X1000 ROTOR& | 1X1EA | 1 | 1706 | Sigma-Aldrich | EP5895104002-4EA | https://www.sigmaaldrich.com/LT/en
EP5920739000-2EA | ADAPTER FOR EPPENDORF(R) S-4X UNIVERSAL& | 1X2EA | 1 | 299 | Sigma-Aldrich | EP5920739000-2EA | https://www.sigmaaldrich.com/LT/en
EP5804747003-4EA | BUCKETS FOR EPPENDORF(R) S-4-72 ROTOR, & | 1X1EA | 1 | 990 | Sigma-Aldrich | EP5804747003-4EA | https://www.sigmaaldrich.com/LT/en
EP5920744003-2EA | ADAPTER FOR EPPENDORF(R) S-4X UNIVERSAL& | 1X2EA | 1 | 299 | Sigma-Aldrich | EP5920744003-2EA | https://www.sigmaaldrich.com/LT/en
EP0030720016-60EA | EPPENDORF(R) CELL CULTURE PLATES, SIZE & | 1X60EA | 1 | 95 | Sigma-Aldrich | EP0030720016-60EA | https://www.sigmaaldrich.com/LT/en
EP0030122313-200EA | EPPENDORF TUBES(R) 5.0 ML, PCR CLEAN, V& | 1X200EA | 1 | 65 | Sigma-Aldrich | EP0030122313-200EA | https://www.sigmaaldrich.com/LT/en
EP4960800139-1EA | EPPENDORF(R) BOTTLE THREAD ADAPTER, FRO& | 1X1EA | 1 | 11 | Sigma-Aldrich | EP4960800139-1EA | https://www.sigmaaldrich.com/LT/en
EP4926000018-1EA | EPPENDORF(R) REFERENCE(R) 2 VARIABLE VO& | 1X1EA | 1 | 1011 | Sigma-Aldrich | EP4926000018-1EA | https://www.sigmaaldrich.com/LT/en
EP3124000067-1EA | EPPENDORF RESEARCH(R) PLUS PIPETTE, SIN& | 1X1EA | 1 | 169 | Sigma-Aldrich | EP3124000067-1EA | https://www.sigmaaldrich.com/LT/en
EP3124000040-1EA | EPPENDORF RESEARCH(R) PLUS PIPETTE, SIN& | 1X1EA | 1 | 169 | Sigma-Aldrich | EP3124000040-1EA | https://www.sigmaaldrich.com/LT/en
EP0030122402-200EA | EPPENDORF(R) TUBE(R), FORENSIC DNA GRAD | 1X200EA | 1 | 73 | Sigma-Aldrich | EP0030122402-200EA | https://www.sigmaaldrich.com/LT/en
EP0030700015-300EA | EPPENDORF(R) CELL CULTURE DISHES, NON-T& | 1X300EA | 1 | 81 | Sigma-Aldrich | EP0030700015-300EA | https://www.sigmaaldrich.com/LT/en
EP5820769009-4EA | ADAPTER FOR EPPENDORF(R) FA-45-12-17/FA& | 1X1EA | 1 | 37 | Sigma-Aldrich | EP5820769009-4EA | https://www.sigmaaldrich.com/LT/en
EP4960800040-1EA | EPPENDORF(R) BOTTLE THREAD ADAPTER, FRO& | 1X1EA | 1 | 9 | Sigma-Aldrich | EP4960800040-1EA | https://www.sigmaaldrich.com/LT/en
EP4966000029-1EA | EPPENDORF(R) VARISPENSER(R) 2X BOTTLE T& | 1X1EA | 1 | 310 | Sigma-Aldrich | EP4966000029-1EA | https://www.sigmaaldrich.com/LT/en
EP5316000004-1EA | EPPENDORF(R) SMARTBLOCK(TM) THERMOBLOCK& | 1X1EA | 1 | 776 | Sigma-Aldrich | EP5316000004-1EA | https://www.sigmaaldrich.com/LT/en
EP3880000151-1EA | TRANSFER RACK, FOR EPPENDORF(R) SMARTBL& | 1X1EA | 1 | 49 | Sigma-Aldrich | EP3880000151-1EA | https://www.sigmaaldrich.com/LT/en
EP4966614000-1EA | EPPENDORF(R) BOTTLE THREAD ADAPTER, FRO& | 1X1EA | 1 | 33 | Sigma-Aldrich | EP4966614000-1EA | https://www.sigmaaldrich.com/LT/en
EP5820718005-7EA | ADAPTER FOR EPPENDORF(R) F-45-6-30 ROTO& | 1X7EA | 1 | 239 | Sigma-Aldrich | EP5820718005-7EA | https://www.sigmaaldrich.com/LT/en
EP5920745000-2EA | ADAPTER FOR EPPENDORF(R) S-4X UNIVERSAL& | 1X2EA | 1 | 299 | Sigma-Aldrich | EP5920745000-2EA | https://www.sigmaaldrich.com/LT/en
EP5427755004-1EA | ROTOR FOR EPPENDORF(R) 5430/5430R CENTR& | 1X1EA | 1 | 564 | Sigma-Aldrich | EP5427755004-1EA | https://www.sigmaaldrich.com/LT/en
EP5409712004-1EA | ROTOR FOR EPPENDORF(R) 5427R CENTRIFUGE& | 1X1EA | 1 | 564 | Sigma-Aldrich | EP5409712004-1EA | https://www.sigmaaldrich.com/LT/en
EP5804785002-2EA | ADAPTER FOR EPPENDORF(R) S-4-72 ROTOR, & | 1X2EA | 1 | 194 | Sigma-Aldrich | EP5804785002-2EA | https://www.sigmaaldrich.com/LT/en
AXYT1275PP | CULTURE TUBE, 12 MM X 75 MM, POLYPROPYLE | 1X1EA | 1 | 80 | Sigma-Aldrich | AXYT1275PP | https://www.sigmaaldrich.com/LT/en
AXYT1275PS | CULTURE TUBE, 12 MM X 75 MM, POLYSTYRENE | 1X1EA | 1 | 81 | Sigma-Aldrich | AXYT1275PS | https://www.sigmaaldrich.com/LT/en
AXYAP1000ALT | CORNING(R) AXGEN(R) AXYPET(R) SINGLE-CH& | 1X1EA | 1 | 264 | Sigma-Aldrich | AXYAP1000ALT | https://www.sigmaaldrich.com/LT/en
AXYAP1000STD | CORNING(R) AXGEN(R) AXYPET(R) SINGLE CH& | 1X1EA | 1 | 269 | Sigma-Aldrich | AXYAP1000STD | https://www.sigmaaldrich.com/LT/en
AXYAP100ALT | CORNING(R) AXGEN(R) AXYPET(R) SINGLE-CH& | 1X1EA | 1 | 264 | Sigma-Aldrich | AXYAP100ALT | https://www.sigmaaldrich.com/LT/en
AXYAP100STD | CORNING(R) AXGEN(R) AXYPET(R) SINGLE CH& | 1X1EA | 1 | 269 | Sigma-Aldrich | AXYAP100STD | https://www.sigmaaldrich.com/LT/en
AXYAP10ALT | CORNING(R) AXGEN(R) AXYPET(R) SINGLE CH& | 1X1EA | 1 | 264 | Sigma-Aldrich | AXYAP10ALT | https://www.sigmaaldrich.com/LT/en
AXYAP10MLALT | CORNING(R) AXGEN(R) AXYPET(R) SINGLE CH& | 1X1EA | 1 | 291 | Sigma-Aldrich | AXYAP10MLALT | https://www.sigmaaldrich.com/LT/en
AXYAP10MLSTD | CORNING(R) AXGEN(R) AXYPET(R), SINGLE C& | 1X1EA | 1 | 298 | Sigma-Aldrich | AXYAP10MLSTD | https://www.sigmaaldrich.com/LT/en
AXYAP10STD | CORNING(R) AXGEN(R) AXYPET(R) SINGLE CH& | 1X1EA | 1 | 269 | Sigma-Aldrich | AXYAP10STD | https://www.sigmaaldrich.com/LT/en
AXYAP1210ALT | CORNING(R) AXGEN(R) AXYPET(R) 12 CHANNE& | 1X1EA | 1 | 721 | Sigma-Aldrich | AXYAP1210ALT | https://www.sigmaaldrich.com/LT/en
AXYAP1210STD | CORNING(R) AXGEN(R) AXYPET(R) 12 CHANNE& | 1X1EA | 1 | 851 | Sigma-Aldrich | AXYAP1210STD | https://www.sigmaaldrich.com/LT/en
AXYAP12200ALT | CORNING(R) AXGEN(R) AXYPET(R) 12 CHANNE& | 1X1EA | 1 | 721 | Sigma-Aldrich | AXYAP12200ALT | https://www.sigmaaldrich.com/LT/en
AXYAP12200STD | CORNING(R) AXGEN(R) AXYPET(R) 12 CHANNE& | 1X1EA | 1 | 851 | Sigma-Aldrich | AXYAP12200STD | https://www.sigmaaldrich.com/LT/en
AXYAP12300ALT | CORNING(R) AXGEN(R) AXYPET(R) 12 CHANNE& | 1X1EA | 1 | 721 | Sigma-Aldrich | AXYAP12300ALT | https://www.sigmaaldrich.com/LT/en
AXYAP12300STD | CORNING(R) AXGEN(R) AXYPET(R) 12 CHANNE& | 1X1EA | 1 | 851 | Sigma-Aldrich | AXYAP12300STD | https://www.sigmaaldrich.com/LT/en
AXYAP1250ALT | CORNING(R) AXGEN(R) AXYPET(R) 12 CHANNE& | 1X1EA | 1 | 721 | Sigma-Aldrich | AXYAP1250ALT | https://www.sigmaaldrich.com/LT/en
AXYAP1250STD | CORNING(R) AXGEN(R) AXYPET(R) 12 CHANNE& | 1X1EA | 1 | 851 | Sigma-Aldrich | AXYAP1250STD | https://www.sigmaaldrich.com/LT/en
AXYAP200ALT | CORNING(R) AXGEN(R) AXYPET(R) SINGLE CH& | 1X1EA | 1 | 264 | Sigma-Aldrich | AXYAP200ALT | https://www.sigmaaldrich.com/LT/en
AXYAP200STD | CORNING(R) AXGEN(R) AXYPET(R) SINGLE CH& | 1X1EA | 1 | 269 | Sigma-Aldrich | AXYAP200STD | https://www.sigmaaldrich.com/LT/en
AXYAP20ALT | CORNING(R) AXGEN(R) AXYPET(R) SINGLE CH& | 1X1EA | 1 | 264 | Sigma-Aldrich | AXYAP20ALT | https://www.sigmaaldrich.com/LT/en
AXYAP20STD | CORNING(R) AXGEN(R) AXYPET(R) SINGLE CH& | 1X1EA | 1 | 269 | Sigma-Aldrich | AXYAP20STD | https://www.sigmaaldrich.com/LT/en
AXYAP250ALT | CORNING(R) AXGEN(R) AXYPET(R) SINGLE CH& | 1X1EA | 1 | 264 | Sigma-Aldrich | AXYAP250ALT | https://www.sigmaaldrich.com/LT/en
AXYAP250STD | CORNING(R) AXGEN(R) AXYPET(R) SINGLE CH& | 1X1EA | 1 | 269 | Sigma-Aldrich | AXYAP250STD | https://www.sigmaaldrich.com/LT/en
AXYAP2ALT | CORNING(R) AXGEN(R) AXYPET(R) SINGLE C& | 1X1EA | 1 | 264 | Sigma-Aldrich | AXYAP2ALT | https://www.sigmaaldrich.com/LT/en
AXYAP2STD | CORNING(R) AXGEN(R) AXYPET(R) SINGLE CH& | 1X1EA | 1 | 269 | Sigma-Aldrich | AXYAP2STD | https://www.sigmaaldrich.com/LT/en
AXYAP5000ALT | CORNING(R) AXGEN(R) AXYPET(R) SINGLE CH& | 1X1EA | 1 | 291 | Sigma-Aldrich | AXYAP5000ALT | https://www.sigmaaldrich.com/LT/en
AXYAP5000STD | CORNING(R) AXGEN(R) AXYPET(R) SINGLE CH& | 1X1EA | 1 | 298 | Sigma-Aldrich | AXYAP5000STD | https://www.sigmaaldrich.com/LT/en
AXYAP50ALT | CORNING(R) AXGEN(R) AXYPET(R) SINGLE CH& | 1X1EA | 1 | 264 | Sigma-Aldrich | AXYAP50ALT | https://www.sigmaaldrich.com/LT/en
AXYAP50STD | CORNING(R) AXGEN(R) AXYPET(R), 5-50 UL,& | 1X1EA | 1 | 269 | Sigma-Aldrich | AXYAP50STD | https://www.sigmaaldrich.com/LT/en
AXYAP810ALT | CORNING(R) AXGEN(R) AXYPET(R) 8 CHANNEL& | 1X1EA | 1 | 662 | Sigma-Aldrich | AXYAP810ALT | https://www.sigmaaldrich.com/LT/en
AXYAP810STD | CORNING(R) AXGEN(R) AXYPET(R) 8 CHANNEL& | 1X1EA | 1 | 742 | Sigma-Aldrich | AXYAP810STD | https://www.sigmaaldrich.com/LT/en
AXYAP8200ALT | CORNING(R) AXGEN(R) AXYPET(R) 8 CHANNEL& | 1X1EA | 1 | 662 | Sigma-Aldrich | AXYAP8200ALT | https://www.sigmaaldrich.com/LT/en
AXYAP8200STD | CORNING(R) AXGEN(R) AXYPET(R) 8 CHANNEL& | 1X1EA | 1 | 742 | Sigma-Aldrich | AXYAP8200STD | https://www.sigmaaldrich.com/LT/en
AXYPCR05C500 | CORNING(R) AXGEN(R) THIN WALL PCR TUBE & | 1X1EA | 1 | 67 | Sigma-Aldrich | AXYPCR05C500 | https://www.sigmaaldrich.com/LT/en
AXYPCR12FCPC | PCR FLAT STRIP CAPS, THIN WALL, 0.2 ML, | 1X1EA | 1 | 302 | Sigma-Aldrich | AXYPCR12FCPC | https://www.sigmaaldrich.com/LT/en
AXYPCR96ABCPBC | CORNING(R) AXGEN(R) 96-WELL POLYPROPYLE& | 1X1EA | 1 | 401 | Sigma-Aldrich | AXYPCR96ABCPBC | https://www.sigmaaldrich.com/LT/en
AXYPCR96FSCPBC | CORNING(R) AXGEN(R) 96 WELL PCR MICROPL& | 1X1EA | 1 | 336 | Sigma-Aldrich | AXYPCR96FSCPBC | https://www.sigmaaldrich.com/LT/en
AXYPCR96HSACC | Axygen 96 well half skirt automation com | 1X1EA | 1 | 294 | Sigma-Aldrich | AXYPCR96HSACC | https://www.sigmaaldrich.com/LT/en
AXYPCR96HSC | PCR AMPLIFICATION PLATE, HALF SKIRT, 96 | 1X1EA | 1 | 313 | Sigma-Aldrich | AXYPCR96HSC | https://www.sigmaaldrich.com/LT/en
AXYPDW12HC | CORNING(R) AXGEN(R) 96 WELL DEEP WELL P& | 1X1EA | 1 | 207 | Sigma-Aldrich | AXYPDW12HC | https://www.sigmaaldrich.com/LT/en
AXYPDW12HCS | AXYGEN 1.2ML 96 WELL DEEP WELL PLATE,HIG | 1X1EA | 1 | 261 | Sigma-Aldrich | AXYPDW12HCS | https://www.sigmaaldrich.com/LT/en
AXYPES15BSI | PESTLE, INDIVIDUALLY WRAPPED, STERILE | 1X1EA | 1 | 392 | Sigma-Aldrich | AXYPES15BSI | https://www.sigmaaldrich.com/LT/en
AXYPLIDPSNN | CORNING(R) AXGEN(R) NO NOTCH POLYSTYREN& | 1X1EA | 1 | 223 | Sigma-Aldrich | AXYPLIDPSNN | https://www.sigmaaldrich.com/LT/en
AXYPLIDPSNNS | CORNING(R) AXGEN(R) NO NOTCH POLYSTYREN& | 1X1EA | 1 | 356 | Sigma-Aldrich | AXYPLIDPSNNS | https://www.sigmaaldrich.com/LT/en
AXYRES2CV25 | RESERVOIR, 25ML, DIVIDED | 1X1EA | 1 | 99 | Sigma-Aldrich | AXYRES2CV25 | https://www.sigmaaldrich.com/LT/en
AXYRES2CV25S | RESERVOIR, 25 ML, DIVIDED, STERILE | 1X1EA | 1 | 189 | Sigma-Aldrich | AXYRES2CV25S | https://www.sigmaaldrich.com/LT/en
AXYRES2CV25SI | RESERVOIR, 25 ML, DIVIDED, STERILE, INDI | 1X1EA | 1 | 231 | Sigma-Aldrich | AXYRES2CV25SI | https://www.sigmaaldrich.com/LT/en
AXYRESMW12LPSI | AXYVOIR RESERVOIR, 12 BOTTOM, LOW PROFIL | 1X1EA | 1 | 379 | Sigma-Aldrich | AXYRESMW12LPSI | https://www.sigmaaldrich.com/LT/en
AXYRESMW4HP | RESERVOIR, HIGH PROFILE MULTI-WELL, 4 C | 1X1EA | 1 | 386 | Sigma-Aldrich | AXYRESMW4HP | https://www.sigmaaldrich.com/LT/en
AXYRESMW8HPSI | AXYVOIR RESERVOIR, 8 BOTTOM, HIGH PROFIL | 1X1EA | 1 | 416 | Sigma-Aldrich | AXYRESMW8HPSI | https://www.sigmaaldrich.com/LT/en
AXYRESSW12HPSI | AXYVOIR RESERVOIR, 12 BOTTOM, HIGH PROFI | 1X1EA | 1 | 379 | Sigma-Aldrich | AXYRESSW12HPSI | https://www.sigmaaldrich.com/LT/en
AXYRESSW384FX | RESERVOIR, 384 BOTTOM, MEDIUM PROFILE SI | 1X1EA | 1 | 386 | Sigma-Aldrich | AXYRESSW384FX | https://www.sigmaaldrich.com/LT/en
AXYRESSW8HPS | AXYVOIR RESERVOIR, 8 BOTTOM, HIGH PROFIL | 1X1EA | 1 | 424 | Sigma-Aldrich | AXYRESSW8HPS | https://www.sigmaaldrich.com/LT/en
AXYRESV100 | RESERVOIR, 100 ML | 1X1EA | 1 | 91 | Sigma-Aldrich | AXYRESV100 | https://www.sigmaaldrich.com/LT/en
AXYRESV100S | RESERVOIR, 100 ML, STERILE | 1X1EA | 1 | 224 | Sigma-Aldrich | AXYRESV100S | https://www.sigmaaldrich.com/LT/en
AXYRESV100SI | RESERVOIR, 100 ML, STERILE, INDIVIDUALLY | 1X1EA | 1 | 293 | Sigma-Aldrich | AXYRESV100SI | https://www.sigmaaldrich.com/LT/en
AXYRESV25 | RESERVOIR, 25 ML | 1X1EA | 1 | 99 | Sigma-Aldrich | AXYRESV25 | https://www.sigmaaldrich.com/LT/en
AXYRESV25S | RESERVOIR, 25 ML, STERILE | 1X1EA | 1 | 189 | Sigma-Aldrich | AXYRESV25S | https://www.sigmaaldrich.com/LT/en
AXYRESV25SI | RESERVOIR, 25 ML, STERILE, INDIVIDUALLY | 1X1EA | 1 | 231 | Sigma-Aldrich | AXYRESV25SI | https://www.sigmaaldrich.com/LT/en
AXYMCT500C | Axygen 96 well half skirt automation com | 1X1EA | 1 | 294 | Sigma-Aldrich | AXYMCT500C | https://www.sigmaaldrich.com/LT/en
AXYMCT500CS | MICROCENTRIFUGE TUBES | 1X1EA | 1 | 369 | Sigma-Aldrich | AXYMCT500CS | https://www.sigmaaldrich.com/LT/en
AXYMCT500X | CORNING(R) AXGEN(R) MAXYCLEAR SNAPLOCK & | 1X1EA | 1 | 426 | Sigma-Aldrich | AXYMCT500X | https://www.sigmaaldrich.com/LT/en
AXYMOTOSPCONE | CORNING(R) AXGEN(R) NOSE CONE, 1 EA& | 1X1EA | 1 | 11 | Sigma-Aldrich | AXYMOTOSPCONE | https://www.sigmaaldrich.com/LT/en
AXYMOTOSPFLTR1 | CORNING(R) AXGEN(R) HYDROPHOBIC FILTER,& | 1X1EA | 1 | 54 | Sigma-Aldrich | AXYMOTOSPFLTR1 | https://www.sigmaaldrich.com/LT/en
AXYMOTOSPHLDR | CORNING(R) AXGEN(R) SILICONE PIPETTE HO& | 1X1EA | 1 | 27 | Sigma-Aldrich | AXYMOTOSPHLDR | https://www.sigmaaldrich.com/LT/en
AXYTUB310NC | CENTRIFUGE TUBE WITHOUT CAP FOR ABI-310 | 1X1EA | 1 | 620 | Sigma-Aldrich | AXYTUB310NC | https://www.sigmaaldrich.com/LT/en
AXYPCR0108LPC | CORNING(R) AXGEN(R) LOW PROFILE POLYPRO | 1X1EA | 1 | 1750 | Sigma-Aldrich | AXYPCR0108LPC | https://www.sigmaaldrich.com/LT/en
AXYPCR0208C100 | CORNING(R) AXGEN(R) PCR TUBE STRIPS, 0.& | 1X1EA | 1 | 144 | Sigma-Aldrich | AXYPCR0208C100 | https://www.sigmaaldrich.com/LT/en
AXYPCR0212C | PCR STRIP TUBES, THIN WALL, 0.2 ML, CLEA | 1X1EA | 1 | 1412 | Sigma-Aldrich | AXYPCR0212C | https://www.sigmaaldrich.com/LT/en
AXYPCR02C500 | CORNING(R) AXGEN(R) THIN WALL PCR TUBE & | 1X1EA | 1 | 63 | Sigma-Aldrich | AXYPCR02C500 | https://www.sigmaaldrich.com/LT/en
AXYPCR02CPC100 | CORNING(R) AXGEN(R) PCR 1 X 8 STRIP DOM& | 1X1EA | 1 | 42 | Sigma-Aldrich | AXYPCR02CPC100 | https://www.sigmaaldrich.com/LT/en
AXYRESV50 | RESERVOIR, 50 ML | 1X1EA | 1 | 91 | Sigma-Aldrich | AXYRESV50 | https://www.sigmaaldrich.com/LT/en
AXYRESV50S | RESERVOIR, 50 ML, STERILE | 1X1EA | 1 | 200 | Sigma-Aldrich | AXYRESV50S | https://www.sigmaaldrich.com/LT/en
AXYRESV50SI | CORNING(R) AXGEN(R) DISPOSABLE REAGENT & | 1X1EA | 1 | 265 | Sigma-Aldrich | AXYRESV50SI | https://www.sigmaaldrich.com/LT/en
AXYSCT050SSBS | SELF STANDING SCREW CAP TUBES AND ATTACH | 1X1EA | 1 | 2207 | Sigma-Aldrich | AXYSCT050SSBS | https://www.sigmaaldrich.com/LT/en
AXYSCT050SSGS | SELF STANDING SCREW CAP TUBES AND ATTACH | 1X1EA | 1 | 2207 | Sigma-Aldrich | AXYSCT050SSGS | https://www.sigmaaldrich.com/LT/en
AXYSCT050SSRS | SELF STANDING SCREW CAP TUBES AND ATTACH | 1X1EA | 1 | 2207 | Sigma-Aldrich | AXYSCT050SSRS | https://www.sigmaaldrich.com/LT/en
AXYSCT050SSWS | SELF STANDING SCREW CAP TUBES AND ATTACH | 1X1EA | 1 | 2207 | Sigma-Aldrich | AXYSCT050SSWS | https://www.sigmaaldrich.com/LT/en
AXYSCT050SSYS | SELF STANDING SCREW CAP TUBES AND ATTACH | 1X1EA | 1 | 2207 | Sigma-Aldrich | AXYSCT050SSYS | https://www.sigmaaldrich.com/LT/en
AXYSCT10ML | SELF STANDING SCREW CAP TUBE WITH CAP, 1 | 1X1EA | 1 | 135 | Sigma-Aldrich | AXYSCT10ML | https://www.sigmaaldrich.com/LT/en
AXYSCT10MLS | SCREW-CAP TUBES AND CAPS, SELF-STANDING, | 1X1EA | 1 | 129 | Sigma-Aldrich | AXYSCT10MLS | https://www.sigmaaldrich.com/LT/en
AXYSCT150LPC | CORNING(R) AXGEN(R) CONICAL BOTTOM SCRE& | 1X1EA | 1 | 1479 | Sigma-Aldrich | AXYSCT150LPC | https://www.sigmaaldrich.com/LT/en
AXYHSFTSL | CYCLERSEAL SEALING FILM ROLL, EASY PEEL, | 1X1EA | 1 | 2744 | Sigma-Aldrich | AXYHSFTSL | https://www.sigmaaldrich.com/LT/en
AXYHT1000CHTR5 | CORNING(R) AXGEN(R) HAMILTON CO-RE STLY& | 1X1EA | 1 | 527 | Sigma-Aldrich | AXYHT1000CHTR5 | https://www.sigmaaldrich.com/LT/en
AXYHT10CBKHTR | AXYGEN CO-RE STYLE LIQUID LEVEL SENSING | 1X1EA | 1 | 317 | Sigma-Aldrich | AXYHT10CBKHTR | https://www.sigmaaldrich.com/LT/en
AXYHT10CBKHTR5 | CORNING(R) AXGEN(R) HAMILTON CO-RE STLY& | 1X1EA | 1 | 793 | Sigma-Aldrich | AXYHT10CBKHTR5 | https://www.sigmaaldrich.com/LT/en
AXYHT10CBKHTRS | AXYGEN CO-RE STYLE LIQUID LEVEL SENSING | 1X1EA | 1 | 345 | Sigma-Aldrich | AXYHT10CBKHTRS | https://www.sigmaaldrich.com/LT/en
AXYHT10CBKSTK | AXYGEN CO-RE STYLE LIQUID LEVEL SENSING | 1X1EA | 1 | 965 | Sigma-Aldrich | AXYHT10CBKSTK | https://www.sigmaaldrich.com/LT/en
AXYHT10CBKSTKS | CORNING(R) AXGEN(R) HAMILTON CO-RE STYL& | 1X1EA | 1 | 1062 | Sigma-Aldrich | AXYHT10CBKSTKS | https://www.sigmaaldrich.com/LT/en
AXYHT10CHTR5 | CORNING(R) AXGEN(R) HAMILTON CO-RE STLY& | 1X1EA | 1 | 793 | Sigma-Aldrich | AXYHT10CHTR5 | https://www.sigmaaldrich.com/LT/en
AXYHT10CHTRS5 | CORNING(R) AXGEN(R) PRE-STERILIZED HAMI& | 1X1EA | 1 | 865 | Sigma-Aldrich | AXYHT10CHTRS5 | https://www.sigmaaldrich.com/LT/en
AXYHT300CBKHTR | AXYGEN CO-RE STYLE LIQUID LEVEL SENSING | 1X1EA | 1 | 317 | Sigma-Aldrich | AXYHT300CBKHTR | https://www.sigmaaldrich.com/LT/en
AXYHT300CBKSTK | AXYGEN CO-RE STYLE LIQUID LEVEL SENSING | 1X1EA | 1 | 1057 | Sigma-Aldrich | AXYHT300CBKSTK | https://www.sigmaaldrich.com/LT/en
AXYHT300CHTR5 | CORNING(R) AXGEN(R) HAMILTON CO-RE STLY& | 1X1EA | 1 | 793 | Sigma-Aldrich | AXYHT300CHTR5 | https://www.sigmaaldrich.com/LT/en
AXYHT300CHTRS5 | CORNING(R) AXGEN(R) HAMILTON CO-RE STLY& | 1X1EA | 1 | 865 | Sigma-Aldrich | AXYHT300CHTRS5 | https://www.sigmaaldrich.com/LT/en
AXYHT50CBKHTR | AXYGEN CO-RE STYLE LIQUID LEVEL SENSING | 1X1EA | 1 | 317 | Sigma-Aldrich | AXYHT50CBKHTR | https://www.sigmaaldrich.com/LT/en
AXYHT50CBKHTR5 | CORNING(R) AXGEN(R) HAMILTON CO-RE STLY& | 1X1EA | 1 | 793 | Sigma-Aldrich | AXYHT50CBKHTR5 | https://www.sigmaaldrich.com/LT/en
AXYHT50CBKHTRS | AXYGEN CO-RE STYLE LIQUID LEVEL SENSING | 1X1EA | 1 | 345 | Sigma-Aldrich | AXYHT50CBKHTRS | https://www.sigmaaldrich.com/LT/en
AXYHT50CBKSTK | AXYGEN CO-RE STYLE LIQUID LEVEL SENSING | 1X1EA | 1 | 965 | Sigma-Aldrich | AXYHT50CBKSTK | https://www.sigmaaldrich.com/LT/en
AXYHT50CBKSTKS | CORNING(R) AXGEN(R) HAMILTON CO-RE STYL& | 1X1EA | 1 | 1062 | Sigma-Aldrich | AXYHT50CBKSTKS | https://www.sigmaaldrich.com/LT/en
AXYHT50CHTR5 | CORNING(R) AXGEN(R) HAMILTON CO-RE STLY& | 1X1EA | 1 | 793 | Sigma-Aldrich | AXYHT50CHTR5 | https://www.sigmaaldrich.com/LT/en
AXYHTF10CHTRS5 | CORNING(R) AXGEN(R) HAMILTON CO-RE STYL& | 1X1EA | 1 | 1019 | Sigma-Aldrich | AXYHTF10CHTRS5 | https://www.sigmaaldrich.com/LT/en
AXYHTF50CHTRS5 | CORNING(R) AXGEN(R) HAMILTON CO-RE STYL& | 1X1EA | 1 | 1019 | Sigma-Aldrich | AXYHTF50CHTRS5 | https://www.sigmaaldrich.com/LT/en
AXYAP8300ALT | CORNING(R) AXGEN(R) AXYPET(R) 8 CHANNEL& | 1X1EA | 1 | 662 | Sigma-Aldrich | AXYAP8300ALT | https://www.sigmaaldrich.com/LT/en
AXYAP8300STD | CORNING(R) AXGEN(R) AXYPET(R) 8 CHANNEL& | 1X1EA | 1 | 742 | Sigma-Aldrich | AXYAP8300STD | https://www.sigmaaldrich.com/LT/en
AXYAP850ALT | CORNING(R) AXGEN(R) AXYPET(R) 8 CHANNEL& | 1X1EA | 1 | 662 | Sigma-Aldrich | AXYAP850ALT | https://www.sigmaaldrich.com/LT/en
AXYAP850STD | CORNING(R) AXGEN(R) AXYPET(R) 8 CHANNEL& | 1X1EA | 1 | 742 | Sigma-Aldrich | AXYAP850STD | https://www.sigmaaldrich.com/LT/en
AXYAPSTRKIT1 | CORNING(R) AXGEN(R) AXYPET(R) STAR(TM)T& | 1X1EA | 1 | 506 | Sigma-Aldrich | AXYAPSTRKIT1 | https://www.sigmaaldrich.com/LT/en
AXYAPSTRKIT2 | CORNING(R) AXGEN(R) AXYPET(R) STAR(TM)T& | 1X1EA | 1 | 525 | Sigma-Aldrich | AXYAPSTRKIT2 | https://www.sigmaaldrich.com/LT/en
AXYAPUSD | UNIVERSAL LINEAR STAND | 1X1EA | 1 | 42 | Sigma-Aldrich | AXYAPUSD | https://www.sigmaaldrich.com/LT/en
AXYAPUSD4 | UNIVERSAL LINEAR STAND, 4-PLACE | 1X1EA | 1 | 63 | Sigma-Aldrich | AXYAPUSD4 | https://www.sigmaaldrich.com/LT/en
AXYHGB10 | CORNING(R) AXGEN(R) HORIZONTAL GEL BOX,& | 1X1EA | 1 | 510 | Sigma-Aldrich | AXYHGB10 | https://www.sigmaaldrich.com/LT/en
AXYHGB10161 | CORNING(R) AXGEN(R) AXGEN(R) 16 WELL CO& | 1X1EA | 1 | 40 | Sigma-Aldrich | AXYHGB10161 | https://www.sigmaaldrich.com/LT/en
AXYHGB101615 | CORNING(R) AXGEN(R) 16 WELL COMB FOR US& | 1X1EA | 1 | 42 | Sigma-Aldrich | AXYHGB101615 | https://www.sigmaaldrich.com/LT/en
AXYCPAXYGEM9650 | HIGH THROUGHPUT CRYSTALLOGRAPHY PLATE, 9 | 1X1EA | 1 | 721 | Sigma-Aldrich | AXYCPAXYGEM9650 | https://www.sigmaaldrich.com/LT/en
AXYHGB1020MC15 | CORNING(R) AXGEN(R) 20 WELL MC COMB FOR& | 1X1EA | 1 | 43 | Sigma-Aldrich | AXYHGB1020MC15 | https://www.sigmaaldrich.com/LT/en
AXYHGB15 | CORNING(R) AXGEN(R) HORIZONTAL GEL BOX & | 1X1EA | 1 | 768 | Sigma-Aldrich | AXYHGB15 | https://www.sigmaaldrich.com/LT/en
AXYHGB1516MC15 | CORNING(R) AXGEN(R) 16 WELL MC COMB FOR& | 1X1EA | 1 | 44 | Sigma-Aldrich | AXYHGB1516MC15 | https://www.sigmaaldrich.com/LT/en
AXYHGB1516MC2 | CORNING(R) AXGEN(R) 16 WELL MC COMB FOR& | 1X1EA | 1 | 44 | Sigma-Aldrich | AXYHGB1516MC2 | https://www.sigmaaldrich.com/LT/en
AXYHGB15201 | CORNING(R) AXGEN(R) 20 WELL COMB FOR US& | 1X1EA | 1 | 44 | Sigma-Aldrich | AXYHGB15201 | https://www.sigmaaldrich.com/LT/en
AXYHGB152015 | CORNING(R) AXGEN(R) 20 WELL COMB FOR US& | 1X1EA | 1 | 44 | Sigma-Aldrich | AXYHGB152015 | https://www.sigmaaldrich.com/LT/en
AXYHGB1530MC15 | CORNING(R) AXGEN(R) 30 WELL MC COMB FOR& | 1X1EA | 1 | 47 | Sigma-Aldrich | AXYHGB1530MC15 | https://www.sigmaaldrich.com/LT/en
AXYHGB153515 | CORNING(R) AXGEN(R) 35 WELL COMB FOR US& | 1X1EA | 1 | 56 | Sigma-Aldrich | AXYHGB153515 | https://www.sigmaaldrich.com/LT/en
AXYHGB20 | CORNING(R) AXGEN(R) HORIZONTAL GEL BOX,& | 1X1EA | 1 | 862 | Sigma-Aldrich | AXYHGB20 | https://www.sigmaaldrich.com/LT/en
AXYHGB2020MC15 | CORNING(R) AXGEN(R) 20 WELL MC COMB FOR& | 1X1EA | 1 | 57 | Sigma-Aldrich | AXYHGB2020MC15 | https://www.sigmaaldrich.com/LT/en
AXYHGB2040MC15 | CORNING(R) AXGEN(R) 40 WELL MC COMB FOR& | 1X1EA | 1 | 57 | Sigma-Aldrich | AXYHGB2040MC15 | https://www.sigmaaldrich.com/LT/en
AXYHGB7 | CORNING(R) AXGEN(R) HORIZONTAL GEL BOX,& | 1X1EA | 1 | 431 | Sigma-Aldrich | AXYHGB7 | https://www.sigmaaldrich.com/LT/en
AXYHGB71015 | CORNING(R) AXGEN(R) 10 WELL COMB FOR US& | 1X1EA | 1 | 35 | Sigma-Aldrich | AXYHGB71015 | https://www.sigmaaldrich.com/LT/en
AXYHGB712MC1 | CORNING(R) AXGEN(R) 12 WELL MC COMB FOR& | 1X1EA | 1 | 35 | Sigma-Aldrich | AXYHGB712MC1 | https://www.sigmaaldrich.com/LT/en
AXYHGB712MC15 | CORNING(R) AXGEN(R) 12 WELL MC COMB FOR& | 1X1EA | 1 | 35 | Sigma-Aldrich | AXYHGB712MC15 | https://www.sigmaaldrich.com/LT/en
AXYHGB7161 | CORNING(R) AXGEN(R) 16 WELL COMB FOR US& | 1X1EA | 1 | 35 | Sigma-Aldrich | AXYHGB7161 | https://www.sigmaaldrich.com/LT/en
AXYHGB71615 | CORNING(R) AXGEN(R) 16 WELL COMB FOR US& | 1X1EA | 1 | 35 | Sigma-Aldrich | AXYHGB71615 | https://www.sigmaaldrich.com/LT/en
AXYHGB7515 | CORNING(R) AXGEN(R) 5 WELL COMB FOR USE& | 1X1EA | 1 | 35 | Sigma-Aldrich | AXYHGB7515 | https://www.sigmaaldrich.com/LT/en
AXYHGB781 | CORNING(R) AXGEN(R) 8 WELL COMB FOR USE& | 1X1EA | 1 | 35 | Sigma-Aldrich | AXYHGB781 | https://www.sigmaaldrich.com/LT/en
AXYHS100QPCR | CORNING(R) AXGEN(R) PLATEMAX ULTRA CLEA | 1X1EA | 1 | 759 | Sigma-Aldrich | AXYHS100QPCR | https://www.sigmaaldrich.com/LT/en
AXYHS150QPCR | CORNING(R) AXGEN(R) PLATEMAX ULTRA CLEA | 1X1EA | 1 | 759 | Sigma-Aldrich | AXYHS150QPCR | https://www.sigmaaldrich.com/LT/en
AXYHS200 | CORNING(R) AXGEN(R) PLATEMAX PEELABLE H | 1X1EA | 1 | 721 | Sigma-Aldrich | AXYHS200 | https://www.sigmaaldrich.com/LT/en
AXYHS300 | CORNING(R) AXGEN(R) PLATEMAX PIERCEABLE | 1X1EA | 1 | 721 | Sigma-Aldrich | AXYHS300 | https://www.sigmaaldrich.com/LT/en
AXYHS400 | CORNING(R) AXGEN(R) PLATEMAX PEELABLE H | 1X1EA | 1 | 721 | Sigma-Aldrich | AXYHS400 | https://www.sigmaaldrich.com/LT/en
AXYHSFAS300L | SEALING FILM ROLL, PIERCEABLE, ALUMINUM, | 1X1EA | 1 | 2744 | Sigma-Aldrich | AXYHSFAS300L | https://www.sigmaaldrich.com/LT/en
EP4861000821-1EA | EPPENDORF(R) XPLORER(R) PLUS 8-CHANNEL & | 1X1EA | 1 | 1120 | Sigma-Aldrich | EP4861000821-1EA | https://www.sigmaaldrich.com/LT/en
AXYSCT15ML25S | CENTRIFUGE TUBE WITH SCREW CAP, CONICAL | 1X1EA | 1 | 137 | Sigma-Aldrich | AXYSCT15ML25S | https://www.sigmaaldrich.com/LT/en
AXYSCT15ML500 | CENTRIFUGE TUBE WITH SCREW CAP, CONICAL | 1X1EA | 1 | 106 | Sigma-Aldrich | AXYSCT15ML500 | https://www.sigmaaldrich.com/LT/en
AXYSCT15MLRS | CENTRIFUGE TUBE WITH SCREW CAP, CONICAL | 1X1EA | 1 | 155 | Sigma-Aldrich | AXYSCT15MLRS | https://www.sigmaaldrich.com/LT/en
AXYSCT50ML25S | CENTRIFUGE TUBE WITH SCREW CAP, CONICAL | 1X1EA | 1 | 115 | Sigma-Aldrich | AXYSCT50ML25S | https://www.sigmaaldrich.com/LT/en
AXYSCT50ML500 | CENTRIFUGE TUBE WITH SCREW CAP, CONICAL | 1X1EA | 1 | 97 | Sigma-Aldrich | AXYSCT50ML500 | https://www.sigmaaldrich.com/LT/en
AXYSCT50MLRS | CENTRIFUGE TUBE WITH SCREW CAP, CONICAL | 1X1EA | 1 | 128 | Sigma-Aldrich | AXYSCT50MLRS | https://www.sigmaaldrich.com/LT/en
AXYSCT5ML | SELF STANDING SCREW CAP TUBES WITH CAP, | 1X1EA | 1 | 147 | Sigma-Aldrich | AXYSCT5ML | https://www.sigmaaldrich.com/LT/en
AXYSCT5MLS | SCREW-CAP TUBES AND CAPS, SELF-STANDING, | 1X1EA | 1 | 163 | Sigma-Aldrich | AXYSCT5MLS | https://www.sigmaaldrich.com/LT/en
AXYST050SSS | SELF STANDING SCREW CAP TUBES WITHOUT CA | 1X1EA | 1 | 876 | Sigma-Aldrich | AXYST050SSS | https://www.sigmaaldrich.com/LT/en
AXYST10ML | SELF STANDING SCREW CAP TUBE, 10 ML | 1X1EA | 1 | 204 | Sigma-Aldrich | AXYST10ML | https://www.sigmaaldrich.com/LT/en
AXYST150SSCS | SELF STANDING SCREW CAP TUBES AND ATTACH | 1X1EA | 1 | 665 | Sigma-Aldrich | AXYST150SSCS | https://www.sigmaaldrich.com/LT/en
AXYST200SSS | SELF STANDING SCREW CAP TUBES AND ATTACH | 1X1EA | 1 | 665 | Sigma-Aldrich | AXYST200SSS | https://www.sigmaaldrich.com/LT/en
AXYST45S | SCREW CAP TUBE, 0.5 ML, CLEAR, STERILE | 1X1EA | 1 | 696 | Sigma-Aldrich | AXYST45S | https://www.sigmaaldrich.com/LT/en
AXYST5ML | SELF STANDING SCREW CAP TUBE, 5 ML | 1X1EA | 1 | 285 | Sigma-Aldrich | AXYST5ML | https://www.sigmaaldrich.com/LT/en
AXYTE204YLRS | CORNING(R) AXGEN(R) MAXYMUM RECOVERY EP& | 1X1EA | 1 | 444 | Sigma-Aldrich | AXYTE204YLRS | https://www.sigmaaldrich.com/LT/en
AXYAM24SQ | SEALING MAT FOR DEEP WELL PLATES, PIERCA | 1X1EA | 1 | 435 | Sigma-Aldrich | AXYAM24SQ | https://www.sigmaaldrich.com/LT/en
AXYAM24SQS | CORNING(R) AXGEN(R) PIERCABLE SEALING M& | 1X1EA | 1 | 500 | Sigma-Aldrich | AXYAM24SQS | https://www.sigmaaldrich.com/LT/en
H6145-1EA | STERILIZER REPLACEMENT HEATER ELEMENT & | 1X1EA | 1 | 302 | Sigma-Aldrich | H6145-1EA | https://www.sigmaaldrich.com/LT/en
H8774-1EA | BIO-TRANSPORT CARRIER SYSTEM, NALGENE(R& | 1X1EA | 1 | 26 | Sigma-Aldrich | H8774-1EA | https://www.sigmaaldrich.com/LT/en
I0764-1EA | INOCULATING LOOPS CALIBRATED LOOP (19 G& | 1X1EA | 1 | 372 | Sigma-Aldrich | I0764-1EA | https://www.sigmaaldrich.com/LT/en
I0889-1EA | INOCULATING LOOPS, CALIBRATED, LOOP DIA& | 1X1EA | 1 | 206 | Sigma-Aldrich | I0889-1EA | https://www.sigmaaldrich.com/LT/en
I7523-1000EA | NUNC(R) INOCULATING LOOPS BLUE, VOLUME & | 1X1000EA | 1 | 109 | Sigma-Aldrich | I7523-1000EA | https://www.sigmaaldrich.com/LT/en
I7648-1PAK | NUNC(R) INOCULATING LOOPS PKG OF 600, C& | 1X1PAK | 1 | 92 | Sigma-Aldrich | I7648-1PAK | https://www.sigmaaldrich.com/LT/en
I7763-1EA | MINI ICE TUB | 1X1EA | 1 | 94 | Sigma-Aldrich | I7763-1EA | https://www.sigmaaldrich.com/LT/en
I7773-1000EA | NUNC(R) INOCULATING LOOPS COLORLESS, VO& | 1X1000EA | 1 | 82 | Sigma-Aldrich | I7773-1000EA | https://www.sigmaaldrich.com/LT/en
I7898-1PAK | NUNC(R) INOCULATING LOOPS PKG OF 600, B& | 1X1PAK | 1 | 101 | Sigma-Aldrich | I7898-1PAK | https://www.sigmaaldrich.com/LT/en
I8263-500EA | INOCULATING LOOP LOOP SIZE 1 UL | 1X500EA | 1 | 121 | Sigma-Aldrich | I8263-500EA | https://www.sigmaaldrich.com/LT/en
I8279-1EA | INDEXED RACK WHITE POLYPROPYLENE, AUTOC& | 1X1EA | 1 | 45 | Sigma-Aldrich | I8279-1EA | https://www.sigmaaldrich.com/LT/en
I8388-500EA | INOCULATING LOOP LOOP SIZE 10 ML | 1X500EA | 1 | 101 | Sigma-Aldrich | I8388-500EA | https://www.sigmaaldrich.com/LT/en
L0277-1PAK | CRYOWARE LABELS, PLAIN | 1X1PAK | 1 | 45 | Sigma-Aldrich | L0277-1PAK | https://www.sigmaaldrich.com/LT/en
L1398-10ML | LATEX BEADS, DEEP BLUE DYED 0.80 MM AVE& | 1X10ML | 1 | 382 | Sigma-Aldrich | L1398-10ML | https://www.sigmaaldrich.com/LT/en
L1398-1ML | LATEX BEADS, DEEP BLUE DYED 0.80 MM AVE& | 1X1ML | 1 | 73 | Sigma-Aldrich | L1398-1ML | https://www.sigmaaldrich.com/LT/en
L2271-1EA | BENCH LINERS LABMAT ROLL, WHITE, ROLL W& | 1X1EA | 1 | 82 | Sigma-Aldrich | L2271-1EA | https://www.sigmaaldrich.com/LT/en
L2775-1EA | SCIENCEWARE(R) VIKEM(R) COATED CLOSED L& | 1X1EA | 1 | 37 | Sigma-Aldrich | L2775-1EA | https://www.sigmaaldrich.com/LT/en
L2900-1EA | SCIENCEWARE(R) VIKEM(R) COATED CLOSED L& | 1X1EA | 1 | 50 | Sigma-Aldrich | L2900-1EA | https://www.sigmaaldrich.com/LT/en
L3664-1PAK | Laser Cryo-Babies(R) and Cryo-Tags(R), C | 1X1PAK | 1 | 78 | Sigma-Aldrich | L3664-1PAK | https://www.sigmaaldrich.com/LT/en
L3789-1PAK | Laser Cryo-Babies(R) and Cryo-Tags(R), C | 1X1PAK | 1 | 78 | Sigma-Aldrich | L3789-1PAK | https://www.sigmaaldrich.com/LT/en
L3914-1PAK | Laser Cryo-Babies(R) and Cryo-Tags(R), C | 1X1PAK | 1 | 78 | Sigma-Aldrich | L3914-1PAK | https://www.sigmaaldrich.com/LT/en
L4164-1PAK | Laser Cryo-Babies(R) and Cryo-Tags(R), C | 1X1PAK | 1 | 78 | Sigma-Aldrich | L4164-1PAK | https://www.sigmaaldrich.com/LT/en
L4289-1PAK | Laser Cryo-Babies(R) and Cryo-Tags(R), C | 1X1PAK | 1 | 78 | Sigma-Aldrich | L4289-1PAK | https://www.sigmaaldrich.com/LT/en
L4414-1PAK | Laser Cryo-Babies(R) and Cryo-Tags(R). C | 1X1PAK | 1 | 78 | Sigma-Aldrich | L4414-1PAK | https://www.sigmaaldrich.com/LT/en
L4537-150EA | LIDS FOR 96-WELL MULTIWELL PLATE WITH & | 1X150EA | 1 | 178 | Sigma-Aldrich | L4537-150EA | https://www.sigmaaldrich.com/LT/en
L4539-1PAK | Laser Cryo-Babies(R) and Cryo-Tags(R). C | 1X1PAK | 1 | 78 | Sigma-Aldrich | L4539-1PAK | https://www.sigmaaldrich.com/LT/en
L4662-1PAK | LASER TOUGH-TAGS(TM) SIDEWALL L X W 1 1& | 1X1PAK | 1 | 78 | Sigma-Aldrich | L4662-1PAK | https://www.sigmaaldrich.com/LT/en
L4664-1PAK | Laser Cryo-Babies(R) and Cryo-Tags(R), C | 1X1PAK | 1 | 78 | Sigma-Aldrich | L4664-1PAK | https://www.sigmaaldrich.com/LT/en
L4789-1PAK | Laser Cryo-Babies(R) and Cryo-Tags(R), C | 1X1PAK | 1 | 78 | Sigma-Aldrich | L4789-1PAK | https://www.sigmaaldrich.com/LT/en
L4914-1PAK | Laser Cryo-Babies(R) and Cryo-Tags(R), C | 1X1PAK | 1 | 78 | Sigma-Aldrich | L4914-1PAK | https://www.sigmaaldrich.com/LT/en
L5039-1PAK | LASER TOUGH-TAGS(TM) SIDEWALL L X W 1.0& | 1X1PAK | 1 | 84 | Sigma-Aldrich | L5039-1PAK | https://www.sigmaaldrich.com/LT/en
L5149-1PAK | LABELS, PHOSPHORESCENT 4 X 6 INCH SHEET& | 1X1PAK | 1 | 70 | Sigma-Aldrich | L5149-1PAK | https://www.sigmaaldrich.com/LT/en
L5164-1PAK | LASER TOUGH-TAGS(TM) SIDEWALL L X W 1 5& | 1X1PAK | 1 | 84 | Sigma-Aldrich | L5164-1PAK | https://www.sigmaaldrich.com/LT/en
L5289-1PAK | LASER TOUGH-TAGS(TM) SIDEWALL L X W 23 & | 1X1PAK | 1 | 84 | Sigma-Aldrich | L5289-1PAK | https://www.sigmaaldrich.com/LT/en
L5414-1PAK | LASER TOUGH-SPOTS(R) DIAM. 3/8 IN., BL | 1X1PAK | 1 | 78 | Sigma-Aldrich | L5414-1PAK | https://www.sigmaaldrich.com/LT/en
L5539-1PAK | LASER TOUGH-SPOTS(R) DIAM. 3/8 IN., GR | 1X1PAK | 1 | 78 | Sigma-Aldrich | L5539-1PAK | https://www.sigmaaldrich.com/LT/en
L5664-1PAK | LASER TOUGH-SPOTS(R) DIAM. 3/8 IN., OR | 1X1PAK | 1 | 78 | Sigma-Aldrich | L5664-1PAK | https://www.sigmaaldrich.com/LT/en
L5789-1PAK | LASER TOUGH-SPOTS(R) DIAM. 3/8 IN., RE | 1X1PAK | 1 | 78 | Sigma-Aldrich | L5789-1PAK | https://www.sigmaaldrich.com/LT/en
L5914-1PAK | LASER TOUGH-SPOTS(R) DIAM. 3/8 IN., YE | 1X1PAK | 1 | 78 | Sigma-Aldrich | L5914-1PAK | https://www.sigmaaldrich.com/LT/en
L6039-1PAK | LASER TOUGH-SPOTS(R) DIAM. 1/2 IN., BL | 1X1PAK | 1 | 78 | Sigma-Aldrich | L6039-1PAK | https://www.sigmaaldrich.com/LT/en
L6164-1PAK | LASER TOUGH-SPOTS(R) DIAM. 1/2 IN., GR | 1X1PAK | 1 | 78 | Sigma-Aldrich | L6164-1PAK | https://www.sigmaaldrich.com/LT/en
L6289-1PAK | LASER TOUGH-SPOTS(R) DIAM. 1/2 IN., OR | 1X1PAK | 1 | 78 | Sigma-Aldrich | L6289-1PAK | https://www.sigmaaldrich.com/LT/en
L6414-1PAK | LASER TOUGH-SPOTS(R) DIAM. 1/2 IN., RE | 1X1PAK | 1 | 78 | Sigma-Aldrich | L6414-1PAK | https://www.sigmaaldrich.com/LT/en
L6539-1PAK | LASER TOUGH-SPOTS(R) DIAM. 1/2 IN., YE | 1X1PAK | 1 | 78 | Sigma-Aldrich | L6539-1PAK | https://www.sigmaaldrich.com/LT/en
L6664-1PAK | LASER TOUGH-SPOTS(R) DIAM. 3/4 IN., WH& | 1X1PAK | 1 | 78 | Sigma-Aldrich | L6664-1PAK | https://www.sigmaaldrich.com/LT/en
L6789-1PAK | LASER TOUGH-SPOTS(R) DIAM. 1 IN., WHITE | 1X1PAK | 1 | 78 | Sigma-Aldrich | L6789-1PAK | https://www.sigmaaldrich.com/LT/en
L8144-1EA | SIGMA LABEL TAPE BLUE | 1X1EA | 1 | 25 | Sigma-Aldrich | L8144-1EA | https://www.sigmaaldrich.com/LT/en
L8144-5EA | SIGMA LABEL TAPE BLUE | 1X5EA | 1 | 98 | Sigma-Aldrich | L8144-5EA | https://www.sigmaaldrich.com/LT/en
L8269-1EA | SIGMA LABEL TAPE GREEN | 1X1EA | 1 | 24 | Sigma-Aldrich | L8269-1EA | https://www.sigmaaldrich.com/LT/en
L8269-5EA | SIGMA LABEL TAPE GREEN | 1X5EA | 1 | 96 | Sigma-Aldrich | L8269-5EA | https://www.sigmaaldrich.com/LT/en
L8394-1EA | SIGMA LABEL TAPE WHITE | 1X1EA | 1 | 24 | Sigma-Aldrich | L8394-1EA | https://www.sigmaaldrich.com/LT/en
L8394-5EA | SIGMA LABEL TAPE WHITE | 1X5EA | 1 | 96 | Sigma-Aldrich | L8394-5EA | https://www.sigmaaldrich.com/LT/en
L8519-1EA | SIGMA LABEL TAPE RED | 1X1EA | 1 | 24 | Sigma-Aldrich | L8519-1EA | https://www.sigmaaldrich.com/LT/en
L8519-5EA | SIGMA LABEL TAPE RED | 1X5EA | 1 | 96 | Sigma-Aldrich | L8519-5EA | https://www.sigmaaldrich.com/LT/en
LB1-15ML | LATEX BEADS, POLYSTYRENE 0.1 MM MEAN PA& | 1X15ML | 1 | 370 | Sigma-Aldrich | LB1-15ML | https://www.sigmaaldrich.com/LT/en
LB1-1ML | LATEX BEADS, POLYSTYRENE 0.1 MM MEAN PA& | 1X1ML | 1 | 67 | Sigma-Aldrich | LB1-1ML | https://www.sigmaaldrich.com/LT/en
LB1-2ML | LATEX BEADS, POLYSTYRENE 0.1 MM MEAN PA& | 1X2ML | 1 | 105 | Sigma-Aldrich | LB1-2ML | https://www.sigmaaldrich.com/LT/en
LB11-15ML | LATEX BEADS, POLYSTYRENE 1.1 UM MEAN PA& | 1X15ML | 1 | 520 | Sigma-Aldrich | LB11-15ML | https://www.sigmaaldrich.com/LT/en
LB11-1ML | LATEX BEADS, POLYSTYRENE 1.1 UM MEAN PA& | 1X1ML | 1 | 96 | Sigma-Aldrich | LB11-1ML | https://www.sigmaaldrich.com/LT/en
LB11-2ML | LATEX BEADS, POLYSTYRENE 1.1 UM MEAN PA& | 1X2ML | 1 | 158 | Sigma-Aldrich | LB11-2ML | https://www.sigmaaldrich.com/LT/en
LB3-15ML | LATEX BEADS, POLYSTYRENE 0.3 MM MEAN PA& | 1X15ML | 1 | 370 | Sigma-Aldrich | LB3-15ML | https://www.sigmaaldrich.com/LT/en
LB3-1ML | LATEX BEADS, POLYSTYRENE 0.3 MM MEAN PA& | 1X1ML | 1 | 64 | Sigma-Aldrich | LB3-1ML | https://www.sigmaaldrich.com/LT/en
LB3-2ML | LATEX BEADS, POLYSTYRENE 0.3 MM MEAN PA& | 1X2ML | 1 | 105 | Sigma-Aldrich | LB3-2ML | https://www.sigmaaldrich.com/LT/en
LB30-15ML | LATEX BEADS, POLYSTYRENE, 3.0 UM | 1X15ML | 1 | 520 | Sigma-Aldrich | LB30-15ML | https://www.sigmaaldrich.com/LT/en
LB30-1ML | LATEX BEADS, POLYSTYRENE, 3.0 UM | 1X1ML | 1 | 96 | Sigma-Aldrich | LB30-1ML | https://www.sigmaaldrich.com/LT/en
LB30-2ML | LATEX BEADS, POLYSTYRENE, 3.0 UM | 1X2ML | 1 | 157 | Sigma-Aldrich | LB30-2ML | https://www.sigmaaldrich.com/LT/en
LB5-15ML | LATEX BEADS POLYSTYRENE | 1X15ML | 1 | 678 | Sigma-Aldrich | LB5-15ML | https://www.sigmaaldrich.com/LT/en
LB5-1ML | LATEX BEADS POLYSTYRENE | 1X1ML | 1 | 104 | Sigma-Aldrich | LB5-1ML | https://www.sigmaaldrich.com/LT/en
LB5-2ML | LATEX BEADS POLYSTYRENE | 1X2ML | 1 | 184 | Sigma-Aldrich | LB5-2ML | https://www.sigmaaldrich.com/LT/en
LB6-1ML | LATEX BEADS, POLYSTYRENE 0.6 MM MEAN PA& | 1X1ML | 1 | 77 | Sigma-Aldrich | LB6-1ML | https://www.sigmaaldrich.com/LT/en
LB8-100ML | LATEX BEADS, POLYSTYRENE 0.8 MM MEAN PA& | 1X100ML | 1 | 1921 | Sigma-Aldrich | LB8-100ML | https://www.sigmaaldrich.com/LT/en
LB8-15ML | LATEX BEADS, POLYSTYRENE 0.8 MM MEAN PA& | 1X15ML | 1 | 436 | Sigma-Aldrich | LB8-15ML | https://www.sigmaaldrich.com/LT/en
LB8-1ML | LATEX BEADS, POLYSTYRENE 0.8 MM MEAN PA& | 1X1ML | 1 | 77 | Sigma-Aldrich | LB8-1ML | https://www.sigmaaldrich.com/LT/en
LB8-2ML | LATEX BEADS, POLYSTYRENE 0.8 MM MEAN PA& | 1X2ML | 1 | 129 | Sigma-Aldrich | LB8-2ML | https://www.sigmaaldrich.com/LT/en
M0187-32EA | GREINER TISSUE CULTURE TREATED 96 WELL & | 1X32EA | 1 | 175 | Sigma-Aldrich | M0187-32EA | https://www.sigmaaldrich.com/LT/en
M0312-32EA | GREINER TISSUE CULTURE TREATED 96 WELL & | 1X32EA | 1 | 175 | Sigma-Aldrich | M0312-32EA | https://www.sigmaaldrich.com/LT/en
M0315-1EA | BIOHIT MIDI PLUS PIPETTING AIDE AC INPU& | 1X1EA | 1 | 452 | Sigma-Aldrich | M0315-1EA | https://www.sigmaaldrich.com/LT/en
M0437-32EA | GREINER TISSUE CULTURE TREATED 96 WELL & | 1X32EA | 1 | 407 | Sigma-Aldrich | M0437-32EA | https://www.sigmaaldrich.com/LT/en
M0562-32EA | GREINER TISSUE CULTURE TREATED 96 WELL & | 1X32EA | 1 | 411 | Sigma-Aldrich | M0562-32EA | https://www.sigmaaldrich.com/LT/en
M0661-1CS | NUNC-IMMUNO(TM) PLATES 96-WELL PLATE, P& | 1X1CS | 1 | 147 | Sigma-Aldrich | M0661-1CS | https://www.sigmaaldrich.com/LT/en
M0690-100EA | NUNC(R) MICROWELL MINI TRAY, 72 WELL | 1X100EA | 1 | 376 | Sigma-Aldrich | M0690-100EA | https://www.sigmaaldrich.com/LT/en
M0815-100EA | NUNC(R) MICROWELL MINI TRAY, 60 WELL | 1X100EA | 1 | 376 | Sigma-Aldrich | M0815-100EA | https://www.sigmaaldrich.com/LT/en
M0937-40EA | GREINER TISSUE CULTURE TREATED 96 WELL & | 1X40EA | 1 | 398 | Sigma-Aldrich | M0937-40EA | https://www.sigmaaldrich.com/LT/en
M1061-50EA | GREINER MASTERBLOCK DEEPWELL STORAGE PL& | 1X50EA | 1 | 516 | Sigma-Aldrich | M1061-50EA | https://www.sigmaaldrich.com/LT/en
M1062-40EA | GREINER TISSUE CULTURE TREATED 96 WELL & | 1X40EA | 1 | 398 | Sigma-Aldrich | M1062-40EA | https://www.sigmaaldrich.com/LT/en
M1186-50EA | GREINER POLYPROPYLENE 96 WELL PLATES 2.& | 1X50EA | 1 | 570 | Sigma-Aldrich | M1186-50EA | https://www.sigmaaldrich.com/LT/en
M1686-100EA | GREINER POLYPROPYLENE 384 WELL PLATES 1& | 1X100EA | 1 | 619 | Sigma-Aldrich | M1686-100EA | https://www.sigmaaldrich.com/LT/en
M1811-100EA | GREINER POLYPROPYLENE 384 WELL PLATES 1& | 1X100EA | 1 | 619 | Sigma-Aldrich | M1811-100EA | https://www.sigmaaldrich.com/LT/en
M1936-60EA | GREINER POLYPROPYLENE 384 WELL PLATES 2& | 1X60EA | 1 | 489 | Sigma-Aldrich | M1936-60EA | https://www.sigmaaldrich.com/LT/en
M1937-32EA | GREINER TISSUE CULTURE TREATED 384 WELL& | 1X32EA | 1 | 551 | Sigma-Aldrich | M1937-32EA | https://www.sigmaaldrich.com/LT/en
M2062-40EA | GREINER TISSUE CULTURE TREATED 384 WELL& | 1X40EA | 1 | 614 | Sigma-Aldrich | M2062-40EA | https://www.sigmaaldrich.com/LT/en
M2186-100EA | GREINER POLYSTYRENE 96 WELL PLATES ROUN& | 1X100EA | 1 | 114 | Sigma-Aldrich | M2186-100EA | https://www.sigmaaldrich.com/LT/en
M2311-100EA | GREINER POLYSTYRENE 96 WELL PLATES ROUN& | 1X100EA | 1 | 132 | Sigma-Aldrich | M2311-100EA | https://www.sigmaaldrich.com/LT/en
Z637319-10X1L | PURSEPT(R)-A DISINFECTANT, 1 L BOTTLES | 10X1LT | 1 | 260 | Sigma-Aldrich | Z637319-10X1L | https://www.sigmaaldrich.com/LT/en
Z562262-1EA | WILMAD(R) QUARTZ NMR TUBE DIAM. 5 MM, L& | 1X1EA | 1 | 65 | Sigma-Aldrich | Z562262-1EA | https://www.sigmaaldrich.com/LT/en
Z562270-1EA | WILMAD(R) QUARTZ NMR TUBE DIAM. 10 MM, & | 1X1EA | 1 | 109 | Sigma-Aldrich | Z562270-1EA | https://www.sigmaaldrich.com/LT/en
Z562009-1EA | ALDRICH(R) SEPTUM-INLET FLUSHING ADAPTE& | 1X1EA | 1 | 179 | Sigma-Aldrich | Z562009-1EA | https://www.sigmaaldrich.com/LT/en
Z637939-500EA | BRAND UV CUVETTES, MICRO, CENTER HEIGHT& | 1X500EA | 1 | 122 | Sigma-Aldrich | Z637939-500EA | https://www.sigmaaldrich.com/LT/en
Z562173-1EA | PLATINUM EVAPORATING DISH, 50ML CAPACITY | 1X1EA | 1 | 1627 | Sigma-Aldrich | Z562173-1EA | https://www.sigmaaldrich.com/LT/en
Z561932-144EA | LONG STEM VACULE(R) CRYOGENIC AMPULE CA& | 1X144EA | 1 | 153 | Sigma-Aldrich | Z561932-144EA | https://www.sigmaaldrich.com/LT/en
Z167576-1EA | ALDRICH(R) SCHLENK-TYPE CAP HEX HEAD ST& | 1X1EA | 1 | 18 | Sigma-Aldrich | Z167576-1EA | https://www.sigmaaldrich.com/LT/en
Z560367-1EA | ALDRICH(R) CALIBRATED CHROMATOGRAPHY CO& | 1X1EA | 1 | 239 | Sigma-Aldrich | Z560367-1EA | https://www.sigmaaldrich.com/LT/en
Z561975-1EA | ALDRICH(R) SEPTUM-INLET FLUSHING ADAPTE& | 1X1EA | 1 | 80 | Sigma-Aldrich | Z561975-1EA | https://www.sigmaaldrich.com/LT/en
Z561983-1EA | ALDRICH(R) SEPTUM-INLET FLUSHING ADAPTE& | 1X1EA | 1 | 125 | Sigma-Aldrich | Z561983-1EA | https://www.sigmaaldrich.com/LT/en
Z561991-1EA | ALDRICH(R) SEPTUM-INLET FLUSHING ADAPTE& | 1X1EA | 1 | 123 | Sigma-Aldrich | Z561991-1EA | https://www.sigmaaldrich.com/LT/en
Z562025-1EA | PLATINUM CRUCIBLE, 10ML CAPACITY | 1X1EA | 1 | 1118 | Sigma-Aldrich | Z562025-1EA | https://www.sigmaaldrich.com/LT/en
Z562041-1EA | PLATINUM CRUCIBLE, 15ML CAPACITY | 1X1EA | 1 | 1294 | Sigma-Aldrich | Z562041-1EA | https://www.sigmaaldrich.com/LT/en
Z562068-1EA | PLATINUM LID FOR 15ML CRUCIBLE | 1X1EA | 1 | 420 | Sigma-Aldrich | Z562068-1EA | https://www.sigmaaldrich.com/LT/en
Z562076-1EA | PLATINUM CRUCIBLE, 25ML CAPACITY | 1X1EA | 1 | 2029 | Sigma-Aldrich | Z562076-1EA | https://www.sigmaaldrich.com/LT/en
Z562084-1EA | PLATINUM LID FOR 25ML CRUCIBLE | 1X1EA | 1 | 686 | Sigma-Aldrich | Z562084-1EA | https://www.sigmaaldrich.com/LT/en
Z562114-1EA | PLATINUM CRUCIBLE, 50ML CAPACITY | 1X1EA | 1 | 2784 | Sigma-Aldrich | Z562114-1EA | https://www.sigmaaldrich.com/LT/en
Z562122-1EA | PLATINUM LID FOR 50ML CRUCIBLE | 1X1EA | 1 | 848 | Sigma-Aldrich | Z562122-1EA | https://www.sigmaaldrich.com/LT/en
CLS3544-50EA | CORNING(R)384 WELL MICROPLATE, LOW VOLUM | 1X50EA | 1 | 782 | Sigma-Aldrich | CLS3544-50EA | https://www.sigmaaldrich.com/LT/en
CLS3573-50EA | CORNING(R) 384 WELL MICROPLATE, LOW FLAN | 1X50EA | 1 | 448 | Sigma-Aldrich | CLS3573-50EA | https://www.sigmaaldrich.com/LT/en
CLS3575-50EA | CORNING(R) LOW FLANGE 384 WELL PLATE WI& | 1X50EA | 1 | 711 | Sigma-Aldrich | CLS3575-50EA | https://www.sigmaaldrich.com/LT/en
Z616893-1EA | BUCHI(R) WOULFF FLASK FOR V-700 VACUUM & | 1X1EA | 1 | 198 | Sigma-Aldrich | Z616893-1EA | https://www.sigmaaldrich.com/LT/en
Z616907-1EA | BUCHI(R) NEEDLE VALVE GAUGE FOR V-700 | 1X1EA | 1 | 505 | Sigma-Aldrich | Z616907-1EA | https://www.sigmaaldrich.com/LT/en
CLS3387-8EA | CORNING(R) HTS TRANSWELL(R)-96 WELL PER& | 1X8EA | 1 | 815 | Sigma-Aldrich | CLS3387-8EA | https://www.sigmaaldrich.com/LT/en
CLS3388-2EA | CORNING(R) HTS TRANSWELL(R)-96 WELL PER& | 1X2EA | 1 | 204 | Sigma-Aldrich | CLS3388-2EA | https://www.sigmaaldrich.com/LT/en
CLS3583-10EA | HTS TRANSWELL(R)-96 RECEIVER PLATE, BLAC | 1X10EA | 1 | 175 | Sigma-Aldrich | CLS3583-10EA | https://www.sigmaaldrich.com/LT/en
CLS4710-960EA | CORNING(R) UNIVERSAL FIT HINGED RACKED & | 1X960EA | 1 | 46 | Sigma-Aldrich | CLS4710-960EA | https://www.sigmaaldrich.com/LT/en
CLS4711-960EA | CORNING(R) UNIVERSAL FIT HINGED RACKED & | 1X960EA | 1 | 68 | Sigma-Aldrich | CLS4711-960EA | https://www.sigmaaldrich.com/LT/en
CLS4712-960EA | CORNING(R) UNIVERSAL FIT HINGED RACKED & | 1X960EA | 1 | 61 | Sigma-Aldrich | CLS4712-960EA | https://www.sigmaaldrich.com/LT/en
CLS4713-1000EA | CORNING(R) UNIVERSAL FIT HINGED RACKED & | 1X1000EA | 1 | 117 | Sigma-Aldrich | CLS4713-1000EA | https://www.sigmaaldrich.com/LT/en
CLS4714-1000EA | CORNING(R) UNIVERSAL FIT HINGED RACKED & | 1X1000EA | 1 | 78 | Sigma-Aldrich | CLS4714-1000EA | https://www.sigmaaldrich.com/LT/en
CLS4715-1000EA | CORNING(R) UNIVERSAL FIT HINGED RACKED & | 1X1000EA | 1 | 58 | Sigma-Aldrich | CLS4715-1000EA | https://www.sigmaaldrich.com/LT/en
CLS7041-1000EA | STRIPETTE(R) SEROLOGICAL PIPETTES, INDI& | 1X1000EA | 1 | 371 | Sigma-Aldrich | CLS7041-1000EA | https://www.sigmaaldrich.com/LT/en
CLS7042-1000EA | STRIPETTE(R) SEROLOGICAL PIPETTES, INDI& | 1X1000EA | 1 | 422 | Sigma-Aldrich | CLS7042-1000EA | https://www.sigmaaldrich.com/LT/en
CLS7045-200EA | STRIPETTE(R) SEROLOGICAL PIPETTES, INDI& | 1X200EA | 1 | 156 | Sigma-Aldrich | CLS7045-200EA | https://www.sigmaaldrich.com/LT/en
CLS4915A-1EA | Recharger adapter for Corning# Stripetto | 1X1EA | 1 | 83 | Sigma-Aldrich | CLS4915A-1EA | https://www.sigmaaldrich.com/LT/en
CLS294875X25-72EA | CORNING(R) MICROSCOPE SLIDES, FROSTED O& | 1X72EA | 1 | 38 | Sigma-Aldrich | CLS294875X25-72EA | https://www.sigmaaldrich.com/LT/en
NORS32007-5EA | NORELL SELECT SERIES(TM) 3MM NMR TUBES & | 1X5EA | 1 | 32 | Sigma-Aldrich | NORS32007-5EA | https://www.sigmaaldrich.com/LT/en
NOR10017-100EA | NORELL STANDARD SERIES(TM) 10MM NMR TUB& | 1X100EA | 1 | 458 | Sigma-Aldrich | NOR10017-100EA | https://www.sigmaaldrich.com/LT/en
NOR505P7-25EA | NORELL STANDARD SERIES(TM) 5MM NMR TUBE& | 1X25EA | 1 | 127 | Sigma-Aldrich | NOR505P7-25EA | https://www.sigmaaldrich.com/LT/en
NOR508UP8-5EA | NORELL STANDARD SERIES(TM) 5MM NMR TUBE& | 1X5EA | 1 | 71 | Sigma-Aldrich | NOR508UP8-5EA | https://www.sigmaaldrich.com/LT/en
Z654965-1EA | CARBOLITE ELF CHAMBER FURNACE ELF 11/6B& | 1X1EA | 1 | 3509 | Sigma-Aldrich | Z654965-1EA | https://www.sigmaaldrich.com/LT/en
Z654973-1EA | CARBOLITE ELF CHAMBER FURNACE ELF 11/14& | 1X1EA | 1 | 3509 | Sigma-Aldrich | Z654973-1EA | https://www.sigmaaldrich.com/LT/en
Z655015-1EA | CARBOLITE TUBE FURNACE END PLUGS INSULA& | 1X1EA | 1 | 113 | Sigma-Aldrich | Z655015-1EA | https://www.sigmaaldrich.com/LT/en
Z655023-1EA | CARBOLITE TUBE FURNACE END PLUGS INSULA& | 1X1EA | 1 | 480 | Sigma-Aldrich | Z655023-1EA | https://www.sigmaaldrich.com/LT/en
Z655031-1EA | CARBOLITE TUBE FURNACE WORK TUBE TYPE D& | 1X1EA | 1 | 116 | Sigma-Aldrich | Z655031-1EA | https://www.sigmaaldrich.com/LT/en
Z655058-1EA | CARBOLITE TUBE FURNACE END SEALS 2 X GA& | 1X1EA | 1 | 443 | Sigma-Aldrich | Z655058-1EA | https://www.sigmaaldrich.com/LT/en
Z561894-1EA | SIGMA-ALDRICH(TM) GLASS BEAKER MUG | 1X1EA | 1 | 15 | Sigma-Aldrich | Z561894-1EA | https://www.sigmaaldrich.com/LT/en
NORS54008-5EA | NORELL SELECT SERIES(TM) 5MM NMR TUBES & | 1X5EA | 1 | 86 | Sigma-Aldrich | NORS54008-5EA | https://www.sigmaaldrich.com/LT/en
NOR1008UP8-5EA | NORELL STANDARD SERIES(TM) 10MM NMR TUB& | 1X5EA | 1 | 182 | Sigma-Aldrich | NOR1008UP8-5EA | https://www.sigmaaldrich.com/LT/en
NOR5027-50EA | NORELL STANDARD SERIES(TM) 5MM NMR TUBE& | 1X50EA | 1 | 123 | Sigma-Aldrich | NOR5027-50EA | https://www.sigmaaldrich.com/LT/en
NOR5028-50EA | NORELL STANDARD SERIES(TM) 5MM NMR TUBE& | 1X50EA | 1 | 174 | Sigma-Aldrich | NOR5028-50EA | https://www.sigmaaldrich.com/LT/en
NOR505P8-25EA | NORELL STANDARD SERIES(TM) 5MM NMR TUBE& | 1X25EA | 1 | 170 | Sigma-Aldrich | NOR505P8-25EA | https://www.sigmaaldrich.com/LT/en
NOR506P7-25EA | NORELL STANDARD SERIES(TM) 5MM NMR TUBE& | 1X25EA | 1 | 164 | Sigma-Aldrich | NOR506P7-25EA | https://www.sigmaaldrich.com/LT/en
NOR506P8-25EA | NORELL STANDARD SERIES(TM) 5MM NMR TUBE& | 1X25EA | 1 | 257 | Sigma-Aldrich | NOR506P8-25EA | https://www.sigmaaldrich.com/LT/en
NOR507HP7-5EA | NORELL STANDARD SERIES(TM) 5MM NMR TUBE& | 1X5EA | 1 | 38 | Sigma-Aldrich | NOR507HP7-5EA | https://www.sigmaaldrich.com/LT/en
NOR507HP8-5EA | NORELL STANDARD SERIES(TM) 5MM NMR TUBE& | 1X5EA | 1 | 53 | Sigma-Aldrich | NOR507HP8-5EA | https://www.sigmaaldrich.com/LT/en
NOR508UP7-5EA | NORELL STANDARD SERIES(TM) 5MM NMR TUBE& | 1X5EA | 1 | 53 | Sigma-Aldrich | NOR508UP7-5EA | https://www.sigmaaldrich.com/LT/en
NOR509UP7-5EA | NORELL STANDARD SERIES(TM) 5MM NMR TUBE& | 1X5EA | 1 | 111 | Sigma-Aldrich | NOR509UP7-5EA | https://www.sigmaaldrich.com/LT/en
NOR509UP8-5EA | NORELL STANDARD SERIES(TM) 5MM NMR TUBE& | 1X5EA | 1 | 143 | Sigma-Aldrich | NOR509UP8-5EA | https://www.sigmaaldrich.com/LT/en
NORS32008-5EA | NORELL SELECT SERIES(TM) 3MM NMR TUBES & | 1X5EA | 1 | 42 | Sigma-Aldrich | NORS32008-5EA | https://www.sigmaaldrich.com/LT/en
NORS33007-5EA | NORELL SELECT SERIES(TM) 3MM NMR TUBES & | 1X5EA | 1 | 58 | Sigma-Aldrich | NORS33007-5EA | https://www.sigmaaldrich.com/LT/en
NORS33008-5EA | NORELL SELECT SERIES(TM) 3MM NMR TUBES & | 1X5EA | 1 | 71 | Sigma-Aldrich | NORS33008-5EA | https://www.sigmaaldrich.com/LT/en
NORS34007-5EA | NORELL SELECT SERIES(TM) 3MM NMR TUBES & | 1X5EA | 1 | 76 | Sigma-Aldrich | NORS34007-5EA | https://www.sigmaaldrich.com/LT/en
NORS34008-5EA | NORELL SELECT SERIES(TM) 3MM NMR TUBES & | 1X5EA | 1 | 91 | Sigma-Aldrich | NORS34008-5EA | https://www.sigmaaldrich.com/LT/en
NORS35007-5EA | NORELL SELECT SERIES(TM) 3MM NMR TUBES & | 1X5EA | 1 | 91 | Sigma-Aldrich | NORS35007-5EA | https://www.sigmaaldrich.com/LT/en
NORS35008-5EA | NORELL SELECT SERIES(TM) 3MM NMR TUBES & | 1X5EA | 1 | 108 | Sigma-Aldrich | NORS35008-5EA | https://www.sigmaaldrich.com/LT/en
NORS36007-5EA | NORELL SELECT SERIES(TM) 3MM NMR TUBES & | 1X5EA | 1 | 105 | Sigma-Aldrich | NORS36007-5EA | https://www.sigmaaldrich.com/LT/en
NORS36008-5EA | NORELL SELECT SERIES(TM) 3MM NMR TUBES & | 1X5EA | 1 | 126 | Sigma-Aldrich | NORS36008-5EA | https://www.sigmaaldrich.com/LT/en
NORS38007-5EA | NORELL SELECT SERIES(TM) 3MM NMR TUBES & | 1X5EA | 1 | 166 | Sigma-Aldrich | NORS38007-5EA | https://www.sigmaaldrich.com/LT/en
NORS38008-5EA | NORELL SELECT SERIES(TM) 3MM NMR TUBES & | 1X5EA | 1 | 204 | Sigma-Aldrich | NORS38008-5EA | https://www.sigmaaldrich.com/LT/en
NORS39007-5EA | NORELL SELECT SERIES(TM) 3MM NMR TUBES & | 1X5EA | 1 | 189 | Sigma-Aldrich | NORS39007-5EA | https://www.sigmaaldrich.com/LT/en
NORS39008-5EA | NORELL SELECT SERIES(TM) 3MM NMR TUBES & | 1X5EA | 1 | 233 | Sigma-Aldrich | NORS39008-5EA | https://www.sigmaaldrich.com/LT/en
NORS52007-5EA | NORELL SELECT SERIES(TM) 5MM NMR TUBES & | 1X5EA | 1 | 32 | Sigma-Aldrich | NORS52007-5EA | https://www.sigmaaldrich.com/LT/en
NORS52008-5EA | NORELL SELECT SERIES(TM) 5MM NMR TUBES & | 1X5EA | 1 | 40 | Sigma-Aldrich | NORS52008-5EA | https://www.sigmaaldrich.com/LT/en
NORS53007-5EA | NORELL SELECT SERIES(TM) 5MM NMR TUBES & | 1X5EA | 1 | 51 | Sigma-Aldrich | NORS53007-5EA | https://www.sigmaaldrich.com/LT/en
NORS53008-5EA | NORELL SELECT SERIES(TM) 5MM NMR TUBES & | 1X5EA | 1 | 63 | Sigma-Aldrich | NORS53008-5EA | https://www.sigmaaldrich.com/LT/en
NORS54007-5EA | NORELL SELECT SERIES(TM) 5MM NMR TUBES & | 1X5EA | 1 | 70 | Sigma-Aldrich | NORS54007-5EA | https://www.sigmaaldrich.com/LT/en
NORS55007-5EA | NORELL SELECT SERIES(TM) 5MM NMR TUBES & | 1X5EA | 1 | 100 | Sigma-Aldrich | NORS55007-5EA | https://www.sigmaaldrich.com/LT/en
NORS55008-5EA | NORELL SELECT SERIES(TM) 5MM NMR TUBES & | 1X5EA | 1 | 126 | Sigma-Aldrich | NORS55008-5EA | https://www.sigmaaldrich.com/LT/en
NORS56007-5EA | NORELL SELECT SERIES(TM) 5MM NMR TUBES & | 1X5EA | 1 | 141 | Sigma-Aldrich | NORS56007-5EA | https://www.sigmaaldrich.com/LT/en
NORS56008-5EA | NORELL SELECT SERIES(TM) 5MM NMR TUBES & | 1X5EA | 1 | 176 | Sigma-Aldrich | NORS56008-5EA | https://www.sigmaaldrich.com/LT/en
NORS58007-5EA | NORELL SELECT SERIES(TM) 5MM NMR TUBES & | 1X5EA | 1 | 220 | Sigma-Aldrich | NORS58007-5EA | https://www.sigmaaldrich.com/LT/en
NORS58008-5EA | NORELL SELECT SERIES(TM) 5MM NMR TUBES & | 1X5EA | 1 | 272 | Sigma-Aldrich | NORS58008-5EA | https://www.sigmaaldrich.com/LT/en
NORS59007-5EA | NORELL SELECT SERIES(TM) 5MM NMR TUBES & | 1X5EA | 1 | 250 | Sigma-Aldrich | NORS59007-5EA | https://www.sigmaaldrich.com/LT/en
NORS59008-5EA | NORELL SELECT SERIES(TM) 5MM NMR TUBES & | 1X5EA | 1 | 311 | Sigma-Aldrich | NORS59008-5EA | https://www.sigmaaldrich.com/LT/en
NORST5007-100EA | NORELL(TM) STANDARD SERIES(TM)5 MM NMR & | 1X100EA | 1 | 194 | Sigma-Aldrich | NORST5007-100EA | https://www.sigmaaldrich.com/LT/en
NORST5008-100EA | NORELL STANDARD SERIES(TM) 5MM NMR TUBE& | 1X100EA | 1 | 257 | Sigma-Aldrich | NORST5008-100EA | https://www.sigmaaldrich.com/LT/en
NORXR557-25EA | NORELL STANDARD SERIES(TM) 5MM NMR TUBE& | 1X25EA | 1 | 138 | Sigma-Aldrich | NORXR557-25EA | https://www.sigmaaldrich.com/LT/en
NORXR558-25EA | NORELL STANDARD SERIES(TM) 5MM NMR TUBE& | 1X25EA | 1 | 186 | Sigma-Aldrich | NORXR558-25EA | https://www.sigmaaldrich.com/LT/en
NOR10018-100EA | NORELL STANDARD SERIES(TM) 10MM NMR TUB& | 1X100EA | 1 | 688 | Sigma-Aldrich | NOR10018-100EA | https://www.sigmaaldrich.com/LT/en
NOR1005P7-5EA | NORELL STANDARD SERIES(TM) 10MM NMR TUB& | 1X5EA | 1 | 100 | Sigma-Aldrich | NOR1005P7-5EA | https://www.sigmaaldrich.com/LT/en
NOR1005P8-5EA | NORELL STANDARD SERIES(TM) 10MM NMR TUB& | 1X5EA | 1 | 126 | Sigma-Aldrich | NOR1005P8-5EA | https://www.sigmaaldrich.com/LT/en
NOR1008UP7-5EA | NORELL STANDARD SERIES(TM) 10MM NMR TUB& | 1X5EA | 1 | 146 | Sigma-Aldrich | NOR1008UP7-5EA | https://www.sigmaaldrich.com/LT/en
CLS564650-12EA | PYREX(R) VERIFIED VOLUMETRIC FLASKS VOL& | 1X12EA | 1 | 784 | Sigma-Aldrich | CLS564650-12EA | https://www.sigmaaldrich.com/LT/en
CLS5646500-6EA | PYREX(R) VERIFIED VOLUMETRIC FLASKS VOL& | 1X6EA | 1 | 796 | Sigma-Aldrich | CLS5646500-6EA | https://www.sigmaaldrich.com/LT/en
CLS5646100-12EA | PYREX(R) VERIFIED VOLUMETRIC FLASKS VOL& | 1X12EA | 1 | 828 | Sigma-Aldrich | CLS5646100-12EA | https://www.sigmaaldrich.com/LT/en
CLS5646500-12EA | PYREX(R) VERIFIED VOLUMETRIC FLASKS VOL& | 1X12EA | 1 | 1221 | Sigma-Aldrich | CLS5646500-12EA | https://www.sigmaaldrich.com/LT/en
CLS56461L-1EA | PYREX(R) VERIFIED VOLUMETRIC FLASKS VOL& | 1X1EA | 1 | 161 | Sigma-Aldrich | CLS56461L-1EA | https://www.sigmaaldrich.com/LT/en
Z645427-1EA | SARTORIUS MLINE(TM) MECHANICAL PIPETTOR& | 1X1EA | 1 | 309 | Sigma-Aldrich | Z645427-1EA | https://www.sigmaaldrich.com/LT/en
Z562092-1EA | PLATINUM CRUCIBLE, 30ML CAPACITY | 1X1EA | 1 | 2009 | Sigma-Aldrich | Z562092-1EA | https://www.sigmaaldrich.com/LT/en
Z645745-1KT | MINI CHEMICAL SPILL KIT | 1X1KIT | 1 | 38 | Sigma-Aldrich | Z645745-1KT | https://www.sigmaaldrich.com/LT/en
Z645753-1KT | CHEMICAL SPILL KIT BAG | 1X1KIT | 1 | 226 | Sigma-Aldrich | Z645753-1KT | https://www.sigmaaldrich.com/LT/en
Z645761-1KT | CHEMICAL SPILL BUCKET | 1X1KIT | 1 | 183 | Sigma-Aldrich | Z645761-1KT | https://www.sigmaaldrich.com/LT/en
Z645788-1PAK | TEAR-OFF CHEMICAL SPILL PADS | 1X1PAK | 1 | 32 | Sigma-Aldrich | Z645788-1PAK | https://www.sigmaaldrich.com/LT/en
Z645796-20EA | CHEMICAL SPILL SOCKS | 1X20EA | 1 | 112 | Sigma-Aldrich | Z645796-20EA | https://www.sigmaaldrich.com/LT/en
Z645818-25EA | CHEMICAL SPILL CUSHIONS EACH CUSHION AB& | 1X25EA | 1 | 101 | Sigma-Aldrich | Z645818-25EA | https://www.sigmaaldrich.com/LT/en
Z645826-20EA | CHEMICAL SPILL CUSHIONS EACH CUSHION AB& | 1X20EA | 1 | 117 | Sigma-Aldrich | Z645826-20EA | https://www.sigmaaldrich.com/LT/en
CLS7095D9-200EA | CORNING(R) DISPOSABLE PASTEUR PIPETTES,& | 1X200EA | 1 | 26 | Sigma-Aldrich | CLS7095D9-200EA | https://www.sigmaaldrich.com/LT/en
CLS7095D5X-200EA | CORNING(R) DISPOSABLE PASTEUR PIPETTES,& | 1X200EA | 1 | 23 | Sigma-Aldrich | CLS7095D5X-200EA | https://www.sigmaaldrich.com/LT/en
CLS7095D9-1000EA | CORNING(R) DISPOSABLE PASTEUR PIPETTES,& | 1X1000EA | 1 | 92 | Sigma-Aldrich | CLS7095D9-1000EA | https://www.sigmaaldrich.com/LT/en
CLS7095D5X-1000EA | CORNING(R) DISPOSABLE PASTEUR PIPETTES,& | 1X1000EA | 1 | 83 | Sigma-Aldrich | CLS7095D5X-1000EA | https://www.sigmaaldrich.com/LT/en
Z645583-100EA | MICROFLEX(R) COMFORTGRIP POWDER-FREE LA& | 1X100EA | 1 | 42 | Sigma-Aldrich | Z645583-100EA | https://www.sigmaaldrich.com/LT/en
Z645591-100EA | MICROFLEX(R) COMFORTGRIP POWDER-FREE LA& | 1X100EA | 1 | 42 | Sigma-Aldrich | Z645591-100EA | https://www.sigmaaldrich.com/LT/en
Z645605-100EA | MICROFLEX(R) COMFORTGRIP POWDER-FREE LA& | 1X100EA | 1 | 42 | Sigma-Aldrich | Z645605-100EA | https://www.sigmaaldrich.com/LT/en
Z645613-100EA | MICROFLEX(R) COMFORTGRIP POWDER-FREE LA& | 1X100EA | 1 | 42 | Sigma-Aldrich | Z645613-100EA | https://www.sigmaaldrich.com/LT/en
Z378569EU-1EA | STERILIZER, DRY HEAT WITH GLASS BEAD, ST | 1X1EA | 1 | 478 | Sigma-Aldrich | Z378569EU-1EA | https://www.sigmaaldrich.com/LT/en
Z562416-1EA | ALDRICH(R) MODIFIED CONVERTIBLE LIQUID-& | 1X1EA | 1 | 552 | Sigma-Aldrich | Z562416-1EA | https://www.sigmaaldrich.com/LT/en
Z562424-1EA | ALDRICH(R) MODIFIED CONVERTIBLE LIQUID-& | 1X1EA | 1 | 752 | Sigma-Aldrich | Z562424-1EA | https://www.sigmaaldrich.com/LT/en
Z563986-1EA | BUCHI(R) PROTECTIVE SHIELD FOR HEATING & | 1X1EA | 1 | 535 | Sigma-Aldrich | Z563986-1EA | https://www.sigmaaldrich.com/LT/en
Z646784-1EA | BRAND(R) SINGLE CHANNEL ELECTRONIC TRAN& | 1X1EA | 1 | 341 | Sigma-Aldrich | Z646784-1EA | https://www.sigmaaldrich.com/LT/en
Z646814-1EA | BRAND(R) SINGLE CHANNEL ELECTRONIC TRAN | 1X1EA | 1 | 341 | Sigma-Aldrich | Z646814-1EA | https://www.sigmaaldrich.com/LT/en
Z646822-1EA | BRAND(R) SINGLE CHANNEL ELECTRONIC TRAN | 1X1EA | 1 | 323 | Sigma-Aldrich | Z646822-1EA | https://www.sigmaaldrich.com/LT/en
Z646849-1EA | BRAND(R) SINGLE CHANNEL ELECTRONIC TRAN | 1X1EA | 1 | 341 | Sigma-Aldrich | Z646849-1EA | https://www.sigmaaldrich.com/LT/en
Z646873-1EA | BRAND(R) SINGLE CHANNEL ELECTRONIC TRAN | 1X1EA | 1 | 341 | Sigma-Aldrich | Z646873-1EA | https://www.sigmaaldrich.com/LT/en
Z646903-1EA | BRAND(R) CHARGING STAND FOR SINGLE-CHAN& | 1X1EA | 1 | 176 | Sigma-Aldrich | Z646903-1EA | https://www.sigmaaldrich.com/LT/en
Z646970-1EA | BRAND(R) MULTI-CHANNEL ELECTRONIC TRANS& | 1X1EA | 1 | 687 | Sigma-Aldrich | Z646970-1EA | https://www.sigmaaldrich.com/LT/en
Z647012-1EA | BRAND(R) MULTI-CHANNEL ELECTRONIC TRANS& | 1X1EA | 1 | 687 | Sigma-Aldrich | Z647012-1EA | https://www.sigmaaldrich.com/LT/en
CLS4558-300EA | CORNING(R) CENTRIFUGE TUBES, 50 ML POLY& | 1X300EA | 1 | 183 | Sigma-Aldrich | CLS4558-300EA | https://www.sigmaaldrich.com/LT/en
Z693456-1EA | 2MAG MIX 15 ECO MULTI-POSITION MAGNETIC& | 1X1EA | 1 | 1039 | Sigma-Aldrich | Z693456-1EA | https://www.sigmaaldrich.com/LT/en
Z694398-1EA | IDMOC(R) COLLAGEN PLATE, COATED, 96 WE& | 1X1EA | 1 | 142 | Sigma-Aldrich | Z694398-1EA | https://www.sigmaaldrich.com/LT/en
Z693472-1EA | 2MAG MIX 15 ECO MULTI-POSITION MAGNETIC& | 1X1EA | 1 | 1039 | Sigma-Aldrich | Z693472-1EA | https://www.sigmaaldrich.com/LT/en
Z740498-5000EA | SMARTBOAT(TM) DISPOSABLE PAPER WEIGHING& | 1X5000EA | 1 | 379 | Sigma-Aldrich | Z740498-5000EA | https://www.sigmaaldrich.com/LT/en
Z740501-5000EA | SMARTBOAT(TM) DISPOSABLE PAPER WEIGHING& | 1X5000EA | 1 | 379 | Sigma-Aldrich | Z740501-5000EA | https://www.sigmaaldrich.com/LT/en
Z740499-5000EA | SMARTBOAT(TM) DISPOSABLE PAPER WEIGHING& | 1X5000EA | 1 | 439 | Sigma-Aldrich | Z740499-5000EA | https://www.sigmaaldrich.com/LT/en
Z742730-1EA | ACCURIS(TM) SMARTREADER(TM) 96 MICROPLAT | 1X1EA | 1 | 229 | Sigma-Aldrich | Z742730-1EA | https://www.sigmaaldrich.com/LT/en
Z742735-1EA | ACCURIS(TM) SMARTREADER(TM) 96 MICROPLAT | 1X1EA | 1 | 229 | Sigma-Aldrich | Z742735-1EA | https://www.sigmaaldrich.com/LT/en
HS1002A | AUTOCLAVE DISPOSAL BAGS, W X L X T 310 & | 1X1EA | 1 | 122 | Sigma-Aldrich | HS1002A | https://www.sigmaaldrich.com/LT/en
HS120042 | MICROTUBE STORAGE BOX, FOR TUBES 1.5-2.& | 1X1EA | 1 | 63 | Sigma-Aldrich | HS120042 | https://www.sigmaaldrich.com/LT/en
HS1421C | WEIGH BOAT, LARGE BLUE POLYSTYRENE SQUA& | 1X1EA | 1 | 115 | Sigma-Aldrich | HS1421C | https://www.sigmaaldrich.com/LT/en
HS14521B | ALUMINIUM WEIGHING BOAT, MEDIUM, D X H & | 1X1EA | 1 | 35 | Sigma-Aldrich | HS14521B | https://www.sigmaaldrich.com/LT/en
HS15991B | SLIDE BOX, 100 PLACE, RED | 1X1EA | 1 | 16 | Sigma-Aldrich | HS15991B | https://www.sigmaaldrich.com/LT/en
HS23491A | MODULAR GLOVE BOX HOLDER, ANTI-MICROBIA& | 1X1EA | 1 | 145 | Sigma-Aldrich | HS23491A | https://www.sigmaaldrich.com/LT/en
HS9914 | CARDBOARD SLIDE TRAY, 20 PLACE, GREEN T& | 1X1EA | 1 | 683 | Sigma-Aldrich | HS9914 | https://www.sigmaaldrich.com/LT/en
Z742729-1EA | ACCURIS(TM) SMARTREADER(TM) 96 MICROPLAT | 1X1EA | 1 | 229 | Sigma-Aldrich | Z742729-1EA | https://www.sigmaaldrich.com/LT/en
HS120039 | 81-WELL MICROTUBE STORAGE BOX, FOR TUBE& | 1X1EA | 1 | 61 | Sigma-Aldrich | HS120039 | https://www.sigmaaldrich.com/LT/en
HS120177 | SHARPS CONTAINER, 1 L, RED POLYPROPYLEN& | 1X1EA | 1 | 92 | Sigma-Aldrich | HS120177 | https://www.sigmaaldrich.com/LT/en
HS120257 | WIDE MOUTH SAFETY LABELLED WASH BOTTLE,& | 1X1EA | 1 | 57 | Sigma-Aldrich | HS120257 | https://www.sigmaaldrich.com/LT/en
HS120661 | MINI LED LIGHT BOX. L X W X H 161 MM X & | 1X1EA | 1 | 141 | Sigma-Aldrich | HS120661 | https://www.sigmaaldrich.com/LT/en
HS1427B | DIAMOND SHAPED WEIGH BOAT, POLYSTYRENE,& | 1X1EA | 1 | 51 | Sigma-Aldrich | HS1427B | https://www.sigmaaldrich.com/LT/en
HS15990B | SLIDE BOX, 25 PLACE, RED | 1X1EA | 1 | 14 | Sigma-Aldrich | HS15990B | https://www.sigmaaldrich.com/LT/en
HS234522 | LAB WIPE HOLDER, LARGE, L X W X D 320 M& | 1X1EA | 1 | 32 | Sigma-Aldrich | HS234522 | https://www.sigmaaldrich.com/LT/en
HS9904 | CARDBOARD SLIDE MAILER, 2 PLACE, L X W & | 1X1EA | 1 | 37 | Sigma-Aldrich | HS9904 | https://www.sigmaaldrich.com/LT/en
HS120037 | 81-WELL MICROTUBE STORAGE BOX, FOR TUBE& | 1X1EA | 1 | 61 | Sigma-Aldrich | HS120037 | https://www.sigmaaldrich.com/LT/en
HS120167 | TUBE RACK WITH ROTATING SHELF, FOR 5/15& | 1X1EA | 1 | 45 | Sigma-Aldrich | HS120167 | https://www.sigmaaldrich.com/LT/en
HS120255 | WIDE MOUTH SAFETY LABELLED WASH BOTTLE,& | 1X1EA | 1 | 57 | Sigma-Aldrich | HS120255 | https://www.sigmaaldrich.com/LT/en
HS120541 | 96 WELL LOW TEMP PCR RACK, PURPLE, PACK& | 1X1EA | 1 | 64 | Sigma-Aldrich | HS120541 | https://www.sigmaaldrich.com/LT/en
HS1427A | DIAMOND SHAPED WEIGH BOAT, POLYSTYRENE,& | 1X1EA | 1 | 51 | Sigma-Aldrich | HS1427A | https://www.sigmaaldrich.com/LT/en
HS15989R | PREMIUM SLIDE BOX, 25 PLACE, FOAM LININ& | 1X1EA | 1 | 17 | Sigma-Aldrich | HS15989R | https://www.sigmaaldrich.com/LT/en
HS10044H | WIRE BIOHAZARD BAG HOLDER , W X L 91 MM& | 1X1EA | 1 | 29 | Sigma-Aldrich | HS10044H | https://www.sigmaaldrich.com/LT/en
HS120052 | DURAPORTER(R) SPECIMEN TRANSPORT BOX, C& | 1X1EA | 1 | 115 | Sigma-Aldrich | HS120052 | https://www.sigmaaldrich.com/LT/en
HS1423AA | WEIGH BOAT, SMALL BLACK POLYSTYRENE SQU& | 1X1EA | 1 | 48 | Sigma-Aldrich | HS1423AA | https://www.sigmaaldrich.com/LT/en
HS15092D | MINI MAGNIFER FOR USE WITH MINI LED LIG& | 1X1EA | 1 | 75 | Sigma-Aldrich | HS15092D | https://www.sigmaaldrich.com/LT/en
HS15994F | PREMIUM SLIDE BOX, 100 PLACE, CORK LINI& | 1X1EA | 1 | 24 | Sigma-Aldrich | HS15994F | https://www.sigmaaldrich.com/LT/en
Z742702-1EA | BENCHMIXER(TM) V2 VORTEXER WITH REVERSIB | 1X1EA | 1 | 341 | Sigma-Aldrich | Z742702-1EA | https://www.sigmaaldrich.com/LT/en
Z742746-1EA | ACCURIS(TM) SMARTREADER(TM) 96 MICROPLAT | 1X1EA | 1 | 229 | Sigma-Aldrich | Z742746-1EA | https://www.sigmaaldrich.com/LT/en
HS120178 | SHARPS CONTAINER, 1 L, YELLOW POLYPROPY& | 1X1EA | 1 | 92 | Sigma-Aldrich | HS120178 | https://www.sigmaaldrich.com/LT/en
HS1421A | WEIGH BOAT, SMALL BLUE POLYSTYRENE SQUA& | 1X1EA | 1 | 43 | Sigma-Aldrich | HS1421A | https://www.sigmaaldrich.com/LT/en
HS10320 | BIOHAZARD DISPOSAL BAGS, W X L X T 203& | 1X1EA | 1 | 92 | Sigma-Aldrich | HS10320 | https://www.sigmaaldrich.com/LT/en
HS120056 | FLIP & GRIP(R) PIPETTE HOLDER OR PIPETT& | 1X1EA | 1 | 108 | Sigma-Aldrich | HS120056 | https://www.sigmaaldrich.com/LT/en
HS120226 | POUR BOAT WEIGHING DISH, MEDIUM, WHITE & | 1X1EA | 1 | 106 | Sigma-Aldrich | HS120226 | https://www.sigmaaldrich.com/LT/en
HS120480 | UNIVERSAL CAROUSEL PIPETTE STAND, BLUE & | 1X1EA | 1 | 104 | Sigma-Aldrich | HS120480 | https://www.sigmaaldrich.com/LT/en
HS1423B | WEIGH BOAT, MEDIUM BLACK POLYSTYRENE SQ& | 1X1EA | 1 | 59 | Sigma-Aldrich | HS1423B | https://www.sigmaaldrich.com/LT/en
HS15994M | PREMIUM SLIDE BOX, 100 PLACE, FOAM LINI& | 1X1EA | 1 | 26 | Sigma-Aldrich | HS15994M | https://www.sigmaaldrich.com/LT/en
HS24323A | MEGA RACK(R) TUBE RACK, SINGLE FOR 13-1& | 1X1EA | 1 | 47 | Sigma-Aldrich | HS24323A | https://www.sigmaaldrich.com/LT/en
HS120225 | POUR BOAT WEIGHING DISH, SMALL, WHITE P& | 1X1EA | 1 | 61 | Sigma-Aldrich | HS120225 | https://www.sigmaaldrich.com/LT/en
HS120479 | MANUAL PIPETTE CONTROLLER, BLUE | 1X1EA | 1 | 62 | Sigma-Aldrich | HS120479 | https://www.sigmaaldrich.com/LT/en
HS1423A | WEIGH BOAT, SMALL BLACK POLYSTYRENE SQU& | 1X1EA | 1 | 46 | Sigma-Aldrich | HS1423A | https://www.sigmaaldrich.com/LT/en
HS1040A | CLEARLY SAFE(R) GLASSES DISPENSER, COUN& | 1X1EA | 1 | 114 | Sigma-Aldrich | HS1040A | https://www.sigmaaldrich.com/LT/en
HS120040 | 81-WELL MICROTUBE STORAGE BOX, FOR TUBE& | 1X1EA | 1 | 61 | Sigma-Aldrich | HS120040 | https://www.sigmaaldrich.com/LT/en
HS120246 | WIDE MOUTH LDPE WASH BOTTLE, CAPACITY 5& | 1X1EA | 1 | 37 | Sigma-Aldrich | HS120246 | https://www.sigmaaldrich.com/LT/en
HS120258 | MODULAR GLOVE BOX HOLDER, W X L X H 254& | 1X1EA | 1 | 94 | Sigma-Aldrich | HS120258 | https://www.sigmaaldrich.com/LT/en
HS1424AA | DIAMOND SHAPED WEIGH BOAT, POLYSTYRENE,& | 1X1EA | 1 | 36 | Sigma-Aldrich | HS1424AA | https://www.sigmaaldrich.com/LT/en
HS1427C | DIAMOND SHAPED WEIGH BOAT, POLYSTYRENE,& | 1X1EA | 1 | 107 | Sigma-Aldrich | HS1427C | https://www.sigmaaldrich.com/LT/en
HS15981B | SLIDE HOLDER, FOR 78 SLIDES, WHITE POLY& | 1X1EA | 1 | 53 | Sigma-Aldrich | HS15981B | https://www.sigmaaldrich.com/LT/en
HS15990C | SLIDE BOX, 25 PLACE, WHITE | 1X1EA | 1 | 14 | Sigma-Aldrich | HS15990C | https://www.sigmaaldrich.com/LT/en
HS15996C | PREMIUM SLIDE BOX, 50 PLACE, CORK LININ& | 1X1EA | 1 | 21 | Sigma-Aldrich | HS15996C | https://www.sigmaaldrich.com/LT/en
HS24670 | LAB ALERT(R) FOUR CHANNEL TIMER AND CLO& | 1X1EA | 1 | 35 | Sigma-Aldrich | HS24670 | https://www.sigmaaldrich.com/LT/en
HS1002B | AUTOCLAVE DISPOSAL BAGS, W X L X T 415 & | 1X1EA | 1 | 133 | Sigma-Aldrich | HS1002B | https://www.sigmaaldrich.com/LT/en
HS120043 | MICROTUBE STORAGE BOX, FOR TUBES 1.5-2.& | 1X1EA | 1 | 63 | Sigma-Aldrich | HS120043 | https://www.sigmaaldrich.com/LT/en
HS120467 | TUBE RACK WITH ROTATING SHELF, FOR 5/15& | 1X1EA | 1 | 45 | Sigma-Aldrich | HS120467 | https://www.sigmaaldrich.com/LT/en
HS1422 | WEIGH BOAT, MEDIUM WHITE POLYSTYRENE SQ& | 1X1EA | 1 | 56 | Sigma-Aldrich | HS1422 | https://www.sigmaaldrich.com/LT/en
HS14521C | ALUMINIUM WEIGHING BOAT, LARGE, D X H 7& | 1X1EA | 1 | 40 | Sigma-Aldrich | HS14521C | https://www.sigmaaldrich.com/LT/en
HS15991C | SLIDE BOX, 100 PLACE, WHITE | 1X1EA | 1 | 16 | Sigma-Aldrich | HS15991C | https://www.sigmaaldrich.com/LT/en
HS24322A | MEGA RACK(R) TUBE RACK, SINGLE FOR 10-1& | 1X1EA | 1 | 47 | Sigma-Aldrich | HS24322A | https://www.sigmaaldrich.com/LT/en
HS9930 | CARDBOARD SLIDE TRAY, 30 PLACE, BLACK T& | 1X1EA | 1 | 522 | Sigma-Aldrich | HS9930 | https://www.sigmaaldrich.com/LT/en
Z742736-1EA | ACCURIS(TM) SMARTREADER(TM) 96 MICROPLAT | 1X1EA | 1 | 229 | Sigma-Aldrich | Z742736-1EA | https://www.sigmaaldrich.com/LT/en
Z742701-1EA | BENCHMIXER(TM) V2 VORTEXER WITH REVERSIB | 1X1EA | 1 | 330 | Sigma-Aldrich | Z742701-1EA | https://www.sigmaaldrich.com/LT/en
Z742745-1EA | ACCURIS(TM) SMARTREADER(TM) 96 MICROPLAT | 1X1EA | 1 | 229 | Sigma-Aldrich | Z742745-1EA | https://www.sigmaaldrich.com/LT/en
Z742738-1EA | ACCURIS(TM) SMARTREADER(TM) 96 MICROPLAT | 1X1EA | 1 | 229 | Sigma-Aldrich | Z742738-1EA | https://www.sigmaaldrich.com/LT/en
HS10323 | BIOHAZARD DISPOSAL BAGS, W X L X T 635& | 1X1EA | 1 | 283 | Sigma-Aldrich | HS10323 | https://www.sigmaaldrich.com/LT/en
HS120078 | DURAPORTER(R) SPECIMEN TRANSPORT BOX, Y& | 1X1EA | 1 | 115 | Sigma-Aldrich | HS120078 | https://www.sigmaaldrich.com/LT/en
HS120245 | WIDE MOUTH LDPE WASH BOTTLE, CAPACITY 5& | 1X1EA | 1 | 37 | Sigma-Aldrich | HS120245 | https://www.sigmaaldrich.com/LT/en
HS120487 | REPLACEMENT NOSE CONES FOR RF3000(R) PI& | 1X1EA | 1 | 75 | Sigma-Aldrich | HS120487 | https://www.sigmaaldrich.com/LT/en
HS1423CC | WEIGH BOAT, LARGE BLACK POLYSTYRENE SQU& | 1X1EA | 1 | 119 | Sigma-Aldrich | HS1423CC | https://www.sigmaaldrich.com/LT/en
HS15981A | SLIDE HOLDER, FOR 40 SLIDES, WHITE POLY& | 1X1EA | 1 | 39 | Sigma-Aldrich | HS15981A | https://www.sigmaaldrich.com/LT/en
HS15996B | PREMIUM SLIDE BOX, 50 PLACE, CORK LININ& | 1X1EA | 1 | 21 | Sigma-Aldrich | HS15996B | https://www.sigmaaldrich.com/LT/en
HS24645 | LAB ALERT(R) MULTI-FUNCTION STOPWATCH A& | 1X1EA | 1 | 27 | Sigma-Aldrich | HS24645 | https://www.sigmaaldrich.com/LT/en
HS120032 | 50-WELL MICROTUBE STORAGE BOX, FOR TUBE& | 1X1EA | 1 | 34 | Sigma-Aldrich | HS120032 | https://www.sigmaaldrich.com/LT/en
HS120114 | MEGA RACK(R) TUBE RACK, DOUBLE, FOR 13-& | 1X1EA | 1 | 85 | Sigma-Aldrich | HS120114 | https://www.sigmaaldrich.com/LT/en
HS120250 | WIDE MOUTH SAFETY LABELLED WASH BOTTLE,& | 1X1EA | 1 | 57 | Sigma-Aldrich | HS120250 | https://www.sigmaaldrich.com/LT/en
HS120507 | SILICONE LAB MAT, L 14 IN X W 23.5 IN X& | 1X1EA | 1 | 59 | Sigma-Aldrich | HS120507 | https://www.sigmaaldrich.com/LT/en
HS1425C | DIAMOND SHAPED WEIGH BOAT, POLYSTYRENE,& | 1X1EA | 1 | 113 | Sigma-Aldrich | HS1425C | https://www.sigmaaldrich.com/LT/en
HS15989B | PREMIUM SLIDE BOX, 25 PLACE, CORK LININ& | 1X1EA | 1 | 17 | Sigma-Aldrich | HS15989B | https://www.sigmaaldrich.com/LT/en
Z742737-1EA | ACCURIS(TM) SMARTREADER(TM) 96 MICROPLAT | 1X1EA | 1 | 229 | Sigma-Aldrich | Z742737-1EA | https://www.sigmaaldrich.com/LT/en
Z742744-1EA | ACCURIS(TM) SMARTREADER(TM) 96 MICROPLAT | 1X1EA | 1 | 229 | Sigma-Aldrich | Z742744-1EA | https://www.sigmaaldrich.com/LT/en
WHA5925142 | Whatman(R) TCLP Glass Fiber Filters | 1X1EA | 1 | 284 | Sigma-Aldrich | WHA5925142 | https://www.sigmaaldrich.com/LT/en
HS120036 | 81-WELL MICROTUBE STORAGE BOX, FOR TUBE& | 1X1EA | 1 | 61 | Sigma-Aldrich | HS120036 | https://www.sigmaaldrich.com/LT/en
HS120118 | NITROGEN-FREE WEIGHING PAPERS, W X L 6 & | 1X1EA | 1 | 114 | Sigma-Aldrich | HS120118 | https://www.sigmaaldrich.com/LT/en
HS120254 | WIDE MOUTH SAFETY LABELLED WASH BOTTLE,& | 1X1EA | 1 | 57 | Sigma-Aldrich | HS120254 | https://www.sigmaaldrich.com/LT/en
HS120540 | 96 WELL LOW TEMP PCR RACK, GREEN, PACK & | 1X1EA | 1 | 64 | Sigma-Aldrich | HS120540 | https://www.sigmaaldrich.com/LT/en
HS1426C | DIAMOND SHAPED WEIGH BOAT, POLYSTYRENE,& | 1X1EA | 1 | 115 | Sigma-Aldrich | HS1426C | https://www.sigmaaldrich.com/LT/en
HS15989P | PREMIUM SLIDE BOX, 25 PLACE, FOAM LININ& | 1X1EA | 1 | 17 | Sigma-Aldrich | HS15989P | https://www.sigmaaldrich.com/LT/en
HS2202 | DROPLET(TM) PHLEBOTOMY TRAY KIT, COVER& | 1X1EA | 1 | 60 | Sigma-Aldrich | HS2202 | https://www.sigmaaldrich.com/LT/en
HS8610A | LABORATORY NOTEBOOK, 100 PAGES, GRID, B& | 1X1EA | 1 | 420 | Sigma-Aldrich | HS8610A | https://www.sigmaaldrich.com/LT/en
HS1041 | CLEARLY SAFE(R) GLASSES DISPENSER, DESK& | 1X1EA | 1 | 67 | Sigma-Aldrich | HS1041 | https://www.sigmaaldrich.com/LT/en
HS120107 | WALL MOUNTED GLOVE BOX HOLDER, WITH 4 A& | 1X1EA | 1 | 187 | Sigma-Aldrich | HS120107 | https://www.sigmaaldrich.com/LT/en
HS120247 | WIDE MOUTH LDPE WASH BOTTLE, CAPACITY 5& | 1X1EA | 1 | 37 | Sigma-Aldrich | HS120247 | https://www.sigmaaldrich.com/LT/en
HS120499 | UNIVERSAL CAROUSEL PIPETTE STAND, MULTI& | 1X1EA | 1 | 104 | Sigma-Aldrich | HS120499 | https://www.sigmaaldrich.com/LT/en
HS15981C | SLIDE HOLDER, FOR 15 SLIDES, WHITE POLY& | 1X1EA | 1 | 36 | Sigma-Aldrich | HS15981C | https://www.sigmaaldrich.com/LT/en
HS1846 | TUNGSTEN-POINT LAB PEN, FOR ETCHING GLA& | 1X1EA | 1 | 38 | Sigma-Aldrich | HS1846 | https://www.sigmaaldrich.com/LT/en
HS24780 | LAB ALERT(R) BIG DIGIT TIMER AND CLOCK | 1X1EA | 1 | 46 | Sigma-Aldrich | HS24780 | https://www.sigmaaldrich.com/LT/en
HS120034 | 81-WELL MICROTUBE STORAGE BOX, FOR TUBE& | 1X1EA | 1 | 61 | Sigma-Aldrich | HS120034 | https://www.sigmaaldrich.com/LT/en
HS120116 | NITROGEN-FREE WEIGHING PAPERS, W X L 3 & | 1X1EA | 1 | 41 | Sigma-Aldrich | HS120116 | https://www.sigmaaldrich.com/LT/en
HS120252 | WIDE MOUTH SAFETY LABELLED WASH BOTTLE,& | 1X1EA | 1 | 57 | Sigma-Aldrich | HS120252 | https://www.sigmaaldrich.com/LT/en
HS120538 | 96 WELL LOW TEMP PCR RACK ASSORTED COL | 1X1EA | 1 | 64 | Sigma-Aldrich | HS120538 | https://www.sigmaaldrich.com/LT/en
HS1426AA | DIAMOND SHAPED WEIGH BOAT, POLYSTYRENE,& | 1X1EA | 1 | 41 | Sigma-Aldrich | HS1426AA | https://www.sigmaaldrich.com/LT/en
HS15989E | PREMIUM SLIDE BOX, 25 PLACE, CORK LININ& | 1X1EA | 1 | 17 | Sigma-Aldrich | HS15989E | https://www.sigmaaldrich.com/LT/en
HS2201A | DROPLET(TM) PHLEBOTOMY TRAY KIT, INSERT& | 1X1EA | 1 | 37 | Sigma-Aldrich | HS2201A | https://www.sigmaaldrich.com/LT/en
HS300502 | REPLACEMENT RECHARGEABLE BATTERY FOR RF& | 1X1EA | 1 | 40 | Sigma-Aldrich | HS300502 | https://www.sigmaaldrich.com/LT/en
WHA10335976 | POLYTRAP, ONE SIDE PE COATED, 296 PE, SC | 1X1EA | 1 | 233 | Sigma-Aldrich | WHA10335976 | https://www.sigmaaldrich.com/LT/en
HS120038 | 81-WELL MICROTUBE STORAGE BOX, FOR TUBE& | 1X1EA | 1 | 61 | Sigma-Aldrich | HS120038 | https://www.sigmaaldrich.com/LT/en
HS120172 | DROPLET(TM) STACKABLE SAMPLE STORAGE TR& | 1X1EA | 1 | 81 | Sigma-Aldrich | HS120172 | https://www.sigmaaldrich.com/LT/en
HS120256 | WIDE MOUTH SAFETY LABELLED WASH BOTTLE,& | 1X1EA | 1 | 57 | Sigma-Aldrich | HS120256 | https://www.sigmaaldrich.com/LT/en
HS120575 | WALL MOUNTED UNIVERSAL PIPETTE STAND | 1X1EA | 1 | 40 | Sigma-Aldrich | HS120575 | https://www.sigmaaldrich.com/LT/en
HS1427AA | DIAMOND SHAPED WEIGH BOAT, POLYSTYRENE,& | 1X1EA | 1 | 37 | Sigma-Aldrich | HS1427AA | https://www.sigmaaldrich.com/LT/en
HS15990A | SLIDE BOX, 25 PLACE, BLUE | 1X1EA | 1 | 14 | Sigma-Aldrich | HS15990A | https://www.sigmaaldrich.com/LT/en
HS234521 | LAB WIPE HOLDER, SMALL, L X W X D 118 M& | 1X1EA | 1 | 26 | Sigma-Aldrich | HS234521 | https://www.sigmaaldrich.com/LT/en
HS9903 | CARDBOARD SLIDE MAILER, 1 PLACE, L X W & | 1X1EA | 1 | 25 | Sigma-Aldrich | HS9903 | https://www.sigmaaldrich.com/LT/en
HS120035 | 81-WELL MICROTUBE STORAGE BOX, FOR TUBE& | 1X1EA | 1 | 61 | Sigma-Aldrich | HS120035 | https://www.sigmaaldrich.com/LT/en
HS120117 | NITROGEN-FREE WEIGHING PAPERS, W X L 4 & | 1X1EA | 1 | 58 | Sigma-Aldrich | HS120117 | https://www.sigmaaldrich.com/LT/en
HS120253 | WIDE MOUTH SAFETY LABELLED WASH BOTTLE,& | 1X1EA | 1 | 57 | Sigma-Aldrich | HS120253 | https://www.sigmaaldrich.com/LT/en
HS120539 | 96 WELL LOW TEMP PCR RACK, BLUE, PACK O& | 1X1EA | 1 | 64 | Sigma-Aldrich | HS120539 | https://www.sigmaaldrich.com/LT/en
HS1426B | DIAMOND SHAPED WEIGH BOAT, POLYSTYRENE,& | 1X1EA | 1 | 57 | Sigma-Aldrich | HS1426B | https://www.sigmaaldrich.com/LT/en
HS15989M | PREMIUM SLIDE BOX, 25 PLACE, FOAM LININ& | 1X1EA | 1 | 17 | Sigma-Aldrich | HS15989M | https://www.sigmaaldrich.com/LT/en
HS2201B | DROPLET(TM) PHLEBOTOMY TRAY KIT, INSERT& | 1X1EA | 1 | 37 | Sigma-Aldrich | HS2201B | https://www.sigmaaldrich.com/LT/en
HS6594 | HAND TALLY COUNTER, 4-DIGIT, STEEL | 1X1EA | 1 | 23 | Sigma-Aldrich | HS6594 | https://www.sigmaaldrich.com/LT/en
HS120506 | SILICONE LAB MAT, L 14 IN X W 23.5 IN X& | 1X1EA | 1 | 59 | Sigma-Aldrich | HS120506 | https://www.sigmaaldrich.com/LT/en
HS120000 | ECOUNT COLONY COUNTER WITH PEN, WHITE A& | 1X1EA | 1 | 285 | Sigma-Aldrich | HS120000 | https://www.sigmaaldrich.com/LT/en
HS120112 | MEGA RACK(R) TUBE RACK, DOUBLE, FOR 10-& | 1X1EA | 1 | 85 | Sigma-Aldrich | HS120112 | https://www.sigmaaldrich.com/LT/en
HS120248 | WIDE MOUTH LDPE WASH BOTTLE, CAPACITY 5& | 1X1EA | 1 | 37 | Sigma-Aldrich | HS120248 | https://www.sigmaaldrich.com/LT/en
HS120505 | CHAIN RACK(R) TUBE RACK, 15 WELL CONFIG& | 1X1EA | 1 | 25 | Sigma-Aldrich | HS120505 | https://www.sigmaaldrich.com/LT/en
HS1425AA | DIAMOND SHAPED WEIGH BOAT POLYSTYRENE & | 1X1EA | 1 | 39 | Sigma-Aldrich | HS1425AA | https://www.sigmaaldrich.com/LT/en
HS20612 | MANUAL PIPETTE RACK, ABS PLASTIC, BLUE | 1X1EA | 1 | 133 | Sigma-Aldrich | HS20612 | https://www.sigmaaldrich.com/LT/en
HS28270 | BAG HEAT SEALER WITH CUTTER, 220/230 V& | 1X1EA | 1 | 280 | Sigma-Aldrich | HS28270 | https://www.sigmaaldrich.com/LT/en
HS120033 | 50-WELL MICROTUBE STORAGE BOX, FOR TUBE& | 1X1EA | 1 | 34 | Sigma-Aldrich | HS120033 | https://www.sigmaaldrich.com/LT/en
HS120115 | MEGA RACK(R) TUBE RACK, DOUBLE, FOR 13-& | 1X1EA | 1 | 85 | Sigma-Aldrich | HS120115 | https://www.sigmaaldrich.com/LT/en
HS120251 | WIDE MOUTH SAFETY LABELLED WASH BOTTLE,& | 1X1EA | 1 | 57 | Sigma-Aldrich | HS120251 | https://www.sigmaaldrich.com/LT/en
HS120519 | TRUE NORTH(R) CARDBOARD CYROGENIC VIAL & | 1X1EA | 1 | 475 | Sigma-Aldrich | HS120519 | https://www.sigmaaldrich.com/LT/en
HS1426A | DIAMOND SHAPED WEIGH BOAT, POLYSTYRENE,& | 1X1EA | 1 | 57 | Sigma-Aldrich | HS1426A | https://www.sigmaaldrich.com/LT/en
HS15989C | PREMIUM SLIDE BOX, 25 PLACE, CORK LININ& | 1X1EA | 1 | 17 | Sigma-Aldrich | HS15989C | https://www.sigmaaldrich.com/LT/en
HS2200A | DROPLET(TM) PHLEBOTOMY TRAY KIT, WITH I& | 1X1EA | 1 | 118 | Sigma-Aldrich | HS2200A | https://www.sigmaaldrich.com/LT/en
HS28280 | REPLACEMENT PART KIT FOR BAG HEAT SEALE& | 1X1EA | 1 | 39 | Sigma-Aldrich | HS28280 | https://www.sigmaaldrich.com/LT/en
Z742703-1EA | BENCHMIXER(TM) V2 VORTEXER, FOAM RACK FO | 1X1EA | 1 | 79 | Sigma-Aldrich | Z742703-1EA | https://www.sigmaaldrich.com/LT/en
Z742747-1EA | ACCURIS(TM) SMARTREADER(TM) 96 MICROPLAT | 1X1EA | 1 | 229 | Sigma-Aldrich | Z742747-1EA | https://www.sigmaaldrich.com/LT/en
HS10322 | BIOHAZARD DISPOSAL BAGS, W X L X T 483& | 1X1EA | 1 | 119 | Sigma-Aldrich | HS10322 | https://www.sigmaaldrich.com/LT/en
HS120077 | DURAPORTER(R) SPECIMEN TRANSPORT BOX, R& | 1X1EA | 1 | 115 | Sigma-Aldrich | HS120077 | https://www.sigmaaldrich.com/LT/en
HS120482 | POWER ADAPTOR FOR RF3000(R) PIPETTE CON& | 1X1EA | 1 | 77 | Sigma-Aldrich | HS120482 | https://www.sigmaaldrich.com/LT/en
HS1423C | WEIGH BOAT, LARGE BLACK POLYSTYRENE SQU& | 1X1EA | 1 | 114 | Sigma-Aldrich | HS1423C | https://www.sigmaaldrich.com/LT/en
HS15951A | DISPOSABLE BLACK SLIDE STAINING TRAY, F& | 1X1EA | 1 | 57 | Sigma-Aldrich | HS15951A | https://www.sigmaaldrich.com/LT/en
HS15996A | PREMIUM SLIDE BOX, 50 PLACE, CORK LININ& | 1X1EA | 1 | 21 | Sigma-Aldrich | HS15996A | https://www.sigmaaldrich.com/LT/en
Z742743-1EA | ACCURIS(TM) SMARTREADER(TM) 96 MICROPLAT | 1X1EA | 1 | 229 | Sigma-Aldrich | Z742743-1EA | https://www.sigmaaldrich.com/LT/en
HS23452 | PETRI DISH DISPENSER, HOLDS 30 X 100 MM& | 1X1EA | 1 | 91 | Sigma-Aldrich | HS23452 | https://www.sigmaaldrich.com/LT/en
HS8610E | LABORATORY NOTEBOOK, 100 PAGES, LINED, & | 1X1EA | 1 | 397 | Sigma-Aldrich | HS8610E | https://www.sigmaaldrich.com/LT/en
Z742704-1EA | BENCHMIXER(TM) V2 VORTEXER, FOAM RACK FO | 1X1EA | 1 | 79 | Sigma-Aldrich | Z742704-1EA | https://www.sigmaaldrich.com/LT/en
Z742731-1EA | ACCURIS(TM) SMARTREADER(TM) 96 MICROPLAT | 1X1EA | 1 | 229 | Sigma-Aldrich | Z742731-1EA | https://www.sigmaaldrich.com/LT/en
Z742748-1EA | ACCURIS(TM) SMARTREADER(TM) 96 MICROPLAT | 1X1EA | 1 | 229 | Sigma-Aldrich | Z742748-1EA | https://www.sigmaaldrich.com/LT/en
Z742739-1EA | ACCURIS(TM) SMARTREADER(TM) 96 MICROPLAT | 1X1EA | 1 | 229 | Sigma-Aldrich | Z742739-1EA | https://www.sigmaaldrich.com/LT/en
HS1002C | AUTOCLAVEDISPOSAL BAGS, W X L X T 610 & | 1X1EA | 1 | 224 | Sigma-Aldrich | HS1002C | https://www.sigmaaldrich.com/LT/en
HS120044 | MICROTUBE STORAGE BOX, FOR TUBES 1.5-2.& | 1X1EA | 1 | 63 | Sigma-Aldrich | HS120044 | https://www.sigmaaldrich.com/LT/en
HS14522 | ALUMINIUM WEIGHING DISH, D X H 101 MM X& | 1X1EA | 1 | 43 | Sigma-Aldrich | HS14522 | https://www.sigmaaldrich.com/LT/en
HS15994E | PREMIUM SLIDE BOX, 100 PLACE, CORK LINI& | 1X1EA | 1 | 24 | Sigma-Aldrich | HS15994E | https://www.sigmaaldrich.com/LT/en
HS24322E | MEGA RACK(R) TUBE RACK, SINGLE FOR 10-1& | 1X1EA | 1 | 47 | Sigma-Aldrich | HS24322E | https://www.sigmaaldrich.com/LT/en
HS120224 | WEIGH BOAT, LARGEBLUE POLYSTYRENE SQUAR& | 1X1EA | 1 | 114 | Sigma-Aldrich | HS120224 | https://www.sigmaaldrich.com/LT/en
HS15983G | SLIDE MAILER, 5 PLACE, END OPENING, ASS& | 1X1EA | 1 | 28 | Sigma-Aldrich | HS15983G | https://www.sigmaaldrich.com/LT/en
Z742734-1EA | ACCURIS(TM) SMARTREADER(TM) 96 MICROPLAT | 1X1EA | 1 | 229 | Sigma-Aldrich | Z742734-1EA | https://www.sigmaaldrich.com/LT/en
HS120041 | 81-WELL MICROTUBE STORAGE BOX, FOR TUBE& | 1X1EA | 1 | 61 | Sigma-Aldrich | HS120041 | https://www.sigmaaldrich.com/LT/en
HS120222 | WEIGH BOAT, SMALL BLUE POLYSTYRENE SQUA& | 1X1EA | 1 | 45 | Sigma-Aldrich | HS120222 | https://www.sigmaaldrich.com/LT/en
HS120365 | LAB ALERT(R) 4 WAY TIMER WITH WHITEBOAR& | 1X1EA | 1 | 39 | Sigma-Aldrich | HS120365 | https://www.sigmaaldrich.com/LT/en
HS1421B | WEIGH BOAT, MEDIUM BLUE POLYSTYRENE SQU& | 1X1EA | 1 | 57 | Sigma-Aldrich | HS1421B | https://www.sigmaaldrich.com/LT/en
HS14521A | ALUMINIUM WEIGHING BOAT, SMALL, D X H 4& | 1X1EA | 1 | 33 | Sigma-Aldrich | HS14521A | https://www.sigmaaldrich.com/LT/en
HS15991A | SLIDE BOX, 100 PLACE, BLUE | 1X1EA | 1 | 16 | Sigma-Aldrich | HS15991A | https://www.sigmaaldrich.com/LT/en
HS23471A | GLOVE BOX HOLDER, FITS 1 GLOVE BOX, CLE& | 1X1EA | 1 | 85 | Sigma-Aldrich | HS23471A | https://www.sigmaaldrich.com/LT/en
HS9913 | CARDBOARD SLIDE TRAY, 20 PLACE, BLUE TR& | 1X1EA | 1 | 683 | Sigma-Aldrich | HS9913 | https://www.sigmaaldrich.com/LT/en
HS1425A | DIAMOND SHAPED WEIGH BOAT, POLYSTYRENE,& | 1X1EA | 1 | 54 | Sigma-Aldrich | HS1425A | https://www.sigmaaldrich.com/LT/en
HS10321 | BIOHAZARD DISPOSAL BAGS, W X L X T 356& | 1X1EA | 1 | 80 | Sigma-Aldrich | HS10321 | https://www.sigmaaldrich.com/LT/en
HS120057 | FLIP & GRIP(R) PIPETTE HOLDER OR PIPETT& | 1X1EA | 1 | 108 | Sigma-Aldrich | HS120057 | https://www.sigmaaldrich.com/LT/en
HS120227 | POUR BOAT WEIGHING DISH, LARGE, WHITE P& | 1X1EA | 1 | 151 | Sigma-Aldrich | HS120227 | https://www.sigmaaldrich.com/LT/en
HS120481 | UNIVERSAL CAROUSEL PIPETTE STAND, PURPL& | 1X1EA | 1 | 104 | Sigma-Aldrich | HS120481 | https://www.sigmaaldrich.com/LT/en
HS1423BB | WEIGH BOAT, MEDIUM BLACK POLYSTYRENE SQ& | 1X1EA | 1 | 62 | Sigma-Aldrich | HS1423BB | https://www.sigmaaldrich.com/LT/en
HS15994P | PREMIUM SLIDE BOX, 100 PLACE, FOAM LINI& | 1X1EA | 1 | 26 | Sigma-Aldrich | HS15994P | https://www.sigmaaldrich.com/LT/en
HS24323E | MEGA RACK(R) TUBE RACK, SINGLE FOR 13-1& | 1X1EA | 1 | 47 | Sigma-Aldrich | HS24323E | https://www.sigmaaldrich.com/LT/en
Z742741-1EA | ACCURIS(TM) SMARTREADER(TM) 96 MICROPLAT | 1X1EA | 1 | 229 | Sigma-Aldrich | Z742741-1EA | https://www.sigmaaldrich.com/LT/en
Z742733-1EA | ACCURIS(TM) SMARTREADER(TM) 96 MICROPLAT | 1X1EA | 1 | 229 | Sigma-Aldrich | Z742733-1EA | https://www.sigmaaldrich.com/LT/en
HS24490M | LAB ALERT(R) TRIPLE TIMER AND CLOCK | 1X1EA | 1 | 35 | Sigma-Aldrich | HS24490M | https://www.sigmaaldrich.com/LT/en
HS120223 | WEIGH BOAT, MEDIUM BLUE POLYSTYRENE SQU& | 1X1EA | 1 | 59 | Sigma-Aldrich | HS120223 | https://www.sigmaaldrich.com/LT/en
HS120428 | TRUE NORTH(R) PP FLATPACK FREEZER BOXES& | 1X1EA | 1 | 115 | Sigma-Aldrich | HS120428 | https://www.sigmaaldrich.com/LT/en
HS120026 | FLIP & GRIP(R) PIPETTE HOLDER OR PIPETT& | 1X1EA | 1 | 108 | Sigma-Aldrich | HS120026 | https://www.sigmaaldrich.com/LT/en
HS120113 | MEGA RACK(R) TUBE RACK, DOUBLE, FOR 10-& | 1X1EA | 1 | 85 | Sigma-Aldrich | HS120113 | https://www.sigmaaldrich.com/LT/en
HS120249 | WIDE MOUTH LDPE WASH BOTTLE, CAPACITY 5& | 1X1EA | 1 | 37 | Sigma-Aldrich | HS120249 | https://www.sigmaaldrich.com/LT/en
HS1425B | DIAMOND SHAPED WEIGH BOAT, POLYSTYRENE,& | 1X1EA | 1 | 54 | Sigma-Aldrich | HS1425B | https://www.sigmaaldrich.com/LT/en
HS159890B | STORAGE RACK FOR 50 AND 100 PLACE MICRO& | 1X1EA | 1 | 373 | Sigma-Aldrich | HS159890B | https://www.sigmaaldrich.com/LT/en
HS20613 | MANUAL PIPETTE RACK, ABS PLASTIC, RED | 1X1EA | 1 | 133 | Sigma-Aldrich | HS20613 | https://www.sigmaaldrich.com/LT/en
HS28271 | BAG HEAT SEALER WITH CUTTER, 220/230 V& | 1X1EA | 1 | 280 | Sigma-Aldrich | HS28271 | https://www.sigmaaldrich.com/LT/en
Z742728-1EA | ACCURIS(TM) SMARTREADER(TM) 96 MICROPLAT | 1X1EA | 1 | 229 | Sigma-Aldrich | Z742728-1EA | https://www.sigmaaldrich.com/LT/en
Z743438-1200EA | LASER CRYO-TAGS(R), WHITE, L X W 2.50 I& | 1X1200EA | 1 | 78 | Sigma-Aldrich | Z743438-1200EA | https://www.sigmaaldrich.com/LT/en
Z743422-600EA | LASER CRYO-TAGS(R), GREEN, W X L 2.625 & | 1X600EA | 1 | 78 | Sigma-Aldrich | Z743422-600EA | https://www.sigmaaldrich.com/LT/en
VIV102016-1EA | SYNVIVO IDEALIZED DESIGN SYNTOX TOXICOL& | 1X1EA | 1 | 122 | Sigma-Aldrich | VIV102016-1EA | https://www.sigmaaldrich.com/LT/en
VIV105007-1EA | SYNVIVO MICROVASCULAR DESIGN SYNTUMOR C& | 1X1EA | 1 | 159 | Sigma-Aldrich | VIV105007-1EA | https://www.sigmaaldrich.com/LT/en
VIV404002-1EA | SYNVIVO SYNTOX 3D TOXICOLOGY MODELáSTAR& | 1X1EA | 1 | 1490 | Sigma-Aldrich | VIV404002-1EA | https://www.sigmaaldrich.com/LT/en
VIV405001-1EA | SYNVIVO IDEALIZED DESIGN LINEAR CO-CULT& | 1X1EA | 1 | 1490 | Sigma-Aldrich | VIV405001-1EA | https://www.sigmaaldrich.com/LT/en
VIV105001-1EA | SYNVIVO MICROVASCULAR DESIGN SYNRAM INF& | 1X1EA | 1 | 159 | Sigma-Aldrich | VIV105001-1EA | https://www.sigmaaldrich.com/LT/en
VIV401003-1EA | SYNVIVO MICROVASCULAR NETWORK SYNRAM 3D& | 1X1EA | 1 | 1529 | Sigma-Aldrich | VIV401003-1EA | https://www.sigmaaldrich.com/LT/en
VIV401004-1EA | SYNVIVO MICROVASCULAR NETWORK SYNRAM 3D& | 1X1EA | 1 | 1853 | Sigma-Aldrich | VIV401004-1EA | https://www.sigmaaldrich.com/LT/en
VIV403005-1EA | SYNVIVO IDEALIZED NETWORK SYNTUMOR 3D C& | 1X1EA | 1 | 1176 | Sigma-Aldrich | VIV403005-1EA | https://www.sigmaaldrich.com/LT/en
VIV403004-1EA | SYNVIVO MICROVASCULAR NETWORK SYNTUMOR & | 1X1EA | 1 | 1853 | Sigma-Aldrich | VIV403004-1EA | https://www.sigmaaldrich.com/LT/en
VIV102012-1EA | SYNVIVO IDEALIZED DESIGN SYNTUMOR 3D CA& | 1X1EA | 1 | 122 | Sigma-Aldrich | VIV102012-1EA | https://www.sigmaaldrich.com/LT/en
VIV108011-1EA | SYNVIVO IDEALIZED DESIGN LINEAR CO-CULT& | 1X1EA | 1 | 122 | Sigma-Aldrich | VIV108011-1EA | https://www.sigmaaldrich.com/LT/en
VIV403008-1EA | SYNVIVO MICROVASCULAR NETWORK SYNTUMOR & | 1X1EA | 1 | 1853 | Sigma-Aldrich | VIV403008-1EA | https://www.sigmaaldrich.com/LT/en
VIV401002-1EA | SYNVIVO IDEALIZED NETWORK SYNRAM 3D INF& | 1X1EA | 1 | 1490 | Sigma-Aldrich | VIV401002-1EA | https://www.sigmaaldrich.com/LT/en
VIV402001-1EA | SYNVIVO BASICáCONFIGURATION SYNBBB 3D B& | 1X1EA | 1 | 1176 | Sigma-Aldrich | VIV402001-1EA | https://www.sigmaaldrich.com/LT/en
VIV102008-1EA | SYNVIVO IDEALIZED DESIGN SYNRAM 3D INFL& | 1X1EA | 1 | 122 | Sigma-Aldrich | VIV102008-1EA | https://www.sigmaaldrich.com/LT/en
VIV403007-1EA | SYNVIVO MICROVASCULAR NETWORK SYNTUMOR & | 1X1EA | 1 | 1529 | Sigma-Aldrich | VIV403007-1EA | https://www.sigmaaldrich.com/LT/en
VIV403002-1EA | SYNVIVO IDEALIZED NETWORK SYNTUMOR 3D C& | 1X1EA | 1 | 1490 | Sigma-Aldrich | VIV403002-1EA | https://www.sigmaaldrich.com/LT/en
VIV102005-1EA | SYNVIVO BASIC CONFIGURATION SYNBBB BLOO& | 1X1EA | 1 | 122 | Sigma-Aldrich | VIV102005-1EA | https://www.sigmaaldrich.com/LT/en
VIV403006-1EA | SYNVIVO IDEALIZED NETWORK SYNTUMOR 3D C& | 1X1EA | 1 | 1490 | Sigma-Aldrich | VIV403006-1EA | https://www.sigmaaldrich.com/LT/en
VIV402005-1EA | SYNVIVO TRANSEPITHELIAL/ENDOTHELIAL ELE& | 1X1EA | 1 | 1970 | Sigma-Aldrich | VIV402005-1EA | https://www.sigmaaldrich.com/LT/en
VIV402002-1EA | SYNVIVO BASICáCONFIGURATION SYNBBB 3D B& | 1X1EA | 1 | 1490 | Sigma-Aldrich | VIV402002-1EA | https://www.sigmaaldrich.com/LT/en
VIV403001-1EA | SYNVIVO IDEALIZED NETWORK SYNTUMOR 3D C& | 1X1EA | 1 | 1176 | Sigma-Aldrich | VIV403001-1EA | https://www.sigmaaldrich.com/LT/en
VIV401001-1EA | SYNVIVO IDEALIZED NETWORK SYNRAM 3D INF& | 1X1EA | 1 | 1176 | Sigma-Aldrich | VIV401001-1EA | https://www.sigmaaldrich.com/LT/en
VIV105015-1EA | SYNVIVO MICROVASCULAR DESIGN SYNTUMOR C& | 1X1EA | 1 | 159 | Sigma-Aldrich | VIV105015-1EA | https://www.sigmaaldrich.com/LT/en
VIV403003-1EA | SYNVIVO MICROVASCULAR NETWORK SYNTUMOR & | 1X1EA | 1 | 1529 | Sigma-Aldrich | VIV403003-1EA | https://www.sigmaaldrich.com/LT/en
VIV102015-1EA | SYNVIVO TRANSEPITHELIAL/ENDOTHELIAL ELE& | 1X1EA | 1 | 159 | Sigma-Aldrich | VIV102015-1EA | https://www.sigmaaldrich.com/LT/en
VIV404001-1EA | SYNVIVO SYNTOX 3D TOXICOLOGY MODELáASSA& | 1X1EA | 1 | 1176 | Sigma-Aldrich | VIV404001-1EA | https://www.sigmaaldrich.com/LT/en
VIV402003-1EA | SYNVIVO TRANSEPITHELIAL/ENDOTHELIAL ELE& | 1X1EA | 1 | 1529 | Sigma-Aldrich | VIV402003-1EA | https://www.sigmaaldrich.com/LT/en
CLS432123-1EA | CORNING(R) ICE BUCKET WITH LID, ROUND, C | 1X1EA | 1 | 101 | Sigma-Aldrich | CLS432123-1EA | https://www.sigmaaldrich.com/LT/en
Z742623-6EA | TUBE-O-DIALYZER(TM) FLOATS FOR MEDI TUBE | 1X6EA | 1 | 46 | Sigma-Aldrich | Z742623-6EA | https://www.sigmaaldrich.com/LT/en
Z742648-5EA | TUBE-O-DIALYZER(TM) MINI DIALYSIS SYSTEM | 1X5EA | 1 | 53 | Sigma-Aldrich | Z742648-5EA | https://www.sigmaaldrich.com/LT/en
Z742633-20EA | TUBE-O-DIALYZER(TM) MINI DIALYSIS SYSTEM | 1X20EA | 1 | 200 | Sigma-Aldrich | Z742633-20EA | https://www.sigmaaldrich.com/LT/en
Z742439-1EA | MAGIC CLAMP(TM) MAGNETIC CLAMP, ADJUSTA& | 1X1EA | 1 | 51 | Sigma-Aldrich | Z742439-1EA | https://www.sigmaaldrich.com/LT/en
Z742492-5EA | GENERATOR PROBE FOR D1000 HANDHELD HOMO& | 1X5EA | 1 | 666 | Sigma-Aldrich | Z742492-5EA | https://www.sigmaaldrich.com/LT/en
Z742512-1EA | DIGITAL DRY BATH, FOUR BLOCKS, AC INPUT | 1X1EA | 1 | 1098 | Sigma-Aldrich | Z742512-1EA | https://www.sigmaaldrich.com/LT/en
Z742556-1EA | MICROBEAD STERILIZER WITH GLASS BEADS, & | 1X1EA | 1 | 631 | Sigma-Aldrich | Z742556-1EA | https://www.sigmaaldrich.com/LT/en
Z742558-1EA | MICROBEAD STERILIZER TALL WITH GLASS BE& | 1X1EA | 1 | 739 | Sigma-Aldrich | Z742558-1EA | https://www.sigmaaldrich.com/LT/en
Z742429-1EA | STACKING PLATFORM FOR MINI BLOTBOY(TM),& | 1X1EA | 1 | 133 | Sigma-Aldrich | Z742429-1EA | https://www.sigmaaldrich.com/LT/en
CLS432011-1EA | CORNING(R) COOLCELL(R) SV10 FREEZING CON | 1X1EA | 1 | 371 | Sigma-Aldrich | CLS432011-1EA | https://www.sigmaaldrich.com/LT/en
CLS432115-1EA | CORNING(R) ICE PAN, MINI, CAPACITY 1 L, | 1X1EA | 1 | 74 | Sigma-Aldrich | CLS432115-1EA | https://www.sigmaaldrich.com/LT/en
CLS432126-1EA | CORNING(R) ICE BUCKET WITH LID, ROUND, C | 1X1EA | 1 | 101 | Sigma-Aldrich | CLS432126-1EA | https://www.sigmaaldrich.com/LT/en
Z742424-1EA | TUBEROLLER, WITH 5 ROLLERS, AC INPUT 10& | 1X1EA | 1 | 1020 | Sigma-Aldrich | Z742424-1EA | https://www.sigmaaldrich.com/LT/en
Z742454-1EA | MIRCROTUBE ADAPTER FOR ORBI-SHAKER(TM) & | 1X1EA | 1 | 99 | Sigma-Aldrich | Z742454-1EA | https://www.sigmaaldrich.com/LT/en
Z742480-500EA | REINFORCED TUBES, CAPACITY 2 ML, WITH C& | 1X500EA | 1 | 240 | Sigma-Aldrich | Z742480-500EA | https://www.sigmaaldrich.com/LT/en
Z742501-1EA | BLOCK FOR MYBLOCK(TM) HL MINI DRY BATH,& | 1X1EA | 1 | 107 | Sigma-Aldrich | Z742501-1EA | https://www.sigmaaldrich.com/LT/en
Z742502-1EA | BLOCK FOR MYBLOCK(TM) MINI DRY BATH, 6 & | 1X1EA | 1 | 129 | Sigma-Aldrich | Z742502-1EA | https://www.sigmaaldrich.com/LT/en
Z742505-1EA | DIGITAL DRY BATH, ONE BLOCK, AC INPUT 2& | 1X1EA | 1 | 518 | Sigma-Aldrich | Z742505-1EA | https://www.sigmaaldrich.com/LT/en
Z742506-1EA | DIGITAL DRY BATH, ONE BLOCK, AC INPUT 2& | 1X1EA | 1 | 531 | Sigma-Aldrich | Z742506-1EA | https://www.sigmaaldrich.com/LT/en
Z742539-1EA | MYTEMP(TM) 65HC DIGITAL HEATING AND COO& | 1X1EA | 1 | 3215 | Sigma-Aldrich | Z742539-1EA | https://www.sigmaaldrich.com/LT/en
Z742540-1EA | MYTEMP(TM) 65HC DIGITAL HEATING AND COO& | 1X1EA | 1 | 3225 | Sigma-Aldrich | Z742540-1EA | https://www.sigmaaldrich.com/LT/en
Z742543-1EA | BENCHMARK HOTPLATE AND MAGNETIC STIRRER& | 1X1EA | 1 | 427 | Sigma-Aldrich | Z742543-1EA | https://www.sigmaaldrich.com/LT/en
Z742427-1EA | TUBEROLLER, WITH 10 ROLLERS, AC INPUT 1& | 1X1EA | 1 | 1470 | Sigma-Aldrich | Z742427-1EA | https://www.sigmaaldrich.com/LT/en
Z742637-5EA | TUBE-O-DIALYZER(TM) MINI DIALYSIS SYSTEM | 1X5EA | 1 | 61 | Sigma-Aldrich | Z742637-5EA | https://www.sigmaaldrich.com/LT/en
Z742662-1EA | TUBE-O-TANK FOR USE WITH THE TUBE-O-DIAL | 1X1EA | 1 | 147 | Sigma-Aldrich | Z742662-1EA | https://www.sigmaaldrich.com/LT/en
Z742628-5EA | TUBE-O-DIALYZER(TM) MINI DIALYSIS SYSTEM | 1X5EA | 1 | 61 | Sigma-Aldrich | Z742628-5EA | https://www.sigmaaldrich.com/LT/en
Z742653-20EA | TUBE-O-DIALYZER(TM) MINI DIALYSIS SYSTEM | 1X20EA | 1 | 195 | Sigma-Aldrich | Z742653-20EA | https://www.sigmaaldrich.com/LT/en
Z742622-2EA | CENTRIFUGE TUBE ADAPTER FOR TUBE-O-DIALY | 1X2EA | 1 | 116 | Sigma-Aldrich | Z742622-2EA | https://www.sigmaaldrich.com/LT/en
Z742647-5EA | TUBE-O-DIALYZER(TM) MINI DIALYSIS SYSTEM | 1X5EA | 1 | 53 | Sigma-Aldrich | Z742647-5EA | https://www.sigmaaldrich.com/LT/en
Z742629-20EA | TUBE-O-DIALYZER(TM) MINI DIALYSIS SYSTEM | 1X20EA | 1 | 200 | Sigma-Aldrich | Z742629-20EA | https://www.sigmaaldrich.com/LT/en
Z742654-20EA | TUBE-O-DIALYZER(TM) MINI DIALYSIS SYSTEM | 1X20EA | 1 | 195 | Sigma-Aldrich | Z742654-20EA | https://www.sigmaaldrich.com/LT/en
Z742652-20EA | TUBE-O-DIALYZER(TM) MINI DIALYSIS SYSTEM | 1X20EA | 1 | 195 | Sigma-Aldrich | Z742652-20EA | https://www.sigmaaldrich.com/LT/en
Z742626-20EA | TUBE-O-DIALYZER(TM) MINI DIALYSIS SYSTEM | 1X20EA | 1 | 200 | Sigma-Aldrich | Z742626-20EA | https://www.sigmaaldrich.com/LT/en
Z742624-12EA | TUBE-O-DIALYZER(TM) FLOATS FOR MICRO FOR | 1X12EA | 1 | 72 | Sigma-Aldrich | Z742624-12EA | https://www.sigmaaldrich.com/LT/en
Z742640-20EA | TUBE-O-DIALYZER(TM) MINI DIALYSIS SYSTEM | 1X20EA | 1 | 180 | Sigma-Aldrich | Z742640-20EA | https://www.sigmaaldrich.com/LT/en
Z742617-20EA | EZ-GRIND(TM) 20 PESTLE & 20 TUBES WITH R | 1X20EA | 1 | 134 | Sigma-Aldrich | Z742617-20EA | https://www.sigmaaldrich.com/LT/en
Z742642-5EA | TUBE-O-DIALYZER(TM) MINI DIALYSIS SYSTEM | 1X5EA | 1 | 53 | Sigma-Aldrich | Z742642-5EA | https://www.sigmaaldrich.com/LT/en
Z742631-20EA | TUBE-O-DIALYZER(TM) MINI DIALYSIS SYSTEM | 1X20EA | 1 | 200 | Sigma-Aldrich | Z742631-20EA | https://www.sigmaaldrich.com/LT/en
Z742649-20EA | TUBE-O-DIALYZER(TM) MINI DIALYSIS SYSTEM | 1X20EA | 1 | 195 | Sigma-Aldrich | Z742649-20EA | https://www.sigmaaldrich.com/LT/en
CLS432028-1EA | CORNING(R) COOLBOX(TM), 2XT SYSTEM, WORK | 1X1EA | 1 | 910 | Sigma-Aldrich | CLS432028-1EA | https://www.sigmaaldrich.com/LT/en
Z742428-1EA | TUBEROLLER, WITH 10 ROLLERS, AC INPUT 1& | 1X1EA | 1 | 1480 | Sigma-Aldrich | Z742428-1EA | https://www.sigmaaldrich.com/LT/en
Z742432-1EA | FLAT MAT FOR BENCHROCKER(TM) 2D VARIABL& | 1X1EA | 1 | 50 | Sigma-Aldrich | Z742432-1EA | https://www.sigmaaldrich.com/LT/en
Z742434-1EA | DIMPLED MAT FOR BENCHBLOTTER(TM) 2D PLA& | 1X1EA | 1 | 47 | Sigma-Aldrich | Z742434-1EA | https://www.sigmaaldrich.com/LT/en
Z742442-1EA | INCU-SHAKER(TM) MINI DEDICATED PLATFORM& | 1X1EA | 1 | 382 | Sigma-Aldrich | Z742442-1EA | https://www.sigmaaldrich.com/LT/en
Z742444-1EA | INCU-SHAKER(TM) MINI DEDICATED PLATFORM& | 1X1EA | 1 | 382 | Sigma-Aldrich | Z742444-1EA | https://www.sigmaaldrich.com/LT/en
Z742453-1EA | MIRCROTUBE ADAPTER FOR ORBI-SHAKER(TM) & | 1X1EA | 1 | 99 | Sigma-Aldrich | Z742453-1EA | https://www.sigmaaldrich.com/LT/en
Z742456-1EA | BLOCK FOR MULTI-THERM(TM) SHAKER, FOR 1& | 1X1EA | 1 | 453 | Sigma-Aldrich | Z742456-1EA | https://www.sigmaaldrich.com/LT/en
Z742459-1EA | BLOCK FOR MULTI-THERM(TM) SHAKER, FOR 4& | 1X1EA | 1 | 453 | Sigma-Aldrich | Z742459-1EA | https://www.sigmaaldrich.com/LT/en
Z742477-1EA | OPTIONAL TUBE HOLDER FOR BEADBLASTER(TM& | 1X1EA | 1 | 446 | Sigma-Aldrich | Z742477-1EA | https://www.sigmaaldrich.com/LT/en
Z742487-1EA | D1000 HANDHELD HOMOGENIZER, INCLUDES 5 & | 1X1EA | 1 | 1216 | Sigma-Aldrich | Z742487-1EA | https://www.sigmaaldrich.com/LT/en
Z742489-1EA | GENERATOR PROBE FOR D1000 HANDHELD HOMO& | 1X1EA | 1 | 374 | Sigma-Aldrich | Z742489-1EA | https://www.sigmaaldrich.com/LT/en
Z742490-1EA | GENERATOR PROBE FOR D1000 HANDHELD HOMOG | 1X1EA | 1 | 1118 | Sigma-Aldrich | Z742490-1EA | https://www.sigmaaldrich.com/LT/en
Z742491-5EA | GENERATOR PROBE FOR D1000 HANDHELD HOMOG | 1X5EA | 1 | 629 | Sigma-Aldrich | Z742491-5EA | https://www.sigmaaldrich.com/LT/en
Z742497-1EA | BLOCK FOR MYBLOCK(TM) MINI DRY BATH, FO& | 1X1EA | 1 | 107 | Sigma-Aldrich | Z742497-1EA | https://www.sigmaaldrich.com/LT/en
Z742500-1EA | BLOCK FOR MYBLOCK(TM) MINI DRY BATH, FO& | 1X1EA | 1 | 107 | Sigma-Aldrich | Z742500-1EA | https://www.sigmaaldrich.com/LT/en
Z742508-1EA | DIGITAL DRY BATH, TWO BLOCKS, AC INPUT & | 1X1EA | 1 | 646 | Sigma-Aldrich | Z742508-1EA | https://www.sigmaaldrich.com/LT/en
Z742513-1EA | DIGITAL DRY BATH, FOUR BLOCKS, AC INPUT& | 1X1EA | 1 | 1108 | Sigma-Aldrich | Z742513-1EA | https://www.sigmaaldrich.com/LT/en
Z742544-1EA | BENCHMARK HOTPLATE AND MAGNETIC STIRRER& | 1X1EA | 1 | 439 | Sigma-Aldrich | Z742544-1EA | https://www.sigmaaldrich.com/LT/en
Z742548-1EA | BENCHMARK HOTPLATE, 7.5 X 7.5 IN., AC I& | 1X1EA | 1 | 298 | Sigma-Aldrich | Z742548-1EA | https://www.sigmaaldrich.com/LT/en
Z742555-1EA | MICROBEAD STERILIZER WITH GLASS BEADS, & | 1X1EA | 1 | 618 | Sigma-Aldrich | Z742555-1EA | https://www.sigmaaldrich.com/LT/en
Z742639-5EA | TUBE-O-DIALYZER(TM) MINI DIALYSIS SYSTEM | 1X5EA | 1 | 53 | Sigma-Aldrich | Z742639-5EA | https://www.sigmaaldrich.com/LT/en
Z742664-100EA | MOLECULAR GRINDING RESIN(TM) WITH PESTLE | 1X100EA | 1 | 294 | Sigma-Aldrich | Z742664-100EA | https://www.sigmaaldrich.com/LT/en
Z742646-20EA | TUBE-O-DIALYZER(TM) MINI DIALYSIS SYSTEM | 1X20EA | 1 | 180 | Sigma-Aldrich | Z742646-20EA | https://www.sigmaaldrich.com/LT/en
CLS432110-1EA | CORNING(R) ICE PAN, RECTANGULAR WITH LID | 1X1EA | 1 | 136 | Sigma-Aldrich | CLS432110-1EA | https://www.sigmaaldrich.com/LT/en
CLS432120-1EA | CORNING(R) ICE PAN, MINI, CAPACITY 1 L, | 1X1EA | 1 | 74 | Sigma-Aldrich | CLS432120-1EA | https://www.sigmaaldrich.com/LT/en
Z742630-5EA | TUBE-O-DIALYZER(TM) MINI DIALYSIS SYSTEM | 1X5EA | 1 | 61 | Sigma-Aldrich | Z742630-5EA | https://www.sigmaaldrich.com/LT/en
CLS432114-1EA | CORNING(R) ICE PAN, RECTANGULAR WITH LID | 1X1EA | 1 | 136 | Sigma-Aldrich | CLS432114-1EA | https://www.sigmaaldrich.com/LT/en
Z742632-5EA | TUBE-O-DIALYZER(TM) MINI DIALYSIS SYSTEM | 1X5EA | 1 | 61 | Sigma-Aldrich | Z742632-5EA | https://www.sigmaaldrich.com/LT/en
Z742641-20EA | TUBE-O-DIALYZER(TM) MINI DIALYSIS SYSTEM | 1X20EA | 1 | 180 | Sigma-Aldrich | Z742641-20EA | https://www.sigmaaldrich.com/LT/en
CLS432104-1EA | CORNING(R) ICE PAN, RECTANGULAR, MIDI, C | 1X1EA | 1 | 118 | Sigma-Aldrich | CLS432104-1EA | https://www.sigmaaldrich.com/LT/en
CLS432081-1EA | ACCESSORY FOR CORNING(R) COOLBOX(TM), CO | 1X1EA | 1 | 195 | Sigma-Aldrich | CLS432081-1EA | https://www.sigmaaldrich.com/LT/en
CLS432105-1EA | CORNING(R) ICE PAN, RECTANGULAR, MIDI, C | 1X1EA | 1 | 118 | Sigma-Aldrich | CLS432105-1EA | https://www.sigmaaldrich.com/LT/en
CLS432111-1EA | CORNING(R) ICE PAN, RECTANGULAR WITH LID | 1X1EA | 1 | 136 | Sigma-Aldrich | CLS432111-1EA | https://www.sigmaaldrich.com/LT/en
CLS432098-1EA | CORNING(R) ICE PAN, RECTANGULAR, MAXI, C | 1X1EA | 1 | 158 | Sigma-Aldrich | CLS432098-1EA | https://www.sigmaaldrich.com/LT/en
Z742638-20EA | TUBE-O-DIALYZER(TM) MINI DIALYSIS SYSTEM | 1X20EA | 1 | 180 | Sigma-Aldrich | Z742638-20EA | https://www.sigmaaldrich.com/LT/en
Z742663-1EA | MOLECULAR GRINDING RESIN(TM) | 1X1EA | 1 | 190 | Sigma-Aldrich | Z742663-1EA | https://www.sigmaaldrich.com/LT/en
Z742618-1EA | TUBE-O-ARRAY(TM) DIALYZER TRAY FOR TUBE- | 1X1EA | 1 | 189 | Sigma-Aldrich | Z742618-1EA | https://www.sigmaaldrich.com/LT/en
Z742644-20EA | TUBE-O-DIALYZER(TM) MINI DIALYSIS SYSTEM | 1X20EA | 1 | 180 | Sigma-Aldrich | Z742644-20EA | https://www.sigmaaldrich.com/LT/en
Z742433-1EA | FLAT MAT FOR BENCHBLOTTER(TM) 2D PLATFO& | 1X1EA | 1 | 44 | Sigma-Aldrich | Z742433-1EA | https://www.sigmaaldrich.com/LT/en
Z742458-1EA | BLOCK FOR MULTI-THERM(TM) SHAKER, FOR 2& | 1X1EA | 1 | 453 | Sigma-Aldrich | Z742458-1EA | https://www.sigmaaldrich.com/LT/en
Z742488-1EA | D1000 HANDHELD HOMOGENIZER, INCLUDES 5 & | 1X1EA | 1 | 1225 | Sigma-Aldrich | Z742488-1EA | https://www.sigmaaldrich.com/LT/en
Z742509-1EA | DIGITAL DRY BATH, TWO BLOCKS, AC INPUT & | 1X1EA | 1 | 657 | Sigma-Aldrich | Z742509-1EA | https://www.sigmaaldrich.com/LT/en
Z721581-1EA | EZ-PIERCE | 1X1EA | 1 | 514 | Sigma-Aldrich | Z721581-1EA | https://www.sigmaaldrich.com/LT/en
Z742499-1EA | BLOCK FOR MYBLOCK(TM) MINI DRY BATH, FO& | 1X1EA | 1 | 116 | Sigma-Aldrich | Z742499-1EA | https://www.sigmaaldrich.com/LT/en
Z742431-1EA | STACKING PLATFORM FOR MINI BLOTBOY(TM),& | 1X1EA | 1 | 52 | Sigma-Aldrich | Z742431-1EA | https://www.sigmaaldrich.com/LT/en
Z742455-1EA | BLOCK FOR MULTI-THERM(TM) SHAKER, FOR 1& | 1X1EA | 1 | 453 | Sigma-Aldrich | Z742455-1EA | https://www.sigmaaldrich.com/LT/en
Z742547-1EA | BENCHMARK HOTPLATE, 7.5 X 7.5 IN., AC I& | 1X1EA | 1 | 286 | Sigma-Aldrich | Z742547-1EA | https://www.sigmaaldrich.com/LT/en
Z742443-1EA | INCU-SHAKER(TM) MINI DEDICATED PLATFORM& | 1X1EA | 1 | 382 | Sigma-Aldrich | Z742443-1EA | https://www.sigmaaldrich.com/LT/en
Z742498-1EA | SOLID BLOCK FOR MYBLOCK(TM) MINI DRY BA& | 1X1EA | 1 | 107 | Sigma-Aldrich | Z742498-1EA | https://www.sigmaaldrich.com/LT/en
CLS3789A-100EA | Corning(R) 96 Well White Round Bottom Po | 1X100EA | 1 | 664 | Sigma-Aldrich | CLS3789A-100EA | https://www.sigmaaldrich.com/LT/en
Z742625-6EA | TUBE-O-DIALYZER(TM) FLOATS FOR MICRO TUB | 1X6EA | 1 | 40 | Sigma-Aldrich | Z742625-6EA | https://www.sigmaaldrich.com/LT/en
Z742636-20EA | TUBE-O-DIALYZER(TM) MINI DIALYSIS SYSTEM | 1X20EA | 1 | 200 | Sigma-Aldrich | Z742636-20EA | https://www.sigmaaldrich.com/LT/en
Z742650-20EA | TUBE-O-DIALYZER(TM) MINI DIALYSIS SYSTEM | 1X20EA | 1 | 195 | Sigma-Aldrich | Z742650-20EA | https://www.sigmaaldrich.com/LT/en
Z742661-1EA | TUBE-O-TANK FOR USE WITH THE TUBE-O-DIAL | 1X1EA | 1 | 164 | Sigma-Aldrich | Z742661-1EA | https://www.sigmaaldrich.com/LT/en
Z742438-1EA | MAGIC CLAMP(TM) MAGNETIC CLAMP, HOLDS 1& | 1X1EA | 1 | 92 | Sigma-Aldrich | Z742438-1EA | https://www.sigmaaldrich.com/LT/en
Z742493-1EA | STAND FOR D1000 HANDHELD HOMOGENIZER | 1X1EA | 1 | 499 | Sigma-Aldrich | Z742493-1EA | https://www.sigmaaldrich.com/LT/en
Z742440-1EA | ADJUSTABLE SPRING BAR PLATFORM FOR ORBI& | 1X1EA | 1 | 404 | Sigma-Aldrich | Z742440-1EA | https://www.sigmaaldrich.com/LT/en
Z742441-1EA | MAGIC CLAMP(TM) TUBE RACK, FOR 72 X 14 & | 1X1EA | 1 | 165 | Sigma-Aldrich | Z742441-1EA | https://www.sigmaaldrich.com/LT/en
Z742495-1EA | MYBLOCK(TM) HL MINI DRY BATH WITH HEATE& | 1X1EA | 1 | 483 | Sigma-Aldrich | Z742495-1EA | https://www.sigmaaldrich.com/LT/en
Z742496-1EA | MYBLOCK(TM) HL MINI DRY BATH WITH HEATE& | 1X1EA | 1 | 494 | Sigma-Aldrich | Z742496-1EA | https://www.sigmaaldrich.com/LT/en
Z742634-5EA | TUBE-O-DIALYZER(TM) MINI DIALYSIS SYSTEM | 1X5EA | 1 | 61 | Sigma-Aldrich | Z742634-5EA | https://www.sigmaaldrich.com/LT/en
Z742448-1EA | MAGIC CLAMP(TM) MAGNETIC CLAMP, HOLDS 3& | 1X1EA | 1 | 106 | Sigma-Aldrich | Z742448-1EA | https://www.sigmaaldrich.com/LT/en
Z742645-5EA | TUBE-O-DIALYZER(TM) MINI DIALYSIS SYSTEM | 1X5EA | 1 | 53 | Sigma-Aldrich | Z742645-5EA | https://www.sigmaaldrich.com/LT/en
Z742425-1EA | TUBEROLLER, WITH 5 ROLLERS, AC INPUT 10& | 1X1EA | 1 | 1039 | Sigma-Aldrich | Z742425-1EA | https://www.sigmaaldrich.com/LT/en
WHA3017-8823 | WHATMAN(TM) CELLULOSE CHROMATOGRAPHY PA& | 1X1EA | 1 | 49 | Sigma-Aldrich | WHA3017-8823 | https://www.sigmaaldrich.com/LT/en
GE29053612 | TRICORN(TM) FILTER KIT, TRICORN(TM) 10 & | 1X1EA | 1 | 131 | Sigma-Aldrich | GE29053612 | https://www.sigmaaldrich.com/LT/en
WHA3002-9159 | WHATMAN(TM) CELLULOSE CHROMATOGRAPHY PA& | 1X1EA | 1 | 521 | Sigma-Aldrich | WHA3002-9159 | https://www.sigmaaldrich.com/LT/en
WHA10370373 | WHATMAN(TM) GLASS MICROFIBER FILTERS WI& | 1X1EA | 1 | 605 | Sigma-Aldrich | WHA10370373 | https://www.sigmaaldrich.com/LT/en
WHA2200-654 | WHATMAN(TM) 1PS PHASE SEPARATOR FILTER & | 1X1EA | 1 | 787 | Sigma-Aldrich | WHA2200-654 | https://www.sigmaaldrich.com/LT/en
WHA2810-902 | WHATMAN(TM) CELLULOSE EXTRACTION THIMBL& | 1X1EA | 1 | 330 | Sigma-Aldrich | WHA2810-902 | https://www.sigmaaldrich.com/LT/en
WHA30176715 | WHATMAN(TM) CELLULOSE CHROMATOGRAPHY PA& | 1X1EA | 1 | 36 | Sigma-Aldrich | WHA30176715 | https://www.sigmaaldrich.com/LT/en
Z743552-1L | THERMAL MICRO-BEADS, XL, GLASS, 4 MM -& | 1X1L | 1 | 75 | Sigma-Aldrich | Z743552-1L | https://www.sigmaaldrich.com/LT/en
GE18-3132-01 | HR COLUMN TUBES, 16/10, GE HEALTHCARE& | 1X1EA | 1 | 439 | Sigma-Aldrich | GE18-3132-01 | https://www.sigmaaldrich.com/LT/en
WHA10334607 | WHATMAN(TM) PREPLEATED QUALITATIVE FILT& | 1X1EA | 1 | 48 | Sigma-Aldrich | WHA10334607 | https://www.sigmaaldrich.com/LT/en
GE18117779 | FLASK HOLDER, AKTA(TM)XPRESS, GE HEALTH& | 1X1EA | 1 | 654 | Sigma-Aldrich | GE18117779 | https://www.sigmaaldrich.com/LT/en
GE18-1152-82 | TRICORN(TM) O-RING PACKING KIT, GE HEAL& | 1X1EA | 1 | 66 | Sigma-Aldrich | GE18-1152-82 | https://www.sigmaaldrich.com/LT/en
GE28-9666-48 | COLUMN TUBE ASSEMBLY, 200 MM, GE HEALTH& | 1X1EA | 1 | 782 | Sigma-Aldrich | GE28-9666-48 | https://www.sigmaaldrich.com/LT/en
WHA29175523 | WHATMAN(TM) EXPOSURE CASSETTES FOR UNMO& | 1X1EA | 1 | 459 | Sigma-Aldrich | WHA29175523 | https://www.sigmaaldrich.com/LT/en
GE18-1153-04 | TRICORN(TM) GLASS TUBE, 5/20 GLASS TUBE& | 1X1EA | 1 | 305 | Sigma-Aldrich | GE18-1153-04 | https://www.sigmaaldrich.com/LT/en
GE18-1153-05 | TRICORN(TM) GLASS TUBE, 5/50 GLASS TUBE& | 1X1EA | 1 | 318 | Sigma-Aldrich | GE18-1153-05 | https://www.sigmaaldrich.com/LT/en
WHA10314843 | WHATMAN(TM) PREPLEATED QUALITATIVE FILT& | 1X1EA | 1 | 40 | Sigma-Aldrich | WHA10314843 | https://www.sigmaaldrich.com/LT/en
Z743562-1EA | WRITE PROTECT TAPE, CLEAR, ROLL, L X W& | 1X1EA | 1 | 32 | Sigma-Aldrich | Z743562-1EA | https://www.sigmaaldrich.com/LT/en
GE18117264 | TUBING CONNECTOR M6 MALE, AKTA(TM)XPRES& | 1X1EA | 1 | 42 | Sigma-Aldrich | GE18117264 | https://www.sigmaaldrich.com/LT/en
GE18112095 | TUBING I.D. 0.25 MM, O.D. 1/16", AKTA(T& | 1X1EA | 1 | 67 | Sigma-Aldrich | GE18112095 | https://www.sigmaaldrich.com/LT/en
GE18-1153-18 | TRICORN(TM) GLASS TUBE, 10/300 GLASS TU& | 1X1EA | 1 | 503 | Sigma-Aldrich | GE18-1153-18 | https://www.sigmaaldrich.com/LT/en
WHA10314765 | WHATMAN(TM) QUALITATIVE FILTER PAPER, G& | 1X1EA | 1 | 45 | Sigma-Aldrich | WHA10314765 | https://www.sigmaaldrich.com/LT/en
GE19-5037-01 | C TUBES, 10/40, GE HEALTHCARE& | 1X1EA | 1 | 164 | Sigma-Aldrich | GE19-5037-01 | https://www.sigmaaldrich.com/LT/en
Z743483-1EA | ALUMINIUM COOLING/HEATING BLOCK, FOR 15& | 1X1EA | 1 | 228 | Sigma-Aldrich | Z743483-1EA | https://www.sigmaaldrich.com/LT/en
WHA3030-909 | WHATMAN(TM) CELLULOSE CHROMATOGRAPHY PA& | 1X1EA | 1 | 223 | Sigma-Aldrich | WHA3030-909 | https://www.sigmaaldrich.com/LT/en
WHA29175524 | WHATMAN(TM) EXPOSURE CASSETTES FOR UNMO& | 1X1EA | 1 | 686 | Sigma-Aldrich | WHA29175524 | https://www.sigmaaldrich.com/LT/en
WHA1872-050 | WHATMAN(TM) APPLICATION SPECIFIC FILTER& | 1X1EA | 1 | 160 | Sigma-Aldrich | WHA1872-050 | https://www.sigmaaldrich.com/LT/en
GE28400737 | LARGE COLUMN HOLDER, FOR COLUMNS O.D. 5& | 1X1EA | 1 | 463 | Sigma-Aldrich | GE28400737 | https://www.sigmaaldrich.com/LT/en
GE29053586 | TRICORN(TM) FILTER KIT, TRICORN(TM) 5 C& | 1X1EA | 1 | 131 | Sigma-Aldrich | GE29053586 | https://www.sigmaaldrich.com/LT/en
GE18-1153-19 | TRICORN(TM) GLASS TUBE, 10/600 GLASS TU& | 1X1EA | 1 | 686 | Sigma-Aldrich | GE18-1153-19 | https://www.sigmaaldrich.com/LT/en
WHA10341097 | WHATMAN(TM) 22HY GRADE MEMBRANES, OVAL,& | 1X1EA | 1 | 81 | Sigma-Aldrich | WHA10341097 | https://www.sigmaaldrich.com/LT/en
GE18-1483-01 | HR COLUMN TUBES, 16/50, GE HEALTHCARE& | 1X1EA | 1 | 630 | Sigma-Aldrich | GE18-1483-01 | https://www.sigmaaldrich.com/LT/en
GE18-1153-06 | TRICORN(TM) GLASS TUBE, 5/100 GLASS TUB& | 1X1EA | 1 | 340 | Sigma-Aldrich | GE18-1153-06 | https://www.sigmaaldrich.com/LT/en
WHA10334500 | WHATMAN(TM) PREPLEATED QUALITATIVE FILT& | 1X1EA | 1 | 89 | Sigma-Aldrich | WHA10334500 | https://www.sigmaaldrich.com/LT/en
GE18117263 | FINGERTIGHT CONNECTOR 1/16" MALE, AKTA(& | 1X1EA | 1 | 67 | Sigma-Aldrich | GE18117263 | https://www.sigmaaldrich.com/LT/en
GE18-1153-08 | TRICORN(TM) GLASS TUBE, 5/200 GLASS TUB& | 1X1EA | 1 | 383 | Sigma-Aldrich | GE18-1153-08 | https://www.sigmaaldrich.com/LT/en
GE18-1153-13 | TRICORN(TM) GLASS TUBE, 10/20 GLASS TUB& | 1X1EA | 1 | 333 | Sigma-Aldrich | GE18-1153-13 | https://www.sigmaaldrich.com/LT/en
Z743486-1EA | ALUMINIUM COOLING/HEATING BLOCK, FOR 2.& | 1X1EA | 1 | 407 | Sigma-Aldrich | Z743486-1EA | https://www.sigmaaldrich.com/LT/en
GE18-1153-16 | TRICORN(TM) GLASS TUBE, 10/150 GLASS TU& | 1X1EA | 1 | 373 | Sigma-Aldrich | GE18-1153-16 | https://www.sigmaaldrich.com/LT/en
GE18-1153-07 | TRICORN(TM) GLASS TUBE, 5/150 GLASS TUB& | 1X1EA | 1 | 355 | Sigma-Aldrich | GE18-1153-07 | https://www.sigmaaldrich.com/LT/en
WHA10370395 | WHATMAN(TM)#GLASS MICROFIBER FILTERS WI& | 1X1EA | 1 | 125 | Sigma-Aldrich | WHA10370395 | https://www.sigmaaldrich.com/LT/en
GE18-1153-10 | TRICORN(TM) BOTTOM UNIT, TRICORN(TM) 10& | 1X1EA | 1 | 122 | Sigma-Aldrich | GE18-1153-10 | https://www.sigmaaldrich.com/LT/en
GE18-1153-01 | TRICORN(TM) BOTTOM UNIT, TRICORN(TM) 5 & | 1X1EA | 1 | 122 | Sigma-Aldrich | GE18-1153-01 | https://www.sigmaaldrich.com/LT/en
GE18114710 | FINGERTIGHT NARROW HEAD CONNECTOR, O.D.& | 1X1EA | 1 | 482 | Sigma-Aldrich | GE18114710 | https://www.sigmaaldrich.com/LT/en
GE18112090 | UNION 1/16" MALE - 1/16" MALE, I.D. 0.1& | 1X1EA | 1 | 137 | Sigma-Aldrich | GE18112090 | https://www.sigmaaldrich.com/LT/en
GE28-9666-51 | COLUMN TUBE ASSEMBLY, 400 MM, GE HEALTH& | 1X1EA | 1 | 990 | Sigma-Aldrich | GE28-9666-51 | https://www.sigmaaldrich.com/LT/en
GE11000302 | CAPILLARLY LOOP 10 ML, AKTA(TM) SYSTEMS& | 1X1EA | 1 | 300 | Sigma-Aldrich | GE11000302 | https://www.sigmaaldrich.com/LT/en
WHA10342581 | WHATMAN(TM) SEED TESTING PAPER, GRADE 3& | 1X1EA | 1 | 296 | Sigma-Aldrich | WHA10342581 | https://www.sigmaaldrich.com/LT/en
WHAWB120472 | WHATMAN(TM) EASICOLLECT(TM) DEVICE + BU& | 1X1EA | 1 | 408 | Sigma-Aldrich | WHAWB120472 | https://www.sigmaaldrich.com/LT/en
GE18-1153-15 | TRICORN(TM) GLASS TUBE, 10/100 GLASS TU& | 1X1EA | 1 | 358 | Sigma-Aldrich | GE18-1153-15 | https://www.sigmaaldrich.com/LT/en
TMO3110-42 | BIOTAINER(R) MEDIA BOTTLES, PETG, 1000 & | 1X1EA | 1 | 511 | Sigma-Aldrich | TMO3110-42 | https://www.sigmaaldrich.com/LT/en
TMO312002-9025 | NALGENE(R) DIAGNOSTIC BOTTLE, HDPE, 8 M& | 1X1EA | 1 | 1078 | Sigma-Aldrich | TMO312002-9025 | https://www.sigmaaldrich.com/LT/en
TMO312002-9050 | NALGENE(R) DIAGNOSTIC BOTTLE, HDPE, 15 & | 1X1EA | 1 | 1127 | Sigma-Aldrich | TMO312002-9050 | https://www.sigmaaldrich.com/LT/en
TMO312002-9125 | NALGENE(R) DIAGNOSTIC BOTTLE, HDPE, 4 M& | 1X1EA | 1 | 1039 | Sigma-Aldrich | TMO312002-9125 | https://www.sigmaaldrich.com/LT/en
TMO312004-9050 | NALGENE(R) DIAGNOSTIC BOTTLE, HDPE, 15 & | 1X1EA | 1 | 1196 | Sigma-Aldrich | TMO312004-9050 | https://www.sigmaaldrich.com/LT/en
TMO312004-9125 | NALGENE(R) DIAGNOSTIC BOTTLE, HDPE, 4 M& | 1X1EA | 1 | 1098 | Sigma-Aldrich | TMO312004-9125 | https://www.sigmaaldrich.com/LT/en
TMO312185-0001 | NALGENE(R) WIDE-MOUTH BOTTLE,HDPE, 30 M& | 1X1EA | 1 | 779 | Sigma-Aldrich | TMO312185-0001 | https://www.sigmaaldrich.com/LT/en
TMO362150-5130 | NALGENE(R) RED CAPS, POLYPROPYLENE, 16 & | 1X1EA | 1 | 432 | Sigma-Aldrich | TMO362150-5130 | https://www.sigmaaldrich.com/LT/en
TMO362800-0020 | NALGENE(R) NATURAL MICRO PACKAGING VIAL& | 1X1EA | 1 | 158 | Sigma-Aldrich | TMO362800-0020 | https://www.sigmaaldrich.com/LT/en
TMO312189-0001 | NALGENE(R) WIDE-MOUTH BOTTLE,HDPE, 30 M& | 1X1EA | 1 | 706 | Sigma-Aldrich | TMO312189-0001 | https://www.sigmaaldrich.com/LT/en
TMO312189-0002 | NALGENE(R) WIDE-MOUTH BOTTLE, HDPE, 60 & | 1X1EA | 1 | 720 | Sigma-Aldrich | TMO312189-0002 | https://www.sigmaaldrich.com/LT/en
TMO331825-BR | NUNC(R) BARCODED LATCH RACK, FOR 2.0 ML& | 1X1EA | 1 | 175 | Sigma-Aldrich | TMO331825-BR | https://www.sigmaaldrich.com/LT/en
TMO331826-BR | NUNC(R) BARCODED LATCH RACK, FOR 5.0 ML& | 1X1EA | 1 | 237 | Sigma-Aldrich | TMO331826-BR | https://www.sigmaaldrich.com/LT/en
TMO331827-BR | NUNC(R) BARCODED LATCH RACK, FOR 1.0-2.& | 1X1EA | 1 | 216 | Sigma-Aldrich | TMO331827-BR | https://www.sigmaaldrich.com/LT/en
TMO174985 | NUNC(R) THERMANOX(TM) COVERSLIP, THERMA& | 1X1EA | 1 | 407 | Sigma-Aldrich | TMO174985 | https://www.sigmaaldrich.com/LT/en
TMO150067 | NUNC(R) THERMANOX(TM) COVERSLIP, THERMA& | 1X1EA | 1 | 407 | Sigma-Aldrich | TMO150067 | https://www.sigmaaldrich.com/LT/en
TMO150239 | NUNC(R) NON-TREATED MULTIDISH, 6 WELL, & | 1X1EA | 1 | 265 | Sigma-Aldrich | TMO150239 | https://www.sigmaaldrich.com/LT/en
TMO155411 | NUNC(R) LAB-TEK(R) II CHAMBERED COVERGL& | 1X1EA | 1 | 1078 | Sigma-Aldrich | TMO155411 | https://www.sigmaaldrich.com/LT/en
TMO331828-BR | NUNC(R) BARCODED LATCH RACK, FOR 3.6-5.& | 1X1EA | 1 | 216 | Sigma-Aldrich | TMO331828-BR | https://www.sigmaaldrich.com/LT/en
TMO3415-16 | BIOTAINER(R) SQUARE MEDIA BOTTLES WITH & | 1X1EA | 1 | 277 | Sigma-Aldrich | TMO3415-16 | https://www.sigmaaldrich.com/LT/en
TMO362002-9125 | NALGENE(R) DIAGNOSTIC BOTTLE WITHOUT CA& | 1X1EA | 1 | 686 | Sigma-Aldrich | TMO362002-9125 | https://www.sigmaaldrich.com/LT/en
TMO362089-0001 | NALGENE(R) NARROW-MOUTH BOTTLE WITHOUT & | 1X1EA | 1 | 467 | Sigma-Aldrich | TMO362089-0001 | https://www.sigmaaldrich.com/LT/en
TMO362089-0002 | NALGENE(R) NARROW-MOUTH BOTTLE WITHOUT & | 1X1EA | 1 | 480 | Sigma-Aldrich | TMO362089-0002 | https://www.sigmaaldrich.com/LT/en
EP0030075226-480EA | EPPENDORF(R) EPT.I.P.S.(R) BIOPUR, 0,1 & | 1X480EA | 1 | 59 | Sigma-Aldrich | EP0030075226-480EA | https://www.sigmaaldrich.com/LT/en
EP0030075234-480EA | EPPENDORF(R) EPT.I.P.S.(R) BIOPUR, 2 # & | 1X480EA | 1 | 55 | Sigma-Aldrich | EP0030075234-480EA | https://www.sigmaaldrich.com/LT/en
EP0030075242-480EA | EPPENDORF(R) EPT.I.P.S.(R) BIOPUR, 20 #& | 1X480EA | 1 | 55 | Sigma-Aldrich | EP0030075242-480EA | https://www.sigmaaldrich.com/LT/en
EP0030075250-480EA | EPPENDORF(R) EPT.I.P.S.(R) BIOPUR, 50 #& | 1X480EA | 1 | 55 | Sigma-Aldrich | EP0030075250-480EA | https://www.sigmaaldrich.com/LT/en
EP0030075269-480EA | EPPENDORF(R) EPT.I.P.S.(R) BIOPUR, 50 #& | 1X480EA | 1 | 55 | Sigma-Aldrich | EP0030075269-480EA | https://www.sigmaaldrich.com/LT/en
EP0030075277-480EA | EPPENDORF(R) EPT.I.P.S.(R) BIOPUR, 50 #& | 1X480EA | 1 | 55 | Sigma-Aldrich | EP0030075277-480EA | https://www.sigmaaldrich.com/LT/en
EP0030075285-240EA | EPPENDORF(R) EPT.I.P.S.(R) BIOPUR, 0.25& | 1X240EA | 1 | 49 | Sigma-Aldrich | EP0030075285-240EA | https://www.sigmaaldrich.com/LT/en
EP0030075293-120EA | EPPENDORF(R) EPT.I.P.S.(R) BIOPUR, 0.1 & | 1X120EA | 1 | 55 | Sigma-Aldrich | EP0030075293-120EA | https://www.sigmaaldrich.com/LT/en
EP0030075315-120EA | EPPENDORF(R) EPT.I.P.S.(R) BIOPUR, 0.5 & | 1X120EA | 1 | 66 | Sigma-Aldrich | EP0030075315-120EA | https://www.sigmaaldrich.com/LT/en
EP0030076001-1PK | EPPENDORF(R) EPT.I.P.S.(R) G RELOADS 38& | 1X1PK | 1 | 524 | Sigma-Aldrich | EP0030076001-1PK | https://www.sigmaaldrich.com/LT/en
EP0030076010-1PK | EPPENDORF(R) EPT.I.P.S.(R) G RELOAD 384& | 1X1PK | 1 | 524 | Sigma-Aldrich | EP0030076010-1PK | https://www.sigmaaldrich.com/LT/en
EP0030076028-1PK | EPPENDORF(R) EPT.I.P.S.(R) G SET 384, E& | 1X1PK | 1 | 267 | Sigma-Aldrich | EP0030076028-1PK | https://www.sigmaaldrich.com/LT/en
EP0030076036-1PK | EPPENDORF(R) EPT.I.P.S.(R) G SET 384, E& | 1X1PK | 1 | 267 | Sigma-Aldrich | EP0030076036-1PK | https://www.sigmaaldrich.com/LT/en
EP0030076044-1PK | EPPENDORF(R) EPT.I.P.S.(R) G RELOADS 38& | 1X1PK | 1 | 472 | Sigma-Aldrich | EP0030076044-1PK | https://www.sigmaaldrich.com/LT/en
EP0030076052-1PK | EPPENDORF(R) EPT.I.P.S.(R) G RELOAD 384& | 1X1PK | 1 | 472 | Sigma-Aldrich | EP0030076052-1PK | https://www.sigmaaldrich.com/LT/en
EP0030078403-1PK | EPPENDORF(R) EP DUALFILTER T.I.P.S.(R) & | 1X1PK | 1 | 796 | Sigma-Aldrich | EP0030078403-1PK | https://www.sigmaaldrich.com/LT/en
EP0030078500-960EA | EPPENDORF(R) EP DUALFILTER T.I.P.S.(R),& | 1X960EA | 1 | 177 | Sigma-Aldrich | EP0030078500-960EA | https://www.sigmaaldrich.com/LT/en
EP0030078519-960EA | EPPENDORF(R) EP DUALFILTER T.I.P.S.(R),& | 1X960EA | 1 | 177 | Sigma-Aldrich | EP0030078519-960EA | https://www.sigmaaldrich.com/LT/en
EP0030078527-960EA | EPPENDORF(R) EP DUALFILTER T.I.P.S.(R),& | 1X960EA | 1 | 170 | Sigma-Aldrich | EP0030078527-960EA | https://www.sigmaaldrich.com/LT/en
EP0030078535-960EA | EPPENDORF(R) EP DUALFILTER T.I.P.S.(R),& | 1X960EA | 1 | 170 | Sigma-Aldrich | EP0030078535-960EA | https://www.sigmaaldrich.com/LT/en
EP0030078543-960EA | EPPENDORF(R) EP DUALFILTER T.I.P.S.(R),& | 1X960EA | 1 | 170 | Sigma-Aldrich | EP0030078543-960EA | https://www.sigmaaldrich.com/LT/en
EP0030078551-960EA | EPPENDORF(R) EP DUALFILTER T.I.P.S.(R),& | 1X960EA | 1 | 170 | Sigma-Aldrich | EP0030078551-960EA | https://www.sigmaaldrich.com/LT/en
EP0030078560-960EA | EPPENDORF(R) EP DUALFILTER T.I.P.S.(R),& | 1X960EA | 1 | 170 | Sigma-Aldrich | EP0030078560-960EA | https://www.sigmaaldrich.com/LT/en
EP0030078578-960EA | EPPENDORF(R) EP DUALFILTER T.I.P.S.(R),& | 1X960EA | 1 | 182 | Sigma-Aldrich | EP0030078578-960EA | https://www.sigmaaldrich.com/LT/en
EP0030078586-240EA | EPPENDORF(R) EP DUALFILTER T.I.P.S.(R),& | 1X240EA | 1 | 94 | Sigma-Aldrich | EP0030078586-240EA | https://www.sigmaaldrich.com/LT/en
EP0030078594-480EA | EPPENDORF(R) EP DUALFILTER T.I.P.S.(R),& | 1X480EA | 1 | 94 | Sigma-Aldrich | EP0030078594-480EA | https://www.sigmaaldrich.com/LT/en
EP0030078616-120EA | EPPENDORF(R) EP DUALFILTER T.I.P.S.(R),& | 1X120EA | 1 | 93 | Sigma-Aldrich | EP0030078616-120EA | https://www.sigmaaldrich.com/LT/en
EP0030078624-120EA | EPPENDORF(R) EP DUALFILTER T.I.P.S.(R),& | 1X120EA | 1 | 92 | Sigma-Aldrich | EP0030078624-120EA | https://www.sigmaaldrich.com/LT/en
EP0030078632-960EA | EPPENDORF(R) EP DUALFILTER T.I.P.S.(R) & | 1X960EA | 1 | 197 | Sigma-Aldrich | EP0030078632-960EA | https://www.sigmaaldrich.com/LT/en
EP0030078640-960EA | EPPENDORF(R) EP DUALFILTER T.I.P.S.(R) & | 1X960EA | 1 | 189 | Sigma-Aldrich | EP0030078640-960EA | https://www.sigmaaldrich.com/LT/en
EP0030078659-960EA | EPPENDORF(R) EP DUALFILTER T.I.P.S.(R) & | 1X960EA | 1 | 184 | Sigma-Aldrich | EP0030078659-960EA | https://www.sigmaaldrich.com/LT/en
EP0030078667-960EA | EPPENDORF(R) EP DUALFILTER T.I.P.S.(R) & | 1X960EA | 1 | 189 | Sigma-Aldrich | EP0030078667-960EA | https://www.sigmaaldrich.com/LT/en
EP0030078675-960EA | EPPENDORF(R) EP DUALFILTER T.I.P.S.(R) & | 1X960EA | 1 | 189 | Sigma-Aldrich | EP0030078675-960EA | https://www.sigmaaldrich.com/LT/en
EP0030078683-960EA | EPPENDORF(R) EP DUALFILTER T.I.P.S.(R) & | 1X960EA | 1 | 201 | Sigma-Aldrich | EP0030078683-960EA | https://www.sigmaaldrich.com/LT/en
EP0030078691-960EA | EPPENDORF(R) EP DUALFILTER T.I.P.S.(R) & | 1X960EA | 1 | 182 | Sigma-Aldrich | EP0030078691-960EA | https://www.sigmaaldrich.com/LT/en
EP0030078705-960EA | EPPENDORF(R) EP DUALFILTER T.I.P.S.(R) & | 1X960EA | 1 | 175 | Sigma-Aldrich | EP0030078705-960EA | https://www.sigmaaldrich.com/LT/en
EP0030078713-960EA | EPPENDORF(R) EP DUALFILTER T.I.P.S.(R) & | 1X960EA | 1 | 175 | Sigma-Aldrich | EP0030078713-960EA | https://www.sigmaaldrich.com/LT/en
EP0030078721-960EA | EPPENDORF(R) EP DUALFILTER T.I.P.S.(R) & | 1X960EA | 1 | 182 | Sigma-Aldrich | EP0030078721-960EA | https://www.sigmaaldrich.com/LT/en
EP0030078730-960EA | EPPENDORF(R) EP DUALFILTER T.I.P.S.(R) & | 1X960EA | 1 | 175 | Sigma-Aldrich | EP0030078730-960EA | https://www.sigmaaldrich.com/LT/en
EP0030078748-960EA | EPPENDORF(R) EP DUALFILTER T.I.P.S.(R) & | 1X960EA | 1 | 189 | Sigma-Aldrich | EP0030078748-960EA | https://www.sigmaaldrich.com/LT/en
EP0030078810-960EA | EPPENDORF(R) EP DUALFILTER T.I.P.S.(R) & | 1X960EA | 1 | 195 | Sigma-Aldrich | EP0030078810-960EA | https://www.sigmaaldrich.com/LT/en
EP0030078829-960EA | EPPENDORF(R) EP DUALFILTER T.I.P.S.(R) & | 1X960EA | 1 | 189 | Sigma-Aldrich | EP0030078829-960EA | https://www.sigmaaldrich.com/LT/en
EP0030078837-960EA | EPPENDORF(R) EP DUALFILTER T.I.P.S.(R) & | 1X960EA | 1 | 189 | Sigma-Aldrich | EP0030078837-960EA | https://www.sigmaaldrich.com/LT/en
EP0030078845-960EA | EPPENDORF(R) EP DUALFILTER T.I.P.S.(R) & | 1X960EA | 1 | 197 | Sigma-Aldrich | EP0030078845-960EA | https://www.sigmaaldrich.com/LT/en
EP0030122330-200EA | EPPENDORF(R) EPPENDORF TUBE(R) 5.0 ML, & | 1X200EA | 1 | 77 | Sigma-Aldrich | EP0030122330-200EA | https://www.sigmaaldrich.com/LT/en
EP0030122348-200EA | EPPENDORF(R) DNA LOBIND, EPPENDORF TUBE& | 1X200EA | 1 | 72 | Sigma-Aldrich | EP0030122348-200EA | https://www.sigmaaldrich.com/LT/en
EP0030122356-200EA | EPPENDORF(R) PROTEIN LOBIND, EPPENDORF & | 1X200EA | 1 | 98 | Sigma-Aldrich | EP0030122356-200EA | https://www.sigmaaldrich.com/LT/en
EP3123000349-1EA | EPPENDORF(R) RESEARCH(R) PLUS G BASIC, & | 1X1EA | 1 | 216 | Sigma-Aldrich | EP3123000349-1EA | https://www.sigmaaldrich.com/LT/en
EP3125000079-1EA | EPPENDORF(R) RESEARCH(R) PLUS G, 16-CHA& | 1X1EA | 1 | 910 | Sigma-Aldrich | EP3125000079-1EA | https://www.sigmaaldrich.com/LT/en
EP3125000087-1EA | EPPENDORF(R) RESEARCH(R) PLUS G, 24-CHA& | 1X1EA | 1 | 974 | Sigma-Aldrich | EP3125000087-1EA | https://www.sigmaaldrich.com/LT/en
EP3125000095-1EA | EPPENDORF(R) RESEARCH(R) PLUS G, 16-CHA& | 1X1EA | 1 | 910 | Sigma-Aldrich | EP3125000095-1EA | https://www.sigmaaldrich.com/LT/en
EP3125000109-1EA | EPPENDORF(R) RESEARCH(R) PLUS G, 24-CHA& | 1X1EA | 1 | 974 | Sigma-Aldrich | EP3125000109-1EA | https://www.sigmaaldrich.com/LT/en
EP3125000214-1EA | EPPENDORF(R) RESEARCH(R) PLUS G 120-120& | 1X1EA | 1 | 781 | Sigma-Aldrich | EP3125000214-1EA | https://www.sigmaaldrich.com/LT/en
EP3125000222-1EA | EPPENDORF(R) RESEARCH(R) PLUS G 50-1200& | 1X1EA | 1 | 854 | Sigma-Aldrich | EP3125000222-1EA | https://www.sigmaaldrich.com/LT/en
EP4861000017-1EA | EPPENDORF(R) XPLORER(R), SINGLE- CHANNE& | 1X1EA | 1 | 620 | Sigma-Aldrich | EP4861000017-1EA | https://www.sigmaaldrich.com/LT/en
EP4861000027-1EA | EPPENDORF(R) XPLORER(R), SINGLE- CHANNE& | 1X1EA | 1 | 620 | Sigma-Aldrich | EP4861000027-1EA | https://www.sigmaaldrich.com/LT/en
EP4861000044-1EA | EPPENDORF(R) XPLORER(R), SINGLE- CHANNE& | 1X1EA | 1 | 620 | Sigma-Aldrich | EP4861000044-1EA | https://www.sigmaaldrich.com/LT/en
EP4861000710-1EA | EPPENDORF(R) XPLORER(R) PLUS, SINGLE-CH& | 1X1EA | 1 | 765 | Sigma-Aldrich | EP4861000710-1EA | https://www.sigmaaldrich.com/LT/en
EP4861000720-1EA | EPPENDORF(R) XPLORER(R) PLUS, SINGLE-CH& | 1X1EA | 1 | 765 | Sigma-Aldrich | EP4861000720-1EA | https://www.sigmaaldrich.com/LT/en
EP4861000736-1EA | EPPENDORF(R) XPLORER(R) PLUS, SINGLE-CH& | 1X1EA | 1 | 765 | Sigma-Aldrich | EP4861000736-1EA | https://www.sigmaaldrich.com/LT/en
EP4861000778-1EA | EPPENDORF(R) XPLORER(R) PLUS, 16-CHANNE& | 1X1EA | 1 | 1466 | Sigma-Aldrich | EP4861000778-1EA | https://www.sigmaaldrich.com/LT/en
EP4861000779-1EA | EPPENDORF(R) XPLORER(R) PLUS, 24-CHANNE& | 1X1EA | 1 | 1620 | Sigma-Aldrich | EP4861000779-1EA | https://www.sigmaaldrich.com/LT/en
EP4861000792-1EA | EPPENDORF(R) XPLORER(R) PLUS, 16-CHANNE& | 1X1EA | 1 | 1466 | Sigma-Aldrich | EP4861000792-1EA | https://www.sigmaaldrich.com/LT/en
EP4861000793-1EA | EPPENDORF(R) XPLORER(R) PLUS, 24-CHANNE& | 1X1EA | 1 | 1620 | Sigma-Aldrich | EP4861000793-1EA | https://www.sigmaaldrich.com/LT/en
EP5495400001-1EA | EPPENDORF(R) FA-24X2 ROTOR, FOR 24 X 1.& | 1X1EA | 1 | 645 | Sigma-Aldrich | EP5495400001-1EA | https://www.sigmaaldrich.com/LT/en
EP5495404007-1EA | EPPENDORF(R) F-32X0.2 ROTOR FOR 32 X 0.& | 1X1EA | 1 | 511 | Sigma-Aldrich | EP5495404007-1EA | https://www.sigmaaldrich.com/LT/en
EP5920760009-2EA | EPPENDORF(R) ADAPTER FOR 50ML CONICAL T& | 1X2EA | 1 | 299 | Sigma-Aldrich | EP5920760009-2EA | https://www.sigmaaldrich.com/LT/en
EP5920761005-2EA | EPPENDORF(R) ADAPTER FOR 4 X 15ML CONIC& | 1X2EA | 1 | 299 | Sigma-Aldrich | EP5920761005-2EA | https://www.sigmaaldrich.com/LT/en
EP5920762001-2EA | EPPENDORF(R) ADAPTER FOR 7 X +16MM DISH& | 1X2EA | 1 | 299 | Sigma-Aldrich | EP5920762001-2EA | https://www.sigmaaldrich.com/LT/en
EP5920763008-2EA | EPPENDORF(R) ADAPTER FOR 8 X +13MM DISH& | 1X2EA | 1 | 299 | Sigma-Aldrich | EP5920763008-2EA | https://www.sigmaaldrich.com/LT/en
EP5920764004-2EA | EPPENDORF(R) ADAPTER FOR 7 X +17.5MM DI& | 1X2EA | 1 | 299 | Sigma-Aldrich | EP5920764004-2EA | https://www.sigmaaldrich.com/LT/en
EP5920765000-2EA | EPPENDORF(R) ADAPTER FOR 9 X +12MM DISH& | 1X2EA | 1 | 299 | Sigma-Aldrich | EP5920765000-2EA | https://www.sigmaaldrich.com/LT/en
EP5920766007-2EA | EPPENDORF(R) ADAPTER FOR 1X50ML CONICAL& | 1X2EA | 1 | 299 | Sigma-Aldrich | EP5920766007-2EA | https://www.sigmaaldrich.com/LT/en
EP5920767003-2EA | EPPENDORF(R) ADAPTER FOR 3 X 30ML OAK R& | 1X2EA | 1 | 299 | Sigma-Aldrich | EP5920767003-2EA | https://www.sigmaaldrich.com/LT/en
EP5920768000-2EA | EPPENDORF(R) ADAPTER FOR 1 X 85ML OAK R& | 1X2EA | 1 | 299 | Sigma-Aldrich | EP5920768000-2EA | https://www.sigmaaldrich.com/LT/en
EP5920769006-2EA | EPPENDORF(R) ADAPTER FOR 7 X 10 ML OAK & | 1X2EA | 1 | 299 | Sigma-Aldrich | EP5920769006-2EA | https://www.sigmaaldrich.com/LT/en
EP5920770004-2EA | EPPENDORF(R) ADAPTER FOR 7 X 16 ML OAK & | 1X2EA | 1 | 299 | Sigma-Aldrich | EP5920770004-2EA | https://www.sigmaaldrich.com/LT/en
EP5920771000-2EA | EPPENDORF(R) ADAPTER FOR 1 X 50 ML OAK & | 1X2EA | 1 | 299 | Sigma-Aldrich | EP5920771000-2EA | https://www.sigmaaldrich.com/LT/en
BR122760-12EA | BRAND(R) BOTTLE-TOP VACUUM FILTER FUNNE& | 1X12EA | 1 | 233 | Sigma-Aldrich | BR122760-12EA | https://www.sigmaaldrich.com/LT/en
BR122765-12EA | BRAND(R) BOTTLE-TOP FILTER, 0.45 UM, STE | 1X12EA | 1 | 182 | Sigma-Aldrich | BR122765-12EA | https://www.sigmaaldrich.com/LT/en
BR122750-10EA | BRAND(R) MEDIA BOTTLE CAP, POLYPROPYLEN& | 1X10EA | 1 | 31 | Sigma-Aldrich | BR122750-10EA | https://www.sigmaaldrich.com/LT/en
BR144672-1EA | BRAND(R) CONONICAL JOINT STOPPER, BOROS& | 1X1EA | 1 | 10 | Sigma-Aldrich | BR144672-1EA | https://www.sigmaaldrich.com/LT/en
BR28925-1EA | BRAND(R) ALUMINUM PIPET BOX, FOR THE ST& | 1X1EA | 1 | 56 | Sigma-Aldrich | BR28925-1EA | https://www.sigmaaldrich.com/LT/en
BR759128-500EA | BRAND(R) UV CUVETTES, MACRO, VOLUME 2.5& | 1X500EA | 1 | 174 | Sigma-Aldrich | BR759128-500EA | https://www.sigmaaldrich.com/LT/en
CLS432057-1EA | CORNING(R) COOLRACK(R), 96 X 1 ML, CAPAC | 1X1EA | 1 | 415 | Sigma-Aldrich | CLS432057-1EA | https://www.sigmaaldrich.com/LT/en
CLS432085-1EA | EXTENSION COLLAR, FOR CORNING(R) COOLBOX | 1X1EA | 1 | 101 | Sigma-Aldrich | CLS432085-1EA | https://www.sigmaaldrich.com/LT/en
CLS432056-1EA | CORNING(R) COOLRACK(R), 96 X 0.5 ML, CAP | 1X1EA | 1 | 454 | Sigma-Aldrich | CLS432056-1EA | https://www.sigmaaldrich.com/LT/en
CLS432046-1EA | CORNING(R) COOLRACK(R), 500 UL M30-PF, C | 1X1EA | 1 | 366 | Sigma-Aldrich | CLS432046-1EA | https://www.sigmaaldrich.com/LT/en
CLS432071-1EA | CORNING(R) COOLSINK(R), XT96U, U-BOTTOM | 1X1EA | 1 | 367 | Sigma-Aldrich | CLS432071-1EA | https://www.sigmaaldrich.com/LT/en
CLS432064-1EA | CORNING(R) COOLRACK(R), 250 ML, CAPACITY | 1X1EA | 1 | 369 | Sigma-Aldrich | CLS432064-1EA | https://www.sigmaaldrich.com/LT/en
CLS432065-1EA | CORNING(R) COOLRACK(R), VS13, CAPACITY 9 | 1X1EA | 1 | 339 | Sigma-Aldrich | CLS432065-1EA | https://www.sigmaaldrich.com/LT/en
CLS432072-1EA | CORNING(R) COOLSINK(R), LX55, REAGENT RE | 1X1EA | 1 | 301 | Sigma-Aldrich | CLS432072-1EA | https://www.sigmaaldrich.com/LT/en
CLS432088-1EA | EXTENSION COLLAR, FOR CORNING(R) COOLBOX | 1X1EA | 1 | 126 | Sigma-Aldrich | CLS432088-1EA | https://www.sigmaaldrich.com/LT/en
BR129728-1EA | BRAND(R) PE-LD MEDIA BOTTLE WITH SCREW & | 1X1EA | 1 | 10 | Sigma-Aldrich | BR129728-1EA | https://www.sigmaaldrich.com/LT/en
BR705080-1EA | BRAND(R) HANDYSTEP(R) ELECTRONIC, WITH & | 1X1EA | 1 | 1338 | Sigma-Aldrich | BR705080-1EA | https://www.sigmaaldrich.com/LT/en
Z742588-1EA | ASPIRE(TM) LABORATORY ASPIRATOR ACCESSO& | 1X1EA | 1 | 34 | Sigma-Aldrich | Z742588-1EA | https://www.sigmaaldrich.com/LT/en
CLS432042-1EA | CORNING(R) COOLRACK(R), M30, CAPACITY 30 | 1X1EA | 1 | 310 | Sigma-Aldrich | CLS432042-1EA | https://www.sigmaaldrich.com/LT/en
CLS432043-1EA | CORNING(R) COOLRACK(R), M30, CAPACITY 30 | 1X1EA | 1 | 310 | Sigma-Aldrich | CLS432043-1EA | https://www.sigmaaldrich.com/LT/en
CLS432001-1EA | CORNING(R) COOLCELL(R) LX CELL FREEZING | 1X1EA | 1 | 195 | Sigma-Aldrich | CLS432001-1EA | https://www.sigmaaldrich.com/LT/en
CLS432039-1EA | CORNING(R) COOLRACK(R), M15, CAPACITY 15 | 1X1EA | 1 | 176 | Sigma-Aldrich | CLS432039-1EA | https://www.sigmaaldrich.com/LT/en
CLS432062-1EA | CORNING(R) COOLRACK(R), 50 ML, CAPACITY | 1X1EA | 1 | 324 | Sigma-Aldrich | CLS432062-1EA | https://www.sigmaaldrich.com/LT/en
CLS432035-1EA | CORNING(R) COOLRACK(R)(R), M6, CAPACITY | 1X1EA | 1 | 73 | Sigma-Aldrich | CLS432035-1EA | https://www.sigmaaldrich.com/LT/en
CLS432091-4EA | CORNING(TM) 1 TO 8 DEG. ADHESIVE TEMPERA | 1X4EA | 1 | 54 | Sigma-Aldrich | CLS432091-4EA | https://www.sigmaaldrich.com/LT/en
CLS432136-5EA | 1ORNING(R) CRYOGENIC VIAL GRIPPERS, PAC | 1X5EA | 1 | 54 | Sigma-Aldrich | CLS432136-5EA | https://www.sigmaaldrich.com/LT/en
CLS432090-1EA | EXTENSION COLLAR, FOR CORNING(R) COOLBOX | 1X1EA | 1 | 126 | Sigma-Aldrich | CLS432090-1EA | https://www.sigmaaldrich.com/LT/en
CLS432078-10EA | CORNING(R) COOLCELL(R) FTS30, REMOVABLE | 1X10EA | 1 | 115 | Sigma-Aldrich | CLS432078-10EA | https://www.sigmaaldrich.com/LT/en
CLS432084-1EA | EXTENSION COLLAR, FOR CORNING(R) COOLBOX | 1X1EA | 1 | 101 | Sigma-Aldrich | CLS432084-1EA | https://www.sigmaaldrich.com/LT/en
CLS432086-1EA | EXTENSION COLLAR, FOR CORNING(R) COOLBOX | 1X1EA | 1 | 101 | Sigma-Aldrich | CLS432086-1EA | https://www.sigmaaldrich.com/LT/en
CLS432015-1EA | CORNING(R) XT STARTER, HOLDER ONLY | 1X1EA | 1 | 72 | Sigma-Aldrich | CLS432015-1EA | https://www.sigmaaldrich.com/LT/en
CLS432070-1EA | CORNING(R) COOLSINK(R), XT96F, FLAT BOTT | 1X1EA | 1 | 328 | Sigma-Aldrich | CLS432070-1EA | https://www.sigmaaldrich.com/LT/en
CLS432132-1EA | CORNING(R) ICE BUCKET WITH LID, ROUND, C | 1X1EA | 1 | 90 | Sigma-Aldrich | CLS432132-1EA | https://www.sigmaaldrich.com/LT/en
CLS432133-1EA | CORNING(R) ICE BUCKET WITH LID, ROUND, C | 1X1EA | 1 | 90 | Sigma-Aldrich | CLS432133-1EA | https://www.sigmaaldrich.com/LT/en
CLS432048-1EA | CORNING(R) COOLRACK(R), M30-PF, CAPACITY | 1X1EA | 1 | 366 | Sigma-Aldrich | CLS432048-1EA | https://www.sigmaaldrich.com/LT/en
CLS432093-1EA | CORNING(R) ICE PAN, RECTANGULAR, MAXI, C | 1X1EA | 1 | 158 | Sigma-Aldrich | CLS432093-1EA | https://www.sigmaaldrich.com/LT/en
CLS6885DB-1EA | CORNING(R) LSE(TM) DIGITAL DRY BATH HEA | 1X1EA | 1 | 637 | Sigma-Aldrich | CLS6885DB-1EA | https://www.sigmaaldrich.com/LT/en
BR129764-1EA | BRAND(R) PE-LD MEDIA BOTTLE WITH SCREW & | 1X1EA | 1 | 10 | Sigma-Aldrich | BR129764-1EA | https://www.sigmaaldrich.com/LT/en
BR759035-500EA | BRAND(R) MACRO-CUVETTE, POLYSTYRENE, VO& | 1X500EA | 1 | 68 | Sigma-Aldrich | BR759035-500EA | https://www.sigmaaldrich.com/LT/en
BR122755-1EA | BRAND(R) THREAD ADAPTER FOR MEDIA BOTTL& | 1X1EA | 1 | 45 | Sigma-Aldrich | BR122755-1EA | https://www.sigmaaldrich.com/LT/en
BR122710-4EA | BRAND(R) MEDIA BOTTLE, VOLUME: 500 ML, & | 1X4EA | 1 | 80 | Sigma-Aldrich | BR122710-4EA | https://www.sigmaaldrich.com/LT/en
BR28930-1EA | BRAND(R) ALUMINUM PIPET BOX, FOR THE ST& | 1X1EA | 1 | 61 | Sigma-Aldrich | BR28930-1EA | https://www.sigmaaldrich.com/LT/en
CLS432099-1EA | CORNING(R) ICE PAN, RECTANGULAR, MAXI, C | 1X1EA | 1 | 158 | Sigma-Aldrich | CLS432099-1EA | https://www.sigmaaldrich.com/LT/en
BR28920-1EA | BRAND(R) ALUMINUM PIPET BOX, FOR THE ST& | 1X1EA | 1 | 51 | Sigma-Aldrich | BR28920-1EA | https://www.sigmaaldrich.com/LT/en
BR144674-1EA | BRAND(R) CONONICAL JOINT STOPPER, BOROS& | 1X1EA | 1 | 10 | Sigma-Aldrich | BR144674-1EA | https://www.sigmaaldrich.com/LT/en
BR37241-2EA | BRAND(R) VOLUMETRIC FLASK BLAUBRAND(R) & | 1X2EA | 1 | 32 | Sigma-Aldrich | BR37241-2EA | https://www.sigmaaldrich.com/LT/en
Z742483-50EA | PREFILLED TUBES FOR BEADBLASTER(TM) 24 & | 1X50EA | 1 | 183 | Sigma-Aldrich | Z742483-50EA | https://www.sigmaaldrich.com/LT/en
BR701381-1EA | BRAND(R) SEALING PADDLE | 1X1EA | 1 | 10 | Sigma-Aldrich | BR701381-1EA | https://www.sigmaaldrich.com/LT/en
BR129762-1EA | BRAND(R) PE-LD MEDIA BOTTLE WITH SCREW & | 1X1EA | 1 | 10 | Sigma-Aldrich | BR129762-1EA | https://www.sigmaaldrich.com/LT/en
BR759030-100EA | BRAND(R) MACRO-CUVETTE, POLYSTYRENE, VO& | 1X100EA | 1 | 15 | Sigma-Aldrich | BR759030-100EA | https://www.sigmaaldrich.com/LT/en
CLS432044-1EA | CORNING(R) COOLRACK(R), M90, CAPACITY 90 | 1X1EA | 1 | 467 | Sigma-Aldrich | CLS432044-1EA | https://www.sigmaaldrich.com/LT/en
CLS432047-1EA | CORNING(R) COOLRACK(R), M15-PF, CAPACITY | 1X1EA | 1 | 243 | Sigma-Aldrich | CLS432047-1EA | https://www.sigmaaldrich.com/LT/en
CLS432040-1EA | CORNING(R) COOLRACK(R), XT M24, CAPACITY | 1X1EA | 1 | 308 | Sigma-Aldrich | CLS432040-1EA | https://www.sigmaaldrich.com/LT/en
CLS432041-1EA | CORNING(R) COOLRACK(R), M30, CAPACITY 30 | 1X1EA | 1 | 310 | Sigma-Aldrich | CLS432041-1EA | https://www.sigmaaldrich.com/LT/en
CLS432067-1EA | CORNING(R) COOLRACK(R), V13, CAPACITY 9 | 1X1EA | 1 | 339 | Sigma-Aldrich | CLS432067-1EA | https://www.sigmaaldrich.com/LT/en
CLS432073-1EA | CORNING(R) THERMALTRAY(TM), SLP LOW PROF | 1X1EA | 1 | 352 | Sigma-Aldrich | CLS432073-1EA | https://www.sigmaaldrich.com/LT/en
CLS432038-1EA | CORNING(R) COOLRACK(R), M15, CAPACITY 15 | 1X1EA | 1 | 176 | Sigma-Aldrich | CLS432038-1EA | https://www.sigmaaldrich.com/LT/en
CLS432068-1EA | CORNING(R) COOLRACK(R), L, LIGHT WEIGHT, | 1X1EA | 1 | 318 | Sigma-Aldrich | CLS432068-1EA | https://www.sigmaaldrich.com/LT/en
CLS432052-1EA | CORNING(R) COOLRACK(R), CFT30, CAPACITY | 1X1EA | 1 | 366 | Sigma-Aldrich | CLS432052-1EA | https://www.sigmaaldrich.com/LT/en
CLS432014-1EA | CORNING(R) XT STARTER, COMPLETE, LOW PRO | 1X1EA | 1 | 231 | Sigma-Aldrich | CLS432014-1EA | https://www.sigmaaldrich.com/LT/en
CLS432051-1EA | CORNING(R) COOLRACK(R), CF45, CAPACITY 4 | 1X1EA | 1 | 330 | Sigma-Aldrich | CLS432051-1EA | https://www.sigmaaldrich.com/LT/en
CLS432075-1EA | CORNING(R) THERMALTRAY(TM), HP HIGH PROF | 1X1EA | 1 | 392 | Sigma-Aldrich | CLS432075-1EA | https://www.sigmaaldrich.com/LT/en
CLS432045-1EA | CORNING(R) COOLRACK(R), M96,CAPACITY 96 | 1X1EA | 1 | 619 | Sigma-Aldrich | CLS432045-1EA | https://www.sigmaaldrich.com/LT/en
CLS432058-1EA | CORNING(R) COOLRACK(R), SV2, CAPACITY 12 | 1X1EA | 1 | 382 | Sigma-Aldrich | CLS432058-1EA | https://www.sigmaaldrich.com/LT/en
CLS432061-1EA | CORNING(R) COOLRACK(R), 15 ML, CAPACITY | 1X1EA | 1 | 324 | Sigma-Aldrich | CLS432061-1EA | https://www.sigmaaldrich.com/LT/en
BR129748-1EA | BRAND(R) PE-LD MEDIA BOTTLE WITH SCREW & | 1X1EA | 1 | 10 | Sigma-Aldrich | BR129748-1EA | https://www.sigmaaldrich.com/LT/en
BR708035-1EA | BRAND(R) DISPENSING CARTRIDGE FOR DISPE& | 1X1EA | 1 | 328 | Sigma-Aldrich | BR708035-1EA | https://www.sigmaaldrich.com/LT/en
BR129738-1EA | BRAND(R) PE-LD MEDIA BOTTLE WITH SCREW & | 1X1EA | 1 | 10 | Sigma-Aldrich | BR129738-1EA | https://www.sigmaaldrich.com/LT/en
BR708012-1EA | DISCHARGE TUBE FOR DISPENSETTE(R) S, OR& | 1X1EA | 1 | 13 | Sigma-Aldrich | BR708012-1EA | https://www.sigmaaldrich.com/LT/en
BR129754-1EA | BRAND(R) PE-LD MEDIA BOTTLE WITH SCREW & | 1X1EA | 1 | 10 | Sigma-Aldrich | BR129754-1EA | https://www.sigmaaldrich.com/LT/en
BR708112-1EA | DISCHARGE TUBE WITH RECIRCULATION VALVE& | 1X1EA | 1 | 66 | Sigma-Aldrich | BR708112-1EA | https://www.sigmaaldrich.com/LT/en
BR701374-1EA | BRAND(R) SEALING FILM FOR MICROPLATES,S& | 1X1EA | 1 | 142 | Sigma-Aldrich | BR701374-1EA | https://www.sigmaaldrich.com/LT/en
BR28935-1EA | BRAND(R) ALUMINUM PIPET BOX, FOR THE ST& | 1X1EA | 1 | 65 | Sigma-Aldrich | BR28935-1EA | https://www.sigmaaldrich.com/LT/en
BR144673-1EA | BRAND(R) CONONICAL JOINT STOPPER, BOROS& | 1X1EA | 1 | 10 | Sigma-Aldrich | BR144673-1EA | https://www.sigmaaldrich.com/LT/en
BR782155-1EA | BRAND(R) LIDS FOR MICROPLATES BRAND(R)P& | 1X1EA | 1 | 71 | Sigma-Aldrich | BR782155-1EA | https://www.sigmaaldrich.com/LT/en
CLS432053-1EA | CORNING(R) COOLRACK(R), XT PCR96, CAPACI | 1X1EA | 1 | 369 | Sigma-Aldrich | CLS432053-1EA | https://www.sigmaaldrich.com/LT/en
CLS432054-1EA | CORNING(R) COOLRACK(R), XT-M-PCR, CAPACI | 1X1EA | 1 | 360 | Sigma-Aldrich | CLS432054-1EA | https://www.sigmaaldrich.com/LT/en
CLS432059-1EA | CORNING(R) COOLRACK(R), SV10, CAPACITY 1 | 1X1EA | 1 | 382 | Sigma-Aldrich | CLS432059-1EA | https://www.sigmaaldrich.com/LT/en
CLS432092-4EA | CORNING(R) COOLRACK, ELASTIC SLEEVES, PA | 1X4EA | 1 | 29 | Sigma-Aldrich | CLS432092-4EA | https://www.sigmaaldrich.com/LT/en
CLS432089-1EA | EXTENSION COLLAR, FOR CORNING(R) COOLBOX | 1X1EA | 1 | 126 | Sigma-Aldrich | CLS432089-1EA | https://www.sigmaaldrich.com/LT/en
CLS432087-1EA | EXTENSION COLLAR, FOR CORNING(R) COOLBOX | 1X1EA | 1 | 126 | Sigma-Aldrich | CLS432087-1EA | https://www.sigmaaldrich.com/LT/en
CLS432083-1EA | EXTENSION COLLAR, FOR CORNING(R) COOLBOX | 1X1EA | 1 | 101 | Sigma-Aldrich | CLS432083-1EA | https://www.sigmaaldrich.com/LT/en
CLS432074-1EA | CORNING(R) THERMALTRAY(TM), LP MEDIUM PR | 1X1EA | 1 | 367 | Sigma-Aldrich | CLS432074-1EA | https://www.sigmaaldrich.com/LT/en
BR144671-1EA | BRAND(R) CONONICAL JOINT STOPPER, BOROS& | 1X1EA | 1 | 10 | Sigma-Aldrich | BR144671-1EA | https://www.sigmaaldrich.com/LT/en
BR759125-100EA | BRAND(R) UV CUVETTES, MACRO, VOLUME 2.5& | 1X100EA | 1 | 40 | Sigma-Aldrich | BR759125-100EA | https://www.sigmaaldrich.com/LT/en
BR144676-1EA | BRAND(R) CONONICAL JOINT STOPPER, BOROS& | 1X1EA | 1 | 10 | Sigma-Aldrich | BR144676-1EA | https://www.sigmaaldrich.com/LT/en
CLS432049-1EA | CORNING(R) COOLRACK(R), CF15, CAPACITY 1 | 1X1EA | 1 | 176 | Sigma-Aldrich | CLS432049-1EA | https://www.sigmaaldrich.com/LT/en
CLS432055-1EA | CORNING(R) COOLRACK(R), XT PCR384 FOR 38 | 1X1EA | 1 | 408 | Sigma-Aldrich | CLS432055-1EA | https://www.sigmaaldrich.com/LT/en
CLS432060-1EA | CORNING(R) COOLRACK(R), XT 5ML, CAPACITY | 1X1EA | 1 | 310 | Sigma-Aldrich | CLS432060-1EA | https://www.sigmaaldrich.com/LT/en
CLS432066-1EA | CORNING(R) COOLRACK(R), V16, CAPACITY 9 | 1X1EA | 1 | 339 | Sigma-Aldrich | CLS432066-1EA | https://www.sigmaaldrich.com/LT/en
CLS432082-1EA | ACCESSORY FOR CORNING(R) COOLBOX(TM), FR | 1X1EA | 1 | 266 | Sigma-Aldrich | CLS432082-1EA | https://www.sigmaaldrich.com/LT/en
CLS432037-1EA | CORNING(R) COOLRACK(R), M15, CAPACITY 15 | 1X1EA | 1 | 176 | Sigma-Aldrich | CLS432037-1EA | https://www.sigmaaldrich.com/LT/en
CLS432069-1EA | CORNING(R) COOLRACK(R), LV, LIGHT WEIGHT | 1X1EA | 1 | 318 | Sigma-Aldrich | CLS432069-1EA | https://www.sigmaaldrich.com/LT/en
CLS432036-1EA | CORNING(R) COOLRACK(R)(R), M6, CAPACITY | 1X1EA | 1 | 73 | Sigma-Aldrich | CLS432036-1EA | https://www.sigmaaldrich.com/LT/en
CLS432034-1EA | CORNING(R) COOLRACK(R)(R), M6, CAPACITY | 1X1EA | 1 | 73 | Sigma-Aldrich | CLS432034-1EA | https://www.sigmaaldrich.com/LT/en
M2531-1EA | MULTIWELL PLATE WASHER/DISPENSER MANIFO& | 1X1EA | 1 | 258 | Sigma-Aldrich | M2531-1EA | https://www.sigmaaldrich.com/LT/en
M2536-1EA | VACUUM FILTRATION MANIFOLD, MILLIPORE M& | 1X1EA | 1 | 2303 | Sigma-Aldrich | M2536-1EA | https://www.sigmaaldrich.com/LT/en
M2656-1EA | MULTIWELL PLATE WASHER/DISPENSER MANIFO& | 1X1EA | 1 | 265 | Sigma-Aldrich | M2656-1EA | https://www.sigmaaldrich.com/LT/en
M2683-12EA | MEDIA BOTTLES, WIDE MOUTH, LAB 45 SIZE & | 1X12EA | 1 | 221 | Sigma-Aldrich | M2683-12EA | https://www.sigmaaldrich.com/LT/en
M2686-100EA | GREINER POLYSTYRENE 96 WELL PLATES V-BO& | 1X100EA | 1 | 114 | Sigma-Aldrich | M2686-100EA | https://www.sigmaaldrich.com/LT/en
M2781-1EA | MULTIWELL PLATE WASHER/DISPENSER MANIFO& | 1X1EA | 1 | 344 | Sigma-Aldrich | M2781-1EA | https://www.sigmaaldrich.com/LT/en
M2808-12EA | MEDIA BOTTLES, WIDE MOUTH, LAB 45 SIZE & | 1X12EA | 1 | 321 | Sigma-Aldrich | M2808-12EA | https://www.sigmaaldrich.com/LT/en
M2811-100EA | GREINER POLYSTYRENE 96 WELL PLATES V-BO& | 1X100EA | 1 | 132 | Sigma-Aldrich | M2811-100EA | https://www.sigmaaldrich.com/LT/en
M2936-100EA | GREINER POLYSTYRENE 96 WELL PLATES FLAT& | 1X100EA | 1 | 114 | Sigma-Aldrich | M2936-100EA | https://www.sigmaaldrich.com/LT/en
M3061-100EA | GREINER POLYSTYRENE 96 WELL PLATES FLAT& | 1X100EA | 1 | 132 | Sigma-Aldrich | M3061-100EA | https://www.sigmaaldrich.com/LT/en
M3186-375EA | GREINER POLYSTYRENE 96 WELL PLATES FLAT& | 1X375EA | 1 | 485 | Sigma-Aldrich | M3186-375EA | https://www.sigmaaldrich.com/LT/en
M3561-40EA | GREINER 384 WELL POLYSTYRENE PLATES WHI& | 1X40EA | 1 | 600 | Sigma-Aldrich | M3561-40EA | https://www.sigmaaldrich.com/LT/en
M3562-60EA | GREINER SUSPENSION CULTURE MULTIWELL PL& | 1X60EA | 1 | 190 | Sigma-Aldrich | M3562-60EA | https://www.sigmaaldrich.com/LT/en
M3686-40EA | GREINER 384 WELL POLYSTYRENE PLATES BLA& | 1X40EA | 1 | 600 | Sigma-Aldrich | M3686-40EA | https://www.sigmaaldrich.com/LT/en
M3687-60EA | GREINER SUSPENSION CULTURE MULTIWELL PL& | 1X60EA | 1 | 190 | Sigma-Aldrich | M3687-60EA | https://www.sigmaaldrich.com/LT/en
M3811-40EA | GREINER 384 WELL POLYSTYRENE PLATES CLE& | 1X40EA | 1 | 461 | Sigma-Aldrich | M3811-40EA | https://www.sigmaaldrich.com/LT/en
M3812-40EA | GREINER UV TRANSPARENT 96 WELL PLATE FL& | 1X40EA | 1 | 624 | Sigma-Aldrich | M3812-40EA | https://www.sigmaaldrich.com/LT/en
M3937-40EA | GREINER UV TRANSPARENT 384 WELL PLATE | 1X40EA | 1 | 1137 | Sigma-Aldrich | M3937-40EA | https://www.sigmaaldrich.com/LT/en
M4187-16EA | MULTIWELL PLATES, 96-WELL, GLASS- & | 1X16EA | 1 | 647 | Sigma-Aldrich | M4187-16EA | https://www.sigmaaldrich.com/LT/en
M4436-40EA | GREINER HIGH AND MEDIUM BINDING 96 WELL& | 1X40EA | 1 | 75 | Sigma-Aldrich | M4436-40EA | https://www.sigmaaldrich.com/LT/en
M4437-16EA | MICROTITER PLATES, 384-WELL, GLASS- | 1X16EA | 1 | 1637 | Sigma-Aldrich | M4437-16EA | https://www.sigmaaldrich.com/LT/en
M4561-40EA | MULTIWELL PLATES, POLYSTYRENE 96-WELL & | 1X40EA | 1 | 78 | Sigma-Aldrich | M4561-40EA | https://www.sigmaaldrich.com/LT/en
M4562-1EA | MULTIWELL PLATES, 1536-WELL LO-BASE & | 1X1EA | 1 | 151 | Sigma-Aldrich | M4562-1EA | https://www.sigmaaldrich.com/LT/en
M4664-1EA | NALGENE(R) VACUUM MANIFOLD | 1X1EA | 1 | 1745 | Sigma-Aldrich | M4664-1EA | https://www.sigmaaldrich.com/LT/en
M4686-40EA | GREINER HIGH AND MEDIUM BINDING 96 WELL& | 1X40EA | 1 | 117 | Sigma-Aldrich | M4686-40EA | https://www.sigmaaldrich.com/LT/en
M4811-40EA | GREINER HIGH AND MEDIUM BINDING 96 WELL& | 1X40EA | 1 | 116 | Sigma-Aldrich | M4811-40EA | https://www.sigmaaldrich.com/LT/en
M4909-100EA | SPECIMEN MOUNTS FOR CAMBRIDGE, PHILLIPS& | 1X100EA | 1 | 77 | Sigma-Aldrich | M4909-100EA | https://www.sigmaaldrich.com/LT/en
M4936-40EA | GREINER HIGH AND MEDIUM BINDING 96 WELL& | 1X40EA | 1 | 116 | Sigma-Aldrich | M4936-40EA | https://www.sigmaaldrich.com/LT/en
M5061-40EA | GREINER HIGH AND MEDIUM BINDING 96 WELL& | 1X40EA | 1 | 117 | Sigma-Aldrich | M5061-40EA | https://www.sigmaaldrich.com/LT/en
M5686-40EA | GREINER HIGH AND MEDIUM BINDING 96 WELL& | 1X40EA | 1 | 297 | Sigma-Aldrich | M5686-40EA | https://www.sigmaaldrich.com/LT/en
M5785-1CS | NUNC-IMMUNO(TM) PLATES 96-WELL PLATE, M& | 1X1CS | 1 | 196 | Sigma-Aldrich | M5785-1CS | https://www.sigmaaldrich.com/LT/en
M5811-40EA | GREINER HIGH AND MEDIUM BINDING 96 WELL& | 1X40EA | 1 | 359 | Sigma-Aldrich | M5811-40EA | https://www.sigmaaldrich.com/LT/en
M5812-270EA | GREINER HLA MICROTESTPLATE 72-WELL, 1 L& | 1X270EA | 1 | 314 | Sigma-Aldrich | M5812-270EA | https://www.sigmaaldrich.com/LT/en
M6062-150EA | GREINER HLA MICROTESTPLATE 60-WELL SPAC& | 1X150EA | 1 | 198 | Sigma-Aldrich | M6062-150EA | https://www.sigmaaldrich.com/LT/en
M6163-1SET | NALGENE(R) CRYOWARE MARKER SET ASSORTED& | 1X1SET | 1 | 21 | Sigma-Aldrich | M6163-1SET | https://www.sigmaaldrich.com/LT/en
M6186-40EA | GREINER HIGH AND MEDIUM BINDING 384 WEL& | 1X40EA | 1 | 224 | Sigma-Aldrich | M6186-40EA | https://www.sigmaaldrich.com/LT/en
M6311-40EA | GREINER HIGH AND MEDIUM BINDING 384 WEL& | 1X40EA | 1 | 224 | Sigma-Aldrich | M6311-40EA | https://www.sigmaaldrich.com/LT/en
M6436-40EA | GREINER HIGH AND MEDIUM BINDING 384 WEL& | 1X40EA | 1 | 225 | Sigma-Aldrich | M6436-40EA | https://www.sigmaaldrich.com/LT/en
M6561-40EA | GREINER HIGH AND MEDIUM BINDING 384 WEL& | 1X40EA | 1 | 582 | Sigma-Aldrich | M6561-40EA | https://www.sigmaaldrich.com/LT/en
M6562-100EA | GREINER MULTIWELL STRIP PLATES, STRIPS & | 1X100EA | 1 | 678 | Sigma-Aldrich | M6562-100EA | https://www.sigmaaldrich.com/LT/en
M6686-40EA | GREINER HIGH AND MEDIUM BINDING 384 WEL& | 1X40EA | 1 | 549 | Sigma-Aldrich | M6686-40EA | https://www.sigmaaldrich.com/LT/en
M6936-40EA | GREINER HIGH AND MEDIUM BINDING 384 WEL& | 1X40EA | 1 | 582 | Sigma-Aldrich | M6936-40EA | https://www.sigmaaldrich.com/LT/en
M7186-40EA | GREINER HIGH AND MEDIUM BINDING 384 WEL& | 1X40EA | 1 | 628 | Sigma-Aldrich | M7186-40EA | https://www.sigmaaldrich.com/LT/en
M7310-100EA | GREINER POLYPROPYLENE 96 WELL PLATES 39& | 1X100EA | 1 | 176 | Sigma-Aldrich | M7310-100EA | https://www.sigmaaldrich.com/LT/en
M7561-60EA | GREINER HIGH AND MEDIUM BINDING 1536 WE& | 1X60EA | 1 | 2000 | Sigma-Aldrich | M7561-60EA | https://www.sigmaaldrich.com/LT/en
M7686-60EA | GREINER HIGH AND MEDIUM BINDING 1536 WE& | 1X60EA | 1 | 2000 | Sigma-Aldrich | M7686-60EA | https://www.sigmaaldrich.com/LT/en
M7687-100EA | GREINER MULTIWELL STRIP PLATES, STRIPS & | 1X100EA | 1 | 469 | Sigma-Aldrich | M7687-100EA | https://www.sigmaaldrich.com/LT/en
M7812-100EA | GREINER MULTIWELL STRIP PLATES, STRIPS & | 1X100EA | 1 | 480 | Sigma-Aldrich | M7812-100EA | https://www.sigmaaldrich.com/LT/en
M7935-100EA | GREINER POLYPROPYLENE 96 WELL PLATES 39& | 1X100EA | 1 | 234 | Sigma-Aldrich | M7935-100EA | https://www.sigmaaldrich.com/LT/en
M7937-100EA | GREINER MULTIWELL STRIP PLATES, STRIPS & | 1X100EA | 1 | 583 | Sigma-Aldrich | M7937-100EA | https://www.sigmaaldrich.com/LT/en
M8060-100EA | GREINER POLYPROPYLENE 96 WELL PLATES 39& | 1X100EA | 1 | 208 | Sigma-Aldrich | M8060-100EA | https://www.sigmaaldrich.com/LT/en
M8185-100EA | GREINER POLYPROPYLENE 96 WELL PLATES 39& | 1X100EA | 1 | 176 | Sigma-Aldrich | M8185-100EA | https://www.sigmaaldrich.com/LT/en
M8562-100EA | GREINER MULTIWELL PLATES FOR CULTURE SC& | 1X100EA | 1 | 239 | Sigma-Aldrich | M8562-100EA | https://www.sigmaaldrich.com/LT/en
M8687-100EA | GREINER MULTIWELL PLATES FOR CULTURE SC& | 1X100EA | 1 | 255 | Sigma-Aldrich | M8687-100EA | https://www.sigmaaldrich.com/LT/en
M8812-100EA | GREINER MULTIWELL PLATES FOR CULTURE SC& | 1X100EA | 1 | 280 | Sigma-Aldrich | M8812-100EA | https://www.sigmaaldrich.com/LT/en
M8935-100EA | GREINER POLYPROPYLENE 96 WELL PLATES 39& | 1X100EA | 1 | 234 | Sigma-Aldrich | M8935-100EA | https://www.sigmaaldrich.com/LT/en
M8937-100EA | GREINER MULTIWELL PLATES FOR CULTURE SC& | 1X100EA | 1 | 322 | Sigma-Aldrich | M8937-100EA | https://www.sigmaaldrich.com/LT/en
M9043-10G | CULTISPHER -S STANDARD POROSITY, HIGH T& | 1X10G | 1 | 238 | Sigma-Aldrich | M9043-10G | https://www.sigmaaldrich.com/LT/en
M9060-100EA | GREINER POLYPROPYLENE 96 WELL PLATES 39& | 1X100EA | 1 | 173 | Sigma-Aldrich | M9060-100EA | https://www.sigmaaldrich.com/LT/en
M9062-100EA | GREINER MULTIWELL PLATES FOR CULTURE SC& | 1X100EA | 1 | 239 | Sigma-Aldrich | M9062-100EA | https://www.sigmaaldrich.com/LT/en
M9064-500EA | THUMBS-UP(TM) MICROTUBES VOLUME 1.5 ML | 1X500EA | 1 | 37 | Sigma-Aldrich | M9064-500EA | https://www.sigmaaldrich.com/LT/en
M9160-25EA | ULTRAFREE-CL MICROCENTRIFUGE FILTERS PO& | 1X25EA | 1 | 171 | Sigma-Aldrich | M9160-25EA | https://www.sigmaaldrich.com/LT/en
M9187-100EA | GREINER MULTIWELL PLATES FOR CULTURE SC& | 1X100EA | 1 | 255 | Sigma-Aldrich | M9187-100EA | https://www.sigmaaldrich.com/LT/en
M9285-25EA | ULTRAFREE-CL MICROCENTRIFUGE FILTERS PO& | 1X25EA | 1 | 171 | Sigma-Aldrich | M9285-25EA | https://www.sigmaaldrich.com/LT/en
M9410-1CS | NUNC-IMMUNO(TM) PLATES 96-WELL PLATE, M& | 1X1CS | 1 | 148 | Sigma-Aldrich | M9410-1CS | https://www.sigmaaldrich.com/LT/en
M9418-10G | CULTISPHER -G STANDARD POROSITY | 1X10G | 1 | 238 | Sigma-Aldrich | M9418-10G | https://www.sigmaaldrich.com/LT/en
M9437-100EA | GREINER MULTIWELL PLATES FOR CULTURE SC& | 1X100EA | 1 | 322 | Sigma-Aldrich | M9437-100EA | https://www.sigmaaldrich.com/LT/en
M9535-25EA | ULTRAFREE-MC MICROCENTRIFUGE FILTERS PO& | 1X25EA | 1 | 139 | Sigma-Aldrich | M9535-25EA | https://www.sigmaaldrich.com/LT/en
M9660-25EA | ULTRAFREE-MC MICROCENTRIFUGE FILTERS PO& | 1X25EA | 1 | 139 | Sigma-Aldrich | M9660-25EA | https://www.sigmaaldrich.com/LT/en
M9685-100EA | GREINER POLYPROPYLENE 96 WELL PLATES 39& | 1X100EA | 1 | 234 | Sigma-Aldrich | M9685-100EA | https://www.sigmaaldrich.com/LT/en
M9785-25EA | ULTRAFREE-MC MICROCENTRIFUGE FILTERS PO& | 1X25EA | 1 | 120 | Sigma-Aldrich | M9785-25EA | https://www.sigmaaldrich.com/LT/en
M9810-50EA | GREINER POLYPROPYLENE 96 WELL PLATES 1.& | 1X50EA | 1 | 483 | Sigma-Aldrich | M9810-50EA | https://www.sigmaaldrich.com/LT/en
M9904-1EA | WORTHINGTON ACCESSORIES, MEASURING ROD F | 1X1EA | 1 | 12 | Sigma-Aldrich | M9904-1EA | https://www.sigmaaldrich.com/LT/en
M9936-40EA | GREINER TISSUE CULTURE TREATED 96 WELL & | 1X40EA | 1 | 161 | Sigma-Aldrich | M9936-40EA | https://www.sigmaaldrich.com/LT/en
N0146-100EA | FILTER MEMBRANES, NITROCELLULOSE TF MEM& | 1X100EA | 1 | 126 | Sigma-Aldrich | N0146-100EA | https://www.sigmaaldrich.com/LT/en
N0271-100EA | FILTER MEMBRANES, NITROCELLULOSE TF MEM& | 1X100EA | 1 | 180 | Sigma-Aldrich | N0271-100EA | https://www.sigmaaldrich.com/LT/en
N0521-50EA | FILTER MEMBRANES, NITROCELLULOSE TF MEM& | 1X50EA | 1 | 413 | Sigma-Aldrich | N0521-50EA | https://www.sigmaaldrich.com/LT/en
N3521-100EA | FILTER MEMBRANES, NITROCELLULOSE MF MEM& | 1X100EA | 1 | 98 | Sigma-Aldrich | N3521-100EA | https://www.sigmaaldrich.com/LT/en
N3896-100EA | FILTER MEMBRANES, NITROCELLULOSE MF MEM& | 1X100EA | 1 | 100 | Sigma-Aldrich | N3896-100EA | https://www.sigmaaldrich.com/LT/en
N4146-100EA | FILTER MEMBRANES, NITROCELLULOSE MF MEM& | 1X100EA | 1 | 159 | Sigma-Aldrich | N4146-100EA | https://www.sigmaaldrich.com/LT/en
N8395-100EA | FILTER MEMBRANES, NITROCELLULOSE MF MEM& | 1X100EA | 1 | 113 | Sigma-Aldrich | N8395-100EA | https://www.sigmaaldrich.com/LT/en
N8520-100EA | FILTER MEMBRANES, NITROCELLULOSE MF MEM& | 1X100EA | 1 | 113 | Sigma-Aldrich | N8520-100EA | https://www.sigmaaldrich.com/LT/en
N8645-100EA | FILTER MEMBRANES, NITROCELLULOSE MF MEM& | 1X100EA | 1 | 155 | Sigma-Aldrich | N8645-100EA | https://www.sigmaaldrich.com/LT/en
N8770-50EA | FILTER MEMBRANES, NITROCELLULOSE MF MEM& | 1X50EA | 1 | 378 | Sigma-Aldrich | N8770-50EA | https://www.sigmaaldrich.com/LT/en
N8772-100EA | FILTER MEMBRANES, NITROCELLULOSE MF MEM& | 1X100EA | 1 | 113 | Sigma-Aldrich | N8772-100EA | https://www.sigmaaldrich.com/LT/en
N8895-100EA | FILTER MEMBRANES, NITROCELLULOSE MF MEM& | 1X100EA | 1 | 98 | Sigma-Aldrich | N8895-100EA | https://www.sigmaaldrich.com/LT/en
N8897-100EA | FILTER MEMBRANES, NITROCELLULOSE MF MEM& | 1X100EA | 1 | 155 | Sigma-Aldrich | N8897-100EA | https://www.sigmaaldrich.com/LT/en
N9020-100EA | FILTER MEMBRANES, NITROCELLULOSE MF MEM& | 1X100EA | 1 | 103 | Sigma-Aldrich | N9020-100EA | https://www.sigmaaldrich.com/LT/en
N9022-100EA | FILTER MEMBRANES, NITROCELLULOSE MF MEM& | 1X100EA | 1 | 113 | Sigma-Aldrich | N9022-100EA | https://www.sigmaaldrich.com/LT/en
N9145-100EA | FILTER MEMBRANES, NITROCELLULOSE MF MEM& | 1X100EA | 1 | 153 | Sigma-Aldrich | N9145-100EA | https://www.sigmaaldrich.com/LT/en
N9147-100EA | FILTER MEMBRANES, NITROCELLULOSE MF MEM& | 1X100EA | 1 | 159 | Sigma-Aldrich | N9147-100EA | https://www.sigmaaldrich.com/LT/en
N9270-50EA | FILTER MEMBRANES, NITROCELLULOSE MF MEM& | 1X50EA | 1 | 410 | Sigma-Aldrich | N9270-50EA | https://www.sigmaaldrich.com/LT/en
N9645-100EA | FILTER MEMBRANES, NITROCELLULOSE TF MEM& | 1X100EA | 1 | 166 | Sigma-Aldrich | N9645-100EA | https://www.sigmaaldrich.com/LT/en
N9770-50EA | FILTER MEMBRANES, NITROCELLULOSE TF MEM& | 1X50EA | 1 | 438 | Sigma-Aldrich | N9770-50EA | https://www.sigmaaldrich.com/LT/en
N9895-100EA | FILTER MEMBRANES, NITROCELLULOSE TF MEM& | 1X100EA | 1 | 99 | Sigma-Aldrich | N9895-100EA | https://www.sigmaaldrich.com/LT/en
O0764-1CS | NUNC(R) OMNITRAY NON-TREATED WITH LID | 1X1CS | 1 | 223 | Sigma-Aldrich | O0764-1CS | https://www.sigmaaldrich.com/LT/en
O3257-1PAK | VACUUM FILTRATION MANIFOLD MILLIPORE MO& | 1X1PAK | 1 | 320 | Sigma-Aldrich | O3257-1PAK | https://www.sigmaaldrich.com/LT/en
P0325-100EA | FLUOROPORE(TM) PTFE FILTER MEMBRANES PO& | 1X100EA | 1 | 336 | Sigma-Aldrich | P0325-100EA | https://www.sigmaaldrich.com/LT/en
P4241-50EA | NUNC(R) MICROWELL 96 WELL POLYSTYRENE P& | 1X50EA | 1 | 93 | Sigma-Aldrich | P4241-50EA | https://www.sigmaaldrich.com/LT/en
P0450-100EA | FLUOROPORE(TM) PTFE FILTER MEMBRANES PO& | 1X100EA | 1 | 427 | Sigma-Aldrich | P0450-100EA | https://www.sigmaaldrich.com/LT/en
P4411-100EA | PH TEST STRIPS 7.0-14.0 PH, RESOLUTION:& | 1X100EA | 1 | 17 | Sigma-Aldrich | P4411-100EA | https://www.sigmaaldrich.com/LT/en
P0485-1EA | DOUNCE TISSUE GRINDER PESTLE LARGE CLEA& | 1X1EA | 1 | 58 | Sigma-Aldrich | P0485-1EA | https://www.sigmaaldrich.com/LT/en
P4536-100EA | PH TEST STRIPS 4.5-10.0 PH, RESOLUTION:& | 1X100EA | 1 | 17 | Sigma-Aldrich | P4536-100EA | https://www.sigmaaldrich.com/LT/en
P0549-1PAK | MICROCAPILLARY TUBE, CALIBRATED SIZE 1-& | 1X1PAK | 1 | 100 | Sigma-Aldrich | P0549-1PAK | https://www.sigmaaldrich.com/LT/en
P0575-100EA | FLUOROPORE(TM) PTFE FILTER MEMBRANES PO& | 1X100EA | 1 | 245 | Sigma-Aldrich | P0575-100EA | https://www.sigmaaldrich.com/LT/en
P0610-1EA | DOUNCE TISSUE GRINDER PESTLE LARGE CLEA& | 1X1EA | 1 | 70 | Sigma-Aldrich | P0610-1EA | https://www.sigmaaldrich.com/LT/en
P0614-1EA | PIPETTOR TRI-/CLAMP-ETTE(TM) BLUE | 1X1EA | 1 | 42 | Sigma-Aldrich | P0614-1EA | https://www.sigmaaldrich.com/LT/en
P4661-100EA | PH TEST STRIPS 0.0-6.0 PH, RESOLUTION: & | 1X100EA | 1 | 15 | Sigma-Aldrich | P4661-100EA | https://www.sigmaaldrich.com/LT/en
P0674-1PAK | MICROCAPILLARY TUBE, CALIBRATED SIZE 10& | 1X1PAK | 1 | 87 | Sigma-Aldrich | P0674-1PAK | https://www.sigmaaldrich.com/LT/en
P4786-100EA | PH TEST STRIPS 0-14 PH, RESOLUTION: 1.0& | 1X100EA | 1 | 15 | Sigma-Aldrich | P4786-100EA | https://www.sigmaaldrich.com/LT/en
P0735-1EA | DOUNCE TISSUE GRINDER PESTLE LARGE CLEA& | 1X1EA | 1 | 73 | Sigma-Aldrich | P0735-1EA | https://www.sigmaaldrich.com/LT/en
Z642878-1000EA | Greiner PP-TUBE,STERILE,14 ML18,0/95MM | 1X1000EA | 1 | 233 | Sigma-Aldrich | Z642878-1000EA | https://www.sigmaaldrich.com/LT/en
Z649589-1EA | HYBRIGENE STACKING KIT (SECURES 2 UNITS) | 1X1EA | 1 | 124 | Sigma-Aldrich | Z649589-1EA | https://www.sigmaaldrich.com/LT/en
Z649597-1EA | HYBIGENE WALL FIXING KIT (1-3 UNITS) | 1X1EA | 1 | 58 | Sigma-Aldrich | Z649597-1EA | https://www.sigmaaldrich.com/LT/en
Z649619-1EA | HYBRIGENE HTH-1 TUBE RACK,HOLDS 3L + 3S | 1X1EA | 1 | 237 | Sigma-Aldrich | Z649619-1EA | https://www.sigmaaldrich.com/LT/en
Z649651-1EA | HYBRIGENE STAINLESS STEEL MESH SHELF | 1X1EA | 1 | 179 | Sigma-Aldrich | Z649651-1EA | https://www.sigmaaldrich.com/LT/en
Z649678-1EA | HYBRIGENE HB-1D S/STEEL MESH SHELF | 1X1EA | 1 | 185 | Sigma-Aldrich | Z649678-1EA | https://www.sigmaaldrich.com/LT/en
Z649694-1EA | HYBRIGENE 15ML TUBE HOLDER | 1X1EA | 1 | 400 | Sigma-Aldrich | Z649694-1EA | https://www.sigmaaldrich.com/LT/en
Z649708-1EA | HYBRIGENE 50ML TUBE HOLDER | 1X1EA | 1 | 400 | Sigma-Aldrich | Z649708-1EA | https://www.sigmaaldrich.com/LT/en
Z649716-1EA | HYBRIDISER HB-1D LARGE GLASS TUBE,NO CAP | 1X1EA | 1 | 237 | Sigma-Aldrich | Z649716-1EA | https://www.sigmaaldrich.com/LT/en
Z649724-1EA | HYBRIDISER 15ML TUBE HOLDER | 1X1EA | 1 | 400 | Sigma-Aldrich | Z649724-1EA | https://www.sigmaaldrich.com/LT/en
Z649732-1EA | HYBRIDISER 50ML TUBE HOLDER | 1X1EA | 1 | 400 | Sigma-Aldrich | Z649732-1EA | https://www.sigmaaldrich.com/LT/en
Z329630-25EA | PLASTIBRAND(R) WASH BOTTLES, LDPE CAPAC& | 1X25EA | 1 | 152 | Sigma-Aldrich | Z329630-25EA | https://www.sigmaaldrich.com/LT/en
Z642959-100EA | GREINER 384 WELL PLATE, PPN, V-BOTTOM C& | 1X100EA | 1 | 814 | Sigma-Aldrich | Z642959-100EA | https://www.sigmaaldrich.com/LT/en
Z552127-1PAK | WILMAD(R) NMR TUBES 4MM DIAM., PRECISIO& | 1X1PAK | 1 | 75 | Sigma-Aldrich | Z552127-1PAK | https://www.sigmaaldrich.com/LT/en
Z665851-32EA | Nunc T175 cell culture flask, 175 cm, s | 1X32EA | 1 | 110 | Sigma-Aldrich | Z665851-32EA | https://www.sigmaaldrich.com/LT/en
Z665878-30EA | Nunc 384 well plate, white, transparent | 1X30EA | 1 | 548 | Sigma-Aldrich | Z665878-30EA | https://www.sigmaaldrich.com/LT/en
Z637521-24EA | BRAND(R) PP FUNNELS, PLAIN INTERIOR TOP& | 1X24EA | 1 | 20 | Sigma-Aldrich | Z637521-24EA | https://www.sigmaaldrich.com/LT/en
Z637548-24EA | BRAND(R) PP FUNNELS, PLAIN INTERIOR TOP& | 1X24EA | 1 | 23 | Sigma-Aldrich | Z637548-24EA | https://www.sigmaaldrich.com/LT/en
Z637556-12EA | BRAND(R) PP FUNNELS, PLAIN INTERIOR TOP& | 1X12EA | 1 | 13 | Sigma-Aldrich | Z637556-12EA | https://www.sigmaaldrich.com/LT/en
Z637564-12EA | BRAND(R) PP FUNNELS, PLAIN INTERIOR TOP& | 1X12EA | 1 | 23 | Sigma-Aldrich | Z637564-12EA | https://www.sigmaaldrich.com/LT/en
Z637572-12EA | BRAND(R) PP FUNNELS, PLAIN INTERIOR TOP& | 1X12EA | 1 | 30 | Sigma-Aldrich | Z637572-12EA | https://www.sigmaaldrich.com/LT/en
Z637580-12EA | BRAND(R) PP FUNNELS, PLAIN INTERIOR TOP& | 1X12EA | 1 | 42 | Sigma-Aldrich | Z637580-12EA | https://www.sigmaaldrich.com/LT/en
Z647195-2EA | PYREX(R) MEASURING CYLINDER WITH SPOUT,& | 1X2EA | 1 | 46 | Sigma-Aldrich | Z647195-2EA | https://www.sigmaaldrich.com/LT/en
Z647217-2EA | PYREX(R) MEASURING CYLINDER WITH SPOUT,& | 1X2EA | 1 | 76 | Sigma-Aldrich | Z647217-2EA | https://www.sigmaaldrich.com/LT/en
Z647225-2EA | PYREX(R) MEASURING CYLINDER WITH SPOUT,& | 1X2EA | 1 | 147 | Sigma-Aldrich | Z647225-2EA | https://www.sigmaaldrich.com/LT/en
CLS1000P150-12EA | CORNING(R) REUSABLE BEAKER, LOW FORM, P& | 1X12EA | 1 | 49 | Sigma-Aldrich | CLS1000P150-12EA | https://www.sigmaaldrich.com/LT/en
Z681806-3EA | CELLCROWN(TM) 6, STERILE | 1X3EA | 1 | 29 | Sigma-Aldrich | Z681806-3EA | https://www.sigmaaldrich.com/LT/en
Z682160-1EA | ACE STOPCOCK ONLY, WITH INLET FEED, FOR& | 1X1EA | 1 | 108 | Sigma-Aldrich | Z682160-1EA | https://www.sigmaaldrich.com/LT/en
Z682179-1EA | ACE STOPCOCK ONLY, WITH INLET FEED, FOR& | 1X1EA | 1 | 132 | Sigma-Aldrich | Z682179-1EA | https://www.sigmaaldrich.com/LT/en
Z682659-1EA | ACE DRYING FLASK, PEAR-SHAPED, WITH SID& | 1X1EA | 1 | 140 | Sigma-Aldrich | Z682659-1EA | https://www.sigmaaldrich.com/LT/en
Z682748-1EA | ACE DRYING FLASK, PEAR-SHAPED, WITH SID& | 1X1EA | 1 | 213 | Sigma-Aldrich | Z682748-1EA | https://www.sigmaaldrich.com/LT/en
AXYAM2MLRD | SEALING MAT FOR 2 ML ROUND DEEP WELL PLA | 1X1EA | 1 | 329 | Sigma-Aldrich | AXYAM2MLRD | https://www.sigmaaldrich.com/LT/en
AXYAM2MLRDIMP | IMPERMAMAT SEALING MAT, CHEMICAL RESISTA | 1X1EA | 1 | 499 | Sigma-Aldrich | AXYAM2MLRDIMP | https://www.sigmaaldrich.com/LT/en
AXYAM2MLRDS | SEALING MAT FOR 2 ML ROUND DEEP WELL PLA | 1X1EA | 1 | 397 | Sigma-Aldrich | AXYAM2MLRDS | https://www.sigmaaldrich.com/LT/en
AXYAM2MLSQ | SEALING MAT FOR 2 ML SQUARE DEEP WELL PL | 1X1EA | 1 | 329 | Sigma-Aldrich | AXYAM2MLSQ | https://www.sigmaaldrich.com/LT/en
AXYAM2MLSQIMP | IMPERMAMAT SEALING MAT, CHEMICAL RESISTA | 1X1EA | 1 | 499 | Sigma-Aldrich | AXYAM2MLSQIMP | https://www.sigmaaldrich.com/LT/en
AXYAM2MLSQIMPS | IMPERMAMAT SEALING MAT, CHEMICAL RESISTA | 1X1EA | 1 | 538 | Sigma-Aldrich | AXYAM2MLSQIMPS | https://www.sigmaaldrich.com/LT/en
AXYAM384DWSQ | SEALING MAT FOR DEEP WELL PLATES, 384 WE | 1X1EA | 1 | 329 | Sigma-Aldrich | AXYAM384DWSQ | https://www.sigmaaldrich.com/LT/en
AXYAM384PCRRD | SEALING MAT FOR PCR MICROPLATES, 384 WEL | 1X1EA | 1 | 329 | Sigma-Aldrich | AXYAM384PCRRD | https://www.sigmaaldrich.com/LT/en
AXYAM384SQIMP | IMPERMAMAT SEALING MAT, CHEMICAL RESISTA | 1X1EA | 1 | 499 | Sigma-Aldrich | AXYAM384SQIMP | https://www.sigmaaldrich.com/LT/en
AXYAM48IMP | IMPERMAMAT SEALING MAT, CHEMICAL RESISTA | 1X1EA | 1 | 499 | Sigma-Aldrich | AXYAM48IMP | https://www.sigmaaldrich.com/LT/en
AXYAM500ULRD | SILICONE SEALING MAT FOR 500 UL V-BOTTOM | 1X1EA | 1 | 329 | Sigma-Aldrich | AXYAM500ULRD | https://www.sigmaaldrich.com/LT/en
AXYAM750ULRD | SILICONE SEALING MAT FOR MINITUBES, PIER | 1X1EA | 1 | 329 | Sigma-Aldrich | AXYAM750ULRD | https://www.sigmaaldrich.com/LT/en
AXYAM96PCRRD | SEALING MAT FOR PCR MICROPLATES, 96 WELL | 1X1EA | 1 | 329 | Sigma-Aldrich | AXYAM96PCRRD | https://www.sigmaaldrich.com/LT/en
AXYAM96SEPTA3100 | AXYMAT SILICONE SEPTA MAT, 96 WELL, FOR | 1X1EA | 1 | 848 | Sigma-Aldrich | AXYAM96SEPTA3100 | https://www.sigmaaldrich.com/LT/en
AXYAMSEPTA310 | AXYMAT SILICONE SEPTA MAT, SINGLE, FOR A | 1X1EA | 1 | 1057 | Sigma-Aldrich | AXYAMSEPTA310 | https://www.sigmaaldrich.com/LT/en
AXYAP10 | AXYPET(R) PIPETTE, 1 CHANNEL, 0.5-10.0 U | 1X1EA | 1 | 238 | Sigma-Aldrich | AXYAP10 | https://www.sigmaaldrich.com/LT/en
AXYAP100 | AXYPET(R) PIPETTE, 1 CHANNEL, 10-100 UL, | 1X1EA | 1 | 238 | Sigma-Aldrich | AXYAP100 | https://www.sigmaaldrich.com/LT/en
AXYAP1000 | AXYPET(R) PIPETTE, 1 CHANNEL, 100-1000 U | 1X1EA | 1 | 238 | Sigma-Aldrich | AXYAP1000 | https://www.sigmaaldrich.com/LT/en
AXYAP10ML | AXYPET(R) PIPETTE, 1 CHANNEL, 1-10 ML, A | 1X1EA | 1 | 266 | Sigma-Aldrich | AXYAP10ML | https://www.sigmaaldrich.com/LT/en
AXYAP1210 | AXYPET(R) PIPETTE, 12 CHANNELS, 1-10 ML, | 1X1EA | 1 | 656 | Sigma-Aldrich | AXYAP1210 | https://www.sigmaaldrich.com/LT/en
AXYAP12200 | AXYPET(R) PIPETTE, 12 CHANNELS, 20-200 M | 1X1EA | 1 | 656 | Sigma-Aldrich | AXYAP12200 | https://www.sigmaaldrich.com/LT/en
AXYAP12300 | AXYPET(R) PIPETTE, 12 CHANNELS, 50-300 M | 1X1EA | 1 | 656 | Sigma-Aldrich | AXYAP12300 | https://www.sigmaaldrich.com/LT/en
AXYAP1250 | AXYPET(R) PIPETTE, 12 CHANNELS, 5-50 ML, | 1X1EA | 1 | 656 | Sigma-Aldrich | AXYAP1250 | https://www.sigmaaldrich.com/LT/en
AXYAP16 | ADJUSTABLE VOLUME PIPETTE, 16 CHANNELS, | 1X1EA | 1 | 926 | Sigma-Aldrich | AXYAP16 | https://www.sigmaaldrich.com/LT/en
AXYAP162 | ADJUSTABLE VOLUME PIPETTE, 16 CHANNELS, | 1X1EA | 1 | 926 | Sigma-Aldrich | AXYAP162 | https://www.sigmaaldrich.com/LT/en
AXYAP1650 | ADJUSTABLE VOLUME PIPETTE, 16 CHANNELS, | 1X1EA | 1 | 926 | Sigma-Aldrich | AXYAP1650 | https://www.sigmaaldrich.com/LT/en
AXYAP2 | AXYPET(R) PIPETTE, 1 CHANNEL, 0.2-2.0 UL | 1X1EA | 1 | 239 | Sigma-Aldrich | AXYAP2 | https://www.sigmaaldrich.com/LT/en
AXYAP20 | AXYPET(R) PIPETTE, 1 CHANNEL, 2-20 UL, A | 1X1EA | 1 | 238 | Sigma-Aldrich | AXYAP20 | https://www.sigmaaldrich.com/LT/en
AXYAP200 | AXYPET(R) PIPETTE, 1 CHANNEL, 20-200 UL, | 1X1EA | 1 | 238 | Sigma-Aldrich | AXYAP200 | https://www.sigmaaldrich.com/LT/en
AXYAP250 | AXYPET(R) PIPETTE, 1 CHANNEL, 50-250 UL, | 1X1EA | 1 | 238 | Sigma-Aldrich | AXYAP250 | https://www.sigmaaldrich.com/LT/en
AXYAP50 | AXYPET(R) PIPETTE, 1 CHANNEL, 5-50 UL, A | 1X1EA | 1 | 238 | Sigma-Aldrich | AXYAP50 | https://www.sigmaaldrich.com/LT/en
AXYAP5000 | AXYPET(R) PIPETTE, 1 CHANNEL, 1-5 ML, AU | 1X1EA | 1 | 266 | Sigma-Aldrich | AXYAP5000 | https://www.sigmaaldrich.com/LT/en
AXYAP810 | AXYPET(R) PIPETTE, 8 CHANNELS, 1-10 ML, | 1X1EA | 1 | 613 | Sigma-Aldrich | AXYAP810 | https://www.sigmaaldrich.com/LT/en
AXYAP8200 | AXYPET(R) PIPETTE, 8 CHANNELS, 20-200 ML | 1X1EA | 1 | 613 | Sigma-Aldrich | AXYAP8200 | https://www.sigmaaldrich.com/LT/en
AXYAP8300 | AXYPET(R) PIPETTE, 8 CHANNELS, 50-300 ML | 1X1EA | 1 | 613 | Sigma-Aldrich | AXYAP8300 | https://www.sigmaaldrich.com/LT/en
AXYAP850 | AXYPET(R) PIPETTE, 8 CHANNELS, 5-50 ML, | 1X1EA | 1 | 613 | Sigma-Aldrich | AXYAP850 | https://www.sigmaaldrich.com/LT/en
AXYAPCSD | CAROUSEL STAND, HOLDS 6 SINGLE CHANNEL P | 1X1EA | 1 | 161 | Sigma-Aldrich | AXYAPCSD | https://www.sigmaaldrich.com/LT/en
AXYAPLHEB | LEFT HAND EJECTION BUTTON | 1X1EA | 1 | 16 | Sigma-Aldrich | AXYAPLHEB | https://www.sigmaaldrich.com/LT/en
AXYAPRHEB | RIGHT HAND EJECTION BUTTON | 1X1EA | 1 | 16 | Sigma-Aldrich | AXYAPRHEB | https://www.sigmaaldrich.com/LT/en
AXYBF400 | BREATHABLE RAYON SEALING FILM, FOR 50 UM | 1X1EA | 1 | 1003 | Sigma-Aldrich | AXYBF400 | https://www.sigmaaldrich.com/LT/en
AXYBF400S | BREATHABLE RAYON SEALING FILM, FOR 50 UM | 1X1EA | 1 | 712 | Sigma-Aldrich | AXYBF400S | https://www.sigmaaldrich.com/LT/en
AXYCM96RD | SILICONE COMPRESSION MAT, FOR 96 WELL PL | 1X1EA | 1 | 339 | Sigma-Aldrich | AXYCM96RD | https://www.sigmaaldrich.com/LT/en
AXYCMFLAT | SILICONE COMPRESSION MAT, FLAT | 1X1EA | 1 | 339 | Sigma-Aldrich | AXYCMFLAT | https://www.sigmaaldrich.com/LT/en
AXYITEPR | MANUAL COMPRESSION SEALER FOR AXYMATS | 1X1EA | 1 | 2520 | Sigma-Aldrich | AXYITEPR | https://www.sigmaaldrich.com/LT/en
AXYMCT060A | MICROTUBES, 0.6 ML, ASSORTED | 1X1EA | 1 | 423 | Sigma-Aldrich | AXYMCT060A | https://www.sigmaaldrich.com/LT/en
AXYMCT060B | MICROTUBES, 0.6 ML, BLUE | 1X1EA | 1 | 407 | Sigma-Aldrich | AXYMCT060B | https://www.sigmaaldrich.com/LT/en
AXYMCT060C | MICROTUBES, 0.6 ML, CLEAR | 1X1EA | 1 | 390 | Sigma-Aldrich | AXYMCT060C | https://www.sigmaaldrich.com/LT/en
AXYMCT060CS | MICROTUBES, 0.6 ML, CLEAR, STERILE | 1X1EA | 1 | 333 | Sigma-Aldrich | AXYMCT060CS | https://www.sigmaaldrich.com/LT/en
AXYMCT060G | MICROTUBES, 0.6 ML, GREEN | 1X1EA | 1 | 407 | Sigma-Aldrich | AXYMCT060G | https://www.sigmaaldrich.com/LT/en
AXYMCT060LC | MAXYMUM RECOVERY(R) MICROTUBES, 0.6 ML | 1X1EA | 1 | 304 | Sigma-Aldrich | AXYMCT060LC | https://www.sigmaaldrich.com/LT/en
AXYMCT060O | MICROTUBES, 0.6 ML, ORANGE | 1X1EA | 1 | 407 | Sigma-Aldrich | AXYMCT060O | https://www.sigmaaldrich.com/LT/en
AXYMCT060R | MICROTUBES, 0.6 ML, RED | 1X1EA | 1 | 407 | Sigma-Aldrich | AXYMCT060R | https://www.sigmaaldrich.com/LT/en
AXYMCT060SP | MICROTUBES, 0.6 ML, IN SPECTRUM PACK | 1X1EA | 1 | 465 | Sigma-Aldrich | AXYMCT060SP | https://www.sigmaaldrich.com/LT/en
AXYMCT060V | MICROTUBES, 0.6 ML, VIOLET | 1X1EA | 1 | 407 | Sigma-Aldrich | AXYMCT060V | https://www.sigmaaldrich.com/LT/en
AXYMCT060X | MICROTUBES, 0.6 ML, AMBER | 1X1EA | 1 | 407 | Sigma-Aldrich | AXYMCT060X | https://www.sigmaaldrich.com/LT/en
AXYMCT060Y | MICROTUBES, 0.6 ML, YELLOW | 1X1EA | 1 | 407 | Sigma-Aldrich | AXYMCT060Y | https://www.sigmaaldrich.com/LT/en
AXYMCT150A | BOIL PROOF MICROTUBES, 1.5 ML, ASSORTED | 1X1EA | 1 | 218 | Sigma-Aldrich | AXYMCT150A | https://www.sigmaaldrich.com/LT/en
AXYMCT150B | BOIL PROOF MICROTUBES, 1.5 ML, BLUE | 1X1EA | 1 | 212 | Sigma-Aldrich | AXYMCT150B | https://www.sigmaaldrich.com/LT/en
AXYMCT150C | BOIL PROOF MICROTUBES, 1.5 ML, CLEAR | 1X1EA | 1 | 189 | Sigma-Aldrich | AXYMCT150C | https://www.sigmaaldrich.com/LT/en
AXYMCT150CS | MICROTUBES, 1.5 ML, CLEAR, STERILE | 1X1EA | 1 | 199 | Sigma-Aldrich | AXYMCT150CS | https://www.sigmaaldrich.com/LT/en
AXYMCT150G | BOIL PROOF MICROTUBES, 1.5 ML, GREEN | 1X1EA | 1 | 212 | Sigma-Aldrich | AXYMCT150G | https://www.sigmaaldrich.com/LT/en
AXYMCT150LC | MAXYMUM RECOVERY(R) MICROTUBES, 1.5 ML | 1X1EA | 1 | 163 | Sigma-Aldrich | AXYMCT150LC | https://www.sigmaaldrich.com/LT/en
AXYMCT150NC | MICROTUBES, 1.5 ML, NO CAP | 1X1EA | 1 | 238 | Sigma-Aldrich | AXYMCT150NC | https://www.sigmaaldrich.com/LT/en
AXYMCT150R | BOIL PROOF MICROTUBES, 1.5 ML, RED | 1X1EA | 1 | 212 | Sigma-Aldrich | AXYMCT150R | https://www.sigmaaldrich.com/LT/en
AXYMCT150SP | BOIL PROOF MICROTUBES, 1.5 ML, IN SPECTR | 1X1EA | 1 | 240 | Sigma-Aldrich | AXYMCT150SP | https://www.sigmaaldrich.com/LT/en
AXYMCT150V | BOIL PROOF MICROTUBES, 1.5 ML, VIOLET | 1X1EA | 1 | 212 | Sigma-Aldrich | AXYMCT150V | https://www.sigmaaldrich.com/LT/en
AXYMCT150X | BOIL PROOF MICROTUBES, 1.5 ML, AMBER | 1X1EA | 1 | 207 | Sigma-Aldrich | AXYMCT150X | https://www.sigmaaldrich.com/LT/en
AXYMCT150Y | BOIL PROOF MICROTUBES, 1.5 ML, YELLOW | 1X1EA | 1 | 212 | Sigma-Aldrich | AXYMCT150Y | https://www.sigmaaldrich.com/LT/en
AXYMCT175A | MICROTUBES, 1.7 ML, ASSORTED | 1X1EA | 1 | 241 | Sigma-Aldrich | AXYMCT175A | https://www.sigmaaldrich.com/LT/en
AXYMCT175B | MICROTUBES, 1.7 ML, BLUE | 1X1EA | 1 | 230 | Sigma-Aldrich | AXYMCT175B | https://www.sigmaaldrich.com/LT/en
AXYMCT175C | MICROTUBES, 1.7 ML, CLEAR | 1X1EA | 1 | 210 | Sigma-Aldrich | AXYMCT175C | https://www.sigmaaldrich.com/LT/en
AXYMCT175CS | MICROTUBES, 1.7 ML, CLEAR, STERILE | 1X1EA | 1 | 204 | Sigma-Aldrich | AXYMCT175CS | https://www.sigmaaldrich.com/LT/en
AXYMCT175G | MICROTUBES, 1.7 ML, GREEN | 1X1EA | 1 | 230 | Sigma-Aldrich | AXYMCT175G | https://www.sigmaaldrich.com/LT/en
AXYMCT175LC | MAXYMUM RECOVERY(R) MICROTUBES, 1.7 ML | 1X1EA | 1 | 170 | Sigma-Aldrich | AXYMCT175LC | https://www.sigmaaldrich.com/LT/en
AXYMCT175O | MICROTUBES, 1.7 ML, ORANGE | 1X1EA | 1 | 230 | Sigma-Aldrich | AXYMCT175O | https://www.sigmaaldrich.com/LT/en
AXYMCT175R | MICROTUBES, 1.7 ML, RED | 1X1EA | 1 | 230 | Sigma-Aldrich | AXYMCT175R | https://www.sigmaaldrich.com/LT/en
AXYMCT175SP | MICROTUBES, 1.7 ML, IN SPECTRUM PACK | 1X1EA | 1 | 266 | Sigma-Aldrich | AXYMCT175SP | https://www.sigmaaldrich.com/LT/en
AXYMCT175V | MICROTUBES, 1.7 ML, VIOLET | 1X1EA | 1 | 230 | Sigma-Aldrich | AXYMCT175V | https://www.sigmaaldrich.com/LT/en
AXYMCT175X | MICROTUBES, 1.7 ML, AMBER | 1X1EA | 1 | 230 | Sigma-Aldrich | AXYMCT175X | https://www.sigmaaldrich.com/LT/en
AXYMCT175Y | MICROTUBES, 1.7 ML, YELLOW | 1X1EA | 1 | 230 | Sigma-Aldrich | AXYMCT175Y | https://www.sigmaaldrich.com/LT/en
AXYMCT200A | BOIL PROOF MICROTUBES, 2.0 ML, ASSORTED | 1X1EA | 1 | 247 | Sigma-Aldrich | AXYMCT200A | https://www.sigmaaldrich.com/LT/en
AXYMCT200B | BOIL PROOF MICROTUBES, 2.0 ML, BLUE | 1X1EA | 1 | 230 | Sigma-Aldrich | AXYMCT200B | https://www.sigmaaldrich.com/LT/en
AXYMCT200C | BOIL PROOF MICROTUBES, 2.0 ML, CLEAR | 1X1EA | 1 | 210 | Sigma-Aldrich | AXYMCT200C | https://www.sigmaaldrich.com/LT/en
AXYMCT200CS | MICROTUBES, 2.0 ML, CLEAR, STERILE | 1X1EA | 1 | 199 | Sigma-Aldrich | AXYMCT200CS | https://www.sigmaaldrich.com/LT/en
AXYMCT200G | BOIL PROOF MICROTUBES, 2.0 ML, GREEN | 1X1EA | 1 | 230 | Sigma-Aldrich | AXYMCT200G | https://www.sigmaaldrich.com/LT/en
AXYMCT200LC | MAXYMUM RECOVERY(R) MICROTUBES, 2.0 ML | 1X1EA | 1 | 173 | Sigma-Aldrich | AXYMCT200LC | https://www.sigmaaldrich.com/LT/en
AXYMCT200NC | MICROTUBES, 2.0 ML, CLEAR, NO CAP | 1X1EA | 1 | 217 | Sigma-Aldrich | AXYMCT200NC | https://www.sigmaaldrich.com/LT/en
AXYMCT200O | BOIL PROOF MICROTUBES, 2.0 ML, ORANGE | 1X1EA | 1 | 230 | Sigma-Aldrich | AXYMCT200O | https://www.sigmaaldrich.com/LT/en
AXYMCT200R | BOIL PROOF MICROTUBES, 2.0 ML, RED | 1X1EA | 1 | 230 | Sigma-Aldrich | AXYMCT200R | https://www.sigmaaldrich.com/LT/en
AXYMCT200SP | MICROTUBES, 2.0 ML, IN SPECTRUM PACK | 1X1EA | 1 | 266 | Sigma-Aldrich | AXYMCT200SP | https://www.sigmaaldrich.com/LT/en
AXYMCT200V | BOIL PROOF MICROTUBES, 2.0 ML, VIOLET | 1X1EA | 1 | 230 | Sigma-Aldrich | AXYMCT200V | https://www.sigmaaldrich.com/LT/en
AXYMCT200X | BOIL PROOF MICROTUBES, 2.0 ML, AMBER | 1X1EA | 1 | 230 | Sigma-Aldrich | AXYMCT200X | https://www.sigmaaldrich.com/LT/en
AXYMCT200Y | BOIL PROOF MICROTUBES, 2.0 ML, YELLOW | 1X1EA | 1 | 230 | Sigma-Aldrich | AXYMCT200Y | https://www.sigmaaldrich.com/LT/en
AXYMF300 | HEAT SEALING ALUMINUM FILM, WITH PAPER B | 1X1EA | 1 | 112 | Sigma-Aldrich | AXYMF300 | https://www.sigmaaldrich.com/LT/en
AXYMOTOPET1 | MOTOPET PIPETTE CONTROLLER, CORDLESS, WI | 1X1EA | 1 | 352 | Sigma-Aldrich | AXYMOTOPET1 | https://www.sigmaaldrich.com/LT/en
AXYMTS06C | MINITUBE, INDIVIDUAL, 0.65 ML, PP, BULK | 1X1EA | 1 | 248 | Sigma-Aldrich | AXYMTS06C | https://www.sigmaaldrich.com/LT/en
AXYMTS06CR | MINITUBE, INDIVIDUAL, 0.65 ML, PP, RACKE | 1X1EA | 1 | 564 | Sigma-Aldrich | AXYMTS06CR | https://www.sigmaaldrich.com/LT/en
AXYMTS06CRS | MINITUBE, INDIVIDUAL, 0.65 ML, PP, RACKE | 1X1EA | 1 | 676 | Sigma-Aldrich | AXYMTS06CRS | https://www.sigmaaldrich.com/LT/en
AXYMTS1112C | MINITUBE, 12-STRIP, 1.1 ML, PP, BULK PAC | 1X1EA | 1 | 186 | Sigma-Aldrich | AXYMTS1112C | https://www.sigmaaldrich.com/LT/en
AXYMTS1112CR | MINITUBE, 12-STRIP, 1.1 ML, PP, RACKED | 1X1EA | 1 | 422 | Sigma-Aldrich | AXYMTS1112CR | https://www.sigmaaldrich.com/LT/en
AXYMTS1112CRS | MINITUBE, 12-STRIP, 1.1 ML, PP, RACKED, | 1X1EA | 1 | 507 | Sigma-Aldrich | AXYMTS1112CRS | https://www.sigmaaldrich.com/LT/en
AXYMTS118C | MINITUBE, 8-STRIP, 1.1 ML, PP, BULK PACK | 1X1EA | 1 | 186 | Sigma-Aldrich | AXYMTS118C | https://www.sigmaaldrich.com/LT/en
AXYMTS118CR | MINITUBE, 8-STRIP, 1.1 ML, PP, RACKED | 1X1EA | 1 | 422 | Sigma-Aldrich | AXYMTS118CR | https://www.sigmaaldrich.com/LT/en
AXYMTS118CRS | MINITUBE, 8-STRIP, 1.1 ML, PP, RACKED, S | 1X1EA | 1 | 507 | Sigma-Aldrich | AXYMTS118CRS | https://www.sigmaaldrich.com/LT/en
AXYMTS11C | MINITUBE, INDIVIDUAL, 1.1 ML, PP, BULK P | 1X1EA | 1 | 186 | Sigma-Aldrich | AXYMTS11C | https://www.sigmaaldrich.com/LT/en
AXYMTS11CR | MINITUBE, INDIVIDUAL, 1.1 ML, PP, RACKED | 1X1EA | 1 | 422 | Sigma-Aldrich | AXYMTS11CR | https://www.sigmaaldrich.com/LT/en
AXYMTS11CRS | MINITUBE, INDIVIDUAL, 1.1 ML, PP, RACKED | 1X1EA | 1 | 507 | Sigma-Aldrich | AXYMTS11CRS | https://www.sigmaaldrich.com/LT/en
AXYMTS12CPC | CAP FOR MINITUBE, 12-STRIP | 1X1EA | 1 | 118 | Sigma-Aldrich | AXYMTS12CPC | https://www.sigmaaldrich.com/LT/en
AXYMTS12CPCS | CAP FOR MINITUBE, 12-STRIP, STERILE | 1X1EA | 1 | 165 | Sigma-Aldrich | AXYMTS12CPCS | https://www.sigmaaldrich.com/LT/en
AXYMTS8CPC | CAP FOR MINITUBE, 8-STRIP | 1X1EA | 1 | 118 | Sigma-Aldrich | AXYMTS8CPC | https://www.sigmaaldrich.com/LT/en
AXYMTS8CPCS | CAP FOR MINITUBE, 8-STRIP, STERILE | 1X1EA | 1 | 165 | Sigma-Aldrich | AXYMTS8CPCS | https://www.sigmaaldrich.com/LT/en
AXYP2MLSQC | DEEP WELL PLATE, 2.0 ML, 96 SQUARE WELLS | 1X1EA | 1 | 129 | Sigma-Aldrich | AXYP2MLSQC | https://www.sigmaaldrich.com/LT/en
AXYP2MLSQCS | DEEP WELL PLATE, 2.0 ML, 96 SQUARE WELLS | 1X1EA | 1 | 192 | Sigma-Aldrich | AXYP2MLSQCS | https://www.sigmaaldrich.com/LT/en
AXYP384120SQC | DIAMOND PLATE DEEP WELL MICROPLATE WIT | 1X1EA | 1 | 195 | Sigma-Aldrich | AXYP384120SQC | https://www.sigmaaldrich.com/LT/en
AXYP384120SQCS | DIAMOND PLATE DEEP WELL MICROPLATE WIT | 1X1EA | 1 | 247 | Sigma-Aldrich | AXYP384120SQCS | https://www.sigmaaldrich.com/LT/en
AXYP384240SQC | DIAMOND PLATE DEEP WELL MICROPLATE WIT | 1X1EA | 1 | 259 | Sigma-Aldrich | AXYP384240SQC | https://www.sigmaaldrich.com/LT/en
AXYP384240SQCS | DIAMOND PLATE DEEP WELL MICROPLATE WIT | 1X1EA | 1 | 306 | Sigma-Aldrich | AXYP384240SQCS | https://www.sigmaaldrich.com/LT/en
AXYP384240SQCSI | DIAMOND PLATE DEEP WELL MICROPLATE WIT | 1X1EA | 1 | 336 | Sigma-Aldrich | AXYP384240SQCSI | https://www.sigmaaldrich.com/LT/en
AXYP5ML48C | DEEP WELL PLATE, WITH PYRAMID BOTTOM, 5 | 1X1EA | 1 | 278 | Sigma-Aldrich | AXYP5ML48C | https://www.sigmaaldrich.com/LT/en
AXYP5ML48CS | DEEP WELL PLATE, WITH PYRAMID BOTTOM, 5 | 1X1EA | 1 | 398 | Sigma-Aldrich | AXYP5ML48CS | https://www.sigmaaldrich.com/LT/en
AXYP96450RC | ROUND BOTTOM ASSAY PLATE, 500 UL, 96 WEL | 1X1EA | 1 | 136 | Sigma-Aldrich | AXYP96450RC | https://www.sigmaaldrich.com/LT/en
AXYP96450RCS | ROUND BOTTOM ASSAY PLATE, 500 UL, 96 WEL | 1X1EA | 1 | 182 | Sigma-Aldrich | AXYP96450RCS | https://www.sigmaaldrich.com/LT/en
AXYP96450VB | V-BOTTOM ASSAY PLATE, 500 UL, 96 WELLS, | 1X1EA | 1 | 148 | Sigma-Aldrich | AXYP96450VB | https://www.sigmaaldrich.com/LT/en
AXYP96450VC | V-BOTTOM ASSAY PLATE, 500 UL, 96 WELLS, | 1X1EA | 1 | 143 | Sigma-Aldrich | AXYP96450VC | https://www.sigmaaldrich.com/LT/en
AXYP96450VCS | V-BOTTOM ASSAY PLATE, 500 UL, 96 WELLS, | 1X1EA | 1 | 173 | Sigma-Aldrich | AXYP96450VCS | https://www.sigmaaldrich.com/LT/en
AXYP96450VY | V-BOTTOM ASSAY PLATE, 500 UL, 96 WELLS, | 1X1EA | 1 | 148 | Sigma-Aldrich | AXYP96450VY | https://www.sigmaaldrich.com/LT/en
AXYPCR0104C | PCR STRIP TUBES, WITH STRIP CAPS, 0.1 ML | 1X1EA | 1 | 2453 | Sigma-Aldrich | AXYPCR0104C | https://www.sigmaaldrich.com/LT/en
AXYPCR0208A | PCR STRIP TUBES, THIN WALL, 0.2 ML, 8 PE | 1X1EA | 1 | 1423 | Sigma-Aldrich | AXYPCR0208A | https://www.sigmaaldrich.com/LT/en
AXYPCR0208B | PCR STRIP TUBES, THIN WALL, 0.2 ML, 8 PE | 1X1EA | 1 | 1412 | Sigma-Aldrich | AXYPCR0208B | https://www.sigmaaldrich.com/LT/en
AXYPCR0208C | PCR STRIP TUBES, THIN WALL, 0.2 ML, 8 PE | 1X1EA | 1 | 1400 | Sigma-Aldrich | AXYPCR0208C | https://www.sigmaaldrich.com/LT/en
AXYPCR0208CPC | PCR STRIP TUBES , WITH STRIP CAPS, THIN | 1X1EA | 1 | 1501 | Sigma-Aldrich | AXYPCR0208CPC | https://www.sigmaaldrich.com/LT/en
AXYPCR0208FCPC | PCR STRIP TUBES , WITH FLAT STRIP CAPS W | 1X1EA | 1 | 1501 | Sigma-Aldrich | AXYPCR0208FCPC | https://www.sigmaaldrich.com/LT/en
AXYPCR0208G | PCR STRIP TUBES, THIN WALL, 0.2 ML, 8 PE | 1X1EA | 1 | 1412 | Sigma-Aldrich | AXYPCR0208G | https://www.sigmaaldrich.com/LT/en
AXYPCR0208O | PCR STRIP TUBES, THIN WALL, 0.2 ML, 8 PE | 1X1EA | 1 | 1412 | Sigma-Aldrich | AXYPCR0208O | https://www.sigmaaldrich.com/LT/en
AXYPCR0208Y | PCR STRIP TUBES, THIN WALL, 0.2 ML, 8 PE | 1X1EA | 1 | 1412 | Sigma-Aldrich | AXYPCR0208Y | https://www.sigmaaldrich.com/LT/en
AXYPCR0212FCPC | PCR STRIP TUBES, WITH FLAT STRIP CAPS, T | 1X1EA | 1 | 1501 | Sigma-Aldrich | AXYPCR0212FCPC | https://www.sigmaaldrich.com/LT/en
AXYPCR02A | PCR TUBES WITH FLAT CAPS, THIN WALL, 0.2 | 1X1EA | 1 | 746 | Sigma-Aldrich | AXYPCR02A | https://www.sigmaaldrich.com/LT/en
AXYPCR02B | PCR TUBES WITH FLAT CAPS, THIN WALL, 0.2 | 1X1EA | 1 | 728 | Sigma-Aldrich | AXYPCR02B | https://www.sigmaaldrich.com/LT/en
AXYPCR02C | PCR TUBES WITH FLAT CAPS, THIN WALL, 0.2 | 1X1EA | 1 | 709 | Sigma-Aldrich | AXYPCR02C | https://www.sigmaaldrich.com/LT/en
AXYPCR02CPA | PCR STRIP TUBE CAPS, THIN WALL, 0.2 ML, | 1X1EA | 1 | 310 | Sigma-Aldrich | AXYPCR02CPA | https://www.sigmaaldrich.com/LT/en
AXYPCR02CPC | PCR STRIP TUBE CAPS, THIN WALL, 0.2 ML, | 1X1EA | 1 | 280 | Sigma-Aldrich | AXYPCR02CPC | https://www.sigmaaldrich.com/LT/en
AXYPCR02DA | PCR TUBES WITH DOMED CAPS, THIN WALL, 0. | 1X1EA | 1 | 746 | Sigma-Aldrich | AXYPCR02DA | https://www.sigmaaldrich.com/LT/en
AXYPCR02DC | PCR TUBES WITH DOMED CAPS, THIN WALL, 0. | 1X1EA | 1 | 709 | Sigma-Aldrich | AXYPCR02DC | https://www.sigmaaldrich.com/LT/en
AXYPCR02DLC | MAXYMUM RECOVERY(R) PCR TUBES, WITH DOME | 1X1EA | 1 | 1007 | Sigma-Aldrich | AXYPCR02DLC | https://www.sigmaaldrich.com/LT/en
AXYPCR02FCPC | PCR STRIP TUBE CAPS, FLAT WITH WRITING S | 1X1EA | 1 | 236 | Sigma-Aldrich | AXYPCR02FCPC | https://www.sigmaaldrich.com/LT/en
AXYPCR02G | PCR TUBES WITH FLAT CAPS, THIN WALL, 0.2 | 1X1EA | 1 | 728 | Sigma-Aldrich | AXYPCR02G | https://www.sigmaaldrich.com/LT/en
AXYPCR02LC | MAXYMUM RECOVERY(R) PCR TUBES, WITH FLAT | 1X1EA | 1 | 1007 | Sigma-Aldrich | AXYPCR02LC | https://www.sigmaaldrich.com/LT/en
AXYPCR02NC | PCR TUBES WITH FLAT CAPS, THIN WALL, 0.2 | 1X1EA | 1 | 702 | Sigma-Aldrich | AXYPCR02NC | https://www.sigmaaldrich.com/LT/en
AXYPCR02R | PCR TUBES WITH FLAT CAPS, THIN WALL, 0.2 | 1X1EA | 1 | 728 | Sigma-Aldrich | AXYPCR02R | https://www.sigmaaldrich.com/LT/en
AXYPCR02V | PCR TUBES WITH FLAT CAPS, THIN WALL, 0.2 | 1X1EA | 1 | 728 | Sigma-Aldrich | AXYPCR02V | https://www.sigmaaldrich.com/LT/en
AXYPCR02Y | PCR TUBES WITH FLAT CAPS, THIN WALL, 0.2 | 1X1EA | 1 | 728 | Sigma-Aldrich | AXYPCR02Y | https://www.sigmaaldrich.com/LT/en
AXYPCR05A | PCR TUBES WITH FLAT CAPS, THIN WALL, 0.5 | 1X1EA | 1 | 627 | Sigma-Aldrich | AXYPCR05A | https://www.sigmaaldrich.com/LT/en
AXYPCR05B | PCR TUBES WITH FLAT CAPS, THIN WALL, 0.5 | 1X1EA | 1 | 619 | Sigma-Aldrich | AXYPCR05B | https://www.sigmaaldrich.com/LT/en
AXYPCR05C | PCR TUBES WITH FLAT CAPS, THIN WALL, 0.5 | 1X1EA | 1 | 603 | Sigma-Aldrich | AXYPCR05C | https://www.sigmaaldrich.com/LT/en
AXYPCR05LC | MAXYMUM RECOVERY(R) PCR TUBES, WITH FLAT | 1X1EA | 1 | 858 | Sigma-Aldrich | AXYPCR05LC | https://www.sigmaaldrich.com/LT/en
AXYPCR05V | PCR TUBES WITH FLAT CAPS, THIN WALL, 0.5 | 1X1EA | 1 | 619 | Sigma-Aldrich | AXYPCR05V | https://www.sigmaaldrich.com/LT/en
AXYPCR24C | PCR MICROPLATE, 24 WELL, CLEAR | 1X1EA | 1 | 105 | Sigma-Aldrich | AXYPCR24C | https://www.sigmaaldrich.com/LT/en
AXYPCR2CPRTC | PCR STRIP TUBE CAPS, FOR REAL TIME PCR, | 1X1EA | 1 | 472 | Sigma-Aldrich | AXYPCR2CPRTC | https://www.sigmaaldrich.com/LT/en
AXYPCR32C | PCR MICROPLATE, 32 WELL, CLEAR | 1X1EA | 1 | 143 | Sigma-Aldrich | AXYPCR32C | https://www.sigmaaldrich.com/LT/en
AXYPCR384C | PCR MICROPLATE, 384 WELL, CLEAR | 1X1EA | 1 | 375 | Sigma-Aldrich | AXYPCR384C | https://www.sigmaaldrich.com/LT/en
AXYPCR384LC480W | PCR MICROPLATE FOR ROCHE(R) 480 LIGHTCYC | 1X1EA | 1 | 628 | Sigma-Aldrich | AXYPCR384LC480W | https://www.sigmaaldrich.com/LT/en
AXYPCR384LC480WNF | PCR MICROPLATE FOR ROCHE(R) 480 LIGHTCYC | 1X1EA | 1 | 354 | Sigma-Aldrich | AXYPCR384LC480WNF | https://www.sigmaaldrich.com/LT/en
AXYPCR384M2C | PCR MICROPLATE FOR ABI 3730, 3100 AND MJ | 1X1EA | 1 | 375 | Sigma-Aldrich | AXYPCR384M2C | https://www.sigmaaldrich.com/LT/en
AXYPCR384RGDBK | PCR RIGI PLATE MICROPLATE, 384 WELL, BLA | 1X1EA | 1 | 1116 | Sigma-Aldrich | AXYPCR384RGDBK | https://www.sigmaaldrich.com/LT/en
AXYPCR384RGDC | PCR RIGI PLATE MICROPLATE, 384 WELL, CLE | 1X1EA | 1 | 1047 | Sigma-Aldrich | AXYPCR384RGDC | https://www.sigmaaldrich.com/LT/en
AXYPCR48C | PCR MICROPLATE, 48 WELL, CLEAR | 1X1EA | 1 | 177 | Sigma-Aldrich | AXYPCR48C | https://www.sigmaaldrich.com/LT/en
AXYPCR96ABC | PCR MICROPLATE, FOR ABI, 96 WELL, CLEAR | 1X1EA | 1 | 334 | Sigma-Aldrich | AXYPCR96ABC | https://www.sigmaaldrich.com/LT/en
AXYPCR96C | PCR MICROPLATE, 96 WELL, CLEAR | 1X1EA | 1 | 280 | Sigma-Aldrich | AXYPCR96C | https://www.sigmaaldrich.com/LT/en
AXYPCR96CS | PCR MICROPLATE, 96 WELL, CLEAR, STERILE | 1X1EA | 1 | 375 | Sigma-Aldrich | AXYPCR96CS | https://www.sigmaaldrich.com/LT/en
AXYPCR96FLTC | PCR MICROPLATE WITH FLAT TOP, 96 WELL, C | 1X1EA | 1 | 419 | Sigma-Aldrich | AXYPCR96FLTC | https://www.sigmaaldrich.com/LT/en
AXYPCR96FSB | PCR MICROPLATE, FULL SKIRT, 96 WELL, BLU | 1X1EA | 1 | 354 | Sigma-Aldrich | AXYPCR96FSB | https://www.sigmaaldrich.com/LT/en
AXYPCR96FSC | PCR MICROPLATE, FULL SKIRT, 96 WELL, CLE | 1X1EA | 1 | 280 | Sigma-Aldrich | AXYPCR96FSC | https://www.sigmaaldrich.com/LT/en
AXYPCR96LC480W | PCR MICROPLATE FOR ROCHE(R) 480 LIGHTCYC | 1X1EA | 1 | 444 | Sigma-Aldrich | AXYPCR96LC480W | https://www.sigmaaldrich.com/LT/en
AXYPCR96LC480WBC | PCR MICROPLATE FOR ROCHE(R) 480 LIGHTCYC | 1X1EA | 1 | 555 | Sigma-Aldrich | AXYPCR96LC480WBC | https://www.sigmaaldrich.com/LT/en
AXYPCR96LPABC | PCR MICROPLATE FOR ABI, LOW PROFILE, 96 | 1X1EA | 1 | 871 | Sigma-Aldrich | AXYPCR96LPABC | https://www.sigmaaldrich.com/LT/en
AXYPCR96LPABW | PCR MICROPLATE FOR ABI, LOW PROFILE, 96 | 1X1EA | 1 | 871 | Sigma-Aldrich | AXYPCR96LPABW | https://www.sigmaaldrich.com/LT/en
AXYPCR96LPFLTC | PCR MICROPLATE WITH FLAT TOP, LOW PROFIL | 1X1EA | 1 | 489 | Sigma-Aldrich | AXYPCR96LPFLTC | https://www.sigmaaldrich.com/LT/en
AXYPCR96LPFLTW | PCR MICROPLATE WITH FLAT TOP, LOW PROFIL | 1X1EA | 1 | 489 | Sigma-Aldrich | AXYPCR96LPFLTW | https://www.sigmaaldrich.com/LT/en
AXYPCR96M2HSA | PCR AMPLIFICATION PLATE MICROPLATE, HALF | 1X1EA | 1 | 356 | Sigma-Aldrich | AXYPCR96M2HSA | https://www.sigmaaldrich.com/LT/en
AXYPCR96M2HSBK | PCR AMPLIFICATION PLATE MICROPLATE, HALF | 1X1EA | 1 | 381 | Sigma-Aldrich | AXYPCR96M2HSBK | https://www.sigmaaldrich.com/LT/en
AXYPCR96M2HSC | PCR AMPLIFICATION PLATE MICROPLATE, HALF | 1X1EA | 1 | 334 | Sigma-Aldrich | AXYPCR96M2HSC | https://www.sigmaaldrich.com/LT/en
AXYPCR96M2HSR | PCR AMPLIFICATION PLATE MICROPLATE, HALF | 1X1EA | 1 | 401 | Sigma-Aldrich | AXYPCR96M2HSR | https://www.sigmaaldrich.com/LT/en
AXYPCR96M2HSW | PCR AMPLIFICATION PLATE MICROPLATE, HALF | 1X1EA | 1 | 329 | Sigma-Aldrich | AXYPCR96M2HSW | https://www.sigmaaldrich.com/LT/en
AXYPCR96M2HSY | PCR AMPLIFICATION PLATE MICROPLATE, HALF | 1X1EA | 1 | 401 | Sigma-Aldrich | AXYPCR96M2HSY | https://www.sigmaaldrich.com/LT/en
AXYPCR96MBC | PCR MICROPLATE FOR THE MEGA BASE, 96 WEL | 1X1EA | 1 | 280 | Sigma-Aldrich | AXYPCR96MBC | https://www.sigmaaldrich.com/LT/en
AXYPCR96SGC | PCR SEGMENTED MICROPLATE, 96 WELL, CLEAR | 1X1EA | 1 | 280 | Sigma-Aldrich | AXYPCR96SGC | https://www.sigmaaldrich.com/LT/en
AXYPCRAS200 | ALUMINUM SEALING FILM FOR THERMAL AND GE | 1X1EA | 1 | 688 | Sigma-Aldrich | AXYPCRAS200 | https://www.sigmaaldrich.com/LT/en
AXYPCRAS600 | ALUMINUM SEALING FILM FOR THERMAL AND GE | 1X1EA | 1 | 596 | Sigma-Aldrich | AXYPCRAS600 | https://www.sigmaaldrich.com/LT/en
AXYPCRSP | AXYSEAL SEALING FILM WITH ACRYLIC ADHESI | 1X1EA | 1 | 264 | Sigma-Aldrich | AXYPCRSP | https://www.sigmaaldrich.com/LT/en
AXYPCRSPROLLER | PCR ROLLER, SEMI-HARD ROLLER HEAD, PLAST | 1X1EA | 1 | 64 | Sigma-Aldrich | AXYPCRSPROLLER | https://www.sigmaaldrich.com/LT/en
AXYPCRSPS | AXYSEAL SEALING FILM WITH ACRYLIC ADHESI | 1X1EA | 1 | 368 | Sigma-Aldrich | AXYPCRSPS | https://www.sigmaaldrich.com/LT/en
AXYPCRTS | CYCLERSEAL SEALING FILM, POLYPROPYLENE, | 1X1EA | 1 | 341 | Sigma-Aldrich | AXYPCRTS | https://www.sigmaaldrich.com/LT/en
AXYPCRTS900 | CYCLERSEAL SEALING FILM, POLYPROPYLENE, | 1X1EA | 1 | 697 | Sigma-Aldrich | AXYPCRTS900 | https://www.sigmaaldrich.com/LT/en
AXYPDW10ML24C | DEEP WELL PLATE WITH RECTANGULAR WELL, 2 | 1X1EA | 1 | 223 | Sigma-Aldrich | AXYPDW10ML24C | https://www.sigmaaldrich.com/LT/en
AXYPDW10ML24CS | DEEP WELL PLATE WITH RECTANGULAR WELL, 2 | 1X1EA | 1 | 267 | Sigma-Aldrich | AXYPDW10ML24CS | https://www.sigmaaldrich.com/LT/en
AXYPDW11C | DEEP WELL PLATE, 96 WELL, 1.1 ML | 1X1EA | 1 | 195 | Sigma-Aldrich | AXYPDW11C | https://www.sigmaaldrich.com/LT/en
AXYPDW11CS | DEEP WELL PLATE, 96 WELL, 1.1 ML, STERIL | 1X1EA | 1 | 241 | Sigma-Aldrich | AXYPDW11CS | https://www.sigmaaldrich.com/LT/en
AXYPDW20C | DEEP WELL PLATE, 96 WELL, 2.0 ML | 1X1EA | 1 | 195 | Sigma-Aldrich | AXYPDW20C | https://www.sigmaaldrich.com/LT/en
AXYPDW20CS | DEEP WELL PLATE, 96 WELL, 2.0 ML, STERIL | 1X1EA | 1 | 241 | Sigma-Aldrich | AXYPDW20CS | https://www.sigmaaldrich.com/LT/en
AXYPDW20CSIND | DEEP WELL PLATE, 96 WELL, 2.0 ML, STERIL | 1X1EA | 1 | 404 | Sigma-Aldrich | AXYPDW20CSIND | https://www.sigmaaldrich.com/LT/en
AXYPDW500C | DEEP WELL PLATE, FOR SBS FOOTPRINT, 96 W | 1X1EA | 1 | 195 | Sigma-Aldrich | AXYPDW500C | https://www.sigmaaldrich.com/LT/en
AXYPDW500CS | DEEP WELL PLATE, FOR SBS FOOTPRINT, 96 W | 1X1EA | 1 | 224 | Sigma-Aldrich | AXYPDW500CS | https://www.sigmaaldrich.com/LT/en
AXYPDW500CSI | DEEP WELL PLATE, FOR SBS FOOTPRINT, 96 W | 1X1EA | 1 | 163 | Sigma-Aldrich | AXYPDW500CSI | https://www.sigmaaldrich.com/LT/en
AXYR80R | MICROTUBE RACK, 80 WELL, FLUORESCENT PIN | 1X1EA | 1 | 171 | Sigma-Aldrich | AXYR80R | https://www.sigmaaldrich.com/LT/en
AXYR96PCRFSP | STORAGE RACKS, 96 WELL, FLUORESCENT SPEC | 1X1EA | 1 | 236 | Sigma-Aldrich | AXYR96PCRFSP | https://www.sigmaaldrich.com/LT/en
AXYR96PCRFY | STORAGE RACKS, 96 WELL, FLUORESCENT YELL | 1X1EA | 1 | 236 | Sigma-Aldrich | AXYR96PCRFY | https://www.sigmaaldrich.com/LT/en
AXYRESMW12HP | RESERVOIR, 12-CHANNELS, HIGH PROFILE MU | 1X1EA | 1 | 375 | Sigma-Aldrich | AXYRESMW12HP | https://www.sigmaaldrich.com/LT/en
AXYRESMW12HPSI | AXYVOIR RESERVOIR, 12 BOTTOM, LOW PROFIL | 1X1EA | 1 | 416 | Sigma-Aldrich | AXYRESMW12HPSI | https://www.sigmaaldrich.com/LT/en
AXYRESMW12LP | RESERVOIR, 12-CHANNELS, LOW PROFILE MUL | 1X1EA | 1 | 375 | Sigma-Aldrich | AXYRESMW12LP | https://www.sigmaaldrich.com/LT/en
AXYRESMW8HP | RESERVOIR, 8-CHANNELS, HIGH PROFILE MUL | 1X1EA | 1 | 375 | Sigma-Aldrich | AXYRESMW8HP | https://www.sigmaaldrich.com/LT/en
AXYRESMW8LP | RESERVOIR, 8-CHANNELS, LOW PROFILE MULT | 1X1EA | 1 | 375 | Sigma-Aldrich | AXYRESMW8LP | https://www.sigmaaldrich.com/LT/en
AXYRESMW8LPSI | AXYVOIR RESERVOIR, 8 BOTTOM, LOW PROFILE | 1X1EA | 1 | 379 | Sigma-Aldrich | AXYRESMW8LPSI | https://www.sigmaaldrich.com/LT/en
AXYRESSW12HP | AXYVOIR RESERVOIR, 12 BOTTOM, LOW PROFIL | 1X1EA | 1 | 375 | Sigma-Aldrich | AXYRESSW12HP | https://www.sigmaaldrich.com/LT/en
AXYRESSW1LP | AXYVOIR RESERVOIR, 1 BOTTOM, LOW PROFILE | 1X1EA | 1 | 375 | Sigma-Aldrich | AXYRESSW1LP | https://www.sigmaaldrich.com/LT/en
AXYRESSW1LPSI | AXYVOIR RESERVOIR, 1 BOTTOM, LOW PROFILE | 1X1EA | 1 | 490 | Sigma-Aldrich | AXYRESSW1LPSI | https://www.sigmaaldrich.com/LT/en
AXYRESSW384LP | RESERVOIR, 384 BOTTOM TROUGHS, LOW PROFI | 1X1EA | 1 | 375 | Sigma-Aldrich | AXYRESSW384LP | https://www.sigmaaldrich.com/LT/en
AXYRESSW384LPSI | AXYVOIR RESERVOIR, 384 BOTTOM, LOW PROFI | 1X1EA | 1 | 379 | Sigma-Aldrich | AXYRESSW384LPSI | https://www.sigmaaldrich.com/LT/en
AXYRESSW8HP | AXYVOIR RESERVOIR, 8 BOTTOM, HIGH PROFIL | 1X1EA | 1 | 375 | Sigma-Aldrich | AXYRESSW8HP | https://www.sigmaaldrich.com/LT/en
AXYRESSW8HPSI | AXYVOIR RESERVOIR, 8 BOTTOM, HIGH PROFIL | 1X1EA | 1 | 379 | Sigma-Aldrich | AXYRESSW8HPSI | https://www.sigmaaldrich.com/LT/en
AXYRESSW96HP | AXYVOIR RESERVOIR, 96 BOTTOM, HIGH PROFI | 1X1EA | 1 | 375 | Sigma-Aldrich | AXYRESSW96HP | https://www.sigmaaldrich.com/LT/en
AXYRESSW96HPSI | AXYVOIR RESERVOIR, 96 BOTTOM, HIGH PROFI | 1X1EA | 1 | 379 | Sigma-Aldrich | AXYRESSW96HPSI | https://www.sigmaaldrich.com/LT/en
AXYRESSW96LP | AXYVOIR RESERVOIR, 96 BOTTOM, LOW PROFIL | 1X1EA | 1 | 375 | Sigma-Aldrich | AXYRESSW96LP | https://www.sigmaaldrich.com/LT/en
AXYRESSW96LPSI | AXYVOIR RESERVOIR, 96 BOTTOM, LOW PROFIL | 1X1EA | 1 | 379 | Sigma-Aldrich | AXYRESSW96LPSI | https://www.sigmaaldrich.com/LT/en
AXYSCB510 | SCREW CAPS, 5/10 ML, BLUE | 1X1EA | 1 | 136 | Sigma-Aldrich | AXYSCB510 | https://www.sigmaaldrich.com/LT/en
AXYSCOA | SCREW CAPS WITH O-RINGS, ASSORTED | 1X1EA | 1 | 596 | Sigma-Aldrich | AXYSCOA | https://www.sigmaaldrich.com/LT/en
AXYSCOBR | SCREW CAPS WITH O-RINGS, BROWN | 1X1EA | 1 | 903 | Sigma-Aldrich | AXYSCOBR | https://www.sigmaaldrich.com/LT/en
AXYSCOC | SCREW CAPS WITH O-RINGS, CLEAR | 1X1EA | 1 | 903 | Sigma-Aldrich | AXYSCOC | https://www.sigmaaldrich.com/LT/en
AXYSCOG | SCREW CAPS WITH O-RINGS, GREEN | 1X1EA | 1 | 903 | Sigma-Aldrich | AXYSCOG | https://www.sigmaaldrich.com/LT/en
AXYSCOLPB | LOOPED SCREW CAPS WITH O-RINGS, BLUE | 1X1EA | 1 | 920 | Sigma-Aldrich | AXYSCOLPB | https://www.sigmaaldrich.com/LT/en
AXYSCOLPBR | LOOPED SCREW CAPS WITH O-RINGS, BROWN | 1X1EA | 1 | 920 | Sigma-Aldrich | AXYSCOLPBR | https://www.sigmaaldrich.com/LT/en
AXYSCOLPC | LOOPED SCREW CAPS WITH O-RINGS, CLEAR | 1X1EA | 1 | 895 | Sigma-Aldrich | AXYSCOLPC | https://www.sigmaaldrich.com/LT/en
AXYSCOLPG | LOOPED SCREW CAPS WITH O-RINGS, GREEN | 1X1EA | 1 | 596 | Sigma-Aldrich | AXYSCOLPG | https://www.sigmaaldrich.com/LT/en
AXYSCOLPO | LOOPED SCREW CAPS WITH O-RINGS, ORANGE | 1X1EA | 1 | 920 | Sigma-Aldrich | AXYSCOLPO | https://www.sigmaaldrich.com/LT/en
AXYSCOLPY | LOOPED SCREW CAPS WITH O-RINGS, YELLOW | 1X1EA | 1 | 920 | Sigma-Aldrich | AXYSCOLPY | https://www.sigmaaldrich.com/LT/en
AXYSCOR | SCREW CAPS WITH O-RINGS, RED | 1X1EA | 1 | 902 | Sigma-Aldrich | AXYSCOR | https://www.sigmaaldrich.com/LT/en
AXYSCOY | SCREW CAPS WITH O-RINGS, YELLOW | 1X1EA | 1 | 902 | Sigma-Aldrich | AXYSCOY | https://www.sigmaaldrich.com/LT/en
AXYSCT050AS | SCREW CAP TUBE, 0.5 ML, ASSORTED, STERIL | 1X1EA | 1 | 2274 | Sigma-Aldrich | AXYSCT050AS | https://www.sigmaaldrich.com/LT/en
AXYSCT050CS | SCREW CAP TUBE, 0.5 ML, CLEAR, STERILE | 1X1EA | 1 | 2151 | Sigma-Aldrich | AXYSCT050CS | https://www.sigmaaldrich.com/LT/en
AXYSCT050SSAS | SCREW CAP TUBE, SELF-STANDING, 0.5 ML, A | 1X1EA | 1 | 2274 | Sigma-Aldrich | AXYSCT050SSAS | https://www.sigmaaldrich.com/LT/en
AXYSCT050SSC | SCREW CAP TUBES AND CAPS WITH O-RINGS, S | 1X1EA | 1 | 1423 | Sigma-Aldrich | AXYSCT050SSC | https://www.sigmaaldrich.com/LT/en
AXYSCT050SSCS | SCREW CAP TUBE, SELF-STANDING, 0.5 ML, C | 1X1EA | 1 | 2151 | Sigma-Aldrich | AXYSCT050SSCS | https://www.sigmaaldrich.com/LT/en
AXYSCT050SSG | SCREW CAP TUBES AND CAPS WITH O-RINGS, S | 1X1EA | 1 | 1479 | Sigma-Aldrich | AXYSCT050SSG | https://www.sigmaaldrich.com/LT/en
AXYSCT050SSR | SCREW CAP TUBES AND CAPS WITH O-RINGS, S | 1X1EA | 1 | 1479 | Sigma-Aldrich | AXYSCT050SSR | https://www.sigmaaldrich.com/LT/en
AXYSCT150A | SCREW CAP TUBES AND CAPS WITH O-RINGS, 1 | 1X1EA | 1 | 946 | Sigma-Aldrich | AXYSCT150A | https://www.sigmaaldrich.com/LT/en
AXYSCT150AS | SCREW CAP TUBE, 1.5 ML, ASSORTED, STERIL | 1X1EA | 1 | 2274 | Sigma-Aldrich | AXYSCT150AS | https://www.sigmaaldrich.com/LT/en
AXYSCT150C | SCREW CAP TUBES AND CAPS WITH O-RINGS, 1 | 1X1EA | 1 | 1423 | Sigma-Aldrich | AXYSCT150C | https://www.sigmaaldrich.com/LT/en
AXYSCT150CS | SCREW CAP TUBE, 1.5 ML, CLEAR, STERILE | 1X1EA | 1 | 2151 | Sigma-Aldrich | AXYSCT150CS | https://www.sigmaaldrich.com/LT/en
AXYSCT150G | SCREW CAP TUBES AND CAPS WITH O-RINGS, 1 | 1X1EA | 1 | 926 | Sigma-Aldrich | AXYSCT150G | https://www.sigmaaldrich.com/LT/en
AXYSCT150SSA | SCREW CAP TUBES AND CAPS WITH O-RINGS, S | 1X1EA | 1 | 946 | Sigma-Aldrich | AXYSCT150SSA | https://www.sigmaaldrich.com/LT/en
AXYSCT150SSAS | SCREW CAP TUBE, SELF-STANDING, 1.5 ML, A | 1X1EA | 1 | 2274 | Sigma-Aldrich | AXYSCT150SSAS | https://www.sigmaaldrich.com/LT/en
AXYSCT150SSBR | SCREW CAP TUBES AND CAPS WITH O-RINGS, S | 1X1EA | 1 | 926 | Sigma-Aldrich | AXYSCT150SSBR | https://www.sigmaaldrich.com/LT/en
AXYSCT150SSC | SCREW CAP TUBES AND CAPS WITH O-RINGS, S | 1X1EA | 1 | 1423 | Sigma-Aldrich | AXYSCT150SSC | https://www.sigmaaldrich.com/LT/en
AXYSCT150SSCS | SCREW CAP TUBE, SELF-STANDING, 1.5 ML, C | 1X1EA | 1 | 2151 | Sigma-Aldrich | AXYSCT150SSCS | https://www.sigmaaldrich.com/LT/en
AXYSCT150SSG | SCREW CAP TUBES AND CAPS WITH O-RINGS, S | 1X1EA | 1 | 926 | Sigma-Aldrich | AXYSCT150SSG | https://www.sigmaaldrich.com/LT/en
AXYSCT150SSGR | SCREW CAP TUBES AND CAPS WITH O-RINGS, S | 1X1EA | 1 | 926 | Sigma-Aldrich | AXYSCT150SSGR | https://www.sigmaaldrich.com/LT/en
AXYSCT150SSO | SCREW CAP TUBES AND CAPS WITH O-RINGS, S | 1X1EA | 1 | 926 | Sigma-Aldrich | AXYSCT150SSO | https://www.sigmaaldrich.com/LT/en
AXYSCT150SSP | SCREW CAP TUBES AND CAPS WITH O-RINGS, S | 1X1EA | 1 | 926 | Sigma-Aldrich | AXYSCT150SSP | https://www.sigmaaldrich.com/LT/en
AXYSCT150SSR | SCREW CAP TUBES AND CAPS WITH O-RINGS, S | 1X1EA | 1 | 1479 | Sigma-Aldrich | AXYSCT150SSR | https://www.sigmaaldrich.com/LT/en
AXYSCT150SSV | SCREW CAP TUBES AND CAPS WITH O-RINGS, S | 1X1EA | 1 | 926 | Sigma-Aldrich | AXYSCT150SSV | https://www.sigmaaldrich.com/LT/en
AXYSCT150SSW | SCREW CAP TUBES AND CAPS WITH O-RINGS, S | 1X1EA | 1 | 926 | Sigma-Aldrich | AXYSCT150SSW | https://www.sigmaaldrich.com/LT/en
AXYSCT150SSY | SCREW CAP TUBES AND CAPS WITH O-RINGS, S | 1X1EA | 1 | 926 | Sigma-Aldrich | AXYSCT150SSY | https://www.sigmaaldrich.com/LT/en
AXYSCT150Y | SCREW CAP TUBES AND CAPS WITH O-RINGS, 1 | 1X1EA | 1 | 926 | Sigma-Aldrich | AXYSCT150Y | https://www.sigmaaldrich.com/LT/en
AXYSCT200AS | SCREW CAP TUBE, 2.0 ML, ASSORTED, STERIL | 1X1EA | 1 | 2274 | Sigma-Aldrich | AXYSCT200AS | https://www.sigmaaldrich.com/LT/en
AXYSCT200B | SCREW CAP TUBES AND CAPS WITH O-RINGS, 2 | 1X1EA | 1 | 926 | Sigma-Aldrich | AXYSCT200B | https://www.sigmaaldrich.com/LT/en
AXYSCT200BR | SCREW CAP TUBES AND CAPS WITH O-RINGS, C | 1X1EA | 1 | 926 | Sigma-Aldrich | AXYSCT200BR | https://www.sigmaaldrich.com/LT/en
AXYSCT200C | SCREW CAP TUBES AND CAPS WITH O-RINGS, 2 | 1X1EA | 1 | 1423 | Sigma-Aldrich | AXYSCT200C | https://www.sigmaaldrich.com/LT/en
AXYSCT200CS | SCREW CAP TUBE, 2.0 ML, CLEAR, STERILE | 1X1EA | 1 | 2151 | Sigma-Aldrich | AXYSCT200CS | https://www.sigmaaldrich.com/LT/en
AXYSCT200SSA | SCREW CAP TUBES AND CAPS WITH O-RINGS, S | 1X1EA | 1 | 946 | Sigma-Aldrich | AXYSCT200SSA | https://www.sigmaaldrich.com/LT/en
AXYSCT200SSAS | SCREW CAP TUBE, SELF-STANDING, 2.0 ML, A | 1X1EA | 1 | 2274 | Sigma-Aldrich | AXYSCT200SSAS | https://www.sigmaaldrich.com/LT/en
AXYSCT200SSB | SCREW CAP TUBES AND CAPS WITH O-RINGS, S | 1X1EA | 1 | 926 | Sigma-Aldrich | AXYSCT200SSB | https://www.sigmaaldrich.com/LT/en
AXYSCT200SSBR | SCREW CAP TUBES AND CAPS WITH O-RINGS, S | 1X1EA | 1 | 926 | Sigma-Aldrich | AXYSCT200SSBR | https://www.sigmaaldrich.com/LT/en
AXYSCT200SSC | SCREW CAP TUBES AND CAPS WITH O-RINGS, S | 1X1EA | 1 | 1423 | Sigma-Aldrich | AXYSCT200SSC | https://www.sigmaaldrich.com/LT/en
AXYSCT200SSCS | SCREW CAP TUBE, SELF-STANDING, 2.0 ML, C | 1X1EA | 1 | 2151 | Sigma-Aldrich | AXYSCT200SSCS | https://www.sigmaaldrich.com/LT/en
AXYSCT200SSG | SCREW CAP TUBES AND CAPS WITH O-RINGS, S | 1X1EA | 1 | 1479 | Sigma-Aldrich | AXYSCT200SSG | https://www.sigmaaldrich.com/LT/en
AXYSCT200SSO | SCREW CAP TUBES AND CAPS WITH O-RINGS, S | 1X1EA | 1 | 1479 | Sigma-Aldrich | AXYSCT200SSO | https://www.sigmaaldrich.com/LT/en
AXYSCT200SSP | SCREW CAP TUBES AND CAPS WITH O-RINGS, S | 1X1EA | 1 | 926 | Sigma-Aldrich | AXYSCT200SSP | https://www.sigmaaldrich.com/LT/en
AXYSCT200SSR | SCREW CAP TUBES AND CAPS WITH O-RINGS, S | 1X1EA | 1 | 926 | Sigma-Aldrich | AXYSCT200SSR | https://www.sigmaaldrich.com/LT/en
AXYSCT200SSV | SCREW CAP TUBES AND CAPS WITH O-RINGS, S | 1X1EA | 1 | 926 | Sigma-Aldrich | AXYSCT200SSV | https://www.sigmaaldrich.com/LT/en
AXYSCT200SSW | SCREW CAP TUBES AND CAPS WITH O-RINGS, S | 1X1EA | 1 | 926 | Sigma-Aldrich | AXYSCT200SSW | https://www.sigmaaldrich.com/LT/en
AXYSCT200SSY | SCREW CAP TUBES AND CAPS WITH O-RINGS, S | 1X1EA | 1 | 926 | Sigma-Aldrich | AXYSCT200SSY | https://www.sigmaaldrich.com/LT/en
AXYSCT200W | SCREW CAP TUBES AND CAPS WITH O-RINGS, 2 | 1X1EA | 1 | 926 | Sigma-Aldrich | AXYSCT200W | https://www.sigmaaldrich.com/LT/en
AXYSCT45CS | SCREW CAP TUBES AND CAPS, CONICAL BOTTOM | 1X1EA | 1 | 2016 | Sigma-Aldrich | AXYSCT45CS | https://www.sigmaaldrich.com/LT/en
AXYST050 | SCREW CAP TUBES WITHOUT CAPS, CONICAL BO | 1X1EA | 1 | 441 | Sigma-Aldrich | AXYST050 | https://www.sigmaaldrich.com/LT/en
AXYST050SS | SCREW CAP TUBES WITHOUT CAPS, CONICAL BO | 1X1EA | 1 | 441 | Sigma-Aldrich | AXYST050SS | https://www.sigmaaldrich.com/LT/en
AXYST050SSX | SCREW CAP TUBES WITHOUT CAPS, CONICAL BO | 1X1EA | 1 | 512 | Sigma-Aldrich | AXYST050SSX | https://www.sigmaaldrich.com/LT/en
AXYST050X | SCREW CAP TUBES WITHOUT CAPS, CONICAL BO | 1X1EA | 1 | 512 | Sigma-Aldrich | AXYST050X | https://www.sigmaaldrich.com/LT/en
AXYST150 | SCREW CAP TUBES WITHOUT CAPS, CONICAL BO | 1X1EA | 1 | 442 | Sigma-Aldrich | AXYST150 | https://www.sigmaaldrich.com/LT/en
AXYST150CS | SCREW CAP TUBES AND CAPS WITH O-RINGS, C | 1X1EA | 1 | 665 | Sigma-Aldrich | AXYST150CS | https://www.sigmaaldrich.com/LT/en
AXYST150SS | SCREW CAP TUBES WITHOUT CAPS, CONICAL BO | 1X1EA | 1 | 442 | Sigma-Aldrich | AXYST150SS | https://www.sigmaaldrich.com/LT/en
AXYST150SSX | SCREW CAP TUBES WITHOUT CAPS, CONICAL BO | 1X1EA | 1 | 509 | Sigma-Aldrich | AXYST150SSX | https://www.sigmaaldrich.com/LT/en
AXYST150X | SCREW CAP TUBES WITHOUT CAPS, CONICAL BO | 1X1EA | 1 | 509 | Sigma-Aldrich | AXYST150X | https://www.sigmaaldrich.com/LT/en
AXYST200 | SCREW CAP TUBES WITHOUT CAPS, CONICAL BO | 1X1EA | 1 | 442 | Sigma-Aldrich | AXYST200 | https://www.sigmaaldrich.com/LT/en
AXYST200CS | SCREW CAP TUBES AND CAPS WITH O-RINGS, C | 1X1EA | 1 | 665 | Sigma-Aldrich | AXYST200CS | https://www.sigmaaldrich.com/LT/en
AXYST200SS | SCREW CAP TUBES WITHOUT CAPS, CONICAL BO | 1X1EA | 1 | 442 | Sigma-Aldrich | AXYST200SS | https://www.sigmaaldrich.com/LT/en
AXYST200SSX | SCREW CAP TUBES WITHOUT CAPS, CONICAL BO | 1X1EA | 1 | 509 | Sigma-Aldrich | AXYST200SSX | https://www.sigmaaldrich.com/LT/en
AXYST200X | SCREW CAP TUBES WITHOUT CAPS, CONICAL BO | 1X1EA | 1 | 509 | Sigma-Aldrich | AXYST200X | https://www.sigmaaldrich.com/LT/en
AXYST45 | SCREW CAP TUBES WITHOUT CAPS, CONICAL BO | 1X1EA | 1 | 532 | Sigma-Aldrich | AXYST45 | https://www.sigmaaldrich.com/LT/en
AXYT300LSTKS | MAXYMUM RECOVERY(R) ULTRA MICRO PIPETTE | 1X1EA | 1 | 300 | Sigma-Aldrich | AXYT300LSTKS | https://www.sigmaaldrich.com/LT/en
AXYT400L | MAXYMUM RECOVERY(R) ULTRA MICRO PIPETTE | 1X1EA | 1 | 585 | Sigma-Aldrich | AXYT400L | https://www.sigmaaldrich.com/LT/en
AXYT400LR | MAXYMUM RECOVERY(R) ULTRA MICRO PIPETTE | 1X1EA | 1 | 347 | Sigma-Aldrich | AXYT400LR | https://www.sigmaaldrich.com/LT/en
AXYT400LRS | MAXYMUM RECOVERY(R) ULTRA MICRO PIPETTE | 1X1EA | 1 | 416 | Sigma-Aldrich | AXYT400LRS | https://www.sigmaaldrich.com/LT/en
AXYTR222CL | MAXYMUM RECOVERY(R) PIPETTE REFERENCE T | 1X1EA | 1 | 560 | Sigma-Aldrich | AXYTR222CL | https://www.sigmaaldrich.com/LT/en
AXYTR222CLR | MAXYMUM RECOVERY(R) PIPETTE REFERENCE T | 1X1EA | 1 | 326 | Sigma-Aldrich | AXYTR222CLR | https://www.sigmaaldrich.com/LT/en
AXYTR222CLRS | MAXYMUM RECOVERY(R) PIPETTE REFERENCE T | 1X1EA | 1 | 416 | Sigma-Aldrich | AXYTR222CLRS | https://www.sigmaaldrich.com/LT/en
AXYTR222CLSTK | MAXYMUM RECOVERY(R) PIPETTE REFERENCE T | 1X1EA | 1 | 273 | Sigma-Aldrich | AXYTR222CLSTK | https://www.sigmaaldrich.com/LT/en
AXYTR222CLSTKS | MAXYMUM RECOVERY(R) PIPETTE REFERENCE T | 1X1EA | 1 | 319 | Sigma-Aldrich | AXYTR222CLSTKS | https://www.sigmaaldrich.com/LT/en
AXYTTF1000CBKHTRS | TECAN(R)-STYLE LIQUID LEVEL SENSING FILT | 1X1EA | 1 | 284 | Sigma-Aldrich | AXYTTF1000CBKHTRS | https://www.sigmaaldrich.com/LT/en
AXYTTF200CBKHTRS | TECAN(R)-STYLE LIQUID LEVEL SENSING FILT | 1X1EA | 1 | 461 | Sigma-Aldrich | AXYTTF200CBKHTRS | https://www.sigmaaldrich.com/LT/en
AXYTTF20CBKHTRS | TECAN(R)-STYLE LIQUID LEVEL SENSING FILT | 1X1EA | 1 | 474 | Sigma-Aldrich | AXYTTF20CBKHTRS | https://www.sigmaaldrich.com/LT/en
AXYTTF50CBKHTRS | TECAN(R)-STYLE LIQUID LEVEL SENSING FILT | 1X1EA | 1 | 474 | Sigma-Aldrich | AXYTTF50CBKHTRS | https://www.sigmaaldrich.com/LT/en
AXYUC500 | PRESSURE SENSITIVE SEALING FILM, ULTRA C | 1X1EA | 1 | 1860 | Sigma-Aldrich | AXYUC500 | https://www.sigmaaldrich.com/LT/en
Z755508-1EA | STACKING PLATFORM WITH FLAT MAT FOR BEN& | 1X1EA | 1 | 138 | Sigma-Aldrich | Z755508-1EA | https://www.sigmaaldrich.com/LT/en
Z755532-1EA | MINI BLOTBOY(TM) 3D PLATFORM ROCKER, 23& | 1X1EA | 1 | 493 | Sigma-Aldrich | Z755532-1EA | https://www.sigmaaldrich.com/LT/en
Z755567-1EA | BLOTBOY(TM) 3D PLATFORM ROCKER, 230 V U& | 1X1EA | 1 | 582 | Sigma-Aldrich | Z755567-1EA | https://www.sigmaaldrich.com/LT/en
Z755613-1EA | MORTEXER(TM) MULTI-HEAD VORTEXER, 230 V& | 1X1EA | 1 | 334 | Sigma-Aldrich | Z755613-1EA | https://www.sigmaaldrich.com/LT/en
Z755672-1EA | HORIZONTAL HEAD FOR MOTEXER(TM), 4 X 15& | 1X1EA | 1 | 111 | Sigma-Aldrich | Z755672-1EA | https://www.sigmaaldrich.com/LT/en
Z755702-1EA | BENCHROCKER(TM) 3D NUTATING SHAKER, 230& | 1X1EA | 1 | 1059 | Sigma-Aldrich | Z755702-1EA | https://www.sigmaaldrich.com/LT/en
Z755818-1EA | Block for MultiTherm# shaker 54 x 0.5 mL | 1X1EA | 1 | 322 | Sigma-Aldrich | Z755818-1EA | https://www.sigmaaldrich.com/LT/en
Z755834-1EA | BLOCK FOR MULTITHERM(TM), 35 X 1.5 ML | 1X1EA | 1 | 322 | Sigma-Aldrich | Z755834-1EA | https://www.sigmaaldrich.com/LT/en
Z755842-1EA | BLOCK FOR MULTITHERM(TM), 35 X 2.0 ML | 1X1EA | 1 | 322 | Sigma-Aldrich | Z755842-1EA | https://www.sigmaaldrich.com/LT/en
Z755869-1EA | BLOCK FOR MULTITHERM(TM), 12 X 15 ML | 1X1EA | 1 | 453 | Sigma-Aldrich | Z755869-1EA | https://www.sigmaaldrich.com/LT/en
Z755877-1EA | BLOCK FOR MULTITHERM(TM), 6 X 50 ML | 1X1EA | 1 | 453 | Sigma-Aldrich | Z755877-1EA | https://www.sigmaaldrich.com/LT/en
Z755524-1EA | MINI BLOTBOY(TM) 3D PLATFORM ROCKER, 23& | 1X1EA | 1 | 482 | Sigma-Aldrich | Z755524-1EA | https://www.sigmaaldrich.com/LT/en
Z755621-1EA | MORTEXER(TM) MULTI-HEAD VORTEXER, 230 V& | 1X1EA | 1 | 346 | Sigma-Aldrich | Z755621-1EA | https://www.sigmaaldrich.com/LT/en
Z755680-1EA | HORIZONTAL HEAD FOR MOTEXER(TM), 2 X 50& | 1X1EA | 1 | 111 | Sigma-Aldrich | Z755680-1EA | https://www.sigmaaldrich.com/LT/en
Z755443-1EA | STACKING PLATFORM WITH FLAT MAT FOR BEN& | 1X1EA | 1 | 127 | Sigma-Aldrich | Z755443-1EA | https://www.sigmaaldrich.com/LT/en
Z755796-1EA | BLOCK FOR MULTITHERM(TM), 96 X 0.2 ML OR | 1X1EA | 1 | 383 | Sigma-Aldrich | Z755796-1EA | https://www.sigmaaldrich.com/LT/en
Z755850-1EA | BLOCK FOR MULTITHERM(TM), 24 X 12 ML | 1X1EA | 1 | 453 | Sigma-Aldrich | Z755850-1EA | https://www.sigmaaldrich.com/LT/en
Z755885-1EA | BLOCK FOR MULTITHERM(TM), 1 X MICROPLATE | 1X1EA | 1 | 453 | Sigma-Aldrich | Z755885-1EA | https://www.sigmaaldrich.com/LT/en
Z699020-50EA | ORANGE SERUM BROTH, 50 EA | 1X50EA | 1 | 112 | Sigma-Aldrich | Z699020-50EA | https://www.sigmaaldrich.com/LT/en
Z755559-1EA | BLOTBOY(TM) 3D PLATFORM ROCKER, 230 V E& | 1X1EA | 1 | 571 | Sigma-Aldrich | Z755559-1EA | https://www.sigmaaldrich.com/LT/en
GBL615101-1EA | GRACE BIO-LABS HYBRIWELL(TM) SEALS, ASS& | 1X1EA | 1 | 264 | Sigma-Aldrich | GBL615101-1EA | https://www.sigmaaldrich.com/LT/en
Z755826-1EA | BLOCK FOR MULTITHERM(TM), 15 X 0.5 ML A& | 1X1EA | 1 | 322 | Sigma-Aldrich | Z755826-1EA | https://www.sigmaaldrich.com/LT/en
Z755664-1EA | HORIZONTAL HEAD FOR MOTEXER(TM), 12 X 1& | 1X1EA | 1 | 111 | Sigma-Aldrich | Z755664-1EA | https://www.sigmaaldrich.com/LT/en
Z755494-1EA | BENCHBLOTTER(TM) VARIABLE 2D ROCKER, 23& | 1X1EA | 1 | 930 | Sigma-Aldrich | Z755494-1EA | https://www.sigmaaldrich.com/LT/en
Z755427-1EA | BENCHBLOTTER(TM) 2D PLATFORM ROCKER, 23& | 1X1EA | 1 | 547 | Sigma-Aldrich | Z755427-1EA | https://www.sigmaaldrich.com/LT/en
Z755451-1EA | STACKING PLATFORM WITH DIMPLED MAT FOR & | 1X1EA | 1 | 133 | Sigma-Aldrich | Z755451-1EA | https://www.sigmaaldrich.com/LT/en
Z755575-1EA | STACKING PLATFORM FOR MINI BLOTBOY(TM) | 1X1EA | 1 | 127 | Sigma-Aldrich | Z755575-1EA | https://www.sigmaaldrich.com/LT/en
Z755656-1EA | MICROPLATE/TUBE HEAD FOR MORTEXER(TM) | 1X1EA | 1 | 79 | Sigma-Aldrich | Z755656-1EA | https://www.sigmaaldrich.com/LT/en
Z755435-1EA | BENCHBLOTTER(TM) 2D PLATFORM ROCKER, 23& | 1X1EA | 1 | 559 | Sigma-Aldrich | Z755435-1EA | https://www.sigmaaldrich.com/LT/en
Z755486-1EA | BENCHBLOTTER(TM) VARIABLE 2D ROCKER, 23& | 1X1EA | 1 | 917 | Sigma-Aldrich | Z755486-1EA | https://www.sigmaaldrich.com/LT/en
Z755648-1EA | FLAT HEAD FOR MORTEXER(TM) | 1X1EA | 1 | 44 | Sigma-Aldrich | Z755648-1EA | https://www.sigmaaldrich.com/LT/en
CLS432118-1EA | CORNING(R) ICE PAN, MINI, CAPACITY 1 L, | 1X1EA | 1 | 74 | Sigma-Aldrich | CLS432118-1EA | https://www.sigmaaldrich.com/LT/en
CLS432002-1EA | CORNING(R) COOLCELL(R) LX CELL FREEZING | 1X1EA | 1 | 195 | Sigma-Aldrich | CLS432002-1EA | https://www.sigmaaldrich.com/LT/en
CLS432000-1EA | CORNING(R) COOLCELL(R), PURPLE | 1X1EA | 1 | 155 | Sigma-Aldrich | CLS432000-1EA | https://www.sigmaaldrich.com/LT/en
CLS432121-1EA | CORNING(R) ICE PAN, MINI, CAPACITY 1 L, | 1X1EA | 1 | 74 | Sigma-Aldrich | CLS432121-1EA | https://www.sigmaaldrich.com/LT/en
CLS432106-1EA | CORNING(R) ICE PAN, RECTANGULAR, MIDI, C | 1X1EA | 1 | 118 | Sigma-Aldrich | CLS432106-1EA | https://www.sigmaaldrich.com/LT/en
CLS432021-1EA | CORNING(R) COOLBOX(TM), XT SYSTEM, WORKS | 1X1EA | 1 | 591 | Sigma-Aldrich | CLS432021-1EA | https://www.sigmaaldrich.com/LT/en
CLS432112-1EA | CORNING(R) ICE PAN, RECTANGULAR WITH LID | 1X1EA | 1 | 136 | Sigma-Aldrich | CLS432112-1EA | https://www.sigmaaldrich.com/LT/en
CLS432006-1EA | CORNING(R) COOLCELL(R) FTS30, FREEZING C | 1X1EA | 1 | 531 | Sigma-Aldrich | CLS432006-1EA | https://www.sigmaaldrich.com/LT/en
CLS432097-1EA | CORNING(R) ICE PAN, RECTANGULAR, MAXI, C | 1X1EA | 1 | 158 | Sigma-Aldrich | CLS432097-1EA | https://www.sigmaaldrich.com/LT/en
CLS432023-1EA | CORNING(R) COOLBOX(TM), XT SYSTEM, WORKS | 1X1EA | 1 | 591 | Sigma-Aldrich | CLS432023-1EA | https://www.sigmaaldrich.com/LT/en
CLS432063-1EA | CORNING(R) COOLRACK(R), 250 ML, CAPACITY | 1X1EA | 1 | 369 | Sigma-Aldrich | CLS432063-1EA | https://www.sigmaaldrich.com/LT/en
CLS432117-1EA | CORNING(R) ICE PAN, MINI, CAPACITY 1 L, | 1X1EA | 1 | 74 | Sigma-Aldrich | CLS432117-1EA | https://www.sigmaaldrich.com/LT/en
CLS432003-1EA | CORNING(R) COOLCELL(R) LX CELL FREEZING | 1X1EA | 1 | 195 | Sigma-Aldrich | CLS432003-1EA | https://www.sigmaaldrich.com/LT/en
CLS432010-1EA | CORNING(R) COOLCELL(R) SV2 FREEZING CONT | 1X1EA | 1 | 371 | Sigma-Aldrich | CLS432010-1EA | https://www.sigmaaldrich.com/LT/en
CLS432102-1EA | CORNING(R) ICE PAN, RECTANGULAR WITH LID | 1X1EA | 1 | 186 | Sigma-Aldrich | CLS432102-1EA | https://www.sigmaaldrich.com/LT/en
CLS432076-6EA | CORNING(R) COOLCELL(R) FILLER VIALS, FOR | 1X6EA | 1 | 29 | Sigma-Aldrich | CLS432076-6EA | https://www.sigmaaldrich.com/LT/en
CLS432109-1EA | CORNING(R) ICE PAN, RECTANGULAR, MIDI, C | 1X1EA | 1 | 118 | Sigma-Aldrich | CLS432109-1EA | https://www.sigmaaldrich.com/LT/en
CLS432135-1EA | CORNINGCORNING(R) ICE BUCKET WITH LID, R | 1X1EA | 1 | 90 | Sigma-Aldrich | CLS432135-1EA | https://www.sigmaaldrich.com/LT/en
CLS432116-1EA | CORNING(R) ICE PAN, MINI, CAPACITY 1 L, | 1X1EA | 1 | 74 | Sigma-Aldrich | CLS432116-1EA | https://www.sigmaaldrich.com/LT/en
CLS432119-1EA | CORNING(R) ICE PAN, MINI, CAPACITY 1 L, | 1X1EA | 1 | 74 | Sigma-Aldrich | CLS432119-1EA | https://www.sigmaaldrich.com/LT/en
CLS432005-1EA | CORNING(R) COOLCELL(R) 5 ML LX CELL FREE | 1X1EA | 1 | 260 | Sigma-Aldrich | CLS432005-1EA | https://www.sigmaaldrich.com/LT/en
CLS432113-1EA | CORNING(R) ICE PAN, RECTANGULAR WITH LID | 1X1EA | 1 | 136 | Sigma-Aldrich | CLS432113-1EA | https://www.sigmaaldrich.com/LT/en
CLS432024-1EA | CORNING(R) COOLBOX(TM), XT SYSTEM, WORKS | 1X1EA | 1 | 591 | Sigma-Aldrich | CLS432024-1EA | https://www.sigmaaldrich.com/LT/en
CLS432026-1EA | CORNING(R) COOLBOX(TM), 2XT SYSTEM, WORK | 1X1EA | 1 | 910 | Sigma-Aldrich | CLS432026-1EA | https://www.sigmaaldrich.com/LT/en
CLS432094-1EA | CORNING(R) ICE PAN, RECTANGULAR, MAXI, C | 1X1EA | 1 | 158 | Sigma-Aldrich | CLS432094-1EA | https://www.sigmaaldrich.com/LT/en
CLS432131-1EA | CORNING(R) ICE BUCKET WITH LID, ROUND, C | 1X1EA | 1 | 90 | Sigma-Aldrich | CLS432131-1EA | https://www.sigmaaldrich.com/LT/en
CLS432124-1EA | CORNING(R) ICE BUCKET WITH LID, ROUND, C | 1X1EA | 1 | 101 | Sigma-Aldrich | CLS432124-1EA | https://www.sigmaaldrich.com/LT/en
CLS432103-1EA | CORNING(R) ICE PAN, RECTANGULAR, MIDI, C | 1X1EA | 1 | 118 | Sigma-Aldrich | CLS432103-1EA | https://www.sigmaaldrich.com/LT/en
CLS432100-1EA | CORNING(R) ICE PAN, RECTANGULAR WITH LID | 1X1EA | 1 | 186 | Sigma-Aldrich | CLS432100-1EA | https://www.sigmaaldrich.com/LT/en
CLS432107-1EA | CORNING(R) ICE PAN, RECTANGULAR, MIDI, C | 1X1EA | 1 | 118 | Sigma-Aldrich | CLS432107-1EA | https://www.sigmaaldrich.com/LT/en
CLS432134-1EA | CORNING(R) ICE BUCKET WITH LID, ROUND, C | 1X1EA | 1 | 90 | Sigma-Aldrich | CLS432134-1EA | https://www.sigmaaldrich.com/LT/en
CLS432108-1EA | CORNING(R) ICE PAN, RECTANGULAR, MIDI, C | 1X1EA | 1 | 118 | Sigma-Aldrich | CLS432108-1EA | https://www.sigmaaldrich.com/LT/en
CLS432128-1EA | CORNING(R) ICE BUCKET WITH LID, ROUND, C | 1X1EA | 1 | 101 | Sigma-Aldrich | CLS432128-1EA | https://www.sigmaaldrich.com/LT/en
CLS432007-1EA | CORNING(R) COOLCELL(R) FTS30, FREEZING C | 1X1EA | 1 | 531 | Sigma-Aldrich | CLS432007-1EA | https://www.sigmaaldrich.com/LT/en
CLS432077-6EA | CORNING(R) COOLCELL(R) FILLER VIALS, FOR | 1X6EA | 1 | 29 | Sigma-Aldrich | CLS432077-6EA | https://www.sigmaaldrich.com/LT/en
CLS432004-1EA | CORNING(R) COOLCELL(R) LX CELL FREEZING | 1X1EA | 1 | 195 | Sigma-Aldrich | CLS432004-1EA | https://www.sigmaaldrich.com/LT/en
CLS432027-1EA | CORNING(R) COOLBOX(TM), 2XT SYSTEM, WORK | 1X1EA | 1 | 910 | Sigma-Aldrich | CLS432027-1EA | https://www.sigmaaldrich.com/LT/en
CLS432096-1EA | CORNING(R) ICE PAN, RECTANGULAR, MAXI, C | 1X1EA | 1 | 158 | Sigma-Aldrich | CLS432096-1EA | https://www.sigmaaldrich.com/LT/en
CLS432008-1EA | CORNING(R) COOLCELL(R) FTS30, FREEZING C | 1X1EA | 1 | 531 | Sigma-Aldrich | CLS432008-1EA | https://www.sigmaaldrich.com/LT/en
CLS432101-1EA | CORNING(R) ICE PAN, RECTANGULAR WITH LID | 1X1EA | 1 | 186 | Sigma-Aldrich | CLS432101-1EA | https://www.sigmaaldrich.com/LT/en
CLS432025-1EA | CORNING(R) COOLBOX(TM), 2XT SYSTEM, WORK | 1X1EA | 1 | 910 | Sigma-Aldrich | CLS432025-1EA | https://www.sigmaaldrich.com/LT/en
CLS432130-1EA | CORNING(R) ICE BUCKET WITH LID, ROUND, C | 1X1EA | 1 | 90 | Sigma-Aldrich | CLS432130-1EA | https://www.sigmaaldrich.com/LT/en
CLS432095-1EA | CORNING(R) ICE PAN, RECTANGULAR, MAXI, C | 1X1EA | 1 | 158 | Sigma-Aldrich | CLS432095-1EA | https://www.sigmaaldrich.com/LT/en
CLS432022-1EA | CORNING(R) COOLBOX(TM), XT SYSTEM, WORKS | 1X1EA | 1 | 591 | Sigma-Aldrich | CLS432022-1EA | https://www.sigmaaldrich.com/LT/en
CLS432125-1EA | CORNING(R) ICE BUCKET WITH LID, ROUND, C | 1X1EA | 1 | 101 | Sigma-Aldrich | CLS432125-1EA | https://www.sigmaaldrich.com/LT/en
CLS432129-1EA | CORNING(R) ICE BUCKET WITH LID, ROUND, C | 1X1EA | 1 | 90 | Sigma-Aldrich | CLS432129-1EA | https://www.sigmaaldrich.com/LT/en
P0799-1PAK | MICROCAPILLARY TUBE, CALIBRATED SIZE 20& | 1X1PAK | 1 | 87 | Sigma-Aldrich | P0799-1PAK | https://www.sigmaaldrich.com/LT/en
P0825-100EA | FLUOROPORE(TM) PTFE FILTER MEMBRANES PO& | 1X100EA | 1 | 445 | Sigma-Aldrich | P0825-100EA | https://www.sigmaaldrich.com/LT/en
P4925-1EA | PIPETTE FILLER FOR CALIBRATED MICROCAPI& | 1X1EA | 1 | 136 | Sigma-Aldrich | P4925-1EA | https://www.sigmaaldrich.com/LT/en
P0860-1EA | DOUNCE TISSUE GRINDER PESTLE LARGE CLEA& | 1X1EA | 1 | 105 | Sigma-Aldrich | P0860-1EA | https://www.sigmaaldrich.com/LT/en
P0924-1PAK | MICROCAPILLARY TUBE, CALIBRATED SIZE 40& | 1X1PAK | 1 | 87 | Sigma-Aldrich | P0924-1PAK | https://www.sigmaaldrich.com/LT/en
P0950-100EA | MITEX(R) PTFE FILTER MEMBRANES PORE SIZ& | 1X100EA | 1 | 504 | Sigma-Aldrich | P0950-100EA | https://www.sigmaaldrich.com/LT/en
P1049-1PAK | MICROCAPILLARY TUBE, CALIBRATED SIZE 50& | 1X1PAK | 1 | 87 | Sigma-Aldrich | P1049-1PAK | https://www.sigmaaldrich.com/LT/en
P0985-1EA | DOUNCE TISSUE GRINDER PESTLE LARGE CLEA& | 1X1EA | 1 | 142 | Sigma-Aldrich | P0985-1EA | https://www.sigmaaldrich.com/LT/en
P5112-740EA | GREINER DISHES DIAM. X HEIGHT 35 MM X 1& | 1X740EA | 1 | 169 | Sigma-Aldrich | P5112-740EA | https://www.sigmaaldrich.com/LT/en
P1075-100EA | MITEX(R) PTFE FILTER MEMBRANES PORE SIZ& | 1X100EA | 1 | 480 | Sigma-Aldrich | P1075-100EA | https://www.sigmaaldrich.com/LT/en
P5237-600EA | GREINER DISHES DIAM. X HEIGHT 60 MM X 1& | 1X600EA | 1 | 133 | Sigma-Aldrich | P5237-600EA | https://www.sigmaaldrich.com/LT/en
P1110-1EA | DOUNCE TISSUE GRINDER PESTLE SMALL CLEA& | 1X1EA | 1 | 58 | Sigma-Aldrich | P1110-1EA | https://www.sigmaaldrich.com/LT/en
P1174-1PAK | MICROCAPILLARY TUBE, CALIBRATED SIZE 10& | 1X1PAK | 1 | 87 | Sigma-Aldrich | P1174-1PAK | https://www.sigmaaldrich.com/LT/en
P1188-100EA | FILTER MEMBRANES, DURAPORE(R) PVDF PORE& | 1X100EA | 1 | 111 | Sigma-Aldrich | P1188-100EA | https://www.sigmaaldrich.com/LT/en
P5362-480EA | GREINER DISHES DIAM. X HEIGHT 94 MM X 1& | 1X480EA | 1 | 129 | Sigma-Aldrich | P5362-480EA | https://www.sigmaaldrich.com/LT/en
P5366-50EA | NUNC(R) MICROWELL 96 WELL POLYSTYRENE P& | 1X50EA | 1 | 86 | Sigma-Aldrich | P5366-50EA | https://www.sigmaaldrich.com/LT/en
P1235-1EA | DOUNCE TISSUE GRINDER PESTLE SMALL CLEA& | 1X1EA | 1 | 62 | Sigma-Aldrich | P1235-1EA | https://www.sigmaaldrich.com/LT/en
P1299-1PAK | MICROCAPILLARY TUBE (DRUMMOND MICROCAPS& | 1X1PAK | 1 | 26 | Sigma-Aldrich | P1299-1PAK | https://www.sigmaaldrich.com/LT/en
P5481-500EA | PETRI DISHES, POLYSTYRENE SIZE 60 MM X & | 1X500EA | 1 | 119 | Sigma-Aldrich | P5481-500EA | https://www.sigmaaldrich.com/LT/en
P5487-120EA | GREINER DISHES DIAM. X HEIGHT 145 MM X & | 1X120EA | 1 | 105 | Sigma-Aldrich | P5487-120EA | https://www.sigmaaldrich.com/LT/en
P1313-100EA | FILTER MEMBRANES, DURAPORE(R) PVDF PORE& | 1X100EA | 1 | 139 | Sigma-Aldrich | P1313-100EA | https://www.sigmaaldrich.com/LT/en
P1360-1EA | DOUNCE TISSUE GRINDER PESTLE SMALL CLEA& | 1X1EA | 1 | 73 | Sigma-Aldrich | P1360-1EA | https://www.sigmaaldrich.com/LT/en
P1424-1PAK | MICROCAPILLARY TUBE (DRUMMOND MICROCAPS& | 1X1PAK | 1 | 27 | Sigma-Aldrich | P1424-1PAK | https://www.sigmaaldrich.com/LT/en
P1438-100EA | FILTER MEMBRANES, DURAPORE(R) PVDF PORE& | 1X100EA | 1 | 196 | Sigma-Aldrich | P1438-100EA | https://www.sigmaaldrich.com/LT/en
P1485-1EA | DOUNCE TISSUE GRINDER PESTLE SMALL CLEA& | 1X1EA | 1 | 105 | Sigma-Aldrich | P1485-1EA | https://www.sigmaaldrich.com/LT/en
P5606-400EA | PETRI DISHES, POLYSTYRENE, SIZE 100 MM & | 1X400EA | 1 | 151 | Sigma-Aldrich | P5606-400EA | https://www.sigmaaldrich.com/LT/en
P1549-1PAK | MICROCAPILLARY TUBE (DRUMMOND MICROCAPS& | 1X1PAK | 1 | 26 | Sigma-Aldrich | P1549-1PAK | https://www.sigmaaldrich.com/LT/en
P1552-100EA | PHYTATRAY(TM) | 1X100EA | 1 | 142 | Sigma-Aldrich | P1552-100EA | https://www.sigmaaldrich.com/LT/en
P1552-25EA | PHYTATRAY(TM) | 1X25EA | 1 | 52 | Sigma-Aldrich | P1552-25EA | https://www.sigmaaldrich.com/LT/en
P1563-50EA | FILTER MEMBRANES, DURAPORE(R) PVDF PORE& | 1X50EA | 1 | 450 | Sigma-Aldrich | P1563-50EA | https://www.sigmaaldrich.com/LT/en
P5731-500EA | PETRI DISHES, POLYSTYRENE, SIZE 100 MM & | 1X500EA | 1 | 129 | Sigma-Aldrich | P5731-500EA | https://www.sigmaaldrich.com/LT/en
P5737-360EA | GREINER DISHES DIAM. X HEIGHT 100 MM X & | 1X360EA | 1 | 165 | Sigma-Aldrich | P5737-360EA | https://www.sigmaaldrich.com/LT/en
P1610-1EA | DOUNCE TISSUE GRINDER PESTLE SMALL CLEA& | 1X1EA | 1 | 142 | Sigma-Aldrich | P1610-1EA | https://www.sigmaaldrich.com/LT/en
P1674-1PAK | MICROCAPILLARY TUBE (DRUMMOND MICROCAPS& | 1X1PAK | 1 | 28 | Sigma-Aldrich | P1674-1PAK | https://www.sigmaaldrich.com/LT/en
P5856-500EA | PETRI DISHES, POLYSTYRENE SIZE 100 MM X& | 1X500EA | 1 | 129 | Sigma-Aldrich | P5856-500EA | https://www.sigmaaldrich.com/LT/en
P1688-100EA | FILTER MEMBRANES, DURAPORE(R) PVDF PORE& | 1X100EA | 1 | 122 | Sigma-Aldrich | P1688-100EA | https://www.sigmaaldrich.com/LT/en
P5925-1EA | PIPET-AID(R) AUTOMATIC PIPETTE PUMPS RE& | 1X1EA | 1 | 407 | Sigma-Aldrich | P5925-1EA | https://www.sigmaaldrich.com/LT/en
P5929-250EA | PHYTATRAY(TM) II | 1X250EA | 1 | 389 | Sigma-Aldrich | P5929-250EA | https://www.sigmaaldrich.com/LT/en
P5929-50EA | PHYTATRAY(TM) II | 1X50EA | 1 | 112 | Sigma-Aldrich | P5929-50EA | https://www.sigmaaldrich.com/LT/en
P5981-100EA | PETRI DISHES, POLYSTYRENE SIZE 150 MM X& | 1X100EA | 1 | 125 | Sigma-Aldrich | P5981-100EA | https://www.sigmaaldrich.com/LT/en
P5991-1CS | NUNC(R) POLYSTYRENE 384 WELL PLATES NON& | 1X1CS | 1 | 217 | Sigma-Aldrich | P5991-1CS | https://www.sigmaaldrich.com/LT/en
P1799-1PAK | MICROCAPILLARY TUBE (DRUMMOND MICROCAPS& | 1X1PAK | 1 | 26 | Sigma-Aldrich | P1799-1PAK | https://www.sigmaaldrich.com/LT/en
P1813-100EA | FILTER MEMBRANES, DURAPORE(R) PVDF PORE& | 1X100EA | 1 | 137 | Sigma-Aldrich | P1813-100EA | https://www.sigmaaldrich.com/LT/en
P1825-1EA | PIPET-AID(R) AUTOMATIC PIPETTE PUMPS MO& | 1X1EA | 1 | 590 | Sigma-Aldrich | P1825-1EA | https://www.sigmaaldrich.com/LT/en
P6116-1CS | NUNC(R) MAXISORP 384 WELL PLATES WHITE | 1X1CS | 1 | 351 | Sigma-Aldrich | P6116-1CS | https://www.sigmaaldrich.com/LT/en
P6175-1EA | PIPET-AID(R) AUTOMATIC PIPETTE PUMPS CO& | 1X1EA | 1 | 544 | Sigma-Aldrich | P6175-1EA | https://www.sigmaaldrich.com/LT/en
P1924-1PAK | MICROCAPILLARY TUBE (DRUMMOND MICROCAPS& | 1X1PAK | 1 | 28 | Sigma-Aldrich | P1924-1PAK | https://www.sigmaaldrich.com/LT/en
P1938-100EA | FILTER MEMBRANES, DURAPORE(R) PVDF PORE& | 1X100EA | 1 | 192 | Sigma-Aldrich | P1938-100EA | https://www.sigmaaldrich.com/LT/en
P1950-1EA | PIPET-AID(R) AUTOMATIC PIPETTE PUMPS MO& | 1X1EA | 1 | 422 | Sigma-Aldrich | P1950-1EA | https://www.sigmaaldrich.com/LT/en
P6300-1EA | PIPET-AID(R) AUTOMATIC PIPETTE PUMPS CO& | 1X1EA | 1 | 629 | Sigma-Aldrich | P6300-1EA | https://www.sigmaaldrich.com/LT/en
P2049-1PAK | MICROCAPILLARY TUBE (DRUMMOND MICROCAPS& | 1X1PAK | 1 | 28 | Sigma-Aldrich | P2049-1PAK | https://www.sigmaaldrich.com/LT/en
P6366-1CS | NUNC(R) MAXISORP 384 WELL PLATES CLEAR | 1X1CS | 1 | 254 | Sigma-Aldrich | P6366-1CS | https://www.sigmaaldrich.com/LT/en
P2112-60EA | GREINER PCR MULTIWELL PLATES POLYPROPYL& | 1X60EA | 1 | 461 | Sigma-Aldrich | P2112-60EA | https://www.sigmaaldrich.com/LT/en
P6425-1EA | PIPET-AID(R) AUTOMATIC PIPETTE PUMPS WI& | 1X1EA | 1 | 501 | Sigma-Aldrich | P6425-1EA | https://www.sigmaaldrich.com/LT/en
P2174-1PAK | MICROCAPILLARY TUBE (DRUMMOND MICROCAPS& | 1X1PAK | 1 | 28 | Sigma-Aldrich | P2174-1PAK | https://www.sigmaaldrich.com/LT/en
P6491-1CS | NUNC(R) MAXISORP 384 WELL PLATES BLACK | 1X1CS | 1 | 332 | Sigma-Aldrich | P6491-1CS | https://www.sigmaaldrich.com/LT/en
P6543-1EA | PARAFILM(R) "M" ROLL SIZE 20 IN. X 50 F& | 1X1EA | 1 | 100 | Sigma-Aldrich | P6543-1EA | https://www.sigmaaldrich.com/LT/en
P6557-1GA | CARESTREAM(R) PROCESSING CHEMICALS | 1X1GAL | 1 | 21 | Sigma-Aldrich | P6557-1GA | https://www.sigmaaldrich.com/LT/en
P6616-1CS | NUNC(R) POLYPROPYLENE 384 WELL PLATES N& | 1X1CS | 1 | 1235 | Sigma-Aldrich | P6616-1CS | https://www.sigmaaldrich.com/LT/en
P6679-1PAK | MICROCAPILLARY PIPETTES, POSITIVE DISPL& | 1X1PAK | 1 | 107 | Sigma-Aldrich | P6679-1PAK | https://www.sigmaaldrich.com/LT/en
P6804-1PAK | MICROCAPILLARY PIPETTES, POSITIVE DISPL& | 1X1PAK | 1 | 102 | Sigma-Aldrich | P6804-1PAK | https://www.sigmaaldrich.com/LT/en
P6856-1EA | EASYPLATE PETRI DISH TRANSPORT CARRIER & | 1X1EA | 1 | 233 | Sigma-Aldrich | P6856-1EA | https://www.sigmaaldrich.com/LT/en
P6866-1CS | NUNC(R) MICROWELL 96 WELL POLYPROPYLENE& | 1X1CS | 1 | 273 | Sigma-Aldrich | P6866-1CS | https://www.sigmaaldrich.com/LT/en
P6977-3EA | PETRI DISH INCUBATION TRAY SIZE X H 9 7& | 1X3EA | 1 | 80 | Sigma-Aldrich | P6977-3EA | https://www.sigmaaldrich.com/LT/en
P6981-1EA | EASYPLATE PETRI DISH TRANSPORT CARRIER & | 1X1EA | 1 | 235 | Sigma-Aldrich | P6981-1EA | https://www.sigmaaldrich.com/LT/en
P6987-740EA | GREINER CELLSTAR(R) CELL CULTURE DISHES& | 1X740EA | 1 | 244 | Sigma-Aldrich | P6987-740EA | https://www.sigmaaldrich.com/LT/en
P6991-1CS | NUNC(R) MICROWELL 96 WELL POLYPROPYLENE& | 1X1CS | 1 | 315 | Sigma-Aldrich | P6991-1CS | https://www.sigmaaldrich.com/LT/en
P7116-1CS | NUNC(R) MICROWELL 96 WELL POLYPROPYLENE& | 1X1CS | 1 | 283 | Sigma-Aldrich | P7116-1CS | https://www.sigmaaldrich.com/LT/en
P7231-1EA | EASYPLATE PETRI DISH TRANSPORT CARRIER & | 1X1EA | 1 | 235 | Sigma-Aldrich | P7231-1EA | https://www.sigmaaldrich.com/LT/en
P7237-600EA | GREINER CELLSTAR(R) CELL CULTURE DISHES& | 1X600EA | 1 | 209 | Sigma-Aldrich | P7237-600EA | https://www.sigmaaldrich.com/LT/en
P7241-1CS | NUNC(R) MICROWELL 96 WELL POLYPROPYLENE& | 1X1CS | 1 | 328 | Sigma-Aldrich | P7241-1CS | https://www.sigmaaldrich.com/LT/en
P7289-1EA | DRUMMOND SEQUENCING PIPETTE SIZE 0.05-3& | 1X1EA | 1 | 682 | Sigma-Aldrich | P7289-1EA | https://www.sigmaaldrich.com/LT/en
P7366-1CS | NUNC(R) MICROWELL 96 WELL POLYSTYRENE P& | 1X1CS | 1 | 86 | Sigma-Aldrich | P7366-1CS | https://www.sigmaaldrich.com/LT/en
P7481-1EA | EASYPLATE PETRI DISH TRANSPORT CARRIER & | 1X1EA | 1 | 250 | Sigma-Aldrich | P7481-1EA | https://www.sigmaaldrich.com/LT/en
P7490-1000EA | GREINER SEROLOGICAL PIPETTES VOLUME 1 M& | 1X1000EA | 1 | 287 | Sigma-Aldrich | P7490-1000EA | https://www.sigmaaldrich.com/LT/en
P7491-1CS | NUNC(R) MICROWELL 96 WELL POLYSTYRENE P& | 1X1CS | 1 | 104 | Sigma-Aldrich | P7491-1CS | https://www.sigmaaldrich.com/LT/en
P7543-1EA | PARAFILM(R) "M" ROLL SIZE 2 IN. X 250 F& | 1X1EA | 1 | 48 | Sigma-Aldrich | P7543-1EA | https://www.sigmaaldrich.com/LT/en
P7606-1EA | SCIENCEWARE(R) EASYPLATE PETRI DISH TRA& | 1X1EA | 1 | 254 | Sigma-Aldrich | P7606-1EA | https://www.sigmaaldrich.com/LT/en
P7612-360EA | GREINER CELLSTAR(R) CELL CULTURE DISHES& | 1X360EA | 1 | 187 | Sigma-Aldrich | P7612-360EA | https://www.sigmaaldrich.com/LT/en
P7613-1EA | PLATE READER | 1X1EA | 1 | 250 | Sigma-Aldrich | P7613-1EA | https://www.sigmaaldrich.com/LT/en
P7615-200EA | GREINER SEROLOGICAL PIPETTES VOLUME 5 M& | 1X200EA | 1 | 91 | Sigma-Aldrich | P7615-200EA | https://www.sigmaaldrich.com/LT/en
P7668-1EA | PARAFILM(R) "M" ROLL SIZE 4 IN. X 250 F& | 1X1EA | 1 | 90 | Sigma-Aldrich | P7668-1EA | https://www.sigmaaldrich.com/LT/en
P7734-1EA | POTTER-ELVEHJEM PTFE PESTLE AND GLASS T& | 1X1EA | 1 | 130 | Sigma-Aldrich | P7734-1EA | https://www.sigmaaldrich.com/LT/en
P7737-120EA | GREINER CELLSTAR(R) CELL CULTURE DISHES& | 1X120EA | 1 | 165 | Sigma-Aldrich | P7737-120EA | https://www.sigmaaldrich.com/LT/en
P7738-1EA | PASTEUR PIPETTE CAN HOLDER | 1X1EA | 1 | 56 | Sigma-Aldrich | P7738-1EA | https://www.sigmaaldrich.com/LT/en
P7740-200EA | GREINER SEROLOGICAL PIPETTES VOLUME 10 & | 1X200EA | 1 | 94 | Sigma-Aldrich | P7740-200EA | https://www.sigmaaldrich.com/LT/en
P7741-1CS | NUNC(R) LAB-TEK(R) PETRI DISHES DIAM. X& | 1X1CS | 1 | 363 | Sigma-Aldrich | P7741-1CS | https://www.sigmaaldrich.com/LT/en
P7793-1EA | PARAFILM(R) "M" ROLL SIZE 4 IN. X 125 F& | 1X1EA | 1 | 45 | Sigma-Aldrich | P7793-1EA | https://www.sigmaaldrich.com/LT/en
P7799-1EA | PIPETTE PUMP(R) II RED | 1X1EA | 1 | 50 | Sigma-Aldrich | P7799-1EA | https://www.sigmaaldrich.com/LT/en
P7859-1EA | POTTER-ELVEHJEM PTFE PESTLE AND GLASS T& | 1X1EA | 1 | 122 | Sigma-Aldrich | P7859-1EA | https://www.sigmaaldrich.com/LT/en
P7865-200EA | GREINER SEROLOGICAL PIPETTES VOLUME 25 & | 1X200EA | 1 | 173 | Sigma-Aldrich | P7865-200EA | https://www.sigmaaldrich.com/LT/en
P7866-1CS | NUNCLON(TM) CELL CULTURE DISHES DIAM. X& | 1X1CS | 1 | 179 | Sigma-Aldrich | P7866-1CS | https://www.sigmaaldrich.com/LT/en
P3536-100EA | PH TEST STRIPS 6.0-7.7 PH, RESOLUTION: & | 1X100EA | 1 | 15 | Sigma-Aldrich | P3536-100EA | https://www.sigmaaldrich.com/LT/en
P7924-1EA | PIPETTE PUMP(R) II GREEN | 1X1EA | 1 | 38 | Sigma-Aldrich | P7924-1EA | https://www.sigmaaldrich.com/LT/en
P7984-1EA | POTTER-ELVEHJEM PTFE PESTLE AND GLASS T& | 1X1EA | 1 | 160 | Sigma-Aldrich | P7984-1EA | https://www.sigmaaldrich.com/LT/en
P7990-1000EA | GREINER SEROLOGICAL PIPETTES VOLUME 2 M& | 1X1000EA | 1 | 267 | Sigma-Aldrich | P7990-1000EA | https://www.sigmaaldrich.com/LT/en
P8049-1EA | PIPETTE PUMP(R) II BLUE | 1X1EA | 1 | 38 | Sigma-Aldrich | P8049-1EA | https://www.sigmaaldrich.com/LT/en
P8116-50EA | NUNC(R) 96 DEEPWELL PLATES VOLUME 1 ML,& | 1X50EA | 1 | 576 | Sigma-Aldrich | P8116-50EA | https://www.sigmaaldrich.com/LT/en
P8241-50EA | NUNC(R) 96 DEEPWELL PLATES VOLUME 1 ML | 1X50EA | 1 | 367 | Sigma-Aldrich | P8241-50EA | https://www.sigmaaldrich.com/LT/en
P8299-1EA | PARAFILM(R) "M" CUTTER/DISPENSER ACRYLI& | 1X1EA | 1 | 93 | Sigma-Aldrich | P8299-1EA | https://www.sigmaaldrich.com/LT/en
P8366-50EA | NUNCLON(R) MICROWELL PLATES FOR AUTOMAT& | 1X50EA | 1 | 141 | Sigma-Aldrich | P8366-50EA | https://www.sigmaaldrich.com/LT/en
P8491-50EA | NUNCLON(R) MICROWELL PLATES FOR AUTOMAT& | 1X50EA | 1 | 135 | Sigma-Aldrich | P8491-50EA | https://www.sigmaaldrich.com/LT/en
P8616-50EA | NUNC(R) FLUORONUNC(TM) 96 WELL PLATES W& | 1X50EA | 1 | 238 | Sigma-Aldrich | P8616-50EA | https://www.sigmaaldrich.com/LT/en
P4169-1EA | PIPETTE WORKSTATION ACRYLIC, WITH UPPER& | 1X1EA | 1 | 107 | Sigma-Aldrich | P4169-1EA | https://www.sigmaaldrich.com/LT/en
P8741-50EA | NUNC(R) FLUORONUNC(TM) 96 WELL PLATES B& | 1X50EA | 1 | 235 | Sigma-Aldrich | P8741-50EA | https://www.sigmaaldrich.com/LT/en
P8866-30EA | NUNC(R) MICROWELL 96 WELL OPTICAL BOTTO& | 1X30EA | 1 | 534 | Sigma-Aldrich | P8866-30EA | https://www.sigmaaldrich.com/LT/en
P8949-100EA | FILTER MEMBRANES, DURAPORE(R) PVDF PORE& | 1X100EA | 1 | 229 | Sigma-Aldrich | P8949-100EA | https://www.sigmaaldrich.com/LT/en
P8991-30EA | NUNC(R) MICROWELL 96 WELL OPTICAL BOTTO& | 1X30EA | 1 | 521 | Sigma-Aldrich | P8991-30EA | https://www.sigmaaldrich.com/LT/en
P9074-100EA | FILTER MEMBRANES, DURAPORE(R) PVDF PORE& | 1X100EA | 1 | 183 | Sigma-Aldrich | P9074-100EA | https://www.sigmaaldrich.com/LT/en
P9116-30EA | NUNC(R) MICROWELL 384 WELL OPTICAL BOTT& | 1X30EA | 1 | 691 | Sigma-Aldrich | P9116-30EA | https://www.sigmaaldrich.com/LT/en
P9199-100EA | FILTER MEMBRANES, ISOPORE TRACK-ETCHED & | 1X100EA | 1 | 196 | Sigma-Aldrich | P9199-100EA | https://www.sigmaaldrich.com/LT/en
P9241-30EA | NUNC(R) MICROWELL 384 WELL OPTICAL BOTT& | 1X30EA | 1 | 616 | Sigma-Aldrich | P9241-30EA | https://www.sigmaaldrich.com/LT/en
P9324-100EA | FILTER MEMBRANES, ISOPORE TRACK-ETCHED & | 1X100EA | 1 | 245 | Sigma-Aldrich | P9324-100EA | https://www.sigmaaldrich.com/LT/en
P9366-480EA | GREINER(R) DISHES DIAM. X H 94 MM X 16 & | 1X480EA | 1 | 90 | Sigma-Aldrich | P9366-480EA | https://www.sigmaaldrich.com/LT/en
P9449-100EA | FILTER MEMBRANES, ISOPORE TRACK-ETCHED & | 1X100EA | 1 | 77 | Sigma-Aldrich | P9449-100EA | https://www.sigmaaldrich.com/LT/en
P9574-100EA | FILTER MEMBRANES, ISOPORE TRACK-ETCHED & | 1X100EA | 1 | 251 | Sigma-Aldrich | P9574-100EA | https://www.sigmaaldrich.com/LT/en
P9699-100EA | FILTER MEMBRANES, ISOPORE TRACK-ETCHED & | 1X100EA | 1 | 190 | Sigma-Aldrich | P9699-100EA | https://www.sigmaaldrich.com/LT/en
P9824-100EA | FILTER MEMBRANES, ISOPORE TRACK-ETCHED & | 1X100EA | 1 | 277 | Sigma-Aldrich | P9824-100EA | https://www.sigmaaldrich.com/LT/en
R0141-4EA | FLOATING MICROCENTRIFUGE TUBE RACK HOLD& | 1X4EA | 1 | 32 | Sigma-Aldrich | R0141-4EA | https://www.sigmaaldrich.com/LT/en
R0151-1EA | NOVARACK(TM) PINK | 1X1EA | 1 | 51 | Sigma-Aldrich | R0151-1EA | https://www.sigmaaldrich.com/LT/en
R0384-1EA | WORTHINGTON ACCESSORIES, 5 SHELF RACK FO | 1X1EA | 1 | 160 | Sigma-Aldrich | R0384-1EA | https://www.sigmaaldrich.com/LT/en
R0401-1EA | NOVARACK(TM) RED | 1X1EA | 1 | 51 | Sigma-Aldrich | R0401-1EA | https://www.sigmaaldrich.com/LT/en
R0509-1EA | WORTHINGTON ACCESSORIES, CAST ALUMINUM R | 1X1EA | 1 | 358 | Sigma-Aldrich | R0509-1EA | https://www.sigmaaldrich.com/LT/en
R0638-1EA | RACK FOR NALGENE(R) CRYOGENIC VIALS HOL& | 1X1EA | 1 | 37 | Sigma-Aldrich | R0638-1EA | https://www.sigmaaldrich.com/LT/en
R0641-1EA | MICROCENTRIFUGE TUBE RACK, NALGENE(R) C& | 1X1EA | 1 | 16 | Sigma-Aldrich | R0641-1EA | https://www.sigmaaldrich.com/LT/en
R0763-8EA | NALGENE(R) CRYOBOX(TM) 5 X 5 ARRAY FOR & | 1X8EA | 1 | 68 | Sigma-Aldrich | R0763-8EA | https://www.sigmaaldrich.com/LT/en
R0888-4EA | NALGENE(R) CRYOBOX(TM) 9 X 9 ARRAY FOR & | 1X4EA | 1 | 54 | Sigma-Aldrich | R0888-4EA | https://www.sigmaaldrich.com/LT/en
R1013-4EA | NALGENE(R) CRYOBOX(TM) 9 X 9 ARRAY FOR & | 1X4EA | 1 | 68 | Sigma-Aldrich | R1013-4EA | https://www.sigmaaldrich.com/LT/en
R1138-4EA | RACK FOR NALGENE(R) MICROCENTRIFUGE TUB& | 1X4EA | 1 | 70 | Sigma-Aldrich | R1138-4EA | https://www.sigmaaldrich.com/LT/en
R1263-4EA | RACK FOR NALGENE(R) MICROCENTRIFUGE TUB& | 1X4EA | 1 | 70 | Sigma-Aldrich | R1263-4EA | https://www.sigmaaldrich.com/LT/en
R1275-1EA | PLATE ROLLER | 1X1EA | 1 | 39 | Sigma-Aldrich | R1275-1EA | https://www.sigmaaldrich.com/LT/en
R1277-1EA | NUNC(R) CRYOLINE(R) CRYOTUBE(R) RACKS H& | 1X1EA | 1 | 30 | Sigma-Aldrich | R1277-1EA | https://www.sigmaaldrich.com/LT/en
R1388-2EA | CRYOGENIC STORAGE RACK, STAINLESS STEEL& | 1X2EA | 1 | 627 | Sigma-Aldrich | R1388-2EA | https://www.sigmaaldrich.com/LT/en
R1400-100EA | REAGENT RESERVOIR FOR MULTI-CHANNEL PIP& | 1X100EA | 1 | 218 | Sigma-Aldrich | R1400-100EA | https://www.sigmaaldrich.com/LT/en
R1400-10EA | REAGENT RESERVOIR FOR MULTI-CHANNEL PIP& | 1X10EA | 1 | 31 | Sigma-Aldrich | R1400-10EA | https://www.sigmaaldrich.com/LT/en
R1513-2EA | CRYOGENIC STORAGE RACK, STAINLESS STEEL& | 1X2EA | 1 | 741 | Sigma-Aldrich | R1513-2EA | https://www.sigmaaldrich.com/LT/en
R1525-100EA | REAGENT RESERVOIR FOR MULTI-CHANNEL PIP& | 1X100EA | 1 | 149 | Sigma-Aldrich | R1525-100EA | https://www.sigmaaldrich.com/LT/en
R1638-1EA | CRYOGENIC STORAGE RACK, STAINLESS STEEL& | 1X1EA | 1 | 205 | Sigma-Aldrich | R1638-1EA | https://www.sigmaaldrich.com/LT/en
R1763-1EA | CRYOGENIC STORAGE RACK, STAINLESS STEEL& | 1X1EA | 1 | 226 | Sigma-Aldrich | R1763-1EA | https://www.sigmaaldrich.com/LT/en
R1888-1EA | CRYOGENIC STORAGE RACK, STAINLESS STEEL& | 1X1EA | 1 | 256 | Sigma-Aldrich | R1888-1EA | https://www.sigmaaldrich.com/LT/en
R2383-1EA | REPLICA PLATER FOR 96-WELL PLATE 8 X 6 & | 1X1EA | 1 | 423 | Sigma-Aldrich | R2383-1EA | https://www.sigmaaldrich.com/LT/en
R2508-1EA | REPLICA PLATER FOR 96-WELL PLATE 8 X 12& | 1X1EA | 1 | 724 | Sigma-Aldrich | R2508-1EA | https://www.sigmaaldrich.com/LT/en
R2758-1EA | MICROCENTRIFUGE TUBE RACK, RECTANGULAR & | 1X1EA | 1 | 59 | Sigma-Aldrich | R2758-1EA | https://www.sigmaaldrich.com/LT/en
R2883-1EA | MICROCENTRIFUGE TUBE RACK, RECTANGULAR & | 1X1EA | 1 | 52 | Sigma-Aldrich | R2883-1EA | https://www.sigmaaldrich.com/LT/en
R3008-1EA | FLOATING CIRCULAR 1.5 ML MICROCENTRIFUG& | 1X1EA | 1 | 16 | Sigma-Aldrich | R3008-1EA | https://www.sigmaaldrich.com/LT/en
R3133-1EA | FLOATING CIRCULAR 1.5 ML MICROCENTRIFUG& | 1X1EA | 1 | 18 | Sigma-Aldrich | R3133-1EA | https://www.sigmaaldrich.com/LT/en
R3258-1EA | TEST TUBE RACKS CAPACITY, 90 13-MM TUBE& | 1X1EA | 1 | 28 | Sigma-Aldrich | R3258-1EA | https://www.sigmaaldrich.com/LT/en
R3383-1EA | TEST TUBE RACKS CAPACITY, 60 16-MM TUBE& | 1X1EA | 1 | 27 | Sigma-Aldrich | R3383-1EA | https://www.sigmaaldrich.com/LT/en
R3388-1EA | CRYOGENIC STORAGE RACK, STAINLESS STEEL& | 1X1EA | 1 | 294 | Sigma-Aldrich | R3388-1EA | https://www.sigmaaldrich.com/LT/en
R3508-1EA | TEST TUBE RACKS CAPACITY, 40 20-MM TUBE& | 1X1EA | 1 | 27 | Sigma-Aldrich | R3508-1EA | https://www.sigmaaldrich.com/LT/en
R3633-1EA | TEST TUBE RACKS CAPACITY, 24 25-MM TUBE& | 1X1EA | 1 | 28 | Sigma-Aldrich | R3633-1EA | https://www.sigmaaldrich.com/LT/en
R3758-1EA | TEST TUBE RACKS CAPACITY, 21 30-MM TUBE& | 1X1EA | 1 | 28 | Sigma-Aldrich | R3758-1EA | https://www.sigmaaldrich.com/LT/en
R4901-5EA | FOUR-WAY MICROTUBE RACK NATURAL | 1X5EA | 1 | 63 | Sigma-Aldrich | R4901-5EA | https://www.sigmaaldrich.com/LT/en
R5026-5EA | FOUR-WAY MICROTUBE RACK BLUE | 1X5EA | 1 | 63 | Sigma-Aldrich | R5026-5EA | https://www.sigmaaldrich.com/LT/en
R5151-5EA | FOUR-WAY MICROTUBE RACK GREEN | 1X5EA | 1 | 63 | Sigma-Aldrich | R5151-5EA | https://www.sigmaaldrich.com/LT/en
R5276-5EA | FOUR-WAY MICROTUBE RACK PINK | 1X5EA | 1 | 63 | Sigma-Aldrich | R5276-5EA | https://www.sigmaaldrich.com/LT/en
R5401-5EA | FOUR-WAY MICROTUBE RACK YELLOW | 1X5EA | 1 | 63 | Sigma-Aldrich | R5401-5EA | https://www.sigmaaldrich.com/LT/en
R5526-5EA | FOUR-WAY MICROTUBE RACK ORANGE | 1X5EA | 1 | 63 | Sigma-Aldrich | R5526-5EA | https://www.sigmaaldrich.com/LT/en
R5651-5EA | FOUR-WAY MICROTUBE RACK ASSORTED COLORS | 1X5EA | 1 | 63 | Sigma-Aldrich | R5651-5EA | https://www.sigmaaldrich.com/LT/en
R5766-1EA | UNWIRE FULL RACKS, POLYKETONE CAPACITY,& | 1X1EA | 1 | 21 | Sigma-Aldrich | R5766-1EA | https://www.sigmaaldrich.com/LT/en
R5776-6EA | 20 WELL TUBE RACK BLUE | 1X6EA | 1 | 58 | Sigma-Aldrich | R5776-6EA | https://www.sigmaaldrich.com/LT/en
R5891-1EA | UNWIRE FULL RACKS, POLYKETONE CAPACITY,& | 1X1EA | 1 | 21 | Sigma-Aldrich | R5891-1EA | https://www.sigmaaldrich.com/LT/en
R6016-1EA | UNWIRE FULL RACKS, POLYKETONE CAPACITY,& | 1X1EA | 1 | 21 | Sigma-Aldrich | R6016-1EA | https://www.sigmaaldrich.com/LT/en
R6141-1EA | UNWIRE FULL RACKS, POLYKETONE CAPACITY,& | 1X1EA | 1 | 21 | Sigma-Aldrich | R6141-1EA | https://www.sigmaaldrich.com/LT/en
R6151-5EA | REVERSIBLE 96 WELL RACK ASSORTED COLORS | 1X5EA | 1 | 72 | Sigma-Aldrich | R6151-5EA | https://www.sigmaaldrich.com/LT/en
R6266-1EA | UNWIRE FULL RACKS, POLYKETONE CAPACITY,& | 1X1EA | 1 | 21 | Sigma-Aldrich | R6266-1EA | https://www.sigmaaldrich.com/LT/en
R6276-5EA | REVERSIBLE 96 WELL RACK NATURAL | 1X5EA | 1 | 72 | Sigma-Aldrich | R6276-5EA | https://www.sigmaaldrich.com/LT/en
R6391-1EA | UNWIRE FULL RACKS, POLYKETONE CAPACITY,& | 1X1EA | 1 | 23 | Sigma-Aldrich | R6391-1EA | https://www.sigmaaldrich.com/LT/en
R6401-5EA | REVERSIBLE 96 WELL RACK BLUE | 1X5EA | 1 | 72 | Sigma-Aldrich | R6401-5EA | https://www.sigmaaldrich.com/LT/en
R6516-1EA | UNWIRE FULL RACKS, POLYKETONE CAPACITY,& | 1X1EA | 1 | 23 | Sigma-Aldrich | R6516-1EA | https://www.sigmaaldrich.com/LT/en
R6526-5EA | REVERSIBLE 96 WELL RACK GREEN | 1X5EA | 1 | 72 | Sigma-Aldrich | R6526-5EA | https://www.sigmaaldrich.com/LT/en
R6641-1EA | UNWIRE FULL RACKS, POLYKETONE CAPACITY,& | 1X1EA | 1 | 21 | Sigma-Aldrich | R6641-1EA | https://www.sigmaaldrich.com/LT/en
R6651-5EA | REVERSIBLE 96 WELL RACK PINK | 1X5EA | 1 | 72 | Sigma-Aldrich | R6651-5EA | https://www.sigmaaldrich.com/LT/en
R6766-1EA | UNWIRE FULL RACKS, POLYKETONE CAPACITY,& | 1X1EA | 1 | 21 | Sigma-Aldrich | R6766-1EA | https://www.sigmaaldrich.com/LT/en
R6776-5EA | REVERSIBLE 96 WELL RACK YELLOW | 1X5EA | 1 | 72 | Sigma-Aldrich | R6776-5EA | https://www.sigmaaldrich.com/LT/en
R6891-1EA | UNWIRE FULL RACKS, POLYKETONE CAPACITY,& | 1X1EA | 1 | 21 | Sigma-Aldrich | R6891-1EA | https://www.sigmaaldrich.com/LT/en
R6901-5EA | PCR 96 WELL RACK ASSORTED COLORS | 1X5EA | 1 | 61 | Sigma-Aldrich | R6901-5EA | https://www.sigmaaldrich.com/LT/en
R7016-1EA | UNWIRE FULL RACKS, POLYKETONE CAPACITY,& | 1X1EA | 1 | 23 | Sigma-Aldrich | R7016-1EA | https://www.sigmaaldrich.com/LT/en
R7026-5EA | PCR 96 WELL RACK NATURAL | 1X5EA | 1 | 61 | Sigma-Aldrich | R7026-5EA | https://www.sigmaaldrich.com/LT/en
R7141-1EA | UNWIRE FULL RACKS, POLYKETONE CAPACITY,& | 1X1EA | 1 | 23 | Sigma-Aldrich | R7141-1EA | https://www.sigmaaldrich.com/LT/en
R7151-5EA | PCR 96 WELL RACK BLUE | 1X5EA | 1 | 61 | Sigma-Aldrich | R7151-5EA | https://www.sigmaaldrich.com/LT/en
R7266-1EA | UNWIRE FULL RACKS, POLYKETONE CAPACITY,& | 1X1EA | 1 | 21 | Sigma-Aldrich | R7266-1EA | https://www.sigmaaldrich.com/LT/en
R7276-5EA | PCR 96 WELL RACK GREEN | 1X5EA | 1 | 61 | Sigma-Aldrich | R7276-5EA | https://www.sigmaaldrich.com/LT/en
R7391-1EA | UNWIRE FULL RACKS, POLYKETONE CAPACITY,& | 1X1EA | 1 | 21 | Sigma-Aldrich | R7391-1EA | https://www.sigmaaldrich.com/LT/en
R7516-1EA | UNWIRE FULL RACKS, POLYKETONE CAPACITY,& | 1X1EA | 1 | 21 | Sigma-Aldrich | R7516-1EA | https://www.sigmaaldrich.com/LT/en
R7526-5EA | FLOATING TUBE RACK DIAMOND, TUBE SIZE 5& | 1X5EA | 1 | 22 | Sigma-Aldrich | R7526-5EA | https://www.sigmaaldrich.com/LT/en
R7641-1EA | UNWIRE FULL RACKS, POLYKETONE CAPACITY,& | 1X1EA | 1 | 23 | Sigma-Aldrich | R7641-1EA | https://www.sigmaaldrich.com/LT/en
R7651-5EA | FLOATING TUBE RACK RECTANGULAR, TUBE SI& | 1X5EA | 1 | 22 | Sigma-Aldrich | R7651-5EA | https://www.sigmaaldrich.com/LT/en
R7766-1EA | UNWIRE FULL RACKS, POLYKETONE CAPACITY,& | 1X1EA | 1 | 23 | Sigma-Aldrich | R7766-1EA | https://www.sigmaaldrich.com/LT/en
R7776-5EA | FLOATING TUBE RACK RECTANGULAR, TUBE SI& | 1X5EA | 1 | 22 | Sigma-Aldrich | R7776-5EA | https://www.sigmaaldrich.com/LT/en
R7891-1EA | UNWIRE FULL RACKS, POLYKETONE CAPACITY,& | 1X1EA | 1 | 21 | Sigma-Aldrich | R7891-1EA | https://www.sigmaaldrich.com/LT/en
R7901-5EA | FLOATING TUBE RACK ROUND, ACCEPTS ASSOR& | 1X5EA | 1 | 22 | Sigma-Aldrich | R7901-5EA | https://www.sigmaaldrich.com/LT/en
R8008-1PAK | FLUORESCENT RULERS | 1X1PAK | 1 | 37 | Sigma-Aldrich | R8008-1PAK | https://www.sigmaaldrich.com/LT/en
R8016-1EA | UNWIRE FULL RACKS, POLYKETONE CAPACITY,& | 1X1EA | 1 | 21 | Sigma-Aldrich | R8016-1EA | https://www.sigmaaldrich.com/LT/en
R8133-1PAK | RULERS FOR AUTORADIOGRAPHY | 1X1PAK | 1 | 38 | Sigma-Aldrich | R8133-1PAK | https://www.sigmaaldrich.com/LT/en
R8141-1EA | UNWIRE FULL RACKS, POLYKETONE CAPACITY,& | 1X1EA | 1 | 21 | Sigma-Aldrich | R8141-1EA | https://www.sigmaaldrich.com/LT/en
R8266-1EA | UNWIRE FULL RACKS, POLYKETONE CAPACITY,& | 1X1EA | 1 | 23 | Sigma-Aldrich | R8266-1EA | https://www.sigmaaldrich.com/LT/en
R8384-1EA | CENTRIFUGE TUBE RACK, EPOXY-COATED STEE& | 1X1EA | 1 | 60 | Sigma-Aldrich | R8384-1EA | https://www.sigmaaldrich.com/LT/en
R8391-1EA | UNWIRE FULL RACKS, POLYKETONE CAPACITY,& | 1X1EA | 1 | 23 | Sigma-Aldrich | R8391-1EA | https://www.sigmaaldrich.com/LT/en
R8509-1EA | CENTRIFUGE TUBE RACK, EPOXY-COATED STEE& | 1X1EA | 1 | 57 | Sigma-Aldrich | R8509-1EA | https://www.sigmaaldrich.com/LT/en
R8516-1EA | UNWIRE FULL RACKS, POLYKETONE CAPACITY,& | 1X1EA | 1 | 21 | Sigma-Aldrich | R8516-1EA | https://www.sigmaaldrich.com/LT/en
R8634-1EA | CENTRIFUGE TUBE RACK, EPOXY-COATED STEE& | 1X1EA | 1 | 42 | Sigma-Aldrich | R8634-1EA | https://www.sigmaaldrich.com/LT/en
R8641-1EA | UNWIRE FULL RACKS, POLYKETONE CAPACITY,& | 1X1EA | 1 | 21 | Sigma-Aldrich | R8641-1EA | https://www.sigmaaldrich.com/LT/en
R8766-1EA | UNWIRE FULL RACKS, POLYKETONE CAPACITY,& | 1X1EA | 1 | 21 | Sigma-Aldrich | R8766-1EA | https://www.sigmaaldrich.com/LT/en
R8891-1EA | UNWIRE FULL RACKS, POLYKETONE CAPACITY,& | 1X1EA | 1 | 23 | Sigma-Aldrich | R8891-1EA | https://www.sigmaaldrich.com/LT/en
R9016-1EA | UNWIRE FULL RACKS, POLYKETONE CAPACITY,& | 1X1EA | 1 | 23 | Sigma-Aldrich | R9016-1EA | https://www.sigmaaldrich.com/LT/en
R9259-100EA | REAGENT RESERVOIR FOR MULTI-CHANNEL PIP& | 1X100EA | 1 | 124 | Sigma-Aldrich | R9259-100EA | https://www.sigmaaldrich.com/LT/en
R9384-100EA | REAGENT RESERVOIR FOR MULTI-CHANNEL PIP& | 1X100EA | 1 | 186 | Sigma-Aldrich | R9384-100EA | https://www.sigmaaldrich.com/LT/en
R9384-10EA | REAGENT RESERVOIR FOR MULTI-CHANNEL PIP& | 1X10EA | 1 | 26 | Sigma-Aldrich | R9384-10EA | https://www.sigmaaldrich.com/LT/en
Z643114-480EA | GREINER PETRI DISHES DIAM. H 94 MM | 1X480EA | 1 | 73 | Sigma-Aldrich | Z643114-480EA | https://www.sigmaaldrich.com/LT/en
Z656046-1EA | Heidolph Adapter 1 for Reax 2 | 1X1EA | 1 | 273 | Sigma-Aldrich | Z656046-1EA | https://www.sigmaaldrich.com/LT/en
Z656070-1EA | Heidolph mounting set 4x0.5 L for Reax 2 | 1X1EA | 1 | 75 | Sigma-Aldrich | Z656070-1EA | https://www.sigmaaldrich.com/LT/en
Z656089-1EA | Heidolph cap holder for Reax 20, 94 mm A | 1X1EA | 1 | 11 | Sigma-Aldrich | Z656089-1EA | https://www.sigmaaldrich.com/LT/en
CLS5650P500-4EA | CORNING(R) REUSABLE VOLUMETRIC FLASK, 5& | 1X4EA | 1 | 1736 | Sigma-Aldrich | CLS5650P500-4EA | https://www.sigmaaldrich.com/LT/en
CLS1000P25-24EA | CORNING(R) REUSABLE BEAKER, LOW FORM, P& | 1X24EA | 1 | 70 | Sigma-Aldrich | CLS1000P25-24EA | https://www.sigmaaldrich.com/LT/en
CLS1003P500-6EA | CORNING(R) REUSABLE BEAKER, LOW FORM, P& | 1X6EA | 1 | 749 | Sigma-Aldrich | CLS1003P500-6EA | https://www.sigmaaldrich.com/LT/en
CLS3022P2L-3EA | CORNING(R) REUSABLE GRADUATED CYLINDER& | 1X3EA | 1 | 230 | Sigma-Aldrich | CLS3022P2L-3EA | https://www.sigmaaldrich.com/LT/en
CLS5640P10-6EA | CORNING(R) REUSABLE VOLUMETRIC FLASK, C& | 1X6EA | 1 | 140 | Sigma-Aldrich | CLS5640P10-6EA | https://www.sigmaaldrich.com/LT/en
CLS1003P100-12EA | CORNING(R) REUSABLE BEAKER, LOW FORM, P& | 1X12EA | 1 | 629 | Sigma-Aldrich | CLS1003P100-12EA | https://www.sigmaaldrich.com/LT/en
CLS3022P50-12EA | CORNING(R) REUSABLE GRADUATED CYLINDER& | 1X12EA | 1 | 221 | Sigma-Aldrich | CLS3022P50-12EA | https://www.sigmaaldrich.com/LT/en
CLS5641P250-5EA | CORNING(R) REUSABLE VOLUMETRIC FLASK, C& | 1X5EA | 1 | 189 | Sigma-Aldrich | CLS5641P250-5EA | https://www.sigmaaldrich.com/LT/en
CLS5650P250-5EA | CORNING(R) REUSABLE VOLUMETRIC FLASK, C& | 1X5EA | 1 | 1815 | Sigma-Aldrich | CLS5650P250-5EA | https://www.sigmaaldrich.com/LT/en
CLS1015P3L-6EA | CORNING(R) REUSABLE BEAKER, POLYPROPYLE& | 1X6EA | 1 | 195 | Sigma-Aldrich | CLS1015P3L-6EA | https://www.sigmaaldrich.com/LT/en
CLS3022P250-6EA | CORNING(R) REUSABLE GRADUATED CYLINDER& | 1X6EA | 1 | 175 | Sigma-Aldrich | CLS3022P250-6EA | https://www.sigmaaldrich.com/LT/en
CLS1000P100-12EA | CORNING(R) REUSABLE BEAKER, LOW FORM, P& | 1X12EA | 1 | 40 | Sigma-Aldrich | CLS1000P100-12EA | https://www.sigmaaldrich.com/LT/en
CLS1000P1L-6EA | CORNING(R) REUSABLE BEAKER, LOW FORM, P& | 1X6EA | 1 | 69 | Sigma-Aldrich | CLS1000P1L-6EA | https://www.sigmaaldrich.com/LT/en
CLS5650P100-6EA | CORNING(R) REUSABLE VOLUMETRIC FLASK, C& | 1X6EA | 1 | 1736 | Sigma-Aldrich | CLS5650P100-6EA | https://www.sigmaaldrich.com/LT/en
CLS1000P3L-4EA | CORNING(R) REUSABLE BEAKER, LOW FORM, P& | 1X4EA | 1 | 108 | Sigma-Aldrich | CLS1000P3L-4EA | https://www.sigmaaldrich.com/LT/en
CLS1003P1L-6EA | CORNING(R) REUSABLE BEAKER, LOW FORM, P& | 1X6EA | 1 | 1311 | Sigma-Aldrich | CLS1003P1L-6EA | https://www.sigmaaldrich.com/LT/en
CLS3022P500-6EA | CORNING(R) REUSABLE GRADUATED CYLINDER& | 1X6EA | 1 | 222 | Sigma-Aldrich | CLS3022P500-6EA | https://www.sigmaaldrich.com/LT/en
CLS5641P25-6EA | CORNING(R) REUSABLE VOLUMETRIC FLASK, C& | 1X6EA | 1 | 136 | Sigma-Aldrich | CLS5641P25-6EA | https://www.sigmaaldrich.com/LT/en
CLS1000P50-12EA | CORNING(R) REUSABLE BEAKER, LOW FORM, P& | 1X12EA | 1 | 39 | Sigma-Aldrich | CLS1000P50-12EA | https://www.sigmaaldrich.com/LT/en
CLS1003P250-6EA | CORNING(R) REUSABLE BEAKER, LOW FORM, P& | 1X6EA | 1 | 501 | Sigma-Aldrich | CLS1003P250-6EA | https://www.sigmaaldrich.com/LT/en
CLS5640P25-6EA | CORNING(R) REUSABLE VOLUMETRIC FLASK, C& | 1X6EA | 1 | 164 | Sigma-Aldrich | CLS5640P25-6EA | https://www.sigmaaldrich.com/LT/en
CLS5641P1L-3EA | CORNING(R) REUSABLE VOLUMETRIC FLASK, C& | 1X3EA | 1 | 191 | Sigma-Aldrich | CLS5641P1L-3EA | https://www.sigmaaldrich.com/LT/en
CLS1000P400-6EA | CORNING(R) REUSABLE BEAKER, LOW FORM, P& | 1X6EA | 1 | 42 | Sigma-Aldrich | CLS1000P400-6EA | https://www.sigmaaldrich.com/LT/en
Z683752-1EA | ALDRICH(R) MOLARMATIC(TM) GRADUATED CYL& | 1X1EA | 1 | 47 | Sigma-Aldrich | Z683752-1EA | https://www.sigmaaldrich.com/LT/en
Z683760-1SET | ALDRICH(R) MOLARMATIC(TM) GRADUATED CYL& | 1X1SET | 1 | 180 | Sigma-Aldrich | Z683760-1SET | https://www.sigmaaldrich.com/LT/en
Z683205-3EA | NOCHROMIX(R) SAFETY VENT CAPS | 1X3EA | 1 | 92 | Sigma-Aldrich | Z683205-3EA | https://www.sigmaaldrich.com/LT/en
Z683728-12EA | ALDRICH(R) MOLARMATIC(TM) GRADUATED CYL& | 1X12EA | 1 | 406 | Sigma-Aldrich | Z683728-12EA | https://www.sigmaaldrich.com/LT/en
Z683728-1EA | ALDRICH(R) MOLARMATIC(TM) GRADUATED CYL& | 1X1EA | 1 | 47 | Sigma-Aldrich | Z683728-1EA | https://www.sigmaaldrich.com/LT/en
Z683736-12EA | ALDRICH(R) MOLARMATIC(TM) GRADUATED CYL& | 1X12EA | 1 | 406 | Sigma-Aldrich | Z683736-12EA | https://www.sigmaaldrich.com/LT/en
Z683736-1EA | ALDRICH(R) MOLARMATIC(TM) GRADUATED CYL& | 1X1EA | 1 | 47 | Sigma-Aldrich | Z683736-1EA | https://www.sigmaaldrich.com/LT/en
CLS3022P10-12EA | CORNING(R) REUSABLE GRADUATED CYLINDER& | 1X12EA | 1 | 175 | Sigma-Aldrich | CLS3022P10-12EA | https://www.sigmaaldrich.com/LT/en
Z683752-12EA | ALDRICH(R) MOLARMATIC(TM) GRADUATED CYL& | 1X12EA | 1 | 406 | Sigma-Aldrich | Z683752-12EA | https://www.sigmaaldrich.com/LT/en
CLS1000P5L-4EA | CORNING(R) REUSABLE BEAKER, LOW FORM, P& | 1X4EA | 1 | 153 | Sigma-Aldrich | CLS1000P5L-4EA | https://www.sigmaaldrich.com/LT/en
CLS3022P25-12EA | CORNING(R) REUSABLE GRADUATED CYLINDER& | 1X12EA | 1 | 198 | Sigma-Aldrich | CLS3022P25-12EA | https://www.sigmaaldrich.com/LT/en
GBL103310-20EA | CULTUREWELL(TM) CHAMBERED COVERGLASS, 2& | 1X20EA | 1 | 323 | Sigma-Aldrich | GBL103310-20EA | https://www.sigmaaldrich.com/LT/en
GBL103320-20EA | CULTUREWELL(TM) CHAMBERED COVERGLASS, 2& | 1X20EA | 1 | 355 | Sigma-Aldrich | GBL103320-20EA | https://www.sigmaaldrich.com/LT/en
GBL103330-20EA | CULTUREWELL(TM) CHAMBERED COVERGLASS, 3& | 1X20EA | 1 | 323 | Sigma-Aldrich | GBL103330-20EA | https://www.sigmaaldrich.com/LT/en
GBL103350-20EA | CULTUREWELL(TM) CHAMBERED COVERGLASS, 5& | 1X20EA | 1 | 332 | Sigma-Aldrich | GBL103350-20EA | https://www.sigmaaldrich.com/LT/en
GBL103420-10EA | CULTUREWELL(TM) COVERGLASS INSERTS, WIT& | 1X10EA | 1 | 1098 | Sigma-Aldrich | GBL103420-10EA | https://www.sigmaaldrich.com/LT/en
GBL103430-10EA | CULTUREWELL(TM) COVERGLASS INSERTS, WIT& | 1X10EA | 1 | 1098 | Sigma-Aldrich | GBL103430-10EA | https://www.sigmaaldrich.com/LT/en
GBL103440-10EA | CULTUREWELL(TM) COVERGLASS INSERTS, WIT& | 1X10EA | 1 | 1392 | Sigma-Aldrich | GBL103440-10EA | https://www.sigmaaldrich.com/LT/en
GBL103450-10EA | CULTUREWELL(TM) COVERGLASS INSERTS, WIT& | 1X10EA | 1 | 1529 | Sigma-Aldrich | GBL103450-10EA | https://www.sigmaaldrich.com/LT/en
GBL103480-10EA | CULTUREWELL(TM) COVERGLASS INSERTS, WIT& | 1X10EA | 1 | 1559 | Sigma-Aldrich | GBL103480-10EA | https://www.sigmaaldrich.com/LT/en
GBL104418-10EA | MULTISLIP(TM) COVERGLASS INSERTS, WITH & | 1X10EA | 1 | 1108 | Sigma-Aldrich | GBL104418-10EA | https://www.sigmaaldrich.com/LT/en
GBL612103-100PAK | HYBRIWELL(TM) SEALING SYSTEM, SECURESEA& | 1X100PAK | 1 | 562 | Sigma-Aldrich | GBL612103-100PAK | https://www.sigmaaldrich.com/LT/en
GBL664114-50EA | FASTWELLS(TM) REAGENT BARRIERS, 1-32 MM& | 1X50EA | 1 | 209 | Sigma-Aldrich | GBL664114-50EA | https://www.sigmaaldrich.com/LT/en
GBL666503-25EA | PRESS-TO-SEAL SILICONE ISOLATOR, 19 MM & | 1X25EA | 1 | 244 | Sigma-Aldrich | GBL666503-25EA | https://www.sigmaaldrich.com/LT/en
GBL666504-25EA | PRESS-TO-SEAL SILICONE ISOLATOR, 20 MM & | 1X25EA | 1 | 195 | Sigma-Aldrich | GBL666504-25EA | https://www.sigmaaldrich.com/LT/en
GBL666505-25EA | PRESS-TO-SEAL SILICONE ISOLATOR, 8-9 MM& | 1X25EA | 1 | 260 | Sigma-Aldrich | GBL666505-25EA | https://www.sigmaaldrich.com/LT/en
GBL666506-25EA | PRESS-TO-SEAL SILICONE ISOLATOR, 12-4.5& | 1X25EA | 1 | 256 | Sigma-Aldrich | GBL666506-25EA | https://www.sigmaaldrich.com/LT/en
GBL666508-25EA | PRESS-TO-SEAL SILICONE ISOLATOR, 24-2 M& | 1X25EA | 1 | 276 | Sigma-Aldrich | GBL666508-25EA | https://www.sigmaaldrich.com/LT/en
GBL666515-25EA | PRESS-TO-SEAL SILICONE ISOLATOR, 8-7 MM& | 1X25EA | 1 | 291 | Sigma-Aldrich | GBL666515-25EA | https://www.sigmaaldrich.com/LT/en
Z683744-1EA | ALDRICH(R) MOLARMATIC(TM) GRADUATED CYL& | 1X1EA | 1 | 47 | Sigma-Aldrich | Z683744-1EA | https://www.sigmaaldrich.com/LT/en
Z755397-1EA | TUBEROCKER(TM) MINI, 230 V EU PLUG | 1X1EA | 1 | 411 | Sigma-Aldrich | Z755397-1EA | https://www.sigmaaldrich.com/LT/en
Z755583-1EA | FLAT MAT FOR MINI BLOTBOY(TM) | 1X1EA | 1 | 40 | Sigma-Aldrich | Z755583-1EA | https://www.sigmaaldrich.com/LT/en
Z757993-1EA | Q-TUBE(TM) GAS PURGING SET | 1X1EA | 1 | 2499 | Sigma-Aldrich | Z757993-1EA | https://www.sigmaaldrich.com/LT/en
Z758833-1EA | BOLLE COBRA WRAP-AROUND SAFETY SPECTACL& | 1X1EA | 1 | 15 | Sigma-Aldrich | Z758833-1EA | https://www.sigmaaldrich.com/LT/en
Z758884-1EA | BOLLE CONTOUR METAL FRAME SAFETY SPECTA& | 1X1EA | 1 | 24 | Sigma-Aldrich | Z758884-1EA | https://www.sigmaaldrich.com/LT/en
Z758922-1EA | BOLLE RUSH SAFETY SPECTACLES, HD COATED& | 1X1EA | 1 | 16 | Sigma-Aldrich | Z758922-1EA | https://www.sigmaaldrich.com/LT/en
GBL103260-2EA | GRACE BIO-LABS CULTUREWELL(TM) ADAPTER & | 1X2EA | 1 | 84 | Sigma-Aldrich | GBL103260-2EA | https://www.sigmaaldrich.com/LT/en
Z757853-1EA | BIOHIT(R) PICUS ELECTRONIC PIPETTE, SIN& | 1X1EA | 1 | 696 | Sigma-Aldrich | Z757853-1EA | https://www.sigmaaldrich.com/LT/en
Z757918-1EA | BIOHIT(R) PICUS ELECTRONIC PIPETTE, 8 C& | 1X1EA | 1 | 1074 | Sigma-Aldrich | Z757918-1EA | https://www.sigmaaldrich.com/LT/en
CLS480143-1EA | CORNING(R) LSE(TM) COMBINATION ROTOR FO& | 1X1EA | 1 | 1255 | Sigma-Aldrich | CLS480143-1EA | https://www.sigmaaldrich.com/LT/en
CLS3783-10EA | CORNING(R) TRANSWELL(R) HTS RECEIVER, 9& | 1X10EA | 1 | 175 | Sigma-Aldrich | CLS3783-10EA | https://www.sigmaaldrich.com/LT/en
Z755591-1EA | DIMPLED MAT FOR MINI BLOTBOY(TM) | 1X1EA | 1 | 41 | Sigma-Aldrich | Z755591-1EA | https://www.sigmaaldrich.com/LT/en
Z755400-1EA | TUBEROCKER(TM) MINI, 230 V UK PLUG | 1X1EA | 1 | 422 | Sigma-Aldrich | Z755400-1EA | https://www.sigmaaldrich.com/LT/en
CLS431729-120EA | CORNING(R) PET BOTTLES, 30 ML CAPACITY,& | 1X120EA | 1 | 311 | Sigma-Aldrich | CLS431729-120EA | https://www.sigmaaldrich.com/LT/en
Z759821-1EA | KDS STAINLESS STEEL SYRINGES, VOLUME 2.& | 1X1EA | 1 | 903 | Sigma-Aldrich | Z759821-1EA | https://www.sigmaaldrich.com/LT/en
CLS3847-100EA | CORNING(R) 384 WELL MICROPLATE | 1X100EA | 1 | 3775 | Sigma-Aldrich | CLS3847-100EA | https://www.sigmaaldrich.com/LT/en
Z757845-1EA | BIOHIT(R) PICUS ELECTRONIC PIPETTE, SIN& | 1X1EA | 1 | 696 | Sigma-Aldrich | Z757845-1EA | https://www.sigmaaldrich.com/LT/en
Z757861-1EA | BIOHIT(R) PICUS ELECTRONIC PIPETTE, SIN& | 1X1EA | 1 | 696 | Sigma-Aldrich | Z757861-1EA | https://www.sigmaaldrich.com/LT/en
Z757896-1EA | BIOHIT(R) PICUS ELECTRONIC PIPETTE, SIN& | 1X1EA | 1 | 696 | Sigma-Aldrich | Z757896-1EA | https://www.sigmaaldrich.com/LT/en
Z757934-1EA | BIOHIT(R) PICUS ELECTRONIC PIPETTE, 8 C& | 1X1EA | 1 | 1074 | Sigma-Aldrich | Z757934-1EA | https://www.sigmaaldrich.com/LT/en
BAF430000001-2EA | SHELF SET FOR SCIENCEWARE(R) GRANDE DES& | 1X2EA | 1 | 226 | Sigma-Aldrich | BAF430000001-2EA | https://www.sigmaaldrich.com/LT/en
BAF430101010-1EA | SCIENCEWARE(R) GRANDE DESICCATOR, GAS P& | 1X1EA | 1 | 2450 | Sigma-Aldrich | BAF430101010-1EA | https://www.sigmaaldrich.com/LT/en
Z699276-50EA | ANALYTICAL FUNNEL FOR MICROBIOLOGY, DIA& | 1X50EA | 1 | 283 | Sigma-Aldrich | Z699276-50EA | https://www.sigmaaldrich.com/LT/en
Z699292-50EA | ANALYTICAL FUNNEL FOR MICROBIOLOGY, DIA& | 1X50EA | 1 | 317 | Sigma-Aldrich | Z699292-50EA | https://www.sigmaaldrich.com/LT/en
Z699314-50EA | MICROBIOLOGICAL MONITOR | 1X50EA | 1 | 199 | Sigma-Aldrich | Z699314-50EA | https://www.sigmaaldrich.com/LT/en
Z699330-50EA | MICROBIOLOGICAL MONITOR | 1X50EA | 1 | 199 | Sigma-Aldrich | Z699330-50EA | https://www.sigmaaldrich.com/LT/en
Z757969-1EA | BIOHIT(R) PICUS ELECTRONIC PIPETTE, 12 & | 1X1EA | 1 | 1293 | Sigma-Aldrich | Z757969-1EA | https://www.sigmaaldrich.com/LT/en
Z756695-5EA | SCIENCEWARE(R) 50 ML TUBE HOLDER, NON-G& | 1X5EA | 1 | 42 | Sigma-Aldrich | Z756695-5EA | https://www.sigmaaldrich.com/LT/en
Z758868-1EA | BOLLE STRAP CONVERSION KIT FOR COBRA SA& | 1X1EA | 1 | 11 | Sigma-Aldrich | Z758868-1EA | https://www.sigmaaldrich.com/LT/en
Z757942-1EA | BIOHIT(R) PICUS ELECTRONIC PIPETTE, 8 C& | 1X1EA | 1 | 1074 | Sigma-Aldrich | Z757942-1EA | https://www.sigmaaldrich.com/LT/en
Z758957-1EA | BOLLE COVERALL AUTOCLAVE SAFETY GOGGLE& | 1X1EA | 1 | 27 | Sigma-Aldrich | Z758957-1EA | https://www.sigmaaldrich.com/LT/en
Z757977-1EA | BIOHIT(R) PICUS ELECTRONIC PIPETTE, 12 & | 1X1EA | 1 | 1293 | Sigma-Aldrich | Z757977-1EA | https://www.sigmaaldrich.com/LT/en
Z707880-108EA | TPP CULTURE PLATES 96-WELL, ROUND BOTTO& | 1X108EA | 1 | 424 | Sigma-Aldrich | Z707880-108EA | https://www.sigmaaldrich.com/LT/en
Z758108-1EA | WASH-N-DRY(TM) SLIDE RACK | 1X1EA | 1 | 51 | Sigma-Aldrich | Z758108-1EA | https://www.sigmaaldrich.com/LT/en
Z759848-1EA | KDS STAINLESS STEEL SYRINGES, VOLUME 8 & | 1X1EA | 1 | 910 | Sigma-Aldrich | Z759848-1EA | https://www.sigmaaldrich.com/LT/en
Z707902-108EA | TPP CULTURE PLATES 96-WELL, FLAT BOTTOM | 1X108EA | 1 | 424 | Sigma-Aldrich | Z707902-108EA | https://www.sigmaaldrich.com/LT/en
GBL103259-1EA | GRACE BIO-LABS CULTUREWELL(TM) REMOVAL & | 1X1EA | 1 | 60 | Sigma-Aldrich | GBL103259-1EA | https://www.sigmaaldrich.com/LT/en
Z758000-1EA | REPLACEMENT PTFE VALVE PLUG FOR ALDRICH& | 1X1EA | 1 | 65 | Sigma-Aldrich | Z758000-1EA | https://www.sigmaaldrich.com/LT/en
CLS431730-96EA | CORNING(R) PET BOTTLES, 6 ML CAPACITY, & | 1X96EA | 1 | 326 | Sigma-Aldrich | CLS431730-96EA | https://www.sigmaaldrich.com/LT/en
Z761249-1EA | Stuart undergrad hotplate, ceramic top , | 1X1EA | 1 | 480 | Sigma-Aldrich | Z761249-1EA | https://www.sigmaaldrich.com/LT/en
Z761257-1EA | Stuarundergrad stirrer, magnetic, cerami | 1X1EA | 1 | 430 | Sigma-Aldrich | Z761257-1EA | https://www.sigmaaldrich.com/LT/en
Z761265-1EA | Stuartundergrad stirrer hotplate, cerami | 1X1EA | 1 | 587 | Sigma-Aldrich | Z761265-1EA | https://www.sigmaaldrich.com/LT/en
Z761273-1EA | Stuart undergrad hotplate, coated metal | 1X1EA | 1 | 474 | Sigma-Aldrich | Z761273-1EA | https://www.sigmaaldrich.com/LT/en
Z761281-1EA | Stuart undergrad stirrer, magnetic, stai | 1X1EA | 1 | 434 | Sigma-Aldrich | Z761281-1EA | https://www.sigmaaldrich.com/LT/en
Z761303-1EA | Stuart«, undergrad stirre | 1X1EA | 1 | 539 | Sigma-Aldrich | Z761303-1EA | https://www.sigmaaldrich.com/LT/en
Z758078-10EA | BRAND(TM) REPLACEMENT FILTERS FOR PLT(T& | 1X10EA | 1 | 9 | Sigma-Aldrich | Z758078-10EA | https://www.sigmaaldrich.com/LT/en
Z699489-72EA | DILUTION BOTTLE, PHOSPHATE BUFFER, MAGN& | 1X72EA | 1 | 149 | Sigma-Aldrich | Z699489-72EA | https://www.sigmaaldrich.com/LT/en
Z758027-1EA | BRAND(R)PLT UNIT (PIPETTE LEAK TESTING | 1X1EA | 1 | 1102 | Sigma-Aldrich | Z758027-1EA | https://www.sigmaaldrich.com/LT/en
WIMWG1209J1-1EA | MULTI-TUBE JET WASHER/DRYER, 5-POSITIO& | 1X1EA | 1 | 474 | Sigma-Aldrich | WIMWG1209J1-1EA | https://www.sigmaaldrich.com/LT/en
CLS3732-4EA | CORNING(R) CELLSTACK(R) ACCESSORIES, UN& | 1X4EA | 1 | 46 | Sigma-Aldrich | CLS3732-4EA | https://www.sigmaaldrich.com/LT/en
Z758094-1EA | AC ADAPTER FOR BRAND(R) PLT UNIT& | 1X1EA | 1 | 47 | Sigma-Aldrich | Z758094-1EA | https://www.sigmaaldrich.com/LT/en
Z699012-50EA | M-ENDO COLIFORM BROTH. 50 EA | 1X50EA | 1 | 112 | Sigma-Aldrich | Z699012-50EA | https://www.sigmaaldrich.com/LT/en
Z757888-1EA | BIOHIT(R) PICUS ELECTRONIC PIPETTE, SIN& | 1X1EA | 1 | 696 | Sigma-Aldrich | Z757888-1EA | https://www.sigmaaldrich.com/LT/en
Z757950-1EA | BIOHIT(R) PICUS ELECTRONIC PIPETTE, 12 & | 1X1EA | 1 | 1293 | Sigma-Aldrich | Z757950-1EA | https://www.sigmaaldrich.com/LT/en
Z758981-1EA | BOLLE VISOR TO FIT ATOM SAFETY GOGGLE | 1X1EA | 1 | 9 | Sigma-Aldrich | Z758981-1EA | https://www.sigmaaldrich.com/LT/en
Z758906-1EA | BOLLE SILIUM METAL FRAME SAFETY SPECTAC& | 1X1EA | 1 | 18 | Sigma-Aldrich | Z758906-1EA | https://www.sigmaaldrich.com/LT/en
Z758035-1EA | BRAND(R)ADAPTER FOR PLT UNIT (PIPETTE& | 1X1EA | 1 | 30 | Sigma-Aldrich | Z758035-1EA | https://www.sigmaaldrich.com/LT/en
Z707767-72EA | TPP CULTURE PLATES 6-WELL, FLAT BOTTOM,& | 1X72EA | 1 | 299 | Sigma-Aldrich | Z707767-72EA | https://www.sigmaaldrich.com/LT/en
BAF430001010-1EA | SCIENCEWARE(R) GRANDE DESICCATOR, STAND& | 1X1EA | 1 | 2382 | Sigma-Aldrich | BAF430001010-1EA | https://www.sigmaaldrich.com/LT/en
Z699233-50EA | MICROBIOLOGICAL MONITOR | 1X50EA | 1 | 199 | Sigma-Aldrich | Z699233-50EA | https://www.sigmaaldrich.com/LT/en
Z699306-50EA | MICROBIOLOGICAL MONITOR | 1X50EA | 1 | 199 | Sigma-Aldrich | Z699306-50EA | https://www.sigmaaldrich.com/LT/en
WIMWG12091-1EA | MULTI-TUBE JET WASHER/DRYER, 5-POSITIO& | 1X1EA | 1 | 474 | Sigma-Aldrich | WIMWG12091-1EA | https://www.sigmaaldrich.com/LT/en
WIMWG1209J2-1EA | MULTI-TUBE JET WASHER/DRYER, 5-POSITIO& | 1X1EA | 1 | 474 | Sigma-Aldrich | WIMWG1209J2-1EA | https://www.sigmaaldrich.com/LT/en
CLS11410-4EA | CORNING(R) CLOSED SYSTEM ERLENMEYER FLA& | 1X4EA | 1 | 599 | Sigma-Aldrich | CLS11410-4EA | https://www.sigmaaldrich.com/LT/en
Z763128-1EA | PRISM(TM) MINI CENTRIFUGE, 230 V, UK PLU | 1X1EA | 1 | 217 | Sigma-Aldrich | Z763128-1EA | https://www.sigmaaldrich.com/LT/en
Z757926-1EA | BIOHIT(R) PICUS ELECTRONIC PIPETTE, 8 C& | 1X1EA | 1 | 1074 | Sigma-Aldrich | Z757926-1EA | https://www.sigmaaldrich.com/LT/en
Z699322-50EA | MICROBIOLOGICAL MONITOR | 1X50EA | 1 | 199 | Sigma-Aldrich | Z699322-50EA | https://www.sigmaaldrich.com/LT/en
Z707783-72EA | TPP CULTURE PLATES 12-WELL, FLAT BOTTOM& | 1X72EA | 1 | 299 | Sigma-Aldrich | Z707783-72EA | https://www.sigmaaldrich.com/LT/en
Z758965-1EA | BOLLE ATOM SAFETY GOGGLE, CE | 1X1EA | 1 | 16 | Sigma-Aldrich | Z758965-1EA | https://www.sigmaaldrich.com/LT/en
Z758043-1EA | BRAND(TM) PLT(TM) UNIT ADAPTER FOR TEST& | 1X1EA | 1 | 30 | Sigma-Aldrich | Z758043-1EA | https://www.sigmaaldrich.com/LT/en
Z758051-1EA | BRAND(R)MULTI-CHANNEL ADAPTER FOR PLT | 1X1EA | 1 | 96 | Sigma-Aldrich | Z758051-1EA | https://www.sigmaaldrich.com/LT/en
Z757837-1EA | BIOHIT(R) PICUS ELECTRONIC PIPETTE, SIN& | 1X1EA | 1 | 696 | Sigma-Aldrich | Z757837-1EA | https://www.sigmaaldrich.com/LT/en
Z757985-1EA | BIOHIT(R) PICUS ELECTRONIC PIPETTE, 12 & | 1X1EA | 1 | 1293 | Sigma-Aldrich | Z757985-1EA | https://www.sigmaaldrich.com/LT/en
Z699268-50EA | MICROBIOLOGICAL MONITOR | 1X50EA | 1 | 199 | Sigma-Aldrich | Z699268-50EA | https://www.sigmaaldrich.com/LT/en
BR780546-500EA | BRAND(R) MICROCENTRIFUGE TUBE CLEAR PP,& | 1X500EA | 1 | 28 | Sigma-Aldrich | BR780546-500EA | https://www.sigmaaldrich.com/LT/en
BR782901-12EA | BRAND(R) INSERT STRIPS 9 MM FOR 24-/6-W& | 1X12EA | 1 | 354 | Sigma-Aldrich | BR782901-12EA | https://www.sigmaaldrich.com/LT/en
BR782866-48EA | BRAND(R) INSERT-SINGLE 13 MM FOR 24-/6-& | 1X48EA | 1 | 308 | Sigma-Aldrich | BR782866-48EA | https://www.sigmaaldrich.com/LT/en
BR782910-12EA | BRAND(R) INSERT STRIPS 9 MM FOR 24-/6-W& | 1X12EA | 1 | 295 | Sigma-Aldrich | BR782910-12EA | https://www.sigmaaldrich.com/LT/en
BR780536-500EA | BRAND(R) MICROCENTRIFUGE TUBE CLEAR PP,& | 1X500EA | 1 | 27 | Sigma-Aldrich | BR780536-500EA | https://www.sigmaaldrich.com/LT/en
BR782806-48EA | BRAND(R) INSERT-SINGLE 13 MM FOR 24-/6-& | 1X48EA | 1 | 308 | Sigma-Aldrich | BR782806-48EA | https://www.sigmaaldrich.com/LT/en
BR781419-1EA | CAP TOOL FOR ATTACHING AND DETACHING CA& | 1X1EA | 1 | 43 | Sigma-Aldrich | BR781419-1EA | https://www.sigmaaldrich.com/LT/en
Z741380-1EA | ACCURIS(TM) COMPACT BALANCE, 120 GRAMS,& | 1X1EA | 1 | 322 | Sigma-Aldrich | Z741380-1EA | https://www.sigmaaldrich.com/LT/en
Z741390-1EA | ACCURIS(TM) COMPACT BALANCE, 1200 GRAMS& | 1X1EA | 1 | 412 | Sigma-Aldrich | Z741390-1EA | https://www.sigmaaldrich.com/LT/en
Z741407-1EA | VORNADO(TM) VORTEXER, GREEN CUP HEAD 23& | 1X1EA | 1 | 235 | Sigma-Aldrich | Z741407-1EA | https://www.sigmaaldrich.com/LT/en
Z741386-1EA | ACCURIS(TM) COMPACT BALANCE, 500 GRAMS,& | 1X1EA | 1 | 371 | Sigma-Aldrich | Z741386-1EA | https://www.sigmaaldrich.com/LT/en
Z741413-1EA | VORNADO(TM) VORTEXER, PURPLE CUP HEAD 2& | 1X1EA | 1 | 247 | Sigma-Aldrich | Z741413-1EA | https://www.sigmaaldrich.com/LT/en
Z741433-1EA | MYBATH(TM) TEST TUBE RACK FOR 15 X 50 M& | 1X1EA | 1 | 107 | Sigma-Aldrich | Z741433-1EA | https://www.sigmaaldrich.com/LT/en
Z741385-1EA | ACCURIS(TM) COMPACT BALANCE, 500 GRAMS,& | 1X1EA | 1 | 359 | Sigma-Aldrich | Z741385-1EA | https://www.sigmaaldrich.com/LT/en
Z741411-1EA | VORNADO(TM) VORTEXER, BLUE CUP HEAD 230& | 1X1EA | 1 | 247 | Sigma-Aldrich | Z741411-1EA | https://www.sigmaaldrich.com/LT/en
Z741432-1EA | MYBATH(TM) TEST TUBE RACK FOR 41 X 15 M& | 1X1EA | 1 | 107 | Sigma-Aldrich | Z741432-1EA | https://www.sigmaaldrich.com/LT/en
Z741379-1EA | ACCURIS(TM) COMPACT BALANCE, 120 GRAMS,& | 1X1EA | 1 | 309 | Sigma-Aldrich | Z741379-1EA | https://www.sigmaaldrich.com/LT/en
Z741376-1EA | ACCURIS(TM) PRECISION BALANCE, 5000 GRA& | 1X1EA | 1 | 1578 | Sigma-Aldrich | Z741376-1EA | https://www.sigmaaldrich.com/LT/en
Z741428-1EA | MYBATH(TM) WATERBATH, 2 L, 230 V GB PLUG | 1X1EA | 1 | 705 | Sigma-Aldrich | Z741428-1EA | https://www.sigmaaldrich.com/LT/en
Z741420-1EA | RACKS FOR SB-12L SHAKING WATER BATH,1.5/ | 1X1EA | 1 | 98 | Sigma-Aldrich | Z741420-1EA | https://www.sigmaaldrich.com/LT/en
Z741425-1EA | MYBATH(TM) WATERBATH, 8 L, 230 V EURO P& | 1X1EA | 1 | 1127 | Sigma-Aldrich | Z741425-1EA | https://www.sigmaaldrich.com/LT/en
Z741408-1EA | VORNADO(TM) VORTEXER, PURPLE CUP HEAD 2& | 1X1EA | 1 | 235 | Sigma-Aldrich | Z741408-1EA | https://www.sigmaaldrich.com/LT/en
Z741377-1EA | ACCURIS(TM) PRECISION BALANCE, 5000 GRA& | 1X1EA | 1 | 1588 | Sigma-Aldrich | Z741377-1EA | https://www.sigmaaldrich.com/LT/en
Z741412-1EA | VORNADO(TM) VORTEXER, GREEN CUP HEAD 23& | 1X1EA | 1 | 247 | Sigma-Aldrich | Z741412-1EA | https://www.sigmaaldrich.com/LT/en
Z620181-250EA | SCHOTT(R) DISPOSABLE CULTURE TUBES, H 10 | 1X250EA | 1 | 26 | Sigma-Aldrich | Z620181-250EA | https://www.sigmaaldrich.com/LT/en
BR781414-300EA | BRAND(R) PCR CAPS STRIPS, DOMED | 1X300EA | 1 | 97 | Sigma-Aldrich | BR781414-300EA | https://www.sigmaaldrich.com/LT/en
BR782876-48EA | BRAND(R) INSERT-SINGLE 13 MM FOR 24-/6-& | 1X48EA | 1 | 308 | Sigma-Aldrich | BR782876-48EA | https://www.sigmaaldrich.com/LT/en
BR782826-48EA | BRAND(R) INSERT-SINGLE 13 MM FOR 24-/6-& | 1X48EA | 1 | 308 | Sigma-Aldrich | BR782826-48EA | https://www.sigmaaldrich.com/LT/en
BR782900-12EA | BRAND(R) INSERT STRIPS 9 MM FOR 24-/6-W& | 1X12EA | 1 | 295 | Sigma-Aldrich | BR782900-12EA | https://www.sigmaaldrich.com/LT/en
BR782846-48EA | BRAND(R) INSERT-SINGLE 13 MM FOR 24-/6-& | 1X48EA | 1 | 308 | Sigma-Aldrich | BR782846-48EA | https://www.sigmaaldrich.com/LT/en
BR781413-300EA | BRAND(R) PCR CAPS STRIPS, FLAT | 1X300EA | 1 | 97 | Sigma-Aldrich | BR781413-300EA | https://www.sigmaaldrich.com/LT/en
BR782816-48EA | BRAND(R) INSERT-SINGLE 13 MM FOR 24-/6-& | 1X48EA | 1 | 308 | Sigma-Aldrich | BR782816-48EA | https://www.sigmaaldrich.com/LT/en
Z741410-1EA | VORNADO(TM) VORTEXER, STANDARD GRAY CUP& | 1X1EA | 1 | 247 | Sigma-Aldrich | Z741410-1EA | https://www.sigmaaldrich.com/LT/en
Z741348-1EA | ACCURIS(TM) ANALYTICAL BALANCE, 120 GRA& | 1X1EA | 1 | 1980 | Sigma-Aldrich | Z741348-1EA | https://www.sigmaaldrich.com/LT/en
Z741429-1EA | MYBATH(TM) WATERBATH, 8 L, 230 V GB PLUG | 1X1EA | 1 | 1137 | Sigma-Aldrich | Z741429-1EA | https://www.sigmaaldrich.com/LT/en
Z741414-1EA | VORNADO(TM) VORTEXER, RED CUP HEAD 230 & | 1X1EA | 1 | 247 | Sigma-Aldrich | Z741414-1EA | https://www.sigmaaldrich.com/LT/en
Z741382-1EA | ACCURIS(TM) COMPACT BALANCE, 300 GRAMS,& | 1X1EA | 1 | 359 | Sigma-Aldrich | Z741382-1EA | https://www.sigmaaldrich.com/LT/en
Z741409-1EA | VORNADO(TM) VORTEXER, RED CUP HEAD 230 & | 1X1EA | 1 | 235 | Sigma-Aldrich | Z741409-1EA | https://www.sigmaaldrich.com/LT/en
Z741430-1EA | MYBATH(TM) WATERBATH, 12 L, 230 V GB PL& | 1X1EA | 1 | 1294 | Sigma-Aldrich | Z741430-1EA | https://www.sigmaaldrich.com/LT/en
Z741406-1EA | VORNADO(TM) VORTEXER, BLUE CUP HEAD 230& | 1X1EA | 1 | 235 | Sigma-Aldrich | Z741406-1EA | https://www.sigmaaldrich.com/LT/en
Z741393-1EA | ACCURIS(TM) COMPACT BALANCE, 5000 GRAMS& | 1X1EA | 1 | 412 | Sigma-Aldrich | Z741393-1EA | https://www.sigmaaldrich.com/LT/en
Z741431-1EA | MYBATH(TM) TEST TUBE RACK FOR 40 X 1.5/& | 1X1EA | 1 | 93 | Sigma-Aldrich | Z741431-1EA | https://www.sigmaaldrich.com/LT/en
Z741392-1EA | ACCURIS(TM) COMPACT BALANCE, 5000 GRAMS& | 1X1EA | 1 | 399 | Sigma-Aldrich | Z741392-1EA | https://www.sigmaaldrich.com/LT/en
Z741383-1EA | ACCURIS(TM) COMPACT BALANCE, 300 GRAMS,& | 1X1EA | 1 | 371 | Sigma-Aldrich | Z741383-1EA | https://www.sigmaaldrich.com/LT/en
Z741397-1EA | ACCURIS(TM) COMPACT BALANCE, 10000 GRAM& | 1X1EA | 1 | 548 | Sigma-Aldrich | Z741397-1EA | https://www.sigmaaldrich.com/LT/en
Z741424-1EA | MYBATH(TM) WATERBATH, 2 L, 230 V EURO P& | 1X1EA | 1 | 692 | Sigma-Aldrich | Z741424-1EA | https://www.sigmaaldrich.com/LT/en
Z741419-1EA | RACKS FOR SB-12L SHAKING WATER BATH,1.5/ | 1X1EA | 1 | 98 | Sigma-Aldrich | Z741419-1EA | https://www.sigmaaldrich.com/LT/en
Z741389-1EA | ACCURIS(TM) COMPACT BALANCE, 1200 GRAMS& | 1X1EA | 1 | 399 | Sigma-Aldrich | Z741389-1EA | https://www.sigmaaldrich.com/LT/en
Z741405-1EA | VORNADO(TM) VORTEXER, STANDARD GRAY CUP& | 1X1EA | 1 | 235 | Sigma-Aldrich | Z741405-1EA | https://www.sigmaaldrich.com/LT/en
Z741696-100EA | NALGENE(R) SYRINGE FILTER, STERILE, PSE& | 1X100EA | 1 | 340 | Sigma-Aldrich | Z741696-100EA | https://www.sigmaaldrich.com/LT/en
Z741365-1EA | ACCURIS(TM) PRECISION BALANCE, 320 GRAM& | 1X1EA | 1 | 1118 | Sigma-Aldrich | Z741365-1EA | https://www.sigmaaldrich.com/LT/en
Z741427-1EA | MYBATH(TM) WATERBATH, 12 L, 230 V EURO & | 1X1EA | 1 | 1284 | Sigma-Aldrich | Z741427-1EA | https://www.sigmaaldrich.com/LT/en
Z741435-1EA | MYBATH(TM) TEST TUBE RACK FOR 76 X 15 M& | 1X1EA | 1 | 205 | Sigma-Aldrich | Z741435-1EA | https://www.sigmaaldrich.com/LT/en
EP5810718007-1EA | EPPENDORF(R) SWING-BUCKET ROTOR A-4-81,& | 1X1EA | 1 | 2842 | Sigma-Aldrich | EP5810718007-1EA | https://www.sigmaaldrich.com/LT/en
EP5810725003-1EA | EPPENDORF(R) SWING-BUCKET ROTOR A-4-81-& | 1X1EA | 1 | 2842 | Sigma-Aldrich | EP5810725003-1EA | https://www.sigmaaldrich.com/LT/en
EP6710868008-1EA | EPPENDORF(R) RETROFITTABLE 8-SPLIT GLAS& | 1X1EA | 1 | 2503 | Sigma-Aldrich | EP6710868008-1EA | https://www.sigmaaldrich.com/LT/en
EP5427700005-1EA | EPPENDORF(R) ROTOR A-2-MTP, INCL. 2X MT& | 1X1EA | 1 | 1353 | Sigma-Aldrich | EP5427700005-1EA | https://www.sigmaaldrich.com/LT/en
EP5427716009-1EA | EPPENDORF(R) ROTOR F-35-6-30, INCL. ROT& | 1X1EA | 1 | 1353 | Sigma-Aldrich | EP5427716009-1EA | https://www.sigmaaldrich.com/LT/en
EP5490045009-1EA | EPPENDORF(R) ROTOR A-2-VC, 2 X 96X0.2 M& | 1X1EA | 1 | 1118 | Sigma-Aldrich | EP5490045009-1EA | https://www.sigmaaldrich.com/LT/en
EP5702720003-1EA | EPPENDORF(R) SWING-BUCKET ROTOR A-4-38,& | 1X1EA | 1 | 1069 | Sigma-Aldrich | EP5702720003-1EA | https://www.sigmaaldrich.com/LT/en
EP5804709004-1EA | EPPENDORF(R) SWING BUCKET ROTOR A-4-44,& | 1X1EA | 1 | 1402 | Sigma-Aldrich | EP5804709004-1EA | https://www.sigmaaldrich.com/LT/en
EP5804719000-1EA | EPPENDORF(R) SWING BUCKET ROTOR A-4-44 & | 1X1EA | 1 | 1686 | Sigma-Aldrich | EP5804719000-1EA | https://www.sigmaaldrich.com/LT/en
EP5804727002-1EA | EPPENDORF(R) FIXED-ANGLE ROTOR F-34-6-3& | 1X1EA | 1 | 1960 | Sigma-Aldrich | EP5804727002-1EA | https://www.sigmaaldrich.com/LT/en
EP5804730003-1EA | EPPENDORF(R) DRUM ROTOR T 60-11, INCL. & | 1X1EA | 1 | 1578 | Sigma-Aldrich | EP5804730003-1EA | https://www.sigmaaldrich.com/LT/en
EP5804740009-1EA | EPPENDORF(R) DEEPWELL PLATE ROTOR A-2-D& | 1X1EA | 1 | 1784 | Sigma-Aldrich | EP5804740009-1EA | https://www.sigmaaldrich.com/LT/en
EP5810702003-4EA | EPPENDORF(R) MTP-BUCKETS RETROFIT KIT, & | 1X4EA | 1 | 1157 | Sigma-Aldrich | EP5810702003-4EA | https://www.sigmaaldrich.com/LT/en
EP5810709008-1EA | EPPENDORF(R) SWING-BUCKET ROTOR A-4-62,& | 1X1EA | 1 | 1941 | Sigma-Aldrich | EP5810709008-1EA | https://www.sigmaaldrich.com/LT/en
EP5810711002-1EA | EPPENDORF(R) SWING-BUCKET ROTOR, A-4-62& | 1X1EA | 1 | 1853 | Sigma-Aldrich | EP5810711002-1EA | https://www.sigmaaldrich.com/LT/en
EP5810730007-4EA | EPPENDORF(R) RECTANGULAR BUCKETS 500 ML& | 1X4EA | 1 | 1843 | Sigma-Aldrich | EP5810730007-4EA | https://www.sigmaaldrich.com/LT/en
EP5810741009-4EA | EPPENDORF(R) MTP FLEX BUCKET, RETROFIT & | 1X4EA | 1 | 1470 | Sigma-Aldrich | EP5810741009-4EA | https://www.sigmaaldrich.com/LT/en
EP5810743001-1EA | EPPENDORF(R) SWING-BUCKET ROTOR A-4-81,& | 1X1EA | 1 | 1343 | Sigma-Aldrich | EP5810743001-1EA | https://www.sigmaaldrich.com/LT/en
EP5820743000-4EA | EPPENDORF(R) PLATE BUCKETS (AEROSOL-TIG& | 1X4EA | 1 | 1470 | Sigma-Aldrich | EP5820743000-4EA | https://www.sigmaaldrich.com/LT/en
EP5820757000-4EA | EPPENDORF(R) PLATE BUCKET (OPEN), FOR R& | 1X4EA | 1 | 1686 | Sigma-Aldrich | EP5820757000-4EA | https://www.sigmaaldrich.com/LT/en
EP5825730003-4EA | EPPENDORF(R) BUCKETS FOR 7 X 50 ML FALC& | 1X4EA | 1 | 1725 | Sigma-Aldrich | EP5825730003-4EA | https://www.sigmaaldrich.com/LT/en
EP6131928007-1EA | EPPENDORF(R) SEKUNDARY UV-VIS-FILTER& | 1X1EA | 1 | 1568 | Sigma-Aldrich | EP6131928007-1EA | https://www.sigmaaldrich.com/LT/en
MT30137806-1EA | Mettler Toledo Seven2Go(TM) DC wallplug | 1X1EA | 1 | 40 | Sigma-Aldrich | MT30137806-1EA | https://www.sigmaaldrich.com/LT/en
MT30207956-1KIT | Mettler Toledo Seven2Go(TM) portable con | 1X1KIT | 1 | 990 | Sigma-Aldrich | MT30207956-1KIT | https://www.sigmaaldrich.com/LT/en
MT30122300-1EA | Mettler Toledo Seven2Go(TM) uGo(TM) carr | 1X1EA | 1 | 139 | Sigma-Aldrich | MT30122300-1EA | https://www.sigmaaldrich.com/LT/en
MT30130862-1EA | SevenCompact(TM) pH meter S210, meter on | 1X1EA | 1 | 936 | Sigma-Aldrich | MT30130862-1EA | https://www.sigmaaldrich.com/LT/en
MT30207939-1KIT | Mettler Toledo Seven2Go(TM) Pro portable | 1X1KIT | 1 | 1970 | Sigma-Aldrich | MT30207939-1KIT | https://www.sigmaaldrich.com/LT/en
MT30207970-1KIT | Mettler Toledo Seven2Go(TM) Pro portable | 1X1KIT | 1 | 1069 | Sigma-Aldrich | MT30207970-1KIT | https://www.sigmaaldrich.com/LT/en
MT30130864-1EA | SevenCompact(TM) pH meter S210, biotechn | 1X1EA | 1 | 1323 | Sigma-Aldrich | MT30130864-1EA | https://www.sigmaaldrich.com/LT/en
MT30207953-1KIT | Mettler Toledo Seven2Go(TM) portable pH/ | 1X1KIT | 1 | 651 | Sigma-Aldrich | MT30207953-1KIT | https://www.sigmaaldrich.com/LT/en
MT30207972-1KIT | Mettler Toledo Seven2Go(TM) Pro portable | 1X1KIT | 1 | 1931 | Sigma-Aldrich | MT30207972-1KIT | https://www.sigmaaldrich.com/LT/en
MT30207873-1KIT | Mettler Toledo Seven2Go(TM) Pro portable | 1X1KIT | 1 | 1490 | Sigma-Aldrich | MT30207873-1KIT | https://www.sigmaaldrich.com/LT/en
MT30207958-1KIT | Mettler Toledo Seven2Go(TM) portable DO | 1X1KIT | 1 | 675 | Sigma-Aldrich | MT30207958-1KIT | https://www.sigmaaldrich.com/LT/en
MT30207960-1KIT | Mettler Toledo Seven2Go(TM) portable DO | 1X1KIT | 1 | 1216 | Sigma-Aldrich | MT30207960-1KIT | https://www.sigmaaldrich.com/LT/en
MT30207874-1KIT | Mettler Toledo Seven2Go(TM) Pro portable | 1X1KIT | 1 | 960 | Sigma-Aldrich | MT30207874-1KIT | https://www.sigmaaldrich.com/LT/en
MT30207959-1KIT | Mettler Toledo Seven2Go(TM) portable DO | 1X1KIT | 1 | 1147 | Sigma-Aldrich | MT30207959-1KIT | https://www.sigmaaldrich.com/LT/en
MT30122304-1EA | Mettler Toledo Seven2Go(TM) wrist strap | 1X1EA | 1 | 13 | Sigma-Aldrich | MT30122304-1EA | https://www.sigmaaldrich.com/LT/en
MT30207950-1KIT | Mettler Toledo Seven2Go(TM) portable pH/ | 1X1KIT | 1 | 738 | Sigma-Aldrich | MT30207950-1KIT | https://www.sigmaaldrich.com/LT/en
Z741073-100EA | MINIPAX(R) ABSORBENT PACKETS, SILICA GE& | 1X100EA | 1 | 15 | Sigma-Aldrich | Z741073-100EA | https://www.sigmaaldrich.com/LT/en
Z741038-100EA | SLEEVE STOPPER SEPTA, WHITE, BOTTOM I.D& | 1X100EA | 1 | 48 | Sigma-Aldrich | Z741038-100EA | https://www.sigmaaldrich.com/LT/en
ALDR341261-1EA | ALDRICH(R) KUGELROHR DRIVE ADAPTER, ALU& | 1X1EA | 1 | 183 | Sigma-Aldrich | ALDR341261-1EA | https://www.sigmaaldrich.com/LT/en
MT30207877-1KIT | Mettler Toledo Seven2Go(TM) Pro portable | 1X1KIT | 1 | 1206 | Sigma-Aldrich | MT30207877-1KIT | https://www.sigmaaldrich.com/LT/en
MT30207961-1KIT | Mettler Toledo Seven2Go(TM) Pro portable | 1X1KIT | 1 | 1020 | Sigma-Aldrich | MT30207961-1KIT | https://www.sigmaaldrich.com/LT/en
MT30122303-1EA | Mettler Toledo Seven2Go(TM) benchtop bas | 1X1EA | 1 | 15 | Sigma-Aldrich | MT30122303-1EA | https://www.sigmaaldrich.com/LT/en
MT30207971-1KIT | Mettler Toledo Seven2Go(TM) Pro portable | 1X1KIT | 1 | 1872 | Sigma-Aldrich | MT30207971-1KIT | https://www.sigmaaldrich.com/LT/en
MT30207879-1KIT | Mettler Toledo Seven2Go(TM) Pro portable | 1X1KIT | 1 | 1637 | Sigma-Aldrich | MT30207879-1KIT | https://www.sigmaaldrich.com/LT/en
Z741039-100EA | SLEEVE STOPPER SEPTA, RED, BOTTOM I.D. & | 1X100EA | 1 | 48 | Sigma-Aldrich | Z741039-100EA | https://www.sigmaaldrich.com/LT/en
Z336807-1EA | PLASTIBRAND(R) IMHOFF SEDIMENTATION CON& | 1X1EA | 1 | 34 | Sigma-Aldrich | Z336807-1EA | https://www.sigmaaldrich.com/LT/en
MT30137807-1EA | Mettler Toledo Seven2Go(TM) Micro-USB to | 1X1EA | 1 | 26 | Sigma-Aldrich | MT30137807-1EA | https://www.sigmaaldrich.com/LT/en
MT30207957-1KIT | Mettler Toledo Seven2Go(TM) portable con | 1X1KIT | 1 | 1069 | Sigma-Aldrich | MT30207957-1KIT | https://www.sigmaaldrich.com/LT/en
ALD00000274-24EA | TITANIUM DISC, MEDICAL GRADE, 1 IN. DIA& | 1X24EA | 1 | 178 | Sigma-Aldrich | ALD00000274-24EA | https://www.sigmaaldrich.com/LT/en
CLS3023250-12EA | PYREX(R) CLASS A DOUBLE METRIC SCALE GR& | 1X12EA | 1 | 707 | Sigma-Aldrich | CLS3023250-12EA | https://www.sigmaaldrich.com/LT/en
MT30207878-1KIT | Mettler Toledo Seven2Go(TM) Pro portable | 1X1KIT | 1 | 1294 | Sigma-Aldrich | MT30207878-1KIT | https://www.sigmaaldrich.com/LT/en
MT30207962-1KIT | Mettler Toledo Seven2Go(TM) Pro portable | 1X1KIT | 1 | 1353 | Sigma-Aldrich | MT30207962-1KIT | https://www.sigmaaldrich.com/LT/en
MT30130865-1EA | SevenCompact(TM) pH meter S210, non-ISM | 1X1EA | 1 | 1127 | Sigma-Aldrich | MT30130865-1EA | https://www.sigmaaldrich.com/LT/en
MT30207954-1KIT | Mettler Toledo Seven2Go(TM) portable con | 1X1KIT | 1 | 639 | Sigma-Aldrich | MT30207954-1KIT | https://www.sigmaaldrich.com/LT/en
MT30137805-1EA | Mettler Toledo Seven2Go(TM) electrode cl | 1X1EA | 1 | 20 | Sigma-Aldrich | MT30137805-1EA | https://www.sigmaaldrich.com/LT/en
MT30207955-1KIT | Mettler Toledo Seven2Go(TM) portable con | 1X1KIT | 1 | 941 | Sigma-Aldrich | MT30207955-1KIT | https://www.sigmaaldrich.com/LT/en
MT30130863-1EA | SevenCompact(TM) pH meter S210, standard | 1X1EA | 1 | 1235 | Sigma-Aldrich | MT30130863-1EA | https://www.sigmaaldrich.com/LT/en
MT30207952-1KIT | Mettler Toledo Seven2Go(TM) portable pH/ | 1X1KIT | 1 | 860 | Sigma-Aldrich | MT30207952-1KIT | https://www.sigmaaldrich.com/LT/en
ALDR341260-1EA | ALDRICH(R) KUGELROHR DRIVE ADAPTER NUT,& | 1X1EA | 1 | 96 | Sigma-Aldrich | ALDR341260-1EA | https://www.sigmaaldrich.com/LT/en
AXYGD1D | CORNING(R) AXYGEN(R) TOTAL LAB 1D SOFTW& | 1X1EA | 1 | 951 | Sigma-Aldrich | AXYGD1D | https://www.sigmaaldrich.com/LT/en
AXYGD1DN | CORNING(R) AXYGEN(R) TOTAL LAB 1D SOFTW& | 1X1EA | 1 | 2218 | Sigma-Aldrich | AXYGD1DN | https://www.sigmaaldrich.com/LT/en
AXYGDBLBLUE | CORNING(R) AXYGEN(R) BLUE FILTER FOR GD& | 1X1EA | 1 | 1524 | Sigma-Aldrich | AXYGDBLBLUE | https://www.sigmaaldrich.com/LT/en
AXYGDBLCS | CORNING(R) AXYGEN(R) BLUE LIGHT CONVERS& | 1X1EA | 1 | 968 | Sigma-Aldrich | AXYGDBLCS | https://www.sigmaaldrich.com/LT/en
AXYGDBLGREEN | CORNING(R) AXYGEN(R) GREEN FILTER FOR G& | 1X1EA | 1 | 1479 | Sigma-Aldrich | AXYGDBLGREEN | https://www.sigmaaldrich.com/LT/en
AXYGDGCS | CORNING(R) AXYGEN(R) GEL CUTTING SURFAC& | 1X1EA | 1 | 258 | Sigma-Aldrich | AXYGDGCS | https://www.sigmaaldrich.com/LT/en
AXYGDGCT | CORNING(R) AXYGEN(R) GEL CARRYING TRAY& | 1X1EA | 1 | 256 | Sigma-Aldrich | AXYGDGCT | https://www.sigmaaldrich.com/LT/en
AXYGDOG | CORNING(R) AXYGEN(R) ORANGE GLASSES FOR& | 1X1EA | 1 | 154 | Sigma-Aldrich | AXYGDOG | https://www.sigmaaldrich.com/LT/en
AXYGDPAPER | CORNING(R) AXYGEN(R) THERMAL PAPER FOR & | 1X1EA | 1 | 226 | Sigma-Aldrich | AXYGDPAPER | https://www.sigmaaldrich.com/LT/en
AXYGDPRT | CORNING(R) AXYGEN(R) THERMAL PRINTER P9& | 1X1EA | 1 | 1972 | Sigma-Aldrich | AXYGDPRT | https://www.sigmaaldrich.com/LT/en
AXYGDUSBMK | CORNING(R) AXYGEN(R) USB MOUSE/KEYBOARD& | 1X1EA | 1 | 247 | Sigma-Aldrich | AXYGDUSBMK | https://www.sigmaaldrich.com/LT/en
AXYGDUSBS | CORNING(R) AXYGEN(R) USB SPLITTER FOR A& | 1X1EA | 1 | 154 | Sigma-Aldrich | AXYGDUSBS | https://www.sigmaaldrich.com/LT/en
AXYGDWLCS | CORNING(R) AXYGEN(R) WHITE LIGHT CONVER& | 1X1EA | 1 | 472 | Sigma-Aldrich | AXYGDWLCS | https://www.sigmaaldrich.com/LT/en
AXYHT1000CBKHTR5 | AXYGEN 1000UL HAMILTON CO-RE STLYE LIQUI | 1X1EA | 1 | 527 | Sigma-Aldrich | AXYHT1000CBKHTR5 | https://www.sigmaaldrich.com/LT/en
AXYHT1000CBKHTRS | AXYGEN CO-RE STYLE LIQUID LEVEL SENSING | 1X1EA | 1 | 231 | Sigma-Aldrich | AXYHT1000CBKHTRS | https://www.sigmaaldrich.com/LT/en
AXYHT1000CBKHTRS5 | CORNING(R) AXYGEN(R) STERILE HAMILTON C& | 1X1EA | 1 | 578 | Sigma-Aldrich | AXYHT1000CBKHTRS5 | https://www.sigmaaldrich.com/LT/en
AXYHT1000CHTRS5 | CORNING(R) AXYGEN(R) HAMILTON CO-RE STL& | 1X1EA | 1 | 578 | Sigma-Aldrich | AXYHT1000CHTRS5 | https://www.sigmaaldrich.com/LT/en
AXYHT10CBKHTRS5 | CORNING(R) AXYGEN(R) HAMILTON CO-RE STL& | 1X1EA | 1 | 865 | Sigma-Aldrich | AXYHT10CBKHTRS5 | https://www.sigmaaldrich.com/LT/en
AXYHT300CBKHTR5 | CORNING(R) AXYGEN(R) HAMILTON CO-RE STL& | 1X1EA | 1 | 793 | Sigma-Aldrich | AXYHT300CBKHTR5 | https://www.sigmaaldrich.com/LT/en
AXYHT300CBKHTRS | AXYGEN CO-RE STYLE LIQUID LEVEL SENSING | 1X1EA | 1 | 345 | Sigma-Aldrich | AXYHT300CBKHTRS | https://www.sigmaaldrich.com/LT/en
AXYHT300CBKHTRS5 | CORNING(R) AXYGEN(R) HAMILTON CO-RE STL& | 1X1EA | 1 | 865 | Sigma-Aldrich | AXYHT300CBKHTRS5 | https://www.sigmaaldrich.com/LT/en
AXYHT50CBKHTRS5 | CORNING(R) AXYGEN(R) HAMILTON CO-RE STL& | 1X1EA | 1 | 865 | Sigma-Aldrich | AXYHT50CBKHTRS5 | https://www.sigmaaldrich.com/LT/en
AXYHTF1000CBKHTRS | AXYGEN CO-RE STYLE LIQUID LEVEL SENSING | 1X1EA | 1 | 273 | Sigma-Aldrich | AXYHTF1000CBKHTRS | https://www.sigmaaldrich.com/LT/en
AXYHTF1000CBKHTRS5 | CORNING(R) AXYGEN(R) HAMILTON CO-RE STY& | 1X1EA | 1 | 680 | Sigma-Aldrich | AXYHTF1000CBKHTRS5 | https://www.sigmaaldrich.com/LT/en
AXYHTF1000CHTRS5 | CORNING(R) AXYGEN(R) HAMILTON CO-RE STY& | 1X1EA | 1 | 680 | Sigma-Aldrich | AXYHTF1000CHTRS5 | https://www.sigmaaldrich.com/LT/en
AXYHTF10CBKHTRS | AXYGEN CO-RE STYLE LIQUID LEVEL SENSING | 1X1EA | 1 | 407 | Sigma-Aldrich | AXYHTF10CBKHTRS | https://www.sigmaaldrich.com/LT/en
AXYHTF10CBKHTRS5 | CORNING(R) AXYGEN(R) 10UL STERILE HAMIL& | 1X1EA | 1 | 1019 | Sigma-Aldrich | AXYHTF10CBKHTRS5 | https://www.sigmaaldrich.com/LT/en
AXYHTF300CBKHTRS | AXYGEN CO-RE STYLE LIQUID LEVEL SENSING | 1X1EA | 1 | 407 | Sigma-Aldrich | AXYHTF300CBKHTRS | https://www.sigmaaldrich.com/LT/en
AXYHTF300CBKHTRS5 | CORNING(R) AXYGEN(R) HAMILTON CO-RE STY& | 1X1EA | 1 | 1019 | Sigma-Aldrich | AXYHTF300CBKHTRS5 | https://www.sigmaaldrich.com/LT/en
AXYHTF300CHTRS5 | CORNING(R) AXYGEN(R) HAMILTON CO-RE STY& | 1X1EA | 1 | 1019 | Sigma-Aldrich | AXYHTF300CHTRS5 | https://www.sigmaaldrich.com/LT/en
AXYHTF50CBKHTRS | AXYGEN CO-RE STYLE LIQUID LEVEL SENSING | 1X1EA | 1 | 407 | Sigma-Aldrich | AXYHTF50CBKHTRS | https://www.sigmaaldrich.com/LT/en
AXYHTF50CBKHTRS5 | CORNING(R) AXYGEN(R) HAMILTON CO-RE STY& | 1X1EA | 1 | 1019 | Sigma-Aldrich | AXYHTF50CBKHTRS5 | https://www.sigmaaldrich.com/LT/en
AXYPCR0208CPC100 | CORNING(R) AXYGEN(R) PCR TUBE STRIPS AN& | 1X1EA | 1 | 199 | Sigma-Aldrich | AXYPCR0208CPC100 | https://www.sigmaaldrich.com/LT/en
AXYPCR384M2CPBC | CORNING(R) AXYGEN(R) 384 WELL POLYPROPY& | 1X1EA | 1 | 457 | Sigma-Aldrich | AXYPCR384M2CPBC | https://www.sigmaaldrich.com/LT/en
AXYPCR96LC480WNF | PCR MICROPLATE FOR ROCHE(R) 480 LIGHT CY | 1X1EA | 1 | 286 | Sigma-Aldrich | AXYPCR96LC480WNF | https://www.sigmaaldrich.com/LT/en
AXYPCR96LPABCPBC | CORNING(R) AXYGEN(R) 96 WELL POLYPROPYL& | 1X1EA | 1 | 951 | Sigma-Aldrich | AXYPCR96LPABCPBC | https://www.sigmaaldrich.com/LT/en
AXYPCR96M2HSCPBC | CORNING(R) AXYGEN(R) 96 WELL POLYPROPYL& | 1X1EA | 1 | 480 | Sigma-Aldrich | AXYPCR96M2HSCPBC | https://www.sigmaaldrich.com/LT/en
AXYRESSW384FXSI | RESERVOIR, 384 BOTTOM, MEDIUM PROFILE SI | 1X1EA | 1 | 461 | Sigma-Aldrich | AXYRESSW384FXSI | https://www.sigmaaldrich.com/LT/en
AXYRESSW384HPSI | AXYVOIR RESERVOIR, 384 BOTTOM, HIGH PROF | 1X1EA | 1 | 379 | Sigma-Aldrich | AXYRESSW384HPSI | https://www.sigmaaldrich.com/LT/en
S0770-5EA | SCREENS FOR CD-1 SIZE 40 MESH | 1X5EA | 1 | 35 | Sigma-Aldrich | S0770-5EA | https://www.sigmaaldrich.com/LT/en
S1020-5EA | SCREENS FOR CD-1 SIZE 60 MESH | 1X5EA | 1 | 35 | Sigma-Aldrich | S1020-5EA | https://www.sigmaaldrich.com/LT/en
S1061-1EA | STAT-MATIC PLATE WASHER MODEL II | 1X1EA | 1 | 571 | Sigma-Aldrich | S1061-1EA | https://www.sigmaaldrich.com/LT/en
S1145-1EA | SCREEN CUP FOR CD-1 SIZE 85 ML | 1X1EA | 1 | 98 | Sigma-Aldrich | S1145-1EA | https://www.sigmaaldrich.com/LT/en
S2646-100EA | SCALPEL BLADES NO. 10 | 1X100EA | 1 | 243 | Sigma-Aldrich | S2646-100EA | https://www.sigmaaldrich.com/LT/en
S2771-100EA | SCALPEL BLADES NO. 11 | 1X100EA | 1 | 170 | Sigma-Aldrich | S2771-100EA | https://www.sigmaaldrich.com/LT/en
S2896-1EA | SCALPEL HANDLES NO. 3, STAINLESS STEEL | 1X1EA | 1 | 52 | Sigma-Aldrich | S2896-1EA | https://www.sigmaaldrich.com/LT/en
S3146-1EA | MICRO-DISSECTING SCISSORS SIZE 4 1/4 IN& | 1X1EA | 1 | 39 | Sigma-Aldrich | S3146-1EA | https://www.sigmaaldrich.com/LT/en
S3271-1EA | MICRO-DISSECTING SCISSORS SIZE 4 IN., S& | 1X1EA | 1 | 37 | Sigma-Aldrich | S3271-1EA | https://www.sigmaaldrich.com/LT/en
S3770-5EA | SCREENS FOR CD-1 SIZE 80 MESH | 1X5EA | 1 | 35 | Sigma-Aldrich | S3770-5EA | https://www.sigmaaldrich.com/LT/en
S3895-5EA | SCREENS FOR CD-1(TM), SIZE 100 MESH | 1X5EA | 1 | 48 | Sigma-Aldrich | S3895-5EA | https://www.sigmaaldrich.com/LT/en
S3897-12EA | SPATULAS SPOON, L 9 IN. | 1X12EA | 1 | 136 | Sigma-Aldrich | S3897-12EA | https://www.sigmaaldrich.com/LT/en
S3897-1EA | SPATULAS SPOON, L 9 IN. | 1X1EA | 1 | 15 | Sigma-Aldrich | S3897-1EA | https://www.sigmaaldrich.com/LT/en
S4020-5EA | SCREENS FOR CD-1 SIZE 150 MESH | 1X5EA | 1 | 48 | Sigma-Aldrich | S4020-5EA | https://www.sigmaaldrich.com/LT/en
S4022-12EA | SPATULAS MICRO, FLAT ENDS | 1X12EA | 1 | 111 | Sigma-Aldrich | S4022-12EA | https://www.sigmaaldrich.com/LT/en
S4107-1GA | DISHBRITE LIQUID LABORATORY GLASSWARE CL | 1X1GAL | 1 | 50 | Sigma-Aldrich | S4107-1GA | https://www.sigmaaldrich.com/LT/en
S4145-5EA | SCREENS FOR CD-1 SIZE 200 MESH | 1X5EA | 1 | 61 | Sigma-Aldrich | S4145-5EA | https://www.sigmaaldrich.com/LT/en
S4147-12EA | SPATULAS SPOON, L 6.5 IN., PLASTISOL HA& | 1X12EA | 1 | 98 | Sigma-Aldrich | S4147-12EA | https://www.sigmaaldrich.com/LT/en
S4272-12EA | SPATULAS MICRO, HEYMAN TYPE | 1X12EA | 1 | 98 | Sigma-Aldrich | S4272-12EA | https://www.sigmaaldrich.com/LT/en
S4272-1EA | SPATULAS MICRO, HEYMAN TYPE | 1X1EA | 1 | 15 | Sigma-Aldrich | S4272-1EA | https://www.sigmaaldrich.com/LT/en
S4522-6EA | GLASS SPREADERS 90 BEND | 1X6EA | 1 | 22 | Sigma-Aldrich | S4522-6EA | https://www.sigmaaldrich.com/LT/en
S4642-3EA | WHEATON STAINING DISHES DISH ONLY FOR 2& | 1X3EA | 1 | 128 | Sigma-Aldrich | S4642-3EA | https://www.sigmaaldrich.com/LT/en
S4647-6EA | GLASS SPREADERS 120 BEND | 1X6EA | 1 | 22 | Sigma-Aldrich | S4647-6EA | https://www.sigmaaldrich.com/LT/en
S4722-200EA | SHARPS SAFETY POUCHES | 1X200EA | 1 | 241 | Sigma-Aldrich | S4722-200EA | https://www.sigmaaldrich.com/LT/en
S4767-3EA | STAINING DISH COVER FOR S6141 | 1X3EA | 1 | 84 | Sigma-Aldrich | S4767-3EA | https://www.sigmaaldrich.com/LT/en
S4892-3EA | WHEATON STAINING DISHES DISH AND COVER & | 1X3EA | 1 | 208 | Sigma-Aldrich | S4892-3EA | https://www.sigmaaldrich.com/LT/en
S4897-1EA | SHARPS SAFETY POUCH STAND | 1X1EA | 1 | 34 | Sigma-Aldrich | S4897-1EA | https://www.sigmaaldrich.com/LT/en
S5017-3EA | WHEATON STAINING DISHES 20 SLIDE UNIT R& | 1X3EA | 1 | 122 | Sigma-Aldrich | S5017-3EA | https://www.sigmaaldrich.com/LT/en
S5142-6EA | WHEATON STAINING DISHES 20 SLIDE UNIT R& | 1X6EA | 1 | 55 | Sigma-Aldrich | S5142-6EA | https://www.sigmaaldrich.com/LT/en
S5392-20EA | WHEATON COPLIN STAINING JARS PLASTIC SC& | 1X20EA | 1 | 55 | Sigma-Aldrich | S5392-20EA | https://www.sigmaaldrich.com/LT/en
S5516-6EA | WHEATON COPLIN STAINING JARS 5 SLIDE JA& | 1X6EA | 1 | 263 | Sigma-Aldrich | S5516-6EA | https://www.sigmaaldrich.com/LT/en
S5525-4OZ | SIGMACLEAN(R) WATER BATH TREATMENT | 1X4OZ | 1 | 76 | Sigma-Aldrich | S5525-4OZ | https://www.sigmaaldrich.com/LT/en
S5641-12EA | STAINING JAR (HIGH DENSITY POLYETHYLENE) | 1X12EA | 1 | 126 | Sigma-Aldrich | S5641-12EA | https://www.sigmaaldrich.com/LT/en
S5766-6EA | WHEATON COPLIN STAINING JARS 5 SLIDE JA& | 1X6EA | 1 | 191 | Sigma-Aldrich | S5766-6EA | https://www.sigmaaldrich.com/LT/en
S5891-6EA | WHEATON COPLIN STAINING JARS, 5 SLIDE J& | 1X6EA | 1 | 161 | Sigma-Aldrich | S5891-6EA | https://www.sigmaaldrich.com/LT/en
S5893-1000EA | SIGMA PASTEUR PIPETTES COTTON PLUGGED, & | 1X1000EA | 1 | 270 | Sigma-Aldrich | S5893-1000EA | https://www.sigmaaldrich.com/LT/en
S5893-250EA | SIGMA PASTEUR PIPETTES COTTON PLUGGED, & | 1X250EA | 1 | 86 | Sigma-Aldrich | S5893-250EA | https://www.sigmaaldrich.com/LT/en
S6016-6EA | WHEATON COPLIN STAINING JARS 8 SLIDE JA& | 1X6EA | 1 | 254 | Sigma-Aldrich | S6016-6EA | https://www.sigmaaldrich.com/LT/en
S6018-1000EA | SIGMA PASTEUR PIPETTES NON-PLUGGED, L 5& | 1X1000EA | 1 | 244 | Sigma-Aldrich | S6018-1000EA | https://www.sigmaaldrich.com/LT/en
S6018-250EA | SIGMA PASTEUR PIPETTES NON-PLUGGED, L 5& | 1X250EA | 1 | 70 | Sigma-Aldrich | S6018-250EA | https://www.sigmaaldrich.com/LT/en
S6141-6EA | WHEATON STAINING DISHES 20 SLIDE UNIT W& | 1X6EA | 1 | 639 | Sigma-Aldrich | S6141-6EA | https://www.sigmaaldrich.com/LT/en
S6143-1000EA | SIGMA PASTEUR PIPETTES COTTON PLUGGED, & | 1X1000EA | 1 | 320 | Sigma-Aldrich | S6143-1000EA | https://www.sigmaaldrich.com/LT/en
S6143-250EA | SIGMA PASTEUR PIPETTES COTTON PLUGGED, & | 1X250EA | 1 | 93 | Sigma-Aldrich | S6143-250EA | https://www.sigmaaldrich.com/LT/en
S6268-1000EA | SIGMA PASTEUR PIPETTES NON-PLUGGED, L 9& | 1X1000EA | 1 | 268 | Sigma-Aldrich | S6268-1000EA | https://www.sigmaaldrich.com/LT/en
S6268-250EA | SIGMA PASTEUR PIPETTES NON-PLUGGED, L 9& | 1X250EA | 1 | 74 | Sigma-Aldrich | S6268-250EA | https://www.sigmaaldrich.com/LT/en
S6440-1PAK | NUNC(R) LAB-TEK(R) II - CC2 CHAMBER SL | 1X1PAK | 1 | 412 | Sigma-Aldrich | S6440-1PAK | https://www.sigmaaldrich.com/LT/en
S6690-1PAK | NUNC(R) LAB-TEK(R) II - CC2 CHAMBER SL | 1X1PAK | 1 | 415 | Sigma-Aldrich | S6690-1PAK | https://www.sigmaaldrich.com/LT/en
S6815-1PAK | NUNC(R) LAB-TEK(R) II - CC2 CHAMBER SL& | 1X1PAK | 1 | 436 | Sigma-Aldrich | S6815-1PAK | https://www.sigmaaldrich.com/LT/en
S7031-4EA | STORAGE BOX | 1X4EA | 1 | 53 | Sigma-Aldrich | S7031-4EA | https://www.sigmaaldrich.com/LT/en
S7063-400EA | GREINER MULTIWELL STRIP PLATES, STRIPS & | 1X400EA | 1 | 148 | Sigma-Aldrich | S7063-400EA | https://www.sigmaaldrich.com/LT/en
S8400-1CS | SLIDES, MICROSCOPE FROSTED ONE END, SIZ& | 1X1CS | 1 | 403 | Sigma-Aldrich | S8400-1CS | https://www.sigmaaldrich.com/LT/en
S8400-1PAK | SLIDES, MICROSCOPE FROSTED ONE END, SIZ& | 1X1PAK | 1 | 29 | Sigma-Aldrich | S8400-1PAK | https://www.sigmaaldrich.com/LT/en
Z709646-1EA | SARTORIUS MLINE(TM) MECHANICAL PIPETTOR& | 1X1EA | 1 | 974 | Sigma-Aldrich | Z709646-1EA | https://www.sigmaaldrich.com/LT/en
Z666092-2000EA | Greiner centrifuge tube PN, round bottom | 1X2000EA | 1 | 112 | Sigma-Aldrich | Z666092-2000EA | https://www.sigmaaldrich.com/LT/en
Z666114-900EA | Greiner centrifuge tube PP, 12ml, 16x100 | 1X900EA | 1 | 198 | Sigma-Aldrich | Z666114-900EA | https://www.sigmaaldrich.com/LT/en
Z666254-360EA | Greiner Petridish 100x20mm | 1X360EA | 1 | 75 | Sigma-Aldrich | Z666254-360EA | https://www.sigmaaldrich.com/LT/en
Z667153-3000EA | Greiner Innocculation loop 10l blue ste | 1X3000EA | 1 | 278 | Sigma-Aldrich | Z667153-3000EA | https://www.sigmaaldrich.com/LT/en
Z667218-2160EA | Greiner EasyLoad 1000 Universal, 1000 ul | 1X2160EA | 1 | 199 | Sigma-Aldrich | Z667218-2160EA | https://www.sigmaaldrich.com/LT/en
Z667234-80EA | GREINER POLYPROPYLENE 96 WELL PLATES 0.& | 1X80EA | 1 | 335 | Sigma-Aldrich | Z667234-80EA | https://www.sigmaaldrich.com/LT/en
Z667242-80EA | GREINER SMALL VOLUME(TM) LOBASE 384 WEL& | 1X80EA | 1 | 1196 | Sigma-Aldrich | Z667242-80EA | https://www.sigmaaldrich.com/LT/en
Z374938-10EA | MICRO MATS FOR PCR PLATES | 1X10EA | 1 | 238 | Sigma-Aldrich | Z374938-10EA | https://www.sigmaaldrich.com/LT/en
EPAG7-TT25-1EA | TEST TUBE RACK, FOR EPPENDORF(R) NEW BR& | 1X1EA | 1 | 377 | Sigma-Aldrich | EPAG7-TT25-1EA | https://www.sigmaaldrich.com/LT/en
CLS6876SB-1EA | CORNING(R) LSE(TM) DIGITAL DRY BATH HEA | 1X1EA | 1 | 491 | Sigma-Aldrich | CLS6876SB-1EA | https://www.sigmaaldrich.com/LT/en
Z742110-2EA | ALDRICH(R) KITALYSIS(TM) 24-WELL REACTO | 1X2EA | 1 | 15 | Sigma-Aldrich | Z742110-2EA | https://www.sigmaaldrich.com/LT/en
EPM1324-9910-1EA | SLIDE-OUT PLATFORM FOR EPPENDORF(R)+NEW& | 1X1EA | 1 | 1294 | Sigma-Aldrich | EPM1324-9910-1EA | https://www.sigmaaldrich.com/LT/en
CLS6877SB-1EA | CORNING(R) LSE(TM) DIGITAL DRY BATH HEA | 1X1EA | 1 | 491 | Sigma-Aldrich | CLS6877SB-1EA | https://www.sigmaaldrich.com/LT/en
EPM1196-9901-1EA | PLATFORM FOR EPPENDORF(R)+NEW BRUNSWICK& | 1X1EA | 1 | 2049 | Sigma-Aldrich | EPM1196-9901-1EA | https://www.sigmaaldrich.com/LT/en
EPM1231-9934-1EA | PLATFORM FOR EPPENDORF(R)+NEW BRUNSWICK& | 1X1EA | 1 | 990 | Sigma-Aldrich | EPM1231-9934-1EA | https://www.sigmaaldrich.com/LT/en
EPM1231-9935-1EA | PLATFORM FOR EPPENDORF(R)+NEW BRUNSWICK& | 1X1EA | 1 | 931 | Sigma-Aldrich | EPM1231-9935-1EA | https://www.sigmaaldrich.com/LT/en
EPM1324-9905-1EA | SLIDE-OUT PLATFORM FOR EPPENDORF(R)+NEW& | 1X1EA | 1 | 1568 | Sigma-Aldrich | EPM1324-9905-1EA | https://www.sigmaaldrich.com/LT/en
EPM1231-9930-1EA | PLATFORM FOR EPPENDORF(R)+NEW BRUNSWICK& | 1X1EA | 1 | 598 | Sigma-Aldrich | EPM1231-9930-1EA | https://www.sigmaaldrich.com/LT/en
CLS6896FB-1EA | CORNING(R) LSE(TM) DIGITAL DRY BATH HEA | 1X1EA | 1 | 857 | Sigma-Aldrich | CLS6896FB-1EA | https://www.sigmaaldrich.com/LT/en
EPAG7-TT16-1EA | TEST TUBE RACK, FOR EPPENDORF(R) NEW BR& | 1X1EA | 1 | 377 | Sigma-Aldrich | EPAG7-TT16-1EA | https://www.sigmaaldrich.com/LT/en
BR705686-1EA | Top of ejector f.Transferpette-12 elect | 1X1EA | 1 | 41 | Sigma-Aldrich | BR705686-1EA | https://www.sigmaaldrich.com/LT/en
EPM1231-9936-1EA | PLATFORM FOR EPPENDORF(R)+NEW BRUNSWICK& | 1X1EA | 1 | 837 | Sigma-Aldrich | EPM1231-9936-1EA | https://www.sigmaaldrich.com/LT/en
EPM1196-9904-1EA | PLATFORM FOR EPPENDORF(R)+NEW BRUNSWICK& | 1X1EA | 1 | 1686 | Sigma-Aldrich | EPM1196-9904-1EA | https://www.sigmaaldrich.com/LT/en
CLS432127-1EA | CORNING(R) ICE BUCKET WITH LID, ROUND, C | 1X1EA | 1 | 101 | Sigma-Aldrich | CLS432127-1EA | https://www.sigmaaldrich.com/LT/en
EPM1196-9906-1EA | PLATFORM FOR EPPENDORF(R)+NEW BRUNSWICK& | 1X1EA | 1 | 1568 | Sigma-Aldrich | EPM1196-9906-1EA | https://www.sigmaaldrich.com/LT/en
EPAG7-TT13-1EA | TEST TUBE RACK, FOR EPPENDORF(R) NEW BR& | 1X1EA | 1 | 377 | Sigma-Aldrich | EPAG7-TT13-1EA | https://www.sigmaaldrich.com/LT/en
CLS6887DB-1EA | CORNING(R) LSE(TM) DIGITAL DRY BATH HEA | 1X1EA | 1 | 581 | Sigma-Aldrich | CLS6887DB-1EA | https://www.sigmaaldrich.com/LT/en
EPM1324-9906-1EA | SLIDE-OUT PLATFORM FOR EPPENDORF(R)+NEW& | 1X1EA | 1 | 1451 | Sigma-Aldrich | EPM1324-9906-1EA | https://www.sigmaaldrich.com/LT/en
EPM1196-9903-1EA | PLATFORM FOR EPPENDORF(R)+NEW BRUNSWICK& | 1X1EA | 1 | 1745 | Sigma-Aldrich | EPM1196-9903-1EA | https://www.sigmaaldrich.com/LT/en
CLS6897FB-1EA | CORNING(R) LSE(TM) DIGITAL DRY BATH HEA | 1X1EA | 1 | 857 | Sigma-Aldrich | CLS6897FB-1EA | https://www.sigmaaldrich.com/LT/en
EPM1324-9904-1EA | SLIDE-OUT PLATFORM FOR EPPENDORF(R)+NEW& | 1X1EA | 1 | 1206 | Sigma-Aldrich | EPM1324-9904-1EA | https://www.sigmaaldrich.com/LT/en
EPAG7-TT20-1EA | TEST TUBE RACK, FOR EPPENDORF(R) NEW BR& | 1X1EA | 1 | 377 | Sigma-Aldrich | EPAG7-TT20-1EA | https://www.sigmaaldrich.com/LT/en
EPM1324-9907-1EA | SLIDE-OUT PLATFORM FOR EPPENDORF(R)+NEW& | 1X1EA | 1 | 1363 | Sigma-Aldrich | EPM1324-9907-1EA | https://www.sigmaaldrich.com/LT/en
EPAG7-250-1EA | PLATFORM FOR EPPENDORF(R)+NEW BRUNSWICK& | 1X1EA | 1 | 490 | Sigma-Aldrich | EPAG7-250-1EA | https://www.sigmaaldrich.com/LT/en
EPM1324-9908-1EA | SLIDE-OUT PLATFORM FOR EPPENDORF(R)+NEW& | 1X1EA | 1 | 1294 | Sigma-Aldrich | EPM1324-9908-1EA | https://www.sigmaaldrich.com/LT/en
EPM1324-9909-1EA | SLIDE-OUT PLATFORM FOR EPPENDORF(R)+NEW& | 1X1EA | 1 | 1216 | Sigma-Aldrich | EPM1324-9909-1EA | https://www.sigmaaldrich.com/LT/en
EPM1324-9911-1EA | SLIDE-OUT PLATFORM FOR EPPENDORF(R)+NEW& | 1X1EA | 1 | 851 | Sigma-Aldrich | EPM1324-9911-1EA | https://www.sigmaaldrich.com/LT/en
EPM1196-9902-1EA | PLATFORM FOR EPPENDORF(R)+NEW BRUNSWICK& | 1X1EA | 1 | 1853 | Sigma-Aldrich | EPM1196-9902-1EA | https://www.sigmaaldrich.com/LT/en
EPM1196-9447-1EA | PLATFORM FOR EPPENDORF(R)+NEW BRUNSWICK& | 1X1EA | 1 | 1304 | Sigma-Aldrich | EPM1196-9447-1EA | https://www.sigmaaldrich.com/LT/en
CLS6886DB-1EA | CORNING(R) LSE(TM) DIGITAL DRY BATH HEA | 1X1EA | 1 | 581 | Sigma-Aldrich | CLS6886DB-1EA | https://www.sigmaaldrich.com/LT/en
EPM1196-9900-1EA | PLATFORM FOR EPPENDORF(R)+NEW BRUNSWICK& | 1X1EA | 1 | 2049 | Sigma-Aldrich | EPM1196-9900-1EA | https://www.sigmaaldrich.com/LT/en
EPM1231-9939-1EA | PLATFORM FOR EPPENDORF(R)+NEW BRUNSWICK& | 1X1EA | 1 | 260 | Sigma-Aldrich | EPM1231-9939-1EA | https://www.sigmaaldrich.com/LT/en
EPM1231-9938-1EA | PLATFORM FOR EPPENDORF(R)+NEW BRUNSWICK& | 1X1EA | 1 | 717 | Sigma-Aldrich | EPM1231-9938-1EA | https://www.sigmaaldrich.com/LT/en
EPM1324-0800-1EA | BASE RISER, FOR EPPENDORF(R) I26/I26R S& | 1X1EA | 1 | 1265 | Sigma-Aldrich | EPM1324-0800-1EA | https://www.sigmaaldrich.com/LT/en
S8897-12EA | SPATULAS SCOOP | 1X12EA | 1 | 31 | Sigma-Aldrich | S8897-12EA | https://www.sigmaaldrich.com/LT/en
S8902-1CS | SLIDES, MICROSCOPE PLAIN, SIZE 25 MM X & | 1X1CS | 1 | 564 | Sigma-Aldrich | S8902-1CS | https://www.sigmaaldrich.com/LT/en
S8902-1PAK | SLIDES, MICROSCOPE PLAIN, SIZE 25 MM X & | 1X1PAK | 1 | 40 | Sigma-Aldrich | S8902-1PAK | https://www.sigmaaldrich.com/LT/en
S9022-12EA | SPATULAS MICRO, FLAT AND TAPERED END | 1X12EA | 1 | 111 | Sigma-Aldrich | S9022-12EA | https://www.sigmaaldrich.com/LT/en
S9027-1CS | SLIDES, MICROSCOPE OPAQUE (WHITE), SIZE& | 1X1CS | 1 | 636 | Sigma-Aldrich | S9027-1CS | https://www.sigmaaldrich.com/LT/en
S9027-1PAK | SLIDES, MICROSCOPE OPAQUE (WHITE), SIZE& | 1X1PAK | 1 | 45 | Sigma-Aldrich | S9027-1PAK | https://www.sigmaaldrich.com/LT/en
S9147-12EA | Spatulas Micro flat rounded ends | 1X12EA | 1 | 111 | Sigma-Aldrich | S9147-12EA | https://www.sigmaaldrich.com/LT/en
S9272-12EA | SPATULAS WITH WOODEN HANDLE, BLADE L W | 1X12EA | 1 | 246 | Sigma-Aldrich | S9272-12EA | https://www.sigmaaldrich.com/LT/en
S9272-1EA | SPATULAS WITH WOODEN HANDLE, BLADE L W | 1X1EA | 1 | 19 | Sigma-Aldrich | S9272-1EA | https://www.sigmaaldrich.com/LT/en
SD6A-2ML | LATEX BEADS, STYRENE DIVINYLBENZENE AQU& | 1X2ML | 1 | 157 | Sigma-Aldrich | SD6A-2ML | https://www.sigmaaldrich.com/LT/en
T0197-100EA | NUNC(R) SEALING TAPE FOR MULTIWELL PLAT& | 1X100EA | 1 | 157 | Sigma-Aldrich | T0197-100EA | https://www.sigmaaldrich.com/LT/en
T0443-25FT | PHARMED L/S TUBING SIZE 13 | 1X25FT | 1 | 139 | Sigma-Aldrich | T0443-25FT | https://www.sigmaaldrich.com/LT/en
T0566-1EA | DOUNCE TISSUE GRINDER TUBE WORKING VOLU& | 1X1EA | 1 | 72 | Sigma-Aldrich | T0566-1EA | https://www.sigmaaldrich.com/LT/en
T0568-25FT | PHARMED L/S TUBING SIZE 14 | 1X25FT | 1 | 176 | Sigma-Aldrich | T0568-25FT | https://www.sigmaaldrich.com/LT/en
T0691-1EA | DOUNCE TISSUE GRINDER TUBE WORKING VOLU& | 1X1EA | 1 | 77 | Sigma-Aldrich | T0691-1EA | https://www.sigmaaldrich.com/LT/en
T0693-25FT | PHARMED L/S TUBING SIZE 15 | 1X25FT | 1 | 178 | Sigma-Aldrich | T0693-25FT | https://www.sigmaaldrich.com/LT/en
T0818-25FT | PHARMED L/S TUBING SIZE 16 | 1X25FT | 1 | 178 | Sigma-Aldrich | T0818-25FT | https://www.sigmaaldrich.com/LT/en
T0943-25FT | PHARMED L/S TUBING SIZE 17 | 1X25FT | 1 | 223 | Sigma-Aldrich | T0943-25FT | https://www.sigmaaldrich.com/LT/en
T1043-10EA | NALGENE(R) CENTRIFUGE TUBES, OAK RIDGE & | 1X10EA | 1 | 65 | Sigma-Aldrich | T1043-10EA | https://www.sigmaaldrich.com/LT/en
T1068-25FT | PHARMED L/S TUBING SIZE 18 | 1X25FT | 1 | 229 | Sigma-Aldrich | T1068-25FT | https://www.sigmaaldrich.com/LT/en
T1168-10EA | NALGENE(R) CENTRIFUGE TUBES, OAK RIDGE & | 1X10EA | 1 | 75 | Sigma-Aldrich | T1168-10EA | https://www.sigmaaldrich.com/LT/en
T1193-25FT | PHARMED L/S TUBING SIZE 24 | 1X25FT | 1 | 246 | Sigma-Aldrich | T1193-25FT | https://www.sigmaaldrich.com/LT/en
T1293-10EA | NALGENE(R) CENTRIFUGE TUBES, OAK RIDGE & | 1X10EA | 1 | 75 | Sigma-Aldrich | T1293-10EA | https://www.sigmaaldrich.com/LT/en
T1316-1PAK | LASER TOUGH-SPOTS(R) WHITE, DIAM. 3/8 & | 1X1PAK | 1 | 78 | Sigma-Aldrich | T1316-1PAK | https://www.sigmaaldrich.com/LT/en
T1318-25FT | PHARMED L/S TUBING SIZE 25 | 1X25FT | 1 | 188 | Sigma-Aldrich | T1318-25FT | https://www.sigmaaldrich.com/LT/en
T1418-10EA | NALGENE(R) CENTRIFUGE TUBES, OAK RIDGE & | 1X10EA | 1 | 94 | Sigma-Aldrich | T1418-10EA | https://www.sigmaaldrich.com/LT/en
T1536-1000EA | TEST TUBES PLASTIC POLYSTYRENE, NON-STE& | 1X1000EA | 1 | 151 | Sigma-Aldrich | T1536-1000EA | https://www.sigmaaldrich.com/LT/en
T1536-250EA | TEST TUBES PLASTIC POLYSTYRENE, NON-STE& | 1X250EA | 1 | 54 | Sigma-Aldrich | T1536-250EA | https://www.sigmaaldrich.com/LT/en
T1543-10EA | NALGENE(R) CENTRIFUGE TUBES, OAK RIDGE & | 1X10EA | 1 | 82 | Sigma-Aldrich | T1543-10EA | https://www.sigmaaldrich.com/LT/en
T1661-1CS | CULTURE TUBES SIZE 12 MM X 75 MM , WITH& | 1X1CS | 1 | 167 | Sigma-Aldrich | T1661-1CS | https://www.sigmaaldrich.com/LT/en
T1668-10EA | NALGENE(R) CENTRIFUGE TUBES, OAK RIDGE & | 1X10EA | 1 | 89 | Sigma-Aldrich | T1668-10EA | https://www.sigmaaldrich.com/LT/en
T1793-10EA | NALGENE(R) CENTRIFUGE TUBES, OAK RIDGE & | 1X10EA | 1 | 88 | Sigma-Aldrich | T1793-10EA | https://www.sigmaaldrich.com/LT/en
T1818-500EA | GREINER CENTRIFUGE TUBES VOLUME 15 ML, & | 1X500EA | 1 | 179 | Sigma-Aldrich | T1818-500EA | https://www.sigmaaldrich.com/LT/en
T1911-1000EA | TEST TUBES PLASTIC POLYPROPYLENE CAP, P& | 1X1000EA | 1 | 248 | Sigma-Aldrich | T1911-1000EA | https://www.sigmaaldrich.com/LT/en
T1918-10EA | NALGENE(R) CENTRIFUGE TUBES, OAK RIDGE & | 1X10EA | 1 | 106 | Sigma-Aldrich | T1918-10EA | https://www.sigmaaldrich.com/LT/en
T1943-1000EA | GREINER CENTRIFUGE TUBES VOLUME 15 ML | 1X1000EA | 1 | 315 | Sigma-Aldrich | T1943-1000EA | https://www.sigmaaldrich.com/LT/en
T2043-10EA | NALGENE(R) CENTRIFUGE TUBES, OAK RIDGE & | 1X10EA | 1 | 121 | Sigma-Aldrich | T2043-10EA | https://www.sigmaaldrich.com/LT/en
T2068-450EA | GREINER CENTRIFUGE TUBES VOLUME 50 ML & | 1X450EA | 1 | 217 | Sigma-Aldrich | T2068-450EA | https://www.sigmaaldrich.com/LT/en
T2166-1EA | QUARTZ DIGITAL TIMERS MODEL T-440 | 1X1EA | 1 | 98 | Sigma-Aldrich | T2166-1EA | https://www.sigmaaldrich.com/LT/en
T2168-2EA | NALGENE(R) CENTRIFUGE TUBES, OAK RIDGE & | 1X2EA | 1 | 70 | Sigma-Aldrich | T2168-2EA | https://www.sigmaaldrich.com/LT/en
T2193-300EA | GREINER CENTRIFUGE TUBES VOLUME 50 ML & | 1X300EA | 1 | 152 | Sigma-Aldrich | T2193-300EA | https://www.sigmaaldrich.com/LT/en
T2293-2EA | NALGENE(R) CENTRIFUGE TUBES, OAK RIDGE & | 1X2EA | 1 | 106 | Sigma-Aldrich | T2293-2EA | https://www.sigmaaldrich.com/LT/en
T2318-500EA | GREINER CENTRIFUGE TUBES VOLUME 50 ML | 1X500EA | 1 | 220 | Sigma-Aldrich | T2318-500EA | https://www.sigmaaldrich.com/LT/en
T2418-2EA | NALGENE(R) CENTRIFUGE TUBES, OAK RIDGE & | 1X2EA | 1 | 119 | Sigma-Aldrich | T2418-2EA | https://www.sigmaaldrich.com/LT/en
T2543-10EA | NALGENE(R) CENTRIFUGE TUBES, OAK RIDGE & | 1X10EA | 1 | 112 | Sigma-Aldrich | T2543-10EA | https://www.sigmaaldrich.com/LT/en
T2567-1EA | DOUNCE TISSUE GRINDER TUBE WORKING VOLU& | 1X1EA | 1 | 159 | Sigma-Aldrich | T2567-1EA | https://www.sigmaaldrich.com/LT/en
T2668-10EA | NALGENE(R) CENTRIFUGE TUBES, OAK RIDGE & | 1X10EA | 1 | 135 | Sigma-Aldrich | T2668-10EA | https://www.sigmaaldrich.com/LT/en
T2690-1EA | DOUNCE TISSUE GRINDER TUBE WORKING VOLU& | 1X1EA | 1 | 79 | Sigma-Aldrich | T2690-1EA | https://www.sigmaaldrich.com/LT/en
T2793-10EA | NALGENE(R) CENTRIFUGE TUBES, OAK RIDGE & | 1X10EA | 1 | 174 | Sigma-Aldrich | T2793-10EA | https://www.sigmaaldrich.com/LT/en
T2918-10EA | NALGENE(R) CENTRIFUGE TUBES, OAK RIDGE & | 1X10EA | 1 | 202 | Sigma-Aldrich | T2918-10EA | https://www.sigmaaldrich.com/LT/en
T3043-10EA | NALGENE(R) CENTRIFUGE TUBES, OAK RIDGE & | 1X10EA | 1 | 116 | Sigma-Aldrich | T3043-10EA | https://www.sigmaaldrich.com/LT/en
T3168-10EA | NALGENE(R) CENTRIFUGE TUBES, OAK RIDGE & | 1X10EA | 1 | 147 | Sigma-Aldrich | T3168-10EA | https://www.sigmaaldrich.com/LT/en
T3293-10EA | NALGENE(R) CENTRIFUGE TUBES, OAK RIDGE & | 1X10EA | 1 | 191 | Sigma-Aldrich | T3293-10EA | https://www.sigmaaldrich.com/LT/en
T3418-10EA | NALGENE(R) CENTRIFUGE TUBES, OAK RIDGE & | 1X10EA | 1 | 208 | Sigma-Aldrich | T3418-10EA | https://www.sigmaaldrich.com/LT/en
T3918-10EA | NALGENE(R) CENTRIFUGE TUBES, ROUND STYL& | 1X10EA | 1 | 36 | Sigma-Aldrich | T3918-10EA | https://www.sigmaaldrich.com/LT/en
T4043-10EA | NALGENE(R) CENTRIFUGE TUBES, ROUND STYL& | 1X10EA | 1 | 38 | Sigma-Aldrich | T4043-10EA | https://www.sigmaaldrich.com/LT/en
T4162-1EA | TWEEZERS STYLE #3C, VERY SHARP, NON-MAG& | 1X1EA | 1 | 126 | Sigma-Aldrich | T4162-1EA | https://www.sigmaaldrich.com/LT/en
T4168-10EA | NALGENE(R) CENTRIFUGE TUBES, ROUND STYL& | 1X10EA | 1 | 39 | Sigma-Aldrich | T4168-10EA | https://www.sigmaaldrich.com/LT/en
T4287-1EA | TWEEZERS STYLE #3C, VERY SHARP, ANTI-MA& | 1X1EA | 1 | 79 | Sigma-Aldrich | T4287-1EA | https://www.sigmaaldrich.com/LT/en
T4412-1EA | TWEEZERS STYLE #5, FINE NEEDLE-SHARP, N& | 1X1EA | 1 | 138 | Sigma-Aldrich | T4412-1EA | https://www.sigmaaldrich.com/LT/en
T4418-10EA | NALGENE(R) CENTRIFUGE TUBES, ROUND STYL& | 1X10EA | 1 | 55 | Sigma-Aldrich | T4418-10EA | https://www.sigmaaldrich.com/LT/en
T4537-1EA | TWEEZERS STYLE #5, FINE NEEDLE-SHARP, A& | 1X1EA | 1 | 86 | Sigma-Aldrich | T4537-1EA | https://www.sigmaaldrich.com/LT/en
T4543-10EA | NALGENE(R) CENTRIFUGE TUBES, ROUND STYL& | 1X10EA | 1 | 43 | Sigma-Aldrich | T4543-10EA | https://www.sigmaaldrich.com/LT/en
T4662-1EA | TWEEZERS STYLE #5, FINE NEEDLE-SHARP, I& | 1X1EA | 1 | 91 | Sigma-Aldrich | T4662-1EA | https://www.sigmaaldrich.com/LT/en
T4668-10EA | NALGENE(R) CENTRIFUGE TUBES, ROUND STYL& | 1X10EA | 1 | 48 | Sigma-Aldrich | T4668-10EA | https://www.sigmaaldrich.com/LT/en
T4787-1EA | TWEEZERS STYLE #7, SHARP, HOOKED, NON-M& | 1X1EA | 1 | 156 | Sigma-Aldrich | T4787-1EA | https://www.sigmaaldrich.com/LT/en
T4912-1EA | TWEEZERS STYLE #7, SHARP, HOOKED, ANTI-& | 1X1EA | 1 | 104 | Sigma-Aldrich | T4912-1EA | https://www.sigmaaldrich.com/LT/en
T5149-1000EA | MICROCENTRIFUGE TUBES WITH ATTACHED LID& | 1X1000EA | 1 | 96 | Sigma-Aldrich | T5149-1000EA | https://www.sigmaaldrich.com/LT/en
T5149-500EA | MICROCENTRIFUGE TUBES WITH ATTACHED LID& | 1X500EA | 1 | 48 | Sigma-Aldrich | T5149-500EA | https://www.sigmaaldrich.com/LT/en
T5415-1EA | TWEEZERS STYLE #00, SHARP, ANTI-MAGNETI& | 1X1EA | 1 | 52 | Sigma-Aldrich | T5415-1EA | https://www.sigmaaldrich.com/LT/en
T5540-1EA | TWEEZERS STYLE #3, VERY SHARP, PTFE-COA& | 1X1EA | 1 | 54 | Sigma-Aldrich | T5540-1EA | https://www.sigmaaldrich.com/LT/en
T5665-1EA | TWEEZERS STYLE #3C, VERY SHARP, PTFE-CO& | 1X1EA | 1 | 45 | Sigma-Aldrich | T5665-1EA | https://www.sigmaaldrich.com/LT/en
T5790-1EA | TWEEZERS STYLE #4, NEEDLE-SHARP, ANTI-M& | 1X1EA | 1 | 77 | Sigma-Aldrich | T5790-1EA | https://www.sigmaaldrich.com/LT/en
T6040-1EA | TWEEZERS STYLE #5, FINE NEEDLE-SHARP, P& | 1X1EA | 1 | 150 | Sigma-Aldrich | T6040-1EA | https://www.sigmaaldrich.com/LT/en
T6165-1EA | TWEEZERS STYLE #7, SHARP, HOOKED, PTFE-& | 1X1EA | 1 | 158 | Sigma-Aldrich | T6165-1EA | https://www.sigmaaldrich.com/LT/en
T6191-1EA | DOUNCE TISSUE GRINDER TUBE WORKING VOLU& | 1X1EA | 1 | 89 | Sigma-Aldrich | T6191-1EA | https://www.sigmaaldrich.com/LT/en
T6194-1EA | POXYGRID(R) 96 PLACE TEST TUBE RACK | 1X1EA | 1 | 62 | Sigma-Aldrich | T6194-1EA | https://www.sigmaaldrich.com/LT/en
T6316-25FT | PHARMED TUBING HIGH GRADE FOR PERISTALT& | 1X25FT | 1 | 204 | Sigma-Aldrich | T6316-25FT | https://www.sigmaaldrich.com/LT/en
T6413-25FT | C-FLEX LABORATORY TUBING I.D. X O.D. 1& | 1X25FT | 1 | 197 | Sigma-Aldrich | T6413-25FT | https://www.sigmaaldrich.com/LT/en
T6649-1000EA | MICROCENTRIFUGE TUBES WITH ATTACHED LID& | 1X1000EA | 1 | 50 | Sigma-Aldrich | T6649-1000EA | https://www.sigmaaldrich.com/LT/en
T6649-500EA | MICROCENTRIFUGE TUBES WITH ATTACHED LID& | 1X500EA | 1 | 34 | Sigma-Aldrich | T6649-500EA | https://www.sigmaaldrich.com/LT/en
T6663-25FT | C-FLEX LABORATORY TUBING I.D. X O.D. 3 | 1X25FT | 1 | 157 | Sigma-Aldrich | T6663-25FT | https://www.sigmaaldrich.com/LT/en
T6788-25FT | C-FLEX LABORATORY TUBING I.D. X O.D. 3 | 1X25FT | 1 | 81 | Sigma-Aldrich | T6788-25FT | https://www.sigmaaldrich.com/LT/en
T6913-25FT | C-FLEX LABORATORY TUBING I.D. X O.D. 5 | 1X25FT | 1 | 96 | Sigma-Aldrich | T6913-25FT | https://www.sigmaaldrich.com/LT/en
T7163-25FT | C-FLEX LABORATORY TUBING I.D. X O.D. 1 | 1X25FT | 1 | 109 | Sigma-Aldrich | T7163-25FT | https://www.sigmaaldrich.com/LT/en
T7288-25FT | C-FLEX LABORATORY TUBING I.D. X O.D. 1 | 1X25FT | 1 | 91 | Sigma-Aldrich | T7288-25FT | https://www.sigmaaldrich.com/LT/en
T7538-25FT | C-FLEX LABORATORY TUBING I.D. X O.D. 3 | 1X25FT | 1 | 125 | Sigma-Aldrich | T7538-25FT | https://www.sigmaaldrich.com/LT/en
T7663-25FT | C-FLEX LABORATORY TUBING I.D. X O.D. 3& | 1X25FT | 1 | 79 | Sigma-Aldrich | T7663-25FT | https://www.sigmaaldrich.com/LT/en
T7913-25FT | C-FLEX LABORATORY TUBING I.D. X O.D. 1 | 1X25FT | 1 | 61 | Sigma-Aldrich | T7913-25FT | https://www.sigmaaldrich.com/LT/en
T8038-25FT | C-FLEX LABORATORY TUBING I.D. X O.D. 1& | 1X25FT | 1 | 47 | Sigma-Aldrich | T8038-25FT | https://www.sigmaaldrich.com/LT/en
T8163-25FT | C-FLEX LABORATORY TUBING I.D. X O.D. 3 | 1X25FT | 1 | 46 | Sigma-Aldrich | T8163-25FT | https://www.sigmaaldrich.com/LT/en
T8288-25FT | C-FLEX LABORATORY TUBING I.D. X O.D. 1 | 1X25FT | 1 | 40 | Sigma-Aldrich | T8288-25FT | https://www.sigmaaldrich.com/LT/en
T8413-25FT | C-FLEX LABORATORY TUBING I.D. X O.D. 1 | 1X25FT | 1 | 32 | Sigma-Aldrich | T8413-25FT | https://www.sigmaaldrich.com/LT/en
T8654-10EA | MAGENTA(R) VESSEL 7-WAY TRAY | 1X10EA | 1 | 81 | Sigma-Aldrich | T8654-10EA | https://www.sigmaaldrich.com/LT/en
T9571-100EA | NUNC(R) SEALING TAPE FOR MULTIWELL PLAT& | 1X100EA | 1 | 145 | Sigma-Aldrich | T9571-100EA | https://www.sigmaaldrich.com/LT/en
T9696-100EA | NUNC(R) SEALING TAPE FOR MULTIWELL PLAT& | 1X100EA | 1 | 151 | Sigma-Aldrich | T9696-100EA | https://www.sigmaaldrich.com/LT/en
U1880-10EA | ULTRAFILTRATION DISK MEMBRANES, MILLIPO& | 1X10EA | 1 | 172 | Sigma-Aldrich | U1880-10EA | https://www.sigmaaldrich.com/LT/en
U2005-10EA | ULTRAFILTRATION DISK MEMBRANES, MILLIPO& | 1X10EA | 1 | 188 | Sigma-Aldrich | U2005-10EA | https://www.sigmaaldrich.com/LT/en
U2755-10EA | ULTRAFILTRATION DISK MEMBRANES, MILLIPO& | 1X10EA | 1 | 280 | Sigma-Aldrich | U2755-10EA | https://www.sigmaaldrich.com/LT/en
U2880-10EA | ULTRAFILTRATION DISK MEMBRANES, MILLIPO& | 1X10EA | 1 | 305 | Sigma-Aldrich | U2880-10EA | https://www.sigmaaldrich.com/LT/en
U3005-10EA | ULTRAFILTRATION DISK MEMBRANES, MILLIPO& | 1X10EA | 1 | 280 | Sigma-Aldrich | U3005-10EA | https://www.sigmaaldrich.com/LT/en
U3630-10EA | ULTRAFILTRATION DISK MEMBRANES, MILLIPO& | 1X10EA | 1 | 369 | Sigma-Aldrich | U3630-10EA | https://www.sigmaaldrich.com/LT/en
U3755-10EA | ULTRAFILTRATION DISK MEMBRANES, MILLIPO& | 1X10EA | 1 | 369 | Sigma-Aldrich | U3755-10EA | https://www.sigmaaldrich.com/LT/en
U3880-10EA | ULTRAFILTRATION DISK MEMBRANES, MILLIPO& | 1X10EA | 1 | 369 | Sigma-Aldrich | U3880-10EA | https://www.sigmaaldrich.com/LT/en
D9277-100FT | DIALYSIS TUBING CELLULOSE MEMBRANE AVG.& | 1X100FT | 1 | 174 | Sigma-Aldrich | D9277-100FT | https://www.sigmaaldrich.com/LT/en
Z423335-1PAK | SAFETY LABELED WASH BOTTLES WATER | 1X1PAK | 1 | 53 | Sigma-Aldrich | Z423335-1PAK | https://www.sigmaaldrich.com/LT/en
Z551678-1EA | CHEMAT VACUUM PUMP | 1X1EA | 1 | 934 | Sigma-Aldrich | Z551678-1EA | https://www.sigmaaldrich.com/LT/en
Z551686-1EA | CHEMAT VACUUM CHUCKS DIAM. 1 IN. | 1X1EA | 1 | 430 | Sigma-Aldrich | Z551686-1EA | https://www.sigmaaldrich.com/LT/en
Z547573-1EA | ALDRICH(R) BUCHNER FUNNEL WITH JOINT CA& | 1X1EA | 1 | 72 | Sigma-Aldrich | Z547573-1EA | https://www.sigmaaldrich.com/LT/en
Z555576-1EA | ALDRICH(R) TWO-NECK SOLVENT STORAGE FLA& | 1X1EA | 1 | 113 | Sigma-Aldrich | Z555576-1EA | https://www.sigmaaldrich.com/LT/en
Z555584-1EA | ALDRICH(R) TWO-NECK SOLVENT STORAGE FLA& | 1X1EA | 1 | 149 | Sigma-Aldrich | Z555584-1EA | https://www.sigmaaldrich.com/LT/en
Z555592-1EA | ALDRICH(R) TWO-NECK SOLVENT STORAGE FLA& | 1X1EA | 1 | 271 | Sigma-Aldrich | Z555592-1EA | https://www.sigmaaldrich.com/LT/en
Z623997-1000EA | HIRSCHMANN CAPILLARY TUBE,AD 1.35mmx120m | 1X1000EA | 1 | 68 | Sigma-Aldrich | Z623997-1000EA | https://www.sigmaaldrich.com/LT/en
Z563625-1EA | VACUUM SEALS FOR BUCHI(R) EVAPORATORS W& | 1X1EA | 1 | 78 | Sigma-Aldrich | Z563625-1EA | https://www.sigmaaldrich.com/LT/en
Z720445-1EA | NALGENE(R) GRADUATED CYLINDERS VOLUME 2& | 1X1EA | 1 | 63 | Sigma-Aldrich | Z720445-1EA | https://www.sigmaaldrich.com/LT/en
Z720445-4EA | NALGENE(R) GRADUATED CYLINDERS VOLUME 2& | 1X4EA | 1 | 246 | Sigma-Aldrich | Z720445-4EA | https://www.sigmaaldrich.com/LT/en
Z720488-500EA | NUNC(R) EZ FLIP CONICAL CENTRIFUGE TUBE& | 1X500EA | 1 | 286 | Sigma-Aldrich | Z720488-500EA | https://www.sigmaaldrich.com/LT/en
Z720488-50EA | NUNC(R) EZ FLIP CONICAL CENTRIFUGE TUBE& | 1X50EA | 1 | 39 | Sigma-Aldrich | Z720488-50EA | https://www.sigmaaldrich.com/LT/en
Z720534-100EA | NALGENE(R) DIAGNOSTIC BOTTLES, STYLE 20& | 1X100EA | 1 | 191 | Sigma-Aldrich | Z720534-100EA | https://www.sigmaaldrich.com/LT/en
Z720534-20EA | NALGENE(R) DIAGNOSTIC BOTTLES, STYLE 20& | 1X20EA | 1 | 52 | Sigma-Aldrich | Z720534-20EA | https://www.sigmaaldrich.com/LT/en
Z721697-1EA | KDS TWO SYRINGE NANOLITER PUMP, SERIES & | 1X1EA | 1 | 2303 | Sigma-Aldrich | Z721697-1EA | https://www.sigmaaldrich.com/LT/en
Z721719-1EA | KDS TWO SYRINGE PUSH-PULL PUMP, SERIES & | 1X1EA | 1 | 3295 | Sigma-Aldrich | Z721719-1EA | https://www.sigmaaldrich.com/LT/en
Z721743-1EA | KDS DAISY CHAIN CABLE | 1X1EA | 1 | 38 | Sigma-Aldrich | Z721743-1EA | https://www.sigmaaldrich.com/LT/en
Z721751-1EA | KDS RS232 CABLE FOR KDS 200 SERIES PUMP& | 1X1EA | 1 | 105 | Sigma-Aldrich | Z721751-1EA | https://www.sigmaaldrich.com/LT/en
Z721794-1EA | KDS TWO SYRINGE NANOLITER PUMP, SERIES & | 1X1EA | 1 | 2376 | Sigma-Aldrich | Z721794-1EA | https://www.sigmaaldrich.com/LT/en
Z721824-1EA | KDS TWO SYRINGE PUSH-PULL PUMP, SERIES & | 1X1EA | 1 | 3322 | Sigma-Aldrich | Z721824-1EA | https://www.sigmaaldrich.com/LT/en
Z721859-1EA | KDS RS232 CABLE FOR KDS 200 SERIES PUMP& | 1X1EA | 1 | 105 | Sigma-Aldrich | Z721859-1EA | https://www.sigmaaldrich.com/LT/en
Z646202-1EA | HEIGHT ADJUSTABLE RACK | 1X1EA | 1 | 49 | Sigma-Aldrich | Z646202-1EA | https://www.sigmaaldrich.com/LT/en
Z646210-1EA | JERRICANS CAPACITY 5 L | 1X1EA | 1 | 62 | Sigma-Aldrich | Z646210-1EA | https://www.sigmaaldrich.com/LT/en
Z646229-1EA | JERRICANS CAPACITY 10 L | 1X1EA | 1 | 80 | Sigma-Aldrich | Z646229-1EA | https://www.sigmaaldrich.com/LT/en
Z646237-1EA | JERRICANS CAPACITY 20 L | 1X1EA | 1 | 128 | Sigma-Aldrich | Z646237-1EA | https://www.sigmaaldrich.com/LT/en
Z562750-5EA | WILMAD(R) NMR TUBES DIAM. 5 MM, ECONOMY& | 1X5EA | 1 | 42 | Sigma-Aldrich | Z562750-5EA | https://www.sigmaaldrich.com/LT/en
Z562769-5EA | WILMAD(R) NMR TUBES DIAM. 5 MM, ECONOMY& | 1X5EA | 1 | 47 | Sigma-Aldrich | Z562769-5EA | https://www.sigmaaldrich.com/LT/en
Z562777-5EA | WILMAD(R) NMR TUBES DIAM. 5 MM, ECONOMY& | 1X5EA | 1 | 100 | Sigma-Aldrich | Z562777-5EA | https://www.sigmaaldrich.com/LT/en
Z562785-1EA | WILMAD(R) SCREW-CAP NMR TUBE LIMIT 300 & | 1X1EA | 1 | 38 | Sigma-Aldrich | Z562785-1EA | https://www.sigmaaldrich.com/LT/en
Z562793-1EA | WILMAD(R) SCREW-CAP NMR TUBE LIMIT 500 & | 1X1EA | 1 | 42 | Sigma-Aldrich | Z562793-1EA | https://www.sigmaaldrich.com/LT/en
Z562807-1EA | WILMAD(R) SCREW-CAP NMR TUBE LIMIT 600 & | 1X1EA | 1 | 53 | Sigma-Aldrich | Z562807-1EA | https://www.sigmaaldrich.com/LT/en
Z562815-1EA | WILMAD(R) QUICK PRESSURE VALVE NMR TUBE& | 1X1EA | 1 | 142 | Sigma-Aldrich | Z562815-1EA | https://www.sigmaaldrich.com/LT/en
Z562823-1EA | WILMAD(R) QUICK PRESSURE VALVE NMR TUBE& | 1X1EA | 1 | 142 | Sigma-Aldrich | Z562823-1EA | https://www.sigmaaldrich.com/LT/en
Z562831-1EA | WILMAD(R) QUICK PRESSURE VALVE NMR TUBE& | 1X1EA | 1 | 144 | Sigma-Aldrich | Z562831-1EA | https://www.sigmaaldrich.com/LT/en
Z562858-1EA | WILMAD(R) QUICK PRESSURE VALVE NMR TUBE& | 1X1EA | 1 | 148 | Sigma-Aldrich | Z562858-1EA | https://www.sigmaaldrich.com/LT/en
Z562866-1EA | WILMAD(R) QUICK PRESSURE VALVE NMR TUBE& | 1X1EA | 1 | 144 | Sigma-Aldrich | Z562866-1EA | https://www.sigmaaldrich.com/LT/en
Z562874-1EA | WILMAD(R) QUICK PRESSURE VALVE NMR TUBE& | 1X1EA | 1 | 144 | Sigma-Aldrich | Z562874-1EA | https://www.sigmaaldrich.com/LT/en
Z562882-1EA | WILMAD(R) QUICK PRESSURE VALVE NMR TUBE& | 1X1EA | 1 | 141 | Sigma-Aldrich | Z562882-1EA | https://www.sigmaaldrich.com/LT/en
Z562890-1EA | WILMAD(R) QUICK PRESSURE VALVE NMR TUBE& | 1X1EA | 1 | 147 | Sigma-Aldrich | Z562890-1EA | https://www.sigmaaldrich.com/LT/en
Z562904-1SET | WILMAD(R) EXTERNAL REFERENCE SYSTEM COM& | 1X1SET | 1 | 81 | Sigma-Aldrich | Z562904-1SET | https://www.sigmaaldrich.com/LT/en
Z562912-1SET | WILMAD(R) COAXIAL INSERT INSERT AND SPA& | 1X1SET | 1 | 62 | Sigma-Aldrich | Z562912-1SET | https://www.sigmaaldrich.com/LT/en
Z562742-5EA | WILMAD(R) NMR TUBES DIAM. 5 MM, ECONOMY& | 1X5EA | 1 | 38 | Sigma-Aldrich | Z562742-5EA | https://www.sigmaaldrich.com/LT/en
Z721107-20EA | FAST(R) SLIDES FOR PROTEIN MICROARRAYS,& | 1X20EA | 1 | 872 | Sigma-Aldrich | Z721107-20EA | https://www.sigmaaldrich.com/LT/en
Z721123-10EA | FAST(R) SLIDES FOR PROTEIN MICROARRAYS,& | 1X10EA | 1 | 856 | Sigma-Aldrich | Z721123-10EA | https://www.sigmaaldrich.com/LT/en
Z721158-10EA | FAST(R) SLIDES FOR PROTEIN MICROARRAYS,& | 1X10EA | 1 | 688 | Sigma-Aldrich | Z721158-10EA | https://www.sigmaaldrich.com/LT/en
Z721204-1EA | FAST FRAME SLIDE HOLDERS, CHIP CLIP SLI& | 1X1EA | 1 | 832 | Sigma-Aldrich | Z721204-1EA | https://www.sigmaaldrich.com/LT/en
Z721212-1EA | FAST FRAME SLIDE HOLDERS, FAST FRAME SL& | 1X1EA | 1 | 1304 | Sigma-Aldrich | Z721212-1EA | https://www.sigmaaldrich.com/LT/en
Z721328-10EA | FAST(R) SLIDE INCUBATION CHAMBERS, SING& | 1X10EA | 1 | 300 | Sigma-Aldrich | Z721328-10EA | https://www.sigmaaldrich.com/LT/en
Z721336-10EA | FAST(R) SLIDE INCUBATION CHAMBERS, DUAL& | 1X10EA | 1 | 300 | Sigma-Aldrich | Z721336-10EA | https://www.sigmaaldrich.com/LT/en
Z721476-50EA | SEALPLATE COLOR TAB FILMS ASSORTED COLO& | 1X50EA | 1 | 49 | Sigma-Aldrich | Z721476-50EA | https://www.sigmaaldrich.com/LT/en
Z562505-1EA | LABJAWS(TM) SWIVEL CLAMP HOLDER | 1X1EA | 1 | 42 | Sigma-Aldrich | Z562505-1EA | https://www.sigmaaldrich.com/LT/en
Z562610-1EA | ALDRICH(R) LECTURE-BOTTLE STATION FOR M& | 1X1EA | 1 | 1755 | Sigma-Aldrich | Z562610-1EA | https://www.sigmaaldrich.com/LT/en
Z562718-5EA | WILMAD(R) NMR TUBES DIAM. 5 MM, ECONOMY& | 1X5EA | 1 | 26 | Sigma-Aldrich | Z562718-5EA | https://www.sigmaaldrich.com/LT/en
Z562726-5EA | WILMAD(R) NMR TUBES DIAM. 5 MM, ECONOMY& | 1X5EA | 1 | 35 | Sigma-Aldrich | Z562726-5EA | https://www.sigmaaldrich.com/LT/en
Z562734-5EA | WILMAD(R) NMR TUBES DIAM. 5 MM, ECONOMY& | 1X5EA | 1 | 30 | Sigma-Aldrich | Z562734-5EA | https://www.sigmaaldrich.com/LT/en
Z720771-75EA | NUNCLON(TM)D MULTIDISHES 6 WELL ROUND | 1X75EA | 1 | 233 | Sigma-Aldrich | Z720771-75EA | https://www.sigmaaldrich.com/LT/en
Z720836-85EA | NUNCLON(TM)D MULTIDISHES 24 WELL ROUND | 1X85EA | 1 | 264 | Sigma-Aldrich | Z720836-85EA | https://www.sigmaaldrich.com/LT/en
Z720860-10EA | NUNC(R) CELL FACTORY 4 CHAMBER | 1X10EA | 1 | 860 | Sigma-Aldrich | Z720860-10EA | https://www.sigmaaldrich.com/LT/en
Z720879-8EA | NUNC(R) CELL FACTORY 1 CHAMBER | 1X8EA | 1 | 332 | Sigma-Aldrich | Z720879-8EA | https://www.sigmaaldrich.com/LT/en
Z720895-6EA | NUNC(R) CELL FACTORY 10 CHAMBER | 1X6EA | 1 | 849 | Sigma-Aldrich | Z720895-6EA | https://www.sigmaaldrich.com/LT/en
Z720917-6EA | NUNC(R) CELL FACTORY ACCESSORY FUNNEL | 1X6EA | 1 | 60 | Sigma-Aldrich | Z720917-6EA | https://www.sigmaaldrich.com/LT/en
Z720925-40EA | NUNC(R) CELL FACTORY ACCESSORY COVER CA& | 1X40EA | 1 | 51 | Sigma-Aldrich | Z720925-40EA | https://www.sigmaaldrich.com/LT/en
Z720933-1EA | NUNC(R) CELL FACTORY ACCESSORY START-UP& | 1X1EA | 1 | 164 | Sigma-Aldrich | Z720933-1EA | https://www.sigmaaldrich.com/LT/en
Z720984-2EA | NUNC(R) CELL FACTORY ACCESSORY PTFE CON& | 1X2EA | 1 | 65 | Sigma-Aldrich | Z720984-2EA | https://www.sigmaaldrich.com/LT/en
Z720992-10EA | NUNC(R) CELL FACTORY ACCESSORY GELMAN A& | 1X10EA | 1 | 539 | Sigma-Aldrich | Z720992-10EA | https://www.sigmaaldrich.com/LT/en
CLS3385-2EA | CORNING(R) HTS TRANSWELL(R)-96 WELL PER& | 1X2EA | 1 | 204 | Sigma-Aldrich | CLS3385-2EA | https://www.sigmaaldrich.com/LT/en
CLS3550-50EA | CORNING(R) PROTEIN CRYSTALLIZATION 96 W& | 1X50EA | 1 | 849 | Sigma-Aldrich | CLS3550-50EA | https://www.sigmaaldrich.com/LT/en
Z564060-1EA | ACE FILTER REACTOR SYSTEM CAPACITY 600 & | 1X1EA | 1 | 3636 | Sigma-Aldrich | Z564060-1EA | https://www.sigmaaldrich.com/LT/en
Z564087-1EA | ACE PRESSURE FILTER REACTOR SYSTEM JACK& | 1X1EA | 1 | 3479 | Sigma-Aldrich | Z564087-1EA | https://www.sigmaaldrich.com/LT/en
Z563099-1EA | J-KEM(R) THERMOCOUPLE PROBE SINGLE-ELEM& | 1X1EA | 1 | 98 | Sigma-Aldrich | Z563099-1EA | https://www.sigmaaldrich.com/LT/en
Z563102-1EA | J-KEM(R) THERMOCOUPLE PROBE SINGLE-ELEM& | 1X1EA | 1 | 98 | Sigma-Aldrich | Z563102-1EA | https://www.sigmaaldrich.com/LT/en
Z646199-1EA | SPINBAR(R) RESTRAINER | 1X1EA | 1 | 18 | Sigma-Aldrich | Z646199-1EA | https://www.sigmaaldrich.com/LT/en
GBL664108-25EA | PRESS-TO-SEAL SILICONE ISOLATOR, 24-2 M& | 1X25EA | 1 | 244 | Sigma-Aldrich | GBL664108-25EA | https://www.sigmaaldrich.com/LT/en
GBL665581-5EA | SILICONE ISOLATOR SHEET MATERIAL, 0.6 M& | 1X5EA | 1 | 407 | Sigma-Aldrich | GBL665581-5EA | https://www.sigmaaldrich.com/LT/en
GBL666517-25EA | PRESS-TO-SEAL SILICONE ISOLATOR, 16-7 MM | 1X25EA | 1 | 354 | Sigma-Aldrich | GBL666517-25EA | https://www.sigmaaldrich.com/LT/en
GBL103410-10EA | CULTUREWELL(TM) COVERGLASS INSERTS, WIT& | 1X10EA | 1 | 931 | Sigma-Aldrich | GBL103410-10EA | https://www.sigmaaldrich.com/LT/en
GBL664104-25EA | PRESS-TO-SEAL SILICONE ISOLATOR, 20 MM & | 1X25EA | 1 | 111 | Sigma-Aldrich | GBL664104-25EA | https://www.sigmaaldrich.com/LT/en
GBL664107-25EA | PRESS-TO-SEAL SILICONE ISOLATOR, 13 MM & | 1X25EA | 1 | 92 | Sigma-Aldrich | GBL664107-25EA | https://www.sigmaaldrich.com/LT/en
CLS5640P500-1EA | CORNING(R) REUSABLE VOLUMETRIC FLASK, C& | 1X1EA | 1 | 74 | Sigma-Aldrich | CLS5640P500-1EA | https://www.sigmaaldrich.com/LT/en
GBL666106-25EA | PRESS-TO-SEAL SILICONE ISOLATOR, 12-4.5& | 1X25EA | 1 | 293 | Sigma-Aldrich | GBL666106-25EA | https://www.sigmaaldrich.com/LT/en
GBL664172-5EA | CULTUREWELL(TM) SILICONE ISOLATOR SHEET& | 1X5EA | 1 | 546 | Sigma-Aldrich | GBL664172-5EA | https://www.sigmaaldrich.com/LT/en
GBL664504-25EA | PRESS-TO-SEAL SILICONE ISOLATOR, 20 MM & | 1X25EA | 1 | 106 | Sigma-Aldrich | GBL664504-25EA | https://www.sigmaaldrich.com/LT/en
GBL664506-25EA | PRESS-TO-SEAL SILICONE ISOLATOR, 12-4.5& | 1X25EA | 1 | 226 | Sigma-Aldrich | GBL664506-25EA | https://www.sigmaaldrich.com/LT/en
GBL664508-25EA | PRESS-TO-SEAL SILICONE ISOLATOR, 24-2 M& | 1X25EA | 1 | 226 | Sigma-Aldrich | GBL664508-25EA | https://www.sigmaaldrich.com/LT/en
GBL664515-25EA | PRESS-TO-SEAL SILICONE ISOLATOR, 8-7 MM& | 1X25EA | 1 | 190 | Sigma-Aldrich | GBL664515-25EA | https://www.sigmaaldrich.com/LT/en
GBL664516-25EA | PRESS-TO-SEAL SILICONE ISOLATOR, 10-7 M& | 1X25EA | 1 | 268 | Sigma-Aldrich | GBL664516-25EA | https://www.sigmaaldrich.com/LT/en
GBL665107-25EA | PRESS-TO-SEAL SILICONE ISOLATOR, 13 MM & | 1X25EA | 1 | 122 | Sigma-Aldrich | GBL665107-25EA | https://www.sigmaaldrich.com/LT/en
GBL665182-5EA | SILICONE ISOLATOR SHEET MATERIAL, 0.9 M& | 1X5EA | 1 | 503 | Sigma-Aldrich | GBL665182-5EA | https://www.sigmaaldrich.com/LT/en
GBL665283-5EA | SILICONE ISOLATOR SHEET MATERIAL, 1.7 M& | 1X5EA | 1 | 599 | Sigma-Aldrich | GBL665283-5EA | https://www.sigmaaldrich.com/LT/en
GBL665517-25EA | PRESS-TO-SEAL SILICONE ISOLATOR, 16-7 M& | 1X25EA | 1 | 268 | Sigma-Aldrich | GBL665517-25EA | https://www.sigmaaldrich.com/LT/en
GBL666103-25EA | PRESS-TO-SEAL SILICONE ISOLATOR, 19 MM & | 1X25EA | 1 | 253 | Sigma-Aldrich | GBL666103-25EA | https://www.sigmaaldrich.com/LT/en
GBL666208-25EA | PRESS-TO-SEAL SILICONE ISOLATOR, 24-2 M& | 1X25EA | 1 | 341 | Sigma-Aldrich | GBL666208-25EA | https://www.sigmaaldrich.com/LT/en
GBL666283-5EA | PRESS-TO-SEAL SILICONE ISOLATOR, 1.8 MM& | 1X5EA | 1 | 693 | Sigma-Aldrich | GBL666283-5EA | https://www.sigmaaldrich.com/LT/en
GBL666475-5EA | CULTUREWELL(TM) SILICONE ISOLATOR SHEET& | 1X5EA | 1 | 493 | Sigma-Aldrich | GBL666475-5EA | https://www.sigmaaldrich.com/LT/en
GBL666516-25EA | PRESS-TO-SEAL SILICONE ISOLATOR, 10-7 M& | 1X25EA | 1 | 332 | Sigma-Aldrich | GBL666516-25EA | https://www.sigmaaldrich.com/LT/en
GBL666581-5EA | PRESS-TO-SEAL SILICONE ISOLATOR, 0.8 MM& | 1X5EA | 1 | 504 | Sigma-Aldrich | GBL666581-5EA | https://www.sigmaaldrich.com/LT/en
GBL103240-10EA | REUSABLE CULTUREWELL(TM) GASKETS, WITH & | 1X10EA | 1 | 122 | Sigma-Aldrich | GBL103240-10EA | https://www.sigmaaldrich.com/LT/en
GBL103250-10EA | REUSABLE CULTUREWELL(TM) GASKETS, WITH & | 1X10EA | 1 | 121 | Sigma-Aldrich | GBL103250-10EA | https://www.sigmaaldrich.com/LT/en
GBL103340-20EA | CULTUREWELL(TM) CHAMBERED COVERGLASS, 4& | 1X20EA | 1 | 323 | Sigma-Aldrich | GBL103340-20EA | https://www.sigmaaldrich.com/LT/en
GBL103380-20EA | CULTUREWELL(TM) CHAMBERED COVERGLASS, 8& | 1X20EA | 1 | 323 | Sigma-Aldrich | GBL103380-20EA | https://www.sigmaaldrich.com/LT/en
GBL104112-75EA | SECURESLIP(TM) SILICONE SUPPORTED COVER& | 1X75EA | 1 | 616 | Sigma-Aldrich | GBL104112-75EA | https://www.sigmaaldrich.com/LT/en
GBL204996-5EA | FLEXPLATE MP(TM) MICROTITER PLATE SUPER& | 1X5EA | 1 | 390 | Sigma-Aldrich | GBL204996-5EA | https://www.sigmaaldrich.com/LT/en
GBL204997-1EA | FLEXPLATE MP(TM) MICROTITER PLATE SUPER& | 1X1EA | 1 | 137 | Sigma-Aldrich | GBL204997-1EA | https://www.sigmaaldrich.com/LT/en
GBL612105-100PAK | HYBRIWELL(TM) SEALING SYSTEM, SECURESEA& | 1X100PAK | 1 | 465 | Sigma-Aldrich | GBL612105-100PAK | https://www.sigmaaldrich.com/LT/en
GBL620003-1EA | GRACE BIO-LABS SECURESEAL(TM) ADHESIVE S | 1X1EA | 1 | 109 | Sigma-Aldrich | GBL620003-1EA | https://www.sigmaaldrich.com/LT/en
GBL620004-1EA | GRACE BIO-LABS SECURESEAL(TM) ADHESIVE S | 1X1EA | 1 | 203 | Sigma-Aldrich | GBL620004-1EA | https://www.sigmaaldrich.com/LT/en
GBL664103-25EA | PRESS-TO-SEAL SILICONE ISOLATOR, 19 MM & | 1X25EA | 1 | 209 | Sigma-Aldrich | GBL664103-25EA | https://www.sigmaaldrich.com/LT/en
GBL664106-25EA | PRESS-TO-SEAL SILICONE ISOLATOR, 12-4.5& | 1X25EA | 1 | 245 | Sigma-Aldrich | GBL664106-25EA | https://www.sigmaaldrich.com/LT/en
CLS1000P250-6EA | CORNING(R) REUSABLE BEAKER, | 1X6EA | 1 | 34 | Sigma-Aldrich | CLS1000P250-6EA | https://www.sigmaaldrich.com/LT/en
CLS1015P2L-8EA | CORNING(R) REUSABLE BEAKER, POLYPROPYLE& | 1X8EA | 1 | 224 | Sigma-Aldrich | CLS1015P2L-8EA | https://www.sigmaaldrich.com/LT/en
CLS3022P1L-6EA | CORNING(R) REUSABLE GRADUATED CYLINDER& | 1X6EA | 1 | 276 | Sigma-Aldrich | CLS3022P1L-6EA | https://www.sigmaaldrich.com/LT/en
CLS5640P100-6EA | CORNING(R) REUSABLE VOLUMETRIC FLASK, C& | 1X6EA | 1 | 214 | Sigma-Aldrich | CLS5640P100-6EA | https://www.sigmaaldrich.com/LT/en
CLS5640P1L-3EA | CORNING(R) REUSABLE VOLUMETRIC FLASK, C& | 1X3EA | 1 | 218 | Sigma-Aldrich | CLS5640P1L-3EA | https://www.sigmaaldrich.com/LT/en
CLS5640P250-5EA | CORNING(R) REUSABLE VOLUMETRIC FLASK, C& | 1X5EA | 1 | 218 | Sigma-Aldrich | CLS5640P250-5EA | https://www.sigmaaldrich.com/LT/en
CLS5640P500-4EA | CORNING(R) REUSABLE VOLUMETRIC FLASK, C& | 1X4EA | 1 | 209 | Sigma-Aldrich | CLS5640P500-4EA | https://www.sigmaaldrich.com/LT/en
CLS5641P500-4EA | CORNING(R) REUSABLE VOLUMETRIC FLASK, C& | 1X4EA | 1 | 181 | Sigma-Aldrich | CLS5641P500-4EA | https://www.sigmaaldrich.com/LT/en
CLS5641P50-6EA | CORNING(R) REUSABLE VOLUMETRIC FLASK, C& | 1X6EA | 1 | 172 | Sigma-Aldrich | CLS5641P50-6EA | https://www.sigmaaldrich.com/LT/en
GBL664283-5EA | SILICONE ISOLATOR SHEET MATERIAL, 1.6 M& | 1X5EA | 1 | 503 | Sigma-Aldrich | GBL664283-5EA | https://www.sigmaaldrich.com/LT/en
GBL664301-25EA | PRESS-TO-SEAL SILICONE ISOLATOR, 8-9 MM& | 1X25EA | 1 | 276 | Sigma-Aldrich | GBL664301-25EA | https://www.sigmaaldrich.com/LT/en
GBL664571-5EA | CULTUREWELL(TM) SILICONE ISOLATOR SHEET& | 1X5EA | 1 | 415 | Sigma-Aldrich | GBL664571-5EA | https://www.sigmaaldrich.com/LT/en
GBL664581-5EA | SILICONE ISOLATOR SHEET MATERIAL, 0.5 M& | 1X5EA | 1 | 313 | Sigma-Aldrich | GBL664581-5EA | https://www.sigmaaldrich.com/LT/en
GBL665384-5EA | SILICONE ISOLATOR SHEET MATERIAL, 2.5 M& | 1X5EA | 1 | 693 | Sigma-Aldrich | GBL665384-5EA | https://www.sigmaaldrich.com/LT/en
GBL666182-5EA | PRESS-TO-SEAL SILICONE ISOLATOR, 1.0 MM& | 1X5EA | 1 | 602 | Sigma-Aldrich | GBL666182-5EA | https://www.sigmaaldrich.com/LT/en
GBL666204-25EA | PRESS-TO-SEAL SILICONE ISOLATOR, 20 MM & | 1X25EA | 1 | 203 | Sigma-Aldrich | GBL666204-25EA | https://www.sigmaaldrich.com/LT/en
GBL666507-25EA | PRESS-TO-SEAL SILICONE ISOLATOR, 13 MM & | 1X25EA | 1 | 135 | Sigma-Aldrich | GBL666507-25EA | https://www.sigmaaldrich.com/LT/en
Z683299-1EA | XPELL(TM) INDICATING PELLETS FOR PEROXI& | 1X1EA | 1 | 129 | Sigma-Aldrich | Z683299-1EA | https://www.sigmaaldrich.com/LT/en
GBL104412-10EA | MULTISLIP(TM) COVERGLASS INSERTS, WITH & | 1X10EA | 1 | 1078 | Sigma-Aldrich | GBL104412-10EA | https://www.sigmaaldrich.com/LT/en
GBL204064-5EA | FLEXWELL(TM) REMOVABLE INCUBATION CHAMB& | 1X5EA | 1 | 135 | Sigma-Aldrich | GBL204064-5EA | https://www.sigmaaldrich.com/LT/en
GBL612107-100PAK | HYBRIWELL(TM) SEALING SYSTEM, SECURESEA& | 1X100PAK | 1 | 516 | Sigma-Aldrich | GBL612107-100PAK | https://www.sigmaaldrich.com/LT/en
GBL612201-100PAK | HYBRIWELL-FL(TM) SEALING SYSTEM, FLUOR-& | 1X100PAK | 1 | 454 | Sigma-Aldrich | GBL612201-100PAK | https://www.sigmaaldrich.com/LT/en
CLS5650P10-6EA | CORNING(R) REUSABLE VOLUMETRIC FLASK, C& | 1X6EA | 1 | 1097 | Sigma-Aldrich | CLS5650P10-6EA | https://www.sigmaaldrich.com/LT/en
CLS5650P25-6EA | CORNING(R) REUSABLE VOLUMETRIC FLASK, C& | 1X6EA | 1 | 1389 | Sigma-Aldrich | CLS5650P25-6EA | https://www.sigmaaldrich.com/LT/en
CLS5640P50-6EA | CORNING(R) REUSABLE VOLUMETRIC FLASK, C& | 1X6EA | 1 | 199 | Sigma-Aldrich | CLS5640P50-6EA | https://www.sigmaaldrich.com/LT/en
CLS5650P50-6EA | CORNING(R) REUSABLE VOLUMETRIC FLASK, C& | 1X6EA | 1 | 1412 | Sigma-Aldrich | CLS5650P50-6EA | https://www.sigmaaldrich.com/LT/en
CLS8502-960EA | CORNING(R) 96 1D/2D BAR CODED STORAGE T& | 1X960EA | 1 | 1412 | Sigma-Aldrich | CLS8502-960EA | https://www.sigmaaldrich.com/LT/en
Z687421-10X250EA | MICROFLEX 93-833, XCEED NITRILE GLOVES | 10X250EA | 1 | 495 | Sigma-Aldrich | Z687421-10X250EA | https://www.sigmaaldrich.com/LT/en
Z687421-250EA | MICROFLEX 93-833, XCEED NITRILE GLOVES | 1X250EA | 1 | 67 | Sigma-Aldrich | Z687421-250EA | https://www.sigmaaldrich.com/LT/en
Z687448-10X250EA | MICROFLEX 93-833, XCEED NITRILE GLOVES | 10X250EA | 1 | 495 | Sigma-Aldrich | Z687448-10X250EA | https://www.sigmaaldrich.com/LT/en
Z687448-250EA | MICROFLEX 93-833, XCEED NITRILE GLOVES | 1X250EA | 1 | 67 | Sigma-Aldrich | Z687448-250EA | https://www.sigmaaldrich.com/LT/en
Z687456-10X250EA | MICROFLEX 93-833, XCEED NITRILE GLOVES | 10X250EA | 1 | 495 | Sigma-Aldrich | Z687456-10X250EA | https://www.sigmaaldrich.com/LT/en
Z687456-250EA | MICROFLEX 93-833, XCEED NITRILE GLOVES | 1X250EA | 1 | 67 | Sigma-Aldrich | Z687456-250EA | https://www.sigmaaldrich.com/LT/en
Z687472-10X250EA | MICROFLEX 93-833, XCEED NITRILE GLOVES | 10X250EA | 1 | 495 | Sigma-Aldrich | Z687472-10X250EA | https://www.sigmaaldrich.com/LT/en
Z687472-250EA | MICROFLEX 93-833, XCEED NITRILE GLOVES | 1X250EA | 1 | 67 | Sigma-Aldrich | Z687472-250EA | https://www.sigmaaldrich.com/LT/en
GBL664503-25EA | PRESS-TO-SEAL SILICONE ISOLATOR, 19 MM & | 1X25EA | 1 | 158 | Sigma-Aldrich | GBL664503-25EA | https://www.sigmaaldrich.com/LT/en
GBL666207-25EA | PRESS-TO-SEAL SILICONE ISOLATOR, 13 MM & | 1X25EA | 1 | 161 | Sigma-Aldrich | GBL666207-25EA | https://www.sigmaaldrich.com/LT/en
GBL103230-10EA | REUSABLE CULTUREWELL(TM) GASKETS, WITH & | 1X10EA | 1 | 122 | Sigma-Aldrich | GBL103230-10EA | https://www.sigmaaldrich.com/LT/en
GBL204969-1EA | PROPLATE(R) MP(TM) MICROTITER PLATE SUP& | 1X1EA | 1 | 85 | Sigma-Aldrich | GBL204969-1EA | https://www.sigmaaldrich.com/LT/en
GBL620002-1EA | GRACE BIO-LABS SECURESEAL(TM) ADHESIVE S | 1X1EA | 1 | 79 | Sigma-Aldrich | GBL620002-1EA | https://www.sigmaaldrich.com/LT/en
CLS5641P10-6EA | CORNING(R) REUSABLE VOLUMETRIC FLASK, C& | 1X6EA | 1 | 119 | Sigma-Aldrich | CLS5641P10-6EA | https://www.sigmaaldrich.com/LT/en
GBL103220-10EA | REUSABLE CULTUREWELL(TM) GASKETS, WITH & | 1X10EA | 1 | 133 | Sigma-Aldrich | GBL103220-10EA | https://www.sigmaaldrich.com/LT/en
GBL664273-5EA | CULTUREWELL(TM) SILICONE ISOLATOR SHEET& | 1X5EA | 1 | 676 | Sigma-Aldrich | GBL664273-5EA | https://www.sigmaaldrich.com/LT/en
GBL664501-25EA | PRESS-TO-SEAL SILICONE ISOLATOR, 8-9 MM& | 1X25EA | 1 | 191 | Sigma-Aldrich | GBL664501-25EA | https://www.sigmaaldrich.com/LT/en
GBL664517-25EA | PRESS-TO-SEAL SILICONE ISOLATOR, 16-7 M& | 1X25EA | 1 | 190 | Sigma-Aldrich | GBL664517-25EA | https://www.sigmaaldrich.com/LT/en
GBL665106-25EA | PRESS-TO-SEAL SILICONE ISOLATOR, 12-4.5& | 1X25EA | 1 | 258 | Sigma-Aldrich | GBL665106-25EA | https://www.sigmaaldrich.com/LT/en
GBL666105-25EA | PRESS-TO-SEAL SILICONE ISOLATOR, 8-9 MM& | 1X25EA | 1 | 279 | Sigma-Aldrich | GBL666105-25EA | https://www.sigmaaldrich.com/LT/en
GBL666206-25EA | PRESS-TO-SEAL SILICONE ISOLATOR, 12-4.5& | 1X25EA | 1 | 324 | Sigma-Aldrich | GBL666206-25EA | https://www.sigmaaldrich.com/LT/en
GBL664384-5EA | SILICONE ISOLATOR SHEET MATERIAL, 2.4 M& | 1X5EA | 1 | 601 | Sigma-Aldrich | GBL664384-5EA | https://www.sigmaaldrich.com/LT/en
GBL664507-25EA | PRESS-TO-SEAL SILICONE ISOLATOR, 13 MM & | 1X25EA | 1 | 89 | Sigma-Aldrich | GBL664507-25EA | https://www.sigmaaldrich.com/LT/en
GBL665104-25EA | PRESS-TO-SEAL SILICONE ISOLATOR, 20 MM & | 1X25EA | 1 | 149 | Sigma-Aldrich | GBL665104-25EA | https://www.sigmaaldrich.com/LT/en
GBL665273-5EA | CULTUREWELL(TM) SILICONE ISOLATOR SHEET& | 1X5EA | 1 | 803 | Sigma-Aldrich | GBL665273-5EA | https://www.sigmaaldrich.com/LT/en
GBL666205-25EA | PRESS-TO-SEAL SILICONE ISOLATOR, 8-9 MM& | 1X25EA | 1 | 328 | Sigma-Aldrich | GBL666205-25EA | https://www.sigmaaldrich.com/LT/en
GBL666384-5EA | PRESS-TO-SEAL SILICONE ISOLATOR, 2.6 MM& | 1X5EA | 1 | 792 | Sigma-Aldrich | GBL666384-5EA | https://www.sigmaaldrich.com/LT/en
GBL103280-10EA | REUSABLE CULTUREWELL(TM) GASKETS, WITH & | 1X10EA | 1 | 121 | Sigma-Aldrich | GBL103280-10EA | https://www.sigmaaldrich.com/LT/en
GBL206384-1EA | PROPLATE(R) MP(TM) MICROTITER PLATE SUP& | 1X1EA | 1 | 118 | Sigma-Aldrich | GBL206384-1EA | https://www.sigmaaldrich.com/LT/en
GBL612202-100PAK | HYBRIWELL-FL(TM) SEALING SYSTEM, FLUOR-& | 1X100PAK | 1 | 491 | Sigma-Aldrich | GBL612202-100PAK | https://www.sigmaaldrich.com/LT/en
GBL664101-25EA | PRESS-TO-SEAL SILICONE ISOLATOR, 8-9 MM& | 1X25EA | 1 | 213 | Sigma-Aldrich | GBL664101-25EA | https://www.sigmaaldrich.com/LT/en
CLS1015P1L-12EA | CORNING(R) REUSABLE BEAKER, POLYPROPYLE& | 1X12EA | 1 | 181 | Sigma-Aldrich | CLS1015P1L-12EA | https://www.sigmaaldrich.com/LT/en
CLS5641P100-6EA | CORNING(R) REUSABLE VOLUMETRIC FLASK, C& | 1X6EA | 1 | 186 | Sigma-Aldrich | CLS5641P100-6EA | https://www.sigmaaldrich.com/LT/en
CLS8510-20X384EA | CORNING(R) 384 2D BAR CODED STORAGE TUB& | 20X384EA | 1 | 2420 | Sigma-Aldrich | CLS8510-20X384EA | https://www.sigmaaldrich.com/LT/en
GBL104212-75EA | SECURESLIP(TM) SILICONE SUPPORTED COVER& | 1X75EA | 1 | 616 | Sigma-Aldrich | GBL104212-75EA | https://www.sigmaaldrich.com/LT/en
GBL204960-1EA | PROPLATE(R) MP(TM)MICROTITER PLATE SUPE& | 1X1EA | 1 | 85 | Sigma-Aldrich | GBL204960-1EA | https://www.sigmaaldrich.com/LT/en
GBL612106-100PAK | HYBRIWELL(TM) SEALING SYSTEM, SECURESEA& | 1X100PAK | 1 | 518 | Sigma-Aldrich | GBL612106-100PAK | https://www.sigmaaldrich.com/LT/en
GBL620001-1EA | GRACE BIO-LABS SECURESEAL(TM) ADHESIVE S | 1X1EA | 1 | 60 | Sigma-Aldrich | GBL620001-1EA | https://www.sigmaaldrich.com/LT/en
GBL103210-10EA | REUSABLE CULTUREWELL(TM) GASKETS, WITH & | 1X10EA | 1 | 122 | Sigma-Aldrich | GBL103210-10EA | https://www.sigmaaldrich.com/LT/en
Z684384-1EA | ALDRICH(R) MICROSCALE TUBE, GC COLLECTI& | 1X1EA | 1 | 12 | Sigma-Aldrich | Z684384-1EA | https://www.sigmaaldrich.com/LT/en
Z684090-5EA | WILMAD(R) NMR TUBES, 5 MM DIAM., PRECIS& | 1X5EA | 1 | 138 | Sigma-Aldrich | Z684090-5EA | https://www.sigmaaldrich.com/LT/en
Z684120-5EA | WILMAD(R) NMR TUBES, 5 MM DIAM., PRECIS& | 1X5EA | 1 | 148 | Sigma-Aldrich | Z684120-5EA | https://www.sigmaaldrich.com/LT/en
GBL722430-1000EA | HYBRISLIP(TM) HYBRIDIZATION COVER, 24 M& | 1X1000EA | 1 | 610 | Sigma-Aldrich | GBL722430-1000EA | https://www.sigmaaldrich.com/LT/en
GBL664115-25EA | PRESS-TO-SEAL SILICONE ISOLATOR, 8-7 MM& | 1X25EA | 1 | 256 | Sigma-Aldrich | GBL664115-25EA | https://www.sigmaaldrich.com/LT/en
GBL664216-25EA | PRESS-TO-SEAL SILICONE ISOLATOR, 10-7 M& | 1X25EA | 1 | 286 | Sigma-Aldrich | GBL664216-25EA | https://www.sigmaaldrich.com/LT/en
GBL622302-40EA | COVERWELL(TM) PERFUSION CHAMBERS, 1-19 & | 1X40EA | 1 | 278 | Sigma-Aldrich | GBL622302-40EA | https://www.sigmaaldrich.com/LT/en
GBL714022-100EA | HYBRISLIP(TM) HYBRIDIZATION COVER, 22 M& | 1X100EA | 1 | 60 | Sigma-Aldrich | GBL714022-100EA | https://www.sigmaaldrich.com/LT/en
GBL622105-20EA | COVERWELL(TM) PERFUSION CHAMBERS, 8-9 M& | 1X20EA | 1 | 224 | Sigma-Aldrich | GBL622105-20EA | https://www.sigmaaldrich.com/LT/en
Z684112-5EA | WILMAD(R) NMR TUBES, 5 MM DIAM., PRECIS& | 1X5EA | 1 | 82 | Sigma-Aldrich | Z684112-5EA | https://www.sigmaaldrich.com/LT/en
Z683280-1EA | J.YOUNG AIR INLET VALVE, 5 MM BORE | 1X1EA | 1 | 37 | Sigma-Aldrich | Z683280-1EA | https://www.sigmaaldrich.com/LT/en
GBL665504-25EA | PRESS-TO-SEAL SILICONE ISOLATOR, 20 MM & | 1X25EA | 1 | 145 | Sigma-Aldrich | GBL665504-25EA | https://www.sigmaaldrich.com/LT/en
GBL622201-20EA | COVERWELL(TM) PERFUSION CHAMBERS, 1-20 & | 1X20EA | 1 | 135 | Sigma-Aldrich | GBL622201-20EA | https://www.sigmaaldrich.com/LT/en
GBL714024-100EA | HYBRISLIP(TM) HYBRIDIZATION COVER, 24 M& | 1X100EA | 1 | 79 | Sigma-Aldrich | GBL714024-100EA | https://www.sigmaaldrich.com/LT/en
GBL622301-20EA | COVERWELL(TM) PERFUSION CHAMBERS, 1-20 & | 1X20EA | 1 | 145 | Sigma-Aldrich | GBL622301-20EA | https://www.sigmaaldrich.com/LT/en
CLS1015P500-12EA | CORNING(R) REUSABLE BEAKER, POLYPROPYLE& | 1X12EA | 1 | 152 | Sigma-Aldrich | CLS1015P500-12EA | https://www.sigmaaldrich.com/LT/en
CLS3528-2EA | CORNING(R) SIDE-ARM ASSEMBLY FOR CORNIN& | 1X2EA | 1 | 465 | Sigma-Aldrich | CLS3528-2EA | https://www.sigmaaldrich.com/LT/en
CLS431372-50EA | VENTED CAP FOR CORNING(R) POLYCARBONATE& | 1X50EA | 1 | 308 | Sigma-Aldrich | CLS431372-50EA | https://www.sigmaaldrich.com/LT/en
GBL724024-1000EA | HYBRISLIP(TM) HYBRIDIZATION COVER, 24 M& | 1X1000EA | 1 | 612 | Sigma-Aldrich | GBL724024-1000EA | https://www.sigmaaldrich.com/LT/en
GBL665203-25EA | PRESS-TO-SEAL SILICONE ISOLATOR, 19 MM & | 1X25EA | 1 | 244 | Sigma-Aldrich | GBL665203-25EA | https://www.sigmaaldrich.com/LT/en
GBL664113-50EA | FASTWELLS(TM) REAGENT BARRIERS, 1-20 MM& | 1X50EA | 1 | 206 | Sigma-Aldrich | GBL664113-50EA | https://www.sigmaaldrich.com/LT/en
GBL665103-25EA | PRESS-TO-SEAL SILICONE ISOLATOR, 19 MM & | 1X25EA | 1 | 229 | Sigma-Aldrich | GBL665103-25EA | https://www.sigmaaldrich.com/LT/en
GBL622304-20EA | COVERWELL(TM) PERFUSION CHAMBERS, 4-6.3& | 1X20EA | 1 | 215 | Sigma-Aldrich | GBL622304-20EA | https://www.sigmaaldrich.com/LT/en
Z683264-1EA | J.YOUNG HIGH-VACUUM PTFE VALVE, THREE W& | 1X1EA | 1 | 150 | Sigma-Aldrich | Z683264-1EA | https://www.sigmaaldrich.com/LT/en
Z684368-1EA | ALDRICH(R) MICROSCALE TUBE, DRYING, JOI& | 1X1EA | 1 | 24 | Sigma-Aldrich | Z684368-1EA | https://www.sigmaaldrich.com/LT/en
Z740240-1EA | QIANCAP(TM) GAS PURGING SET FOR ACE PRE& | 1X1EA | 1 | 2617 | Sigma-Aldrich | Z740240-1EA | https://www.sigmaaldrich.com/LT/en
GBL635011-40EA | COVERWELL(TM) IMAGING CHAMBERS, 20 MM D& | 1X40EA | 1 | 202 | Sigma-Aldrich | GBL635011-40EA | https://www.sigmaaldrich.com/LT/en
CLS3545-2EA | CORNING(R) SIDE-ARM ASSEMBLY FOR CORNIN& | 1X2EA | 1 | 465 | Sigma-Aldrich | CLS3545-2EA | https://www.sigmaaldrich.com/LT/en
GBL665506-25EA | PRESS-TO-SEAL SILICONE ISOLATOR, 12-4.5& | 1X25EA | 1 | 238 | Sigma-Aldrich | GBL665506-25EA | https://www.sigmaaldrich.com/LT/en
Z684414-1EA | ALDRICH(R) MICROSCALE VIAL, CONICAL, 1.& | 1X1EA | 1 | 17 | Sigma-Aldrich | Z684414-1EA | https://www.sigmaaldrich.com/LT/en
Z684422-1EA | ALDRICH(R) MICROSCALE VIAL, CONICAL, 3.& | 1X1EA | 1 | 23 | Sigma-Aldrich | Z684422-1EA | https://www.sigmaaldrich.com/LT/en
GBL664117-25EA | PRESS-TO-SEAL SILICONE ISOLATOR, 16-7 M& | 1X25EA | 1 | 195 | Sigma-Aldrich | GBL664117-25EA | https://www.sigmaaldrich.com/LT/en
Z684201-1EA | ALDRICH(R) MICROSCALE BOX FOR ECONOMY K& | 1X1EA | 1 | 19 | Sigma-Aldrich | Z684201-1EA | https://www.sigmaaldrich.com/LT/en
Z684287-1EA | ALDRICH(R) MICROSCALE SPINBAR, PTFE, 2 & | 1X1EA | 1 | 13 | Sigma-Aldrich | Z684287-1EA | https://www.sigmaaldrich.com/LT/en
GBL665207-25EA | PRESS-TO-SEAL SILICONE ISOLATOR, 13 MM & | 1X25EA | 1 | 130 | Sigma-Aldrich | GBL665207-25EA | https://www.sigmaaldrich.com/LT/en
GBL666304-25EA | PRESS-TO-SEAL SILICONE ISOLATOR, 20 MM & | 1X25EA | 1 | 215 | Sigma-Aldrich | GBL666304-25EA | https://www.sigmaaldrich.com/LT/en
GBL654004-100EA | SECURESEAL(TM) IMAGING SPACER, 13 MM DI& | 1X100EA | 1 | 226 | Sigma-Aldrich | GBL654004-100EA | https://www.sigmaaldrich.com/LT/en
GBL664203-25EA | PRESS-TO-SEAL SILICONE ISOLATOR, 19 MM & | 1X25EA | 1 | 226 | Sigma-Aldrich | GBL664203-25EA | https://www.sigmaaldrich.com/LT/en
Z683442-7EA | BRAND SERIPETTOR(R) DISPENSING CARTRIDG& | 1X7EA | 1 | 62 | Sigma-Aldrich | Z683442-7EA | https://www.sigmaaldrich.com/LT/en
GBL645402-25EA | COVERWELL(TM) INCUBATION CHAMBERS, 22 M& | 1X25EA | 1 | 266 | Sigma-Aldrich | GBL645402-25EA | https://www.sigmaaldrich.com/LT/en
GBL665108-25EA | PRESS-TO-SEAL SILICONE ISOLATOR, 24-2 M& | 1X25EA | 1 | 260 | Sigma-Aldrich | GBL665108-25EA | https://www.sigmaaldrich.com/LT/en
GBL665301-25EA | PRESS-TO-SEAL SILICONE ISOLATOR, 8-9 MM& | 1X25EA | 1 | 301 | Sigma-Aldrich | GBL665301-25EA | https://www.sigmaaldrich.com/LT/en
GBL621507-25PAK | SECURESEAL(TM) HYBRIDIZATION CHAMBERS, & | 1X25PAK | 1 | 378 | Sigma-Aldrich | GBL621507-25PAK | https://www.sigmaaldrich.com/LT/en
GBL622504-40EA | COVERWELL(TM) PERFUSION CHAMBERS, 4-6.3& | 1X40EA | 1 | 324 | Sigma-Aldrich | GBL622504-40EA | https://www.sigmaaldrich.com/LT/en
GBL654006-100EA | SECURESEAL(TM) IMAGING SPACER, 20 MM DI& | 1X100EA | 1 | 256 | Sigma-Aldrich | GBL654006-100EA | https://www.sigmaaldrich.com/LT/en
GBL702430-100EA | HYBRISLIP(TM) HYBRIDIZATION COVER, 24 M& | 1X100EA | 1 | 72 | Sigma-Aldrich | GBL702430-100EA | https://www.sigmaaldrich.com/LT/en
GBL622102-20EA | COVERWELL(TM) PERFUSION CHAMBERS, 1-19 & | 1X20EA | 1 | 188 | Sigma-Aldrich | GBL622102-20EA | https://www.sigmaaldrich.com/LT/en
Z684279-1EA | ALDRICH(R) MICROSCALE FLASK, ROUND-BOTT& | 1X1EA | 1 | 29 | Sigma-Aldrich | Z684279-1EA | https://www.sigmaaldrich.com/LT/en
Z684082-5EA | WILMAD(R) NMR TUBES, 5 MM DIAM., PRECIS& | 1X5EA | 1 | 76 | Sigma-Aldrich | Z684082-5EA | https://www.sigmaaldrich.com/LT/en
GBL622503-40EA | COVERWELL(TM) PERFUSION CHAMBERS, 3-3 M& | 1X40EA | 1 | 202 | Sigma-Aldrich | GBL622503-40EA | https://www.sigmaaldrich.com/LT/en
Z684171-1EA | ALDRICH(R) MICROSCALE ADAPTER, VACUUM, & | 1X1EA | 1 | 50 | Sigma-Aldrich | Z684171-1EA | https://www.sigmaaldrich.com/LT/en
GBL665101-25EA | PRESS-TO-SEAL SILICONE ISOLATOR, 8-9 MM& | 1X25EA | 1 | 238 | Sigma-Aldrich | GBL665101-25EA | https://www.sigmaaldrich.com/LT/en
GBL712222-100EA | HYBRISLIP(TM) HYBRIDIZATION COVER, 22 M& | 1X100EA | 1 | 62 | Sigma-Aldrich | GBL712222-100EA | https://www.sigmaaldrich.com/LT/en
GBL664206-25EA | PRESS-TO-SEAL SILICONE ISOLATOR, 12-4.5& | 1X25EA | 1 | 260 | Sigma-Aldrich | GBL664206-25EA | https://www.sigmaaldrich.com/LT/en
Z684252-1EA | ALDRICH(R) MICROSCALE DISTILLATION HEAD& | 1X1EA | 1 | 49 | Sigma-Aldrich | Z684252-1EA | https://www.sigmaaldrich.com/LT/en
Z684341-1EA | ALDRICH(R) MICROSCALE TUBE, CRAIG, W/PT& | 1X1EA | 1 | 22 | Sigma-Aldrich | Z684341-1EA | https://www.sigmaaldrich.com/LT/en
GBL665507-25EA | PRESS-TO-SEAL SILICONE ISOLATOR, 13 MM & | 1X25EA | 1 | 119 | Sigma-Aldrich | GBL665507-25EA | https://www.sigmaaldrich.com/LT/en
GBL665208-25EA | PRESS-TO-SEAL SILICONE ISOLATOR, 24-2 M& | 1X25EA | 1 | 301 | Sigma-Aldrich | GBL665208-25EA | https://www.sigmaaldrich.com/LT/en
GBL664182-5EA | SILICONE ISOLATOR SHEET MATERIAL, 0.8 M& | 1X5EA | 1 | 407 | Sigma-Aldrich | GBL664182-5EA | https://www.sigmaaldrich.com/LT/en
GBL666116-25EA | PRESS-TO-SEAL SILICONE ISOLATOR, 10-7 M& | 1X25EA | 1 | 341 | Sigma-Aldrich | GBL666116-25EA | https://www.sigmaaldrich.com/LT/en
GBL622204-20EA | COVERWELL(TM) PERFUSION CHAMBERS, 4-6.3& | 1X20EA | 1 | 203 | Sigma-Aldrich | GBL622204-20EA | https://www.sigmaaldrich.com/LT/en
Z684295-1EA | ALDRICH(R) MICROSCALE SPIN VANE, 3 & 5 & | 1X1EA | 1 | 13 | Sigma-Aldrich | Z684295-1EA | https://www.sigmaaldrich.com/LT/en
Z684236-1EA | ALDRICH(R) MICROSCALE CONDENSER, AIR RE& | 1X1EA | 1 | 32 | Sigma-Aldrich | Z684236-1EA | https://www.sigmaaldrich.com/LT/en
GBL665115-25EA | PRESS-TO-SEAL SILICONE ISOLATOR, 8-7 MM& | 1X25EA | 1 | 244 | Sigma-Aldrich | GBL665115-25EA | https://www.sigmaaldrich.com/LT/en
CLS43923-100EA | CORNING(R) 96 WELL STRIPWELL(TM) PLATES& | 1X100EA | 1 | 1045 | Sigma-Aldrich | CLS43923-100EA | https://www.sigmaaldrich.com/LT/en
CLS1003P25-12EA | CORNING(R) REUSABLE BEAKER, LOW FORM, P& | 1X12EA | 1 | 370 | Sigma-Aldrich | CLS1003P25-12EA | https://www.sigmaaldrich.com/LT/en
GBL712525-100EA | HYBRISLIP(TM) HYBRIDIZATION COVER, 25 M& | 1X100EA | 1 | 67 | Sigma-Aldrich | GBL712525-100EA | https://www.sigmaaldrich.com/LT/en
GBL724022-1000EA | HYBRISLIP(TM) HYBRIDIZATION COVER, 22 M& | 1X1000EA | 1 | 468 | Sigma-Aldrich | GBL724022-1000EA | https://www.sigmaaldrich.com/LT/en
GBL635041-25EA | COVERWELL(TM) IMAGING CHAMBERS, 28 MM D& | 1X25EA | 1 | 198 | Sigma-Aldrich | GBL635041-25EA | https://www.sigmaaldrich.com/LT/en
Z684104-5EA | WILMAD(R) NMR TUBES, 5 MM DIAM., PRECIS& | 1X5EA | 1 | 69 | Sigma-Aldrich | Z684104-5EA | https://www.sigmaaldrich.com/LT/en
GBL664204-25EA | PRESS-TO-SEAL SILICONE ISOLATOR, 20 MM & | 1X25EA | 1 | 123 | Sigma-Aldrich | GBL664204-25EA | https://www.sigmaaldrich.com/LT/en
Z683213-1EA | J.YOUNG HIGH-VACUUM PTFE VALVE, STRAIGH& | 1X1EA | 1 | 113 | Sigma-Aldrich | Z683213-1EA | https://www.sigmaaldrich.com/LT/en
Z684333-1EA | ALDRICH(R) MICROSCALE PTFE PLUNGER FOR & | 1X1EA | 1 | 14 | Sigma-Aldrich | Z684333-1EA | https://www.sigmaaldrich.com/LT/en
GBL622202-20EA | COVERWELL(TM) PERFUSION CHAMBERS, 1-19 & | 1X20EA | 1 | 188 | Sigma-Aldrich | GBL622202-20EA | https://www.sigmaaldrich.com/LT/en
GBL622305-10EA | COVERWELL(TM) PERFUSION CHAMBERS, 8-9 M& | 1X10EA | 1 | 145 | Sigma-Aldrich | GBL622305-10EA | https://www.sigmaaldrich.com/LT/en
Z682888-1EA | ACE RECEIVING FLASK, CAPACITY 2000 ML, | 1X1EA | 1 | 134 | Sigma-Aldrich | Z682888-1EA | https://www.sigmaaldrich.com/LT/en
Z684015-5EA | WILMAD(R) NMR TUBES, 5 MM DIAM., PRECIS& | 1X5EA | 1 | 68 | Sigma-Aldrich | Z684015-5EA | https://www.sigmaaldrich.com/LT/en
GBL629200-200EA | ADHESIVE SEAL TABS FOR SECURESEAL(TM) H& | 1X200EA | 1 | 104 | Sigma-Aldrich | GBL629200-200EA | https://www.sigmaaldrich.com/LT/en
GBL666108-25EA | PRESS-TO-SEAL SILICONE ISOLATOR, 24-2 M& | 1X25EA | 1 | 294 | Sigma-Aldrich | GBL666108-25EA | https://www.sigmaaldrich.com/LT/en
Z684449-1EA | ALDRICH(R) MICROSCALE VIAL, CONICAL, TH& | 1X1EA | 1 | 21 | Sigma-Aldrich | Z684449-1EA | https://www.sigmaaldrich.com/LT/en
ACE729805-1EA | ACE ADDITION FUNNEL, CAPACITY 125 ML | 1X1EA | 1 | 311 | Sigma-Aldrich | ACE729805-1EA | https://www.sigmaaldrich.com/LT/en
GBL726022-1000EA | HYBRISLIP(TM) HYBRIDIZATION COVER, 22 M& | 1X1000EA | 1 | 554 | Sigma-Aldrich | GBL726022-1000EA | https://www.sigmaaldrich.com/LT/en
GBL665201-25EA | PRESS-TO-SEAL SILICONE ISOLATOR, 8-9 MM& | 1X25EA | 1 | 276 | Sigma-Aldrich | GBL665201-25EA | https://www.sigmaaldrich.com/LT/en
Z683450-7EA | BRAND SERIPETTOR(R) DISPENSING CARTRIDG& | 1X7EA | 1 | 62 | Sigma-Aldrich | Z683450-7EA | https://www.sigmaaldrich.com/LT/en
GBL666215-25EA | PRESS-TO-SEAL SILICONE ISOLATOR, 8-7 MM& | 1X25EA | 1 | 358 | Sigma-Aldrich | GBL666215-25EA | https://www.sigmaaldrich.com/LT/en
Z684058-5EA | WILMAD(R) NMR TUBES, 5 MM DIAM., PRECIS& | 1X5EA | 1 | 78 | Sigma-Aldrich | Z684058-5EA | https://www.sigmaaldrich.com/LT/en
GBL665307-25EA | PRESS-TO-SEAL SILICONE ISOLATOR, 13 MM & | 1X25EA | 1 | 107 | Sigma-Aldrich | GBL665307-25EA | https://www.sigmaaldrich.com/LT/en
GBL665216-25EA | PRESS-TO-SEAL SILICONE ISOLATOR, 10-7 M& | 1X25EA | 1 | 315 | Sigma-Aldrich | GBL665216-25EA | https://www.sigmaaldrich.com/LT/en
CLS6389250-1EA | PYREX(R) CYLINDRICAL ADDITION FUNNEL, 2& | 1X1EA | 1 | 382 | Sigma-Aldrich | CLS6389250-1EA | https://www.sigmaaldrich.com/LT/en
Z683221-1EA | J.YOUNG HIGH-VACUUM PTFE VALVE, IN LINE& | 1X1EA | 1 | 70 | Sigma-Aldrich | Z683221-1EA | https://www.sigmaaldrich.com/LT/en
Z683256-1EA | J.YOUNG HIGH-VACUUM PTFE VALVE, RIGHT A& | 1X1EA | 1 | 113 | Sigma-Aldrich | Z683256-1EA | https://www.sigmaaldrich.com/LT/en
GBL666104-25EA | PRESS-TO-SEAL SILICONE ISOLATOR, 20 MM & | 1X25EA | 1 | 197 | Sigma-Aldrich | GBL666104-25EA | https://www.sigmaaldrich.com/LT/en
Z684031-5EA | WILMAD(R) NMR TUBES, 5 MM DIAM., PRECIS& | 1X5EA | 1 | 68 | Sigma-Aldrich | Z684031-5EA | https://www.sigmaaldrich.com/LT/en
GBL664208-25EA | PRESS-TO-SEAL SILICONE ISOLATOR, 24-2 M& | 1X25EA | 1 | 279 | Sigma-Aldrich | GBL664208-25EA | https://www.sigmaaldrich.com/LT/en
GBL622505-20EA | COVERWELL(TM) PERFUSION CHAMBERS, 8-9 M& | 1X20EA | 1 | 193 | Sigma-Aldrich | GBL622505-20EA | https://www.sigmaaldrich.com/LT/en
GBL622104-40EA | COVERWELL(TM) PERFUSION CHAMBERS, 4-6.3& | 1X40EA | 1 | 367 | Sigma-Aldrich | GBL622104-40EA | https://www.sigmaaldrich.com/LT/en
GBL665508-25EA | PRESS-TO-SEAL SILICONE ISOLATOR, 24-2 M& | 1X25EA | 1 | 240 | Sigma-Aldrich | GBL665508-25EA | https://www.sigmaaldrich.com/LT/en
GBL622205-10EA | COVERWELL(TM) PERFUSION CHAMBERS, 8-9 M& | 1X10EA | 1 | 127 | Sigma-Aldrich | GBL622205-10EA | https://www.sigmaaldrich.com/LT/en
Z684074-5EA | WILMAD(R) NMR TUBES, 5 MM DIAM., PRECIS& | 1X5EA | 1 | 62 | Sigma-Aldrich | Z684074-5EA | https://www.sigmaaldrich.com/LT/en
Z683426-3EA | BRAND SERIPETTOR(R) DISPENSING CARTRIDG& | 1X3EA | 1 | 25 | Sigma-Aldrich | Z683426-3EA | https://www.sigmaaldrich.com/LT/en
GBL665303-25EA | PRESS-TO-SEAL SILICONE ISOLATOR, 19 MM & | 1X25EA | 1 | 276 | Sigma-Aldrich | GBL665303-25EA | https://www.sigmaaldrich.com/LT/en
GBL665304-25EA | PRESS-TO-SEAL SILICONE ISOLATOR, 20 MM & | 1X25EA | 1 | 165 | Sigma-Aldrich | GBL665304-25EA | https://www.sigmaaldrich.com/LT/en
Z683701-1EA | REPLACEMENT JAR FOR ALDRICH(R) ROTARY E& | 1X1EA | 1 | 24 | Sigma-Aldrich | Z683701-1EA | https://www.sigmaaldrich.com/LT/en
GBL665206-25EA | PRESS-TO-SEAL SILICONE ISOLATOR, 12-4.5& | 1X25EA | 1 | 279 | Sigma-Aldrich | GBL665206-25EA | https://www.sigmaaldrich.com/LT/en
GBL666115-25EA | PRESS-TO-SEAL SILICONE ISOLATOR, 8-7 MM& | 1X25EA | 1 | 332 | Sigma-Aldrich | GBL666115-25EA | https://www.sigmaaldrich.com/LT/en
GBL665217-25EA | PRESS-TO-SEAL SILICONE ISOLATOR, 16-7 M& | 1X25EA | 1 | 293 | Sigma-Aldrich | GBL665217-25EA | https://www.sigmaaldrich.com/LT/en
Z684309-1EA | ALDRICH(R) MICROSCALE SYRINGE, VOLUME 1& | 1X1EA | 1 | 27 | Sigma-Aldrich | Z684309-1EA | https://www.sigmaaldrich.com/LT/en
GBL664112-50EA | GRACE BIO-LABS FASTWELLS(TM) REAGENT BA& | 1X50EA | 1 | 205 | Sigma-Aldrich | GBL664112-50EA | https://www.sigmaaldrich.com/LT/en
GBL622103-40EA | COVERWELL(TM) PERFUSION CHAMBERS, 3-3 M& | 1X40EA | 1 | 218 | Sigma-Aldrich | GBL622103-40EA | https://www.sigmaaldrich.com/LT/en
GBL716022-100EA | HYBRISLIP(TM) HYBRIDIZATION COVER, 22 M& | 1X100EA | 1 | 67 | Sigma-Aldrich | GBL716022-100EA | https://www.sigmaaldrich.com/LT/en
GBL664201-25EA | PRESS-TO-SEAL SILICONE ISOLATOR, 8-9 MM& | 1X25EA | 1 | 260 | Sigma-Aldrich | GBL664201-25EA | https://www.sigmaaldrich.com/LT/en
Z683469-5EA | BRAND SERIPETTOR(R) DISPENSING CARTRIDG& | 1X5EA | 1 | 65 | Sigma-Aldrich | Z683469-5EA | https://www.sigmaaldrich.com/LT/en
GBL665516-25EA | PRESS-TO-SEAL SILICONE ISOLATOR, 10-7 M& | 1X25EA | 1 | 298 | Sigma-Aldrich | GBL665516-25EA | https://www.sigmaaldrich.com/LT/en
GBL666303-25EA | PRESS-TO-SEAL SILICONE ISOLATOR, 19 MM & | 1X25EA | 1 | 324 | Sigma-Aldrich | GBL666303-25EA | https://www.sigmaaldrich.com/LT/en
GBL665515-25EA | PRESS-TO-SEAL SILICONE ISOLA | 1X25EA | 1 | 221 | Sigma-Aldrich | GBL665515-25EA | https://www.sigmaaldrich.com/LT/en
Z684457-1EA | ALDRICH(R) SOLVENT STORAGE/DISPENSING F& | 1X1EA | 1 | 217 | Sigma-Aldrich | Z684457-1EA | https://www.sigmaaldrich.com/LT/en
GBL666217-25EA | PRESS-TO-SEAL SILICONE ISOLATOR, 16-7 M& | 1X25EA | 1 | 378 | Sigma-Aldrich | GBL666217-25EA | https://www.sigmaaldrich.com/LT/en
GBL664207-25EA | PRESS-TO-SEAL SILICONE ISOLATOR, 13 MM & | 1X25EA | 1 | 107 | Sigma-Aldrich | GBL664207-25EA | https://www.sigmaaldrich.com/LT/en
Z684430-1EA | ALDRICH(R) MICROSCALE VIAL, CONICAL, 5.& | 1X1EA | 1 | 23 | Sigma-Aldrich | Z684430-1EA | https://www.sigmaaldrich.com/LT/en
GBL716024-100EA | HYBRISLIP(TM) HYBRIDIZATION COVER, 24 M& | 1X100EA | 1 | 80 | Sigma-Aldrich | GBL716024-100EA | https://www.sigmaaldrich.com/LT/en
GBL654002-100EA | ZECURESEAL(TM) IMAGING SPACER, 9 MM DIA& | 1X100EA | 1 | 210 | Sigma-Aldrich | GBL654002-100EA | https://www.sigmaaldrich.com/LT/en
GBL665117-25EA | PRESS-TO-SEAL SILICONE ISOLATOR, 16-7 M& | 1X25EA | 1 | 276 | Sigma-Aldrich | GBL665117-25EA | https://www.sigmaaldrich.com/LT/en
GBL665215-25EA | PRESS-TO-SEAL SILICONE ISOLATOR, 8-7 MM& | 1X25EA | 1 | 279 | Sigma-Aldrich | GBL665215-25EA | https://www.sigmaaldrich.com/LT/en
GBL645502-50EA | COVERWELL(TM) INCUBATION CHAMBERS, 22 M& | 1X50EA | 1 | 317 | Sigma-Aldrich | GBL645502-50EA | https://www.sigmaaldrich.com/LT/en
Z684147-1EA | ALDRICH(R) MICROSCALE ADAPTER, DISTILLI& | 1X1EA | 1 | 48 | Sigma-Aldrich | Z684147-1EA | https://www.sigmaaldrich.com/LT/en
CLS1003P50-12EA | CORNING(R) REUSABLE BEAKER, LOW FORM, P& | 1X12EA | 1 | 535 | Sigma-Aldrich | CLS1003P50-12EA | https://www.sigmaaldrich.com/LT/en
GBL654008-100EA | SECURESEAL(TM) IMAGING SPACER, 9 MM DIA& | 1X100EA | 1 | 287 | Sigma-Aldrich | GBL654008-100EA | https://www.sigmaaldrich.com/LT/en
Z684317-1EA | ALDRICH(R) MICROSCALE TUBE, CRAIG, 1 ML | 1X1EA | 1 | 11 | Sigma-Aldrich | Z684317-1EA | https://www.sigmaaldrich.com/LT/en
CLS1000P600-6EA | CORNING(R) REUSABLE BEAKER, LOW FORM, P& | 1X6EA | 1 | 55 | Sigma-Aldrich | CLS1000P600-6EA | https://www.sigmaaldrich.com/LT/en
GBL631051-40EA | COVERWELL(TM) IMAGING CHAMBERS, 20 MM D& | 1X40EA | 1 | 220 | Sigma-Aldrich | GBL631051-40EA | https://www.sigmaaldrich.com/LT/en
GBL722222-1000EA | HYBRISLIP(TM) HYBRIDIZATION COVER, 22 M& | 1X1000EA | 1 | 384 | Sigma-Aldrich | GBL722222-1000EA | https://www.sigmaaldrich.com/LT/en
CLS3558-2EA | CORNING(R) SIDE-ARM ASSEMBLY FOR CORNIN& | 1X2EA | 1 | 483 | Sigma-Aldrich | CLS3558-2EA | https://www.sigmaaldrich.com/LT/en
GBL645401-25EA | COVERWELL(TM) INCUBATION CHAMBERS, 13 M& | 1X25EA | 1 | 260 | Sigma-Aldrich | GBL645401-25EA | https://www.sigmaaldrich.com/LT/en
GBL724550-250EA | HYBRISLIP(TM) HYBRIDIZATION COVER, 45 M& | 1X250EA | 1 | 944 | Sigma-Aldrich | GBL724550-250EA | https://www.sigmaaldrich.com/LT/en
GBL664304-25EA | PRESS-TO-SEAL SILICONE ISOLATOR, 20 MM & | 1X25EA | 1 | 135 | Sigma-Aldrich | GBL664304-25EA | https://www.sigmaaldrich.com/LT/en
Z683418-3EA | BRAND SERIPETTOR(R) DISPENSING CARTRIDG& | 1X3EA | 1 | 25 | Sigma-Aldrich | Z683418-3EA | https://www.sigmaaldrich.com/LT/en
Z683248-1EA | J.YOUNG HIGH-VACUUM PTFE VALVE, IN LINE& | 1X1EA | 1 | 113 | Sigma-Aldrich | Z683248-1EA | https://www.sigmaaldrich.com/LT/en
GBL631031-20EA | COVERWELL(TM) IMAGING CHAMBERS, 20 MM D& | 1X20EA | 1 | 138 | Sigma-Aldrich | GBL631031-20EA | https://www.sigmaaldrich.com/LT/en
Z683396-1EA | HIGH PRESSURE ADAPTER FOR Q-TUBE(TM) FO& | 1X1EA | 1 | 167 | Sigma-Aldrich | Z683396-1EA | https://www.sigmaaldrich.com/LT/en
GBL204974-50EA | FLEXWELL(TM) SEALSTRIPS 24 MM X 77 MM | 1X50EA | 1 | 91 | Sigma-Aldrich | GBL204974-50EA | https://www.sigmaaldrich.com/LT/en
GBL664475-5EA | CULTUREWELL(TM) SILICONE ISOLATOR SHEET& | 1X5EA | 1 | 350 | Sigma-Aldrich | GBL664475-5EA | https://www.sigmaaldrich.com/LT/en
Z684163-1EA | ALDRICH(R) MICROSCALE ADAPTER, THERMOME& | 1X1EA | 1 | 29 | Sigma-Aldrich | Z684163-1EA | https://www.sigmaaldrich.com/LT/en
Z684244-1EA | ALDRICH(R) MICROSCALE CONDENSER, JACKET& | 1X1EA | 1 | 49 | Sigma-Aldrich | Z684244-1EA | https://www.sigmaaldrich.com/LT/en
GBL666307-25EA | PRESS-TO-SEAL SILICONE ISOLATOR, 13 MM & | 1X25EA | 1 | 161 | Sigma-Aldrich | GBL666307-25EA | https://www.sigmaaldrich.com/LT/en
Z684392-1EA | ALDRICH(R) MICROSCALE TUBE, SUBLIMATION | 1X1EA | 1 | 10 | Sigma-Aldrich | Z684392-1EA | https://www.sigmaaldrich.com/LT/en
GBL664217-25EA | PRESS-TO-SEAL SILICONE ISOLATOR, 16-7 M& | 1X25EA | 1 | 202 | Sigma-Aldrich | GBL664217-25EA | https://www.sigmaaldrich.com/LT/en
GBL726024-1000EA | HYBRISLIP(TM) HYBRIDIZATION COVER, 24 M& | 1X1000EA | 1 | 616 | Sigma-Aldrich | GBL726024-1000EA | https://www.sigmaaldrich.com/LT/en
GBL666107-25EA | PRESS-TO-SEAL SILICONE ISOLATOR, 13 MM & | 1X25EA | 1 | 165 | Sigma-Aldrich | GBL666107-25EA | https://www.sigmaaldrich.com/LT/en
GBL635031-20EA | COVERWELL(TM) IMAGING CHAMBERS, 20 MM D& | 1X20EA | 1 | 123 | Sigma-Aldrich | GBL635031-20EA | https://www.sigmaaldrich.com/LT/en
Z684260-1EA | ALDRICH(R) MICROSCALE FLASK, ROUND-BOTT& | 1X1EA | 1 | 27 | Sigma-Aldrich | Z684260-1EA | https://www.sigmaaldrich.com/LT/en
GBL714550-50EA | HYBRISLIP(TM) HYBRIDIZATION COVER, 45 M& | 1X50EA | 1 | 112 | Sigma-Aldrich | GBL714550-50EA | https://www.sigmaaldrich.com/LT/en
GBL665501-25EA | PRESS-TO-SEAL SILICONE ISOLATOR, 8-9 MM& | 1X25EA | 1 | 210 | Sigma-Aldrich | GBL665501-25EA | https://www.sigmaaldrich.com/LT/en
GBL664303-25EA | PRESS-TO-SEAL SILICONE ISOLATOR, 19 MM & | 1X25EA | 1 | 256 | Sigma-Aldrich | GBL664303-25EA | https://www.sigmaaldrich.com/LT/en
Z683434-3EA | BRAND SERIPETTOR(R) DISPENSING CARTRIDG& | 1X3EA | 1 | 36 | Sigma-Aldrich | Z683434-3EA | https://www.sigmaaldrich.com/LT/en
GBL645501-50EA | COVERWELL(TM) INCUBATION CHAMBERS, 13 M& | 1X50EA | 1 | 309 | Sigma-Aldrich | GBL645501-50EA | https://www.sigmaaldrich.com/LT/en
GBL635051-40EA | COVERWELL(TM) IMAGING CHAMBERS, 20 MM D& | 1X40EA | 1 | 197 | Sigma-Aldrich | GBL635051-40EA | https://www.sigmaaldrich.com/LT/en
GBL622303-20EA | COVERWELL(TM) PERFUSION CHAMBERS, 3-3 M& | 1X20EA | 1 | 187 | Sigma-Aldrich | GBL622303-20EA | https://www.sigmaaldrich.com/LT/en
GBL204916-10EA | FLEXWELL(TM) REMOVABLE INCUBATION CHAMB& | 1X10EA | 1 | 256 | Sigma-Aldrich | GBL204916-10EA | https://www.sigmaaldrich.com/LT/en
GBL631011-40EA | COVERWELL(TM) IMAGING CHAMBERS, 20 MM D& | 1X40EA | 1 | 225 | Sigma-Aldrich | GBL631011-40EA | https://www.sigmaaldrich.com/LT/en
GBL664116-25EA | PRESS-TO-SEAL SILICONE ISOLATOR, 10-7 M& | 1X25EA | 1 | 271 | Sigma-Aldrich | GBL664116-25EA | https://www.sigmaaldrich.com/LT/en
CLS8501-10X96EA | CORNING(R) 96 1D/2D BAR CODED STORAGE T& | 10X96EA | 1 | 1084 | Sigma-Aldrich | CLS8501-10X96EA | https://www.sigmaaldrich.com/LT/en
GBL666305-25EA | PRESS-TO-SEAL SILICONE ISOLATOR, 8-9 MM& | 1X25EA | 1 | 341 | Sigma-Aldrich | GBL666305-25EA | https://www.sigmaaldrich.com/LT/en
GBL664215-25EA | PRESS-TO-SEAL SILICONE ISOLATOR, 8-7 MM& | 1X25EA | 1 | 278 | Sigma-Aldrich | GBL664215-25EA | https://www.sigmaaldrich.com/LT/en
Z684511-1EA | ACE ROTARY EVAPORATOR BUMP TRAP, ELLIPT& | 1X1EA | 1 | 141 | Sigma-Aldrich | Z684511-1EA | https://www.sigmaaldrich.com/LT/en
GBL702525-1000EA | HYBRISLIP(TM) HYBRIDIZATION COVER, 25 M& | 1X1000EA | 1 | 534 | Sigma-Aldrich | GBL702525-1000EA | https://www.sigmaaldrich.com/LT/en
GBL631021-20EA | COVERWELL(TM) IMAGING CHAMBERS, 20 MM D& | 1X20EA | 1 | 133 | Sigma-Aldrich | GBL631021-20EA | https://www.sigmaaldrich.com/LT/en
GBL621502-50PAK | SECURESEAL(TM) HYBRIDIZATION CHAMBERS, & | 1X50PAK | 1 | 324 | Sigma-Aldrich | GBL621502-50PAK | https://www.sigmaaldrich.com/LT/en
GBL622203-20EA | COVERWELL(TM) PERFUSION CHAMBERS, 3-3 M& | 1X20EA | 1 | 193 | Sigma-Aldrich | GBL622203-20EA | https://www.sigmaaldrich.com/LT/en
Z684325-1EA | ALDRICH(R) MICROSCALE TUBE, CRAIG, 2 ML | 1X1EA | 1 | 11 | Sigma-Aldrich | Z684325-1EA | https://www.sigmaaldrich.com/LT/en
GBL665116-25EA | PRESS-TO-SEAL SILICONE ISOLATOR, 10-7 M& | 1X25EA | 1 | 300 | Sigma-Aldrich | GBL665116-25EA | https://www.sigmaaldrich.com/LT/en
GBL204970-1EA | FLEXWELL(TM) SLIDE TRAY HOLDS UP TO 4 S& | 1X1EA | 1 | 63 | Sigma-Aldrich | GBL204970-1EA | https://www.sigmaaldrich.com/LT/en
GBL666216-25EA | PRESS-TO-SEAL SILICONE ISOLATOR, 10-7 M& | 1X25EA | 1 | 352 | Sigma-Aldrich | GBL666216-25EA | https://www.sigmaaldrich.com/LT/en
GBL622551-40EA | COVERWELL(TM) PERFUSION CHAMBERS, 1-22 & | 1X40EA | 1 | 363 | Sigma-Aldrich | GBL622551-40EA | https://www.sigmaaldrich.com/LT/en
GBL665204-25EA | PRESS-TO-SEAL SILICONE ISOLATOR, 20 MM & | 1X25EA | 1 | 156 | Sigma-Aldrich | GBL665204-25EA | https://www.sigmaaldrich.com/LT/en
GBL622502-40EA | COVERWELL(TM) PERFUSION CHAMBERS, 1-19 & | 1X40EA | 1 | 347 | Sigma-Aldrich | GBL622502-40EA | https://www.sigmaaldrich.com/LT/en
GBL204908-10EA | FLEXWELL(TM) REMOVABLE INCUBATION CHAMB& | 1X10EA | 1 | 172 | Sigma-Aldrich | GBL204908-10EA | https://www.sigmaaldrich.com/LT/en
Z236764-9X1PAK | WYPALL(R) WIPERS L W 11 IN. 23 1/2 | 9X1PAK | 1 | 608 | Sigma-Aldrich | Z236764-9X1PAK | https://www.sigmaaldrich.com/LT/en
Z684023-5EA | WILMAD(R) NMR TUBES, 5 MM DIAM., PRECIS& | 1X5EA | 1 | 127 | Sigma-Aldrich | Z684023-5EA | https://www.sigmaaldrich.com/LT/en
CLS42592-100EA | CORNING(R) 96 WELL STRIPWELL(TM) PLATES& | 1X100EA | 1 | 829 | Sigma-Aldrich | CLS42592-100EA | https://www.sigmaaldrich.com/LT/en
GBL664307-25EA | PRESS-TO-SEAL SILICONE ISOLATOR, 13 MM & | 1X25EA | 1 | 114 | Sigma-Aldrich | GBL664307-25EA | https://www.sigmaaldrich.com/LT/en
Z683272-1EA | J.YOUNG HIGH-VACUUM PTFE VALVE, THREE W& | 1X1EA | 1 | 150 | Sigma-Aldrich | Z683272-1EA | https://www.sigmaaldrich.com/LT/en
GBL635021-20EA | COVERWELL(TM) IMAGING CHAMBERS, 20 MM D& | 1X20EA | 1 | 119 | Sigma-Aldrich | GBL635021-20EA | https://www.sigmaaldrich.com/LT/en
Z684139-1EA | ALDRICH(R) MICROSCALE ADAPTER, CLAISEN,& | 1X1EA | 1 | 45 | Sigma-Aldrich | Z684139-1EA | https://www.sigmaaldrich.com/LT/en
GBL666203-25EA | PRESS-TO-SEAL SILICONE ISOLATOR, 19 MM & | 1X25EA | 1 | 296 | Sigma-Aldrich | GBL666203-25EA | https://www.sigmaaldrich.com/LT/en
Z684066-5EA | WILMAD(R) NMR TUBES, 5 MM DIAM., PRECIS& | 1X5EA | 1 | 136 | Sigma-Aldrich | Z684066-5EA | https://www.sigmaaldrich.com/LT/en
GBL622101-40EA | COVERWELL(TM) PERFUSION CHAMBERS, 1-20 & | 1X40EA | 1 | 210 | Sigma-Aldrich | GBL622101-40EA | https://www.sigmaaldrich.com/LT/en
V0631-1EA | VORTEX ADAPTER FOR MICROCENTRIFUGE TUBE& | 1X1EA | 1 | 111 | Sigma-Aldrich | V0631-1EA | https://www.sigmaaldrich.com/LT/en
V0756-1EA | VORTEX ADAPTER FOR MICROCENTRIFUGE TUBE& | 1X1EA | 1 | 123 | Sigma-Aldrich | V0756-1EA | https://www.sigmaaldrich.com/LT/en
V1138-300EA | GREINER CRYOGENIC VIALS VOLUME 3.5 ML, & | 1X300EA | 1 | 131 | Sigma-Aldrich | V1138-300EA | https://www.sigmaaldrich.com/LT/en
V2881-1000EA | FREEZING VIALS, NATURAL VOLUME 500 ML, & | 1X1000EA | 1 | 326 | Sigma-Aldrich | V2881-1000EA | https://www.sigmaaldrich.com/LT/en
V2881-500EA | FREEZING VIALS, NATURAL VOLUME 500 ML, & | 1X500EA | 1 | 220 | Sigma-Aldrich | V2881-500EA | https://www.sigmaaldrich.com/LT/en
V3135-500EA | GREINER CRYOGENIC VIALS VOLUME 2 ML, NA& | 1X500EA | 1 | 191 | Sigma-Aldrich | V3135-500EA | https://www.sigmaaldrich.com/LT/en
V3381-500EA | FREEZING VIALS, NATURAL VOLUME 500 ML, & | 1X500EA | 1 | 221 | Sigma-Aldrich | V3381-500EA | https://www.sigmaaldrich.com/LT/en
V3381-50EA | FREEZING VIALS, NATURAL VOLUME 500 ML, & | 1X50EA | 1 | 32 | Sigma-Aldrich | V3381-50EA | https://www.sigmaaldrich.com/LT/en
V3385-500EA | GREINER CRYOGENIC VIALS VOLUME 2 ML, NA& | 1X500EA | 1 | 204 | Sigma-Aldrich | V3385-500EA | https://www.sigmaaldrich.com/LT/en
V3881-1000EA | FREEZING VIALS, NATURAL VOLUME 1500 ML,& | 1X1000EA | 1 | 334 | Sigma-Aldrich | V3881-1000EA | https://www.sigmaaldrich.com/LT/en
V3881-500EA | FREEZING VIALS, NATURAL VOLUME 1500 ML,& | 1X500EA | 1 | 226 | Sigma-Aldrich | V3881-500EA | https://www.sigmaaldrich.com/LT/en
V4131-500EA | FREEZING VIALS, NATURAL VOLUME 1500 ML,& | 1X500EA | 1 | 221 | Sigma-Aldrich | V4131-500EA | https://www.sigmaaldrich.com/LT/en
V4131-50EA | FREEZING VIALS, NATURAL VOLUME 1500 ML,& | 1X50EA | 1 | 32 | Sigma-Aldrich | V4131-50EA | https://www.sigmaaldrich.com/LT/en
V4381-500EA | FREEZING VIALS, NATURAL VOLUME 1500 ML,& | 1X500EA | 1 | 219 | Sigma-Aldrich | V4381-500EA | https://www.sigmaaldrich.com/LT/en
V4381-50EA | FREEZING VIALS, NATURAL VOLUME 1500 ML,& | 1X50EA | 1 | 31 | Sigma-Aldrich | V4381-50EA | https://www.sigmaaldrich.com/LT/en
V4507-1000EA | NALGENE(R) CRYOGENIC VIALS SIZE 1.2 ML,& | 1X1000EA | 1 | 401 | Sigma-Aldrich | V4507-1000EA | https://www.sigmaaldrich.com/LT/en
V4632-1000EA | NALGENE(R) CRYOGENIC VIALS SIZE 2.0 ML,& | 1X1000EA | 1 | 397 | Sigma-Aldrich | V4632-1000EA | https://www.sigmaaldrich.com/LT/en
V4757-500EA | NALGENE(R) CRYOGENIC VIALS SIZE 1.2 ML,& | 1X500EA | 1 | 276 | Sigma-Aldrich | V4757-500EA | https://www.sigmaaldrich.com/LT/en
V4881-1000EA | FREEZING VIALS, NATURAL VOLUME 2000 ML,& | 1X1000EA | 1 | 334 | Sigma-Aldrich | V4881-1000EA | https://www.sigmaaldrich.com/LT/en
V4881-500EA | FREEZING VIALS, NATURAL VOLUME 2000 ML,& | 1X500EA | 1 | 226 | Sigma-Aldrich | V4881-500EA | https://www.sigmaaldrich.com/LT/en
V4882-1000EA | NALGENE(R) CRYOGENIC VIALS SIZE 1.2 ML,& | 1X1000EA | 1 | 508 | Sigma-Aldrich | V4882-1000EA | https://www.sigmaaldrich.com/LT/en
V5005-100EA | FREEZING VIALS 2.0 ML, STERILE YELLOW C& | 1X100EA | 1 | 88 | Sigma-Aldrich | V5005-100EA | https://www.sigmaaldrich.com/LT/en
V5007-500EA | NALGENE(R) CRYOGENIC VIALS SIZE 2.0 ML,& | 1X500EA | 1 | 276 | Sigma-Aldrich | V5007-500EA | https://www.sigmaaldrich.com/LT/en
V5131-500EA | FREEZING VIALS, NATURAL VOLUME 2000 ML,& | 1X500EA | 1 | 221 | Sigma-Aldrich | V5131-500EA | https://www.sigmaaldrich.com/LT/en
V5132-1000EA | NALGENE(R) CRYOGENIC VIALS SIZE 2.0 ML,& | 1X1000EA | 1 | 513 | Sigma-Aldrich | V5132-1000EA | https://www.sigmaaldrich.com/LT/en
V5257-250EA | NALGENE(R) CRYOGENIC VIALS SIZE 5.0 ML,& | 1X250EA | 1 | 175 | Sigma-Aldrich | V5257-250EA | https://www.sigmaaldrich.com/LT/en
V5381-500EA | FREEZING VIALS, NATURAL VOLUME 2000 ML,& | 1X500EA | 1 | 221 | Sigma-Aldrich | V5381-500EA | https://www.sigmaaldrich.com/LT/en
V5381-50EA | FREEZING VIALS, NATURAL VOLUME 2000 ML,& | 1X50EA | 1 | 32 | Sigma-Aldrich | V5381-50EA | https://www.sigmaaldrich.com/LT/en
V5382-1PAK | NALGENE(R) SPECIMEN VIAL CAPACITY 15 ML | 1X1PAK | 1 | 118 | Sigma-Aldrich | V5382-1PAK | https://www.sigmaaldrich.com/LT/en
V5760-500EA | GREINER CRYOGENIC VIALS VOLUME 2 ML, GR& | 1X500EA | 1 | 204 | Sigma-Aldrich | V5760-500EA | https://www.sigmaaldrich.com/LT/en
V6135-500EA | GREINER CRYOGENIC VIALS VOLUME 2 ML, RE& | 1X500EA | 1 | 204 | Sigma-Aldrich | V6135-500EA | https://www.sigmaaldrich.com/LT/en
V6260-500EA | GREINER CRYOGENIC VIALS VOLUME 2 ML, NA& | 1X500EA | 1 | 191 | Sigma-Aldrich | V6260-500EA | https://www.sigmaaldrich.com/LT/en
V6385-500EA | GREINER CRYOGENIC VIALS VOLUME 2 ML, NA& | 1X500EA | 1 | 204 | Sigma-Aldrich | V6385-500EA | https://www.sigmaaldrich.com/LT/en
V7384-1CS | NUNC(R) CRYOTUBE(R) VIALS SIZE 1.0 ML, & | 1X1CS | 1 | 1206 | Sigma-Aldrich | V7384-1CS | https://www.sigmaaldrich.com/LT/en
V7634-500EA | NUNC(R) CRYOTUBE(R) VIALS SIZE 1.8 ML, & | 1X500EA | 1 | 266 | Sigma-Aldrich | V7634-500EA | https://www.sigmaaldrich.com/LT/en
V7759-1CS | NUNC(R) CRYOTUBE(R) VIALS SIZE 1.8 ML, & | 1X1CS | 1 | 952 | Sigma-Aldrich | V7759-1CS | https://www.sigmaaldrich.com/LT/en
V8009-1PAK | NUNC(R) CRYOTUBE(R) VIALS SIZE 3.6 ML, & | 1X1PAK | 1 | 260 | Sigma-Aldrich | V8009-1PAK | https://www.sigmaaldrich.com/LT/en
V8130-100EA | FREEZING VIALS 2.0 ML, STERILE RED CAP | 1X100EA | 1 | 88 | Sigma-Aldrich | V8130-100EA | https://www.sigmaaldrich.com/LT/en
V8259-1CS | NUNC(R) CRYOTUBE(R) VIALS SIZE 4.5 ML, & | 1X1CS | 1 | 759 | Sigma-Aldrich | V8259-1CS | https://www.sigmaaldrich.com/LT/en
V8380-100EA | MAGENTA(R) VESSEL AUTOCLAVABLE, GA-7-3 | 1X100EA | 1 | 418 | Sigma-Aldrich | V8380-100EA | https://www.sigmaaldrich.com/LT/en
V8380-25EA | MAGENTA(R) VESSEL AUTOCLAVABLE, GA-7-3 | 1X25EA | 1 | 142 | Sigma-Aldrich | V8380-25EA | https://www.sigmaaldrich.com/LT/en
V8505-100EA | MAGENTA(R) VESSEL AUTOCLAVABLE, GA-7 | 1X100EA | 1 | 444 | Sigma-Aldrich | V8505-100EA | https://www.sigmaaldrich.com/LT/en
V8505-25EA | MAGENTA(R) VESSEL AUTOCLAVABLE, GA-7 | 1X25EA | 1 | 150 | Sigma-Aldrich | V8505-25EA | https://www.sigmaaldrich.com/LT/en
V8887-300EA | GREINER CRYOGENIC VIALS VOLUME 5 ML, NA& | 1X300EA | 1 | 131 | Sigma-Aldrich | V8887-300EA | https://www.sigmaaldrich.com/LT/en
V9137-300EA | GREINER CRYOGENIC VIALS VOLUME 5 ML, BL& | 1X300EA | 1 | 131 | Sigma-Aldrich | V9137-300EA | https://www.sigmaaldrich.com/LT/en
V9255-100EA | FREEZING VIALS 2.0 ML, STERILE BLUE CAP | 1X100EA | 1 | 92 | Sigma-Aldrich | V9255-100EA | https://www.sigmaaldrich.com/LT/en
V9380-100EA | FREEZING VIALS 2.0 ML, STERILE NATURAL & | 1X100EA | 1 | 92 | Sigma-Aldrich | V9380-100EA | https://www.sigmaaldrich.com/LT/en
V9637-500EA | GREINER CRYOGENIC VIALS VOLUME 2 ML, WH& | 1X500EA | 1 | 204 | Sigma-Aldrich | V9637-500EA | https://www.sigmaaldrich.com/LT/en
V9886-500EA | GREINER CRYOGENIC VIALS VOLUME 1 ML, NA& | 1X500EA | 1 | 204 | Sigma-Aldrich | V9886-500EA | https://www.sigmaaldrich.com/LT/en
W0515-4EA | WELL ORIENTER 96 WELL | 1X4EA | 1 | 31 | Sigma-Aldrich | W0515-4EA | https://www.sigmaaldrich.com/LT/en
W0640-50EA | WELL PADS 96 WELL | 1X50EA | 1 | 15 | Sigma-Aldrich | W0640-50EA | https://www.sigmaaldrich.com/LT/en
W0765-1EA | WELL PLATE STAND | 1X1EA | 1 | 48 | Sigma-Aldrich | W0765-1EA | https://www.sigmaaldrich.com/LT/en
W1001-100EA | ALUMINUM WEIGHING BOATS W X L X D 7 MM & | 1X100EA | 1 | 168 | Sigma-Aldrich | W1001-100EA | https://www.sigmaaldrich.com/LT/en
W1126-100EA | ALUMINUM WEIGHING BOATS W X L X D 4 MM & | 1X100EA | 1 | 127 | Sigma-Aldrich | W1126-100EA | https://www.sigmaaldrich.com/LT/en
W2751-1CS | PLASTIC SQUARE WEIGHING BOATS SIZE 43 M& | 1X1CS | 1 | 309 | Sigma-Aldrich | W2751-1CS | https://www.sigmaaldrich.com/LT/en
W2751-500EA | PLASTIC SQUARE WEIGHING BOATS SIZE 43 M& | 1X500EA | 1 | 58 | Sigma-Aldrich | W2751-500EA | https://www.sigmaaldrich.com/LT/en
W2876-1CS | PLASTIC SQUARE WEIGHING BOATS SIZE 81 M& | 1X1CS | 1 | 344 | Sigma-Aldrich | W2876-1CS | https://www.sigmaaldrich.com/LT/en
W2876-500EA | PLASTIC SQUARE WEIGHING BOATS SIZE 81 M& | 1X500EA | 1 | 99 | Sigma-Aldrich | W2876-500EA | https://www.sigmaaldrich.com/LT/en
W3001-500EA | PLASTIC SQUARE WEIGHING BOATS SIZE 135 & | 1X500EA | 1 | 165 | Sigma-Aldrich | W3001-500EA | https://www.sigmaaldrich.com/LT/en
W3887-500EA | DIAMOND SHAPED WEIGHING BOATS W X L X D& | 1X500EA | 1 | 49 | Sigma-Aldrich | W3887-500EA | https://www.sigmaaldrich.com/LT/en
W4012-500EA | DIAMOND SHAPED WEIGHING BOATS W X L X D& | 1X500EA | 1 | 49 | Sigma-Aldrich | W4012-500EA | https://www.sigmaaldrich.com/LT/en
W4137-500EA | DIAMOND SHAPED WEIGHING BOATS W X L X D& | 1X500EA | 1 | 104 | Sigma-Aldrich | W4137-500EA | https://www.sigmaaldrich.com/LT/en
Z100250-1KT | DIAZALD(R) KIT WITH CLEAR-SEAL(R) JOINT& | 1X1KIT | 1 | 815 | Sigma-Aldrich | Z100250-1KT | https://www.sigmaaldrich.com/LT/en
Z100269-1EA | ALDRICH(R) CLAISEN ADAPTER WITH CLEAR-S& | 1X1EA | 1 | 89 | Sigma-Aldrich | Z100269-1EA | https://www.sigmaaldrich.com/LT/en
Z100277-1EA | ALDRICH(R) THREE-WAY ADAPTER WITH CLEAR& | 1X1EA | 1 | 126 | Sigma-Aldrich | Z100277-1EA | https://www.sigmaaldrich.com/LT/en
Z100293-1EA | ALDRICH(R) BENT VACUUM-DISTILLING ADAPT& | 1X1EA | 1 | 151 | Sigma-Aldrich | Z100293-1EA | https://www.sigmaaldrich.com/LT/en
Z100307-1EA | ALDRICH(R) WEST CONDENSER W/ CLEAR-SEAL& | 1X1EA | 1 | 90 | Sigma-Aldrich | Z100307-1EA | https://www.sigmaaldrich.com/LT/en
Z100315-1EA | DISTILLING COLUMN L 200 MM, JOINT: ST/N& | 1X1EA | 1 | 268 | Sigma-Aldrich | Z100315-1EA | https://www.sigmaaldrich.com/LT/en
Z100323-1EA | ALDRICH(R) SINGLE-NECK ROUND-BOTTOM FLA& | 1X1EA | 1 | 84 | Sigma-Aldrich | Z100323-1EA | https://www.sigmaaldrich.com/LT/en
Z100331-1EA | ALDRICH(R) SINGLE-NECK ROUND-BOTTOM FLA& | 1X1EA | 1 | 49 | Sigma-Aldrich | Z100331-1EA | https://www.sigmaaldrich.com/LT/en
Z100358-1EA | ALDRICH(R) SINGLE-NECK ROUND-BOTTOM FLA& | 1X1EA | 1 | 57 | Sigma-Aldrich | Z100358-1EA | https://www.sigmaaldrich.com/LT/en
Z100366-1EA | ALDRICH(R) SINGLE-NECK ROUND-BOTTOM FLA& | 1X1EA | 1 | 83 | Sigma-Aldrich | Z100366-1EA | https://www.sigmaaldrich.com/LT/en
Z100374-1EA | ALDRICH(R) SINGLE-NECK ROUND-BOTTOM FLA& | 1X1EA | 1 | 91 | Sigma-Aldrich | Z100374-1EA | https://www.sigmaaldrich.com/LT/en
Z100382-1EA | SEPARATORY FUNNEL WITH PTFE STOPCOCK AN& | 1X1EA | 1 | 163 | Sigma-Aldrich | Z100382-1EA | https://www.sigmaaldrich.com/LT/en
Z100390-1EA | PTFE STOPPER FOR MACRO DIAZALD(R) KIT J& | 1X1EA | 1 | 27 | Sigma-Aldrich | Z100390-1EA | https://www.sigmaaldrich.com/LT/en
Z100501-1SET | KUGELROHR GLASSWARE SET FOR STANDARD CA& | 1X1SET | 1 | 196 | Sigma-Aldrich | Z100501-1SET | https://www.sigmaaldrich.com/LT/en
Z100528-1EA | STRAIGHT TUBE JOINT: ST/NS 14/20 | 1X1EA | 1 | 37 | Sigma-Aldrich | Z100528-1EA | https://www.sigmaaldrich.com/LT/en
Z100560-1EA | SINGLE-BULB BALL-TUBE CAPACITY 10 ML, J& | 1X1EA | 1 | 234 | Sigma-Aldrich | Z100560-1EA | https://www.sigmaaldrich.com/LT/en
Z100579-1EA | SINGLE-BULB BALL-TUBE CAPACITY 25 ML, J& | 1X1EA | 1 | 81 | Sigma-Aldrich | Z100579-1EA | https://www.sigmaaldrich.com/LT/en
Z100587-1EA | SINGLE-BULB BALL-TUBE CAPACITY 50 ML, J& | 1X1EA | 1 | 89 | Sigma-Aldrich | Z100587-1EA | https://www.sigmaaldrich.com/LT/en
Z100595-1EA | SINGLE-BULB BALL-TUBE CAPACITY 100 ML, & | 1X1EA | 1 | 104 | Sigma-Aldrich | Z100595-1EA | https://www.sigmaaldrich.com/LT/en
Z100609-1EA | SINGLE-BULB BALL-TUBE CAPACITY 250 ML, & | 1X1EA | 1 | 105 | Sigma-Aldrich | Z100609-1EA | https://www.sigmaaldrich.com/LT/en
Z100617-1EA | SINGLE-BULB BALL-TUBE CAPACITY 500 ML, & | 1X1EA | 1 | 109 | Sigma-Aldrich | Z100617-1EA | https://www.sigmaaldrich.com/LT/en
Z100625-1EA | CLOSING CAP FOR MALE-JOINT JOINT: ST/NS& | 1X1EA | 1 | 37 | Sigma-Aldrich | Z100625-1EA | https://www.sigmaaldrich.com/LT/en
Z100633-1EA | ALDRICH(R) SINGLE-NECK ROUND-BOTTOM FLA& | 1X1EA | 1 | 24 | Sigma-Aldrich | Z100633-1EA | https://www.sigmaaldrich.com/LT/en
Z100641-1EA | ALDRICH(R) SINGLE-NECK ROUND-BOTTOM FLA& | 1X1EA | 1 | 24 | Sigma-Aldrich | Z100641-1EA | https://www.sigmaaldrich.com/LT/en
Z100668-1EA | ALDRICH(R) SINGLE-NECK ROUND-BOTTOM FLA& | 1X1EA | 1 | 24 | Sigma-Aldrich | Z100668-1EA | https://www.sigmaaldrich.com/LT/en
Z100676-1EA | ALDRICH(R) SINGLE-NECK ROUND-BOTTOM FLA& | 1X1EA | 1 | 24 | Sigma-Aldrich | Z100676-1EA | https://www.sigmaaldrich.com/LT/en
Z100684-1EA | ALDRICH(R) SINGLE-NECK ROUND-BOTTOM FLA& | 1X1EA | 1 | 32 | Sigma-Aldrich | Z100684-1EA | https://www.sigmaaldrich.com/LT/en
Z100692-1EA | ALDRICH(R) SINGLE-NECK ROUND-BOTTOM FLA& | 1X1EA | 1 | 49 | Sigma-Aldrich | Z100692-1EA | https://www.sigmaaldrich.com/LT/en
Z101214-1EA | ALDRICH(R) IN-LINE BUBBLER | 1X1EA | 1 | 96 | Sigma-Aldrich | Z101214-1EA | https://www.sigmaaldrich.com/LT/en
Z101230-1EA | ALDRICH(R) ROUND-BOTTOM FLASK WITH SEPT& | 1X1EA | 1 | 91 | Sigma-Aldrich | Z101230-1EA | https://www.sigmaaldrich.com/LT/en
Z101249-1EA | ALDRICH(R) ROUND-BOTTOM FLASK WITH SEPT& | 1X1EA | 1 | 74 | Sigma-Aldrich | Z101249-1EA | https://www.sigmaaldrich.com/LT/en
Z101257-1EA | ALDRICH(R) ROUND-BOTTOM FLASK WITH SEPT& | 1X1EA | 1 | 69 | Sigma-Aldrich | Z101257-1EA | https://www.sigmaaldrich.com/LT/en
Z101265-1EA | ALDRICH(R) ROUND-BOTTOM FLASK WITH SEPT& | 1X1EA | 1 | 82 | Sigma-Aldrich | Z101265-1EA | https://www.sigmaaldrich.com/LT/en
Z101273-1EA | ALDRICH(R) ROUND-BOTTOM FLASK WITH SEPT& | 1X1EA | 1 | 148 | Sigma-Aldrich | Z101273-1EA | https://www.sigmaaldrich.com/LT/en
Z101281-1EA | ALDRICH(R) SEPTUM-INLET ADAPTER, STANDA& | 1X1EA | 1 | 30 | Sigma-Aldrich | Z101281-1EA | https://www.sigmaaldrich.com/LT/en
Z101303-1EA | ALDRICH(R) SEPTUM-INLET ADAPTER, STANDA& | 1X1EA | 1 | 32 | Sigma-Aldrich | Z101303-1EA | https://www.sigmaaldrich.com/LT/en
Z101311-1EA | ALDRICH(R) SEPTUM-INLET ADAPTER WITH SI& | 1X1EA | 1 | 100 | Sigma-Aldrich | Z101311-1EA | https://www.sigmaaldrich.com/LT/en
Z101338-1EA | ALDRICH(R) SEPTUM-INLET ADAPTER WITH SI& | 1X1EA | 1 | 44 | Sigma-Aldrich | Z101338-1EA | https://www.sigmaaldrich.com/LT/en
Z101346-1EA | ALDRICH(R) SEPTUM-INLET ADAPTER WITH ST& | 1X1EA | 1 | 111 | Sigma-Aldrich | Z101346-1EA | https://www.sigmaaldrich.com/LT/en
Z101354-1EA | ALDRICH(R) SEPTUM-INLET ADAPTER WITH ST& | 1X1EA | 1 | 125 | Sigma-Aldrich | Z101354-1EA | https://www.sigmaaldrich.com/LT/en
Z101362-1EA | ALDRICH(R) SEPTUM-INLET ADAPTER WITH ST& | 1X1EA | 1 | 111 | Sigma-Aldrich | Z101362-1EA | https://www.sigmaaldrich.com/LT/en
Z101370-1EA | ALDRICH(R) SEPTUM-INLET ADAPTER WITH ST& | 1X1EA | 1 | 124 | Sigma-Aldrich | Z101370-1EA | https://www.sigmaaldrich.com/LT/en
Z101389-1EA | ALDRICH(R) ROUND-BOTTOM STORAGE FLASK W& | 1X1EA | 1 | 182 | Sigma-Aldrich | Z101389-1EA | https://www.sigmaaldrich.com/LT/en
Z101397-1EA | ALDRICH(R) KRAMER FILTER | 1X1EA | 1 | 133 | Sigma-Aldrich | Z101397-1EA | https://www.sigmaaldrich.com/LT/en
Z101516-12EA | MNNG DIAZOMETHANE-GENERATION APPARATUS | 1X12EA | 1 | 59 | Sigma-Aldrich | Z101516-12EA | https://www.sigmaaldrich.com/LT/en
Z101532-1EA | LARGE-CAPACITY ADDITION FUNNEL CAPACITY& | 1X1EA | 1 | 717 | Sigma-Aldrich | Z101532-1EA | https://www.sigmaaldrich.com/LT/en
Z101540-1EA | LARGE-CAPACITY ADDITION FUNNEL CAPACITY& | 1X1EA | 1 | 810 | Sigma-Aldrich | Z101540-1EA | https://www.sigmaaldrich.com/LT/en
Z101680-1PAK | QUANTOFIX(R) PEROXIDES TEST STICKS 1-10& | 1X1PAK | 1 | 31 | Sigma-Aldrich | Z101680-1PAK | https://www.sigmaaldrich.com/LT/en
Z101915-1EA | SINGLE-BULB BALL-TUBE CAPACITY 250 ML, & | 1X1EA | 1 | 104 | Sigma-Aldrich | Z101915-1EA | https://www.sigmaaldrich.com/LT/en
Z101923-1EA | SINGLE-BULB BALL-TUBE CAPACITY 500 ML, & | 1X1EA | 1 | 122 | Sigma-Aldrich | Z101923-1EA | https://www.sigmaaldrich.com/LT/en
Z101931-1EA | SINGLE-BULB BALL-TUBE CAPACITY 1000 ML,& | 1X1EA | 1 | 119 | Sigma-Aldrich | Z101931-1EA | https://www.sigmaaldrich.com/LT/en
Z101982-1EA | ALDRICH(R) ROUND-BOTTOM STORAGE FLASK W& | 1X1EA | 1 | 200 | Sigma-Aldrich | Z101982-1EA | https://www.sigmaaldrich.com/LT/en
Z101990-1EA | STORAGE BOTTLES WITHOUT JOINTS CAPACITY& | 1X1EA | 1 | 181 | Sigma-Aldrich | Z101990-1EA | https://www.sigmaaldrich.com/LT/en
Z102148-100EA | STEEL CROWN CAP | 1X100EA | 1 | 46 | Sigma-Aldrich | Z102148-100EA | https://www.sigmaaldrich.com/LT/en
Z102172-1EA | ALDRICH(R) ROUND-BOTTOM FLASK WITH SEPT& | 1X1EA | 1 | 59 | Sigma-Aldrich | Z102172-1EA | https://www.sigmaaldrich.com/LT/en
Z102180-1EA | ALDRICH(R) ROUND-BOTTOM FLASK WITH SEPT& | 1X1EA | 1 | 61 | Sigma-Aldrich | Z102180-1EA | https://www.sigmaaldrich.com/LT/en
Z102245-1EA | ALDRICH(R) SEPTUM-INLET ADAPTER, STANDA& | 1X1EA | 1 | 28 | Sigma-Aldrich | Z102245-1EA | https://www.sigmaaldrich.com/LT/en
Z102253-1EA | ALDRICH(R) SEPTUM-INLET ADAPTER WITH SI& | 1X1EA | 1 | 38 | Sigma-Aldrich | Z102253-1EA | https://www.sigmaaldrich.com/LT/en
Z102261-1EA | ALDRICH(R) SEPTUM-INLET ADAPTER WITH ST& | 1X1EA | 1 | 106 | Sigma-Aldrich | Z102261-1EA | https://www.sigmaaldrich.com/LT/en
Z102288-1EA | ALDRICH(R) SEPTUM-INLET ADAPTER WITH ST& | 1X1EA | 1 | 110 | Sigma-Aldrich | Z102288-1EA | https://www.sigmaaldrich.com/LT/en
Z102296-1EA | ALDRICH(R) SEPTUM-INLET ADAPTER WITH ST& | 1X1EA | 1 | 119 | Sigma-Aldrich | Z102296-1EA | https://www.sigmaaldrich.com/LT/en
Z102318-1EA | ALDRICH(R) SEPTUM-INLET ADAPTER WITH ST& | 1X1EA | 1 | 116 | Sigma-Aldrich | Z102318-1EA | https://www.sigmaaldrich.com/LT/en
Z102326-1EA | ALDRICH(R) SEPTUM-INLET ADAPTER WITH ST& | 1X1EA | 1 | 124 | Sigma-Aldrich | Z102326-1EA | https://www.sigmaaldrich.com/LT/en
Z102482-1EA | STORAGE BOTTLES WITHOUT JOINTS CAPACITY& | 1X1EA | 1 | 197 | Sigma-Aldrich | Z102482-1EA | https://www.sigmaaldrich.com/LT/en
Z102571-1EA | ALDRICH(R) JACKETED DEAN-STARK TRAP | 1X1EA | 1 | 686 | Sigma-Aldrich | Z102571-1EA | https://www.sigmaaldrich.com/LT/en
Z102598-1EA | ALDRICH(R) VACUUM-JACKETED DISTILLING C& | 1X1EA | 1 | 426 | Sigma-Aldrich | Z102598-1EA | https://www.sigmaaldrich.com/LT/en
Z102601-1EA | ALDRICH(R) LARGE SEPARATORY FUNNEL OVER& | 1X1EA | 1 | 679 | Sigma-Aldrich | Z102601-1EA | https://www.sigmaaldrich.com/LT/en
Z102628-1EA | ALDRICH(R) LARGE SEPARATORY FUNNEL OVER& | 1X1EA | 1 | 1029 | Sigma-Aldrich | Z102628-1EA | https://www.sigmaaldrich.com/LT/en
Z103071-1EA | JACKETED ADDITION FUNNEL | 1X1EA | 1 | 484 | Sigma-Aldrich | Z103071-1EA | https://www.sigmaaldrich.com/LT/en
Z103098-1EA | ALDRICH(R) DRY ICE CONDENSER | 1X1EA | 1 | 571 | Sigma-Aldrich | Z103098-1EA | https://www.sigmaaldrich.com/LT/en
Z103101-1EA | ALDRICH(R) LARGE-CAPACITY COLD TRAP BUL& | 1X1EA | 1 | 488 | Sigma-Aldrich | Z103101-1EA | https://www.sigmaaldrich.com/LT/en
Z103128-1EA | ALDRICH(R) WIDE-MOUTH DEWAR FLASKS ALUM& | 1X1EA | 1 | 1167 | Sigma-Aldrich | Z103128-1EA | https://www.sigmaaldrich.com/LT/en
Z103187-1EA | ALDRICH(R) LARGE-CAPACITY ABDERHALDEN D& | 1X1EA | 1 | 1127 | Sigma-Aldrich | Z103187-1EA | https://www.sigmaaldrich.com/LT/en
Z103284-1EA | STORAGE BOTTLES WITHOUT JOINTS CAPACITY& | 1X1EA | 1 | 166 | Sigma-Aldrich | Z103284-1EA | https://www.sigmaaldrich.com/LT/en
Z103292-1EA | STORAGE BOTTLES WITHOUT JOINTS CAPACITY& | 1X1EA | 1 | 165 | Sigma-Aldrich | Z103292-1EA | https://www.sigmaaldrich.com/LT/en
Z103314-1EA | ALDRICH(R) ROUND-BOTTOM FLASK WITH SEPT& | 1X1EA | 1 | 62 | Sigma-Aldrich | Z103314-1EA | https://www.sigmaaldrich.com/LT/en
Z103322-1EA | ALDRICH(R) ROUND-BOTTOM FLASK WITH SEPT& | 1X1EA | 1 | 125 | Sigma-Aldrich | Z103322-1EA | https://www.sigmaaldrich.com/LT/en
Z103349-1EA | ALDRICH(R) ROUND-BOTTOM STORAGE FLASK W& | 1X1EA | 1 | 113 | Sigma-Aldrich | Z103349-1EA | https://www.sigmaaldrich.com/LT/en
Z103357-1EA | ALDRICH(R) ROUND-BOTTOM STORAGE FLASK W& | 1X1EA | 1 | 155 | Sigma-Aldrich | Z103357-1EA | https://www.sigmaaldrich.com/LT/en
Z103365-1EA | ALDRICH(R) ROUND-BOTTOM STORAGE FLASK W& | 1X1EA | 1 | 156 | Sigma-Aldrich | Z103365-1EA | https://www.sigmaaldrich.com/LT/en
Z103373-1EA | ALDRICH(R) ROUND-BOTTOM STORAGE FLASK W& | 1X1EA | 1 | 161 | Sigma-Aldrich | Z103373-1EA | https://www.sigmaaldrich.com/LT/en
Z103381-1EA | ALDRICH(R) ROUND-BOTTOM STORAGE FLASK W& | 1X1EA | 1 | 170 | Sigma-Aldrich | Z103381-1EA | https://www.sigmaaldrich.com/LT/en
Z103616-1EA | ALDRICH(R) FIRESTONE VALVE | 1X1EA | 1 | 317 | Sigma-Aldrich | Z103616-1EA | https://www.sigmaaldrich.com/LT/en
Z103969-1EA | WHEATON STAINING DISH, PKG OF 1 EA | 1X1EA | 1 | 145 | Sigma-Aldrich | Z103969-1EA | https://www.sigmaaldrich.com/LT/en
Z104256-1M | PP FILTER CLOTH W 40 IN. (102 CM), WEIG& | 1X1M | 1 | 20 | Sigma-Aldrich | Z104256-1M | https://www.sigmaaldrich.com/LT/en
Z104256-5M | PP FILTER CLOTH W 40 IN. (102 CM), WEIG& | 1X5M | 1 | 71 | Sigma-Aldrich | Z104256-5M | https://www.sigmaaldrich.com/LT/en
Z104329-1EA | ALDRICH(R) REACTION VESSEL BUBBLER JOIN& | 1X1EA | 1 | 125 | Sigma-Aldrich | Z104329-1EA | https://www.sigmaaldrich.com/LT/en
Z104353-12EA | TUBING QUICK-DISCONNECTS FOR TUBING I.D& | 1X12EA | 1 | 47 | Sigma-Aldrich | Z104353-12EA | https://www.sigmaaldrich.com/LT/en
Z104361-12EA | TUBING QUICK-DISCONNECTS FOR TUBING I.D& | 1X12EA | 1 | 47 | Sigma-Aldrich | Z104361-12EA | https://www.sigmaaldrich.com/LT/en
Z104388-1PAK | PTFE SEALING TAPE W 1/2 IN. | 1X1PAK | 1 | 23 | Sigma-Aldrich | Z104388-1PAK | https://www.sigmaaldrich.com/LT/en
Z104396-1EA | TABLE-TOP BUCHNER FUNNEL I.D. 10 1/4 IN& | 1X1EA | 1 | 458 | Sigma-Aldrich | Z104396-1EA | https://www.sigmaaldrich.com/LT/en
Z104418-1EA | TABLE-TOP BUCHNER FUNNEL I.D. 18 IN., P& | 1X1EA | 1 | 1137 | Sigma-Aldrich | Z104418-1EA | https://www.sigmaaldrich.com/LT/en
Z104426-1EA | TABLE-TOP BUCHNER FUNNEL I.D. 24 IN., P& | 1X1EA | 1 | 2264 | Sigma-Aldrich | Z104426-1EA | https://www.sigmaaldrich.com/LT/en
Z104442-1EA | SPINBAR(R) MAGNETIC STIR BAR PTFE-COATED | 1X1EA | 1 | 12 | Sigma-Aldrich | Z104442-1EA | https://www.sigmaaldrich.com/LT/en
Z104450-1EA | SPINBAR(R) MAGNETIC STIR BAR PTFE-COATED | 1X1EA | 1 | 13 | Sigma-Aldrich | Z104450-1EA | https://www.sigmaaldrich.com/LT/en
Z104469-1EA | SPINBAR(R) MAGNETIC STIR BAR PTFE-COATED | 1X1EA | 1 | 15 | Sigma-Aldrich | Z104469-1EA | https://www.sigmaaldrich.com/LT/en
Z104485-12EA | TUBING QUICK-DISCONNECTS FOR TUBING I.D& | 1X12EA | 1 | 47 | Sigma-Aldrich | Z104485-12EA | https://www.sigmaaldrich.com/LT/en
Z104493-1EA | SPINBAR(R) MAGNETIC STIR BAR PTFE-COATED | 1X1EA | 1 | 12 | Sigma-Aldrich | Z104493-1EA | https://www.sigmaaldrich.com/LT/en
Z104515-1EA | PTFE BEAKER CAPACITY 100 ML | 1X1EA | 1 | 73 | Sigma-Aldrich | Z104515-1EA | https://www.sigmaaldrich.com/LT/en
Z104574-1EA | FLOW INDICATOR | 1X1EA | 1 | 34 | Sigma-Aldrich | Z104574-1EA | https://www.sigmaaldrich.com/LT/en
Z104612-1EA | RUBBER HAND PROTECTOR | 1X1EA | 1 | 33 | Sigma-Aldrich | Z104612-1EA | https://www.sigmaaldrich.com/LT/en
Z104620-1EA | PP WATER ASPIRATOR PUMP | 1X1EA | 1 | 25 | Sigma-Aldrich | Z104620-1EA | https://www.sigmaaldrich.com/LT/en
Z104639-12EA | LDPE WASH BOTTLES NARROW-MOUTH, CAPACIT& | 1X12EA | 1 | 67 | Sigma-Aldrich | Z104639-12EA | https://www.sigmaaldrich.com/LT/en
Z104647-12EA | LDPE WASH BOTTLES NARROW-MOUTH, CAPACIT& | 1X12EA | 1 | 75 | Sigma-Aldrich | Z104647-12EA | https://www.sigmaaldrich.com/LT/en
Z105058-1KT | TUBING FITTING ASSORTMENT KIT | 1X1KIT | 1 | 193 | Sigma-Aldrich | Z105058-1KT | https://www.sigmaaldrich.com/LT/en
Z105066-1EA | SPINBAR(R) MAGNETIC STIR BAR PTFE-COATED | 1X1EA | 1 | 27 | Sigma-Aldrich | Z105066-1EA | https://www.sigmaaldrich.com/LT/en
Z105074-1KT | SPINBAR(R) ASSORTMENT PTFE-COATED OCTAGO | 1X1KIT | 1 | 128 | Sigma-Aldrich | Z105074-1KT | https://www.sigmaaldrich.com/LT/en
Z105082-1KT | SPINBAR(R) ASSORTMENT PTFE-COATED OCTAGO | 1X1KIT | 1 | 113 | Sigma-Aldrich | Z105082-1KT | https://www.sigmaaldrich.com/LT/en
Z105090-1EA | STIRRING BAR RETRIEVER L 18 IN., PE | 1X1EA | 1 | 23 | Sigma-Aldrich | Z105090-1EA | https://www.sigmaaldrich.com/LT/en
Z105546-1PAK | POLYETHYLENE GLOVES WRIST LENGTH, SIZE & | 1X1PAK | 1 | 26 | Sigma-Aldrich | Z105546-1PAK | https://www.sigmaaldrich.com/LT/en
Z105554-1PAK | POLYETHYLENE GLOVES WRIST LENGTH, SIZE & | 1X1PAK | 1 | 26 | Sigma-Aldrich | Z105554-1PAK | https://www.sigmaaldrich.com/LT/en
Z105643-1EA | SPINBAR(R) MAGNETIC STIR BAR PTFE-COATED | 1X1EA | 1 | 14 | Sigma-Aldrich | Z105643-1EA | https://www.sigmaaldrich.com/LT/en
Z105651-1EA | SPINBAR(R) MAGNETIC STIR BAR PTFE-COATED | 1X1EA | 1 | 17 | Sigma-Aldrich | Z105651-1EA | https://www.sigmaaldrich.com/LT/en
Z105678-1EA | SPINBAR(R) MAGNETIC STIR BAR PTFE-COATED | 1X1EA | 1 | 19 | Sigma-Aldrich | Z105678-1EA | https://www.sigmaaldrich.com/LT/en
Z105694-1EA | STIRRING BAR RETRIEVER L 12 IN., PE | 1X1EA | 1 | 20 | Sigma-Aldrich | Z105694-1EA | https://www.sigmaaldrich.com/LT/en
Z105708-1EA | STIRRING BAR RETRIEVER L 13 IN., PTFE | 1X1EA | 1 | 44 | Sigma-Aldrich | Z105708-1EA | https://www.sigmaaldrich.com/LT/en
Z105716-1EA | PTFE STIRRER BLADE FITS SHAFT O.D., 10 & | 1X1EA | 1 | 15 | Sigma-Aldrich | Z105716-1EA | https://www.sigmaaldrich.com/LT/en
Z105724-1EA | PTFE STIRRER BLADE FITS SHAFT O.D., 10 & | 1X1EA | 1 | 16 | Sigma-Aldrich | Z105724-1EA | https://www.sigmaaldrich.com/LT/en
Z105732-1EA | PTFE STIRRER BLADE FITS SHAFT O.D., 10 & | 1X1EA | 1 | 19 | Sigma-Aldrich | Z105732-1EA | https://www.sigmaaldrich.com/LT/en
Z105740-1EA | PTFE STIRRER BLADE FITS SHAFT O.D., 10 & | 1X1EA | 1 | 25 | Sigma-Aldrich | Z105740-1EA | https://www.sigmaaldrich.com/LT/en
Z105791-100EA | POLYETHYLENE STOPPER JOINT: ST/NS 24/40 | 1X100EA | 1 | 18 | Sigma-Aldrich | Z105791-100EA | https://www.sigmaaldrich.com/LT/en
Z105805-100EA | POLYETHYLENE STOPPER JOINT: ST/NS 19/38 | 1X100EA | 1 | 17 | Sigma-Aldrich | Z105805-100EA | https://www.sigmaaldrich.com/LT/en
Z105813-100EA | POLYETHYLENE STOPPER JOINT: ST/NS 14/20 | 1X100EA | 1 | 15 | Sigma-Aldrich | Z105813-100EA | https://www.sigmaaldrich.com/LT/en
Z105848-1EA | STANDARD JACK WITH REMOVABLE TOP PLATFO& | 1X1EA | 1 | 130 | Sigma-Aldrich | Z105848-1EA | https://www.sigmaaldrich.com/LT/en
Z105856-1EA | MICRO JACK PLATFORM SIZE 7.5 CM X 7.5 C& | 1X1EA | 1 | 178 | Sigma-Aldrich | Z105856-1EA | https://www.sigmaaldrich.com/LT/en
Z105880-1EA | CYANOACRYLATE ADHESIVES ETHYL-TYPE, LOW& | 1X1EA | 1 | 48 | Sigma-Aldrich | Z105880-1EA | https://www.sigmaaldrich.com/LT/en
Z106089-1EA | ALDRICH(R) ATMOSBAG TWO-HAND, NON-STER | 1X1EA | 1 | 88 | Sigma-Aldrich | Z106089-1EA | https://www.sigmaaldrich.com/LT/en
Z106178-1EA | WHEATON CONNECTOR 13-425 TO 13-425 | 1X1EA | 1 | 26 | Sigma-Aldrich | Z106178-1EA | https://www.sigmaaldrich.com/LT/en
Z106186-1EA | WHEATON CONNECTOR 13-425 TO 20-400 | 1X1EA | 1 | 28 | Sigma-Aldrich | Z106186-1EA | https://www.sigmaaldrich.com/LT/en
Z106208-1EA | WHEATON CONNECTOR 13-425 TO 24-400 | 1X1EA | 1 | 47 | Sigma-Aldrich | Z106208-1EA | https://www.sigmaaldrich.com/LT/en
Z106216-1EA | WHEATON CONNECTOR 20-400 TO 20-400 | 1X1EA | 1 | 36 | Sigma-Aldrich | Z106216-1EA | https://www.sigmaaldrich.com/LT/en
Z106283-1EA | WHEATON CONNECTING ADAPTER TO MALE CLEA& | 1X1EA | 1 | 40 | Sigma-Aldrich | Z106283-1EA | https://www.sigmaaldrich.com/LT/en
Z106909-1EA | ALDRICH(R) LARGE-CAPACITY COLD TRAP WIT& | 1X1EA | 1 | 510 | Sigma-Aldrich | Z106909-1EA | https://www.sigmaaldrich.com/LT/en
Z106917-1EA | PE BENCH-TOP BASE SIZE L | 1X1EA | 1 | 181 | Sigma-Aldrich | Z106917-1EA | https://www.sigmaaldrich.com/LT/en
Z106925-1EA | SEALING TAPE FOR ATMOSBAG POLYPROPYLENE | 1X1EA | 1 | 21 | Sigma-Aldrich | Z106925-1EA | https://www.sigmaaldrich.com/LT/en
Z106941-1EA | WHEATON MICRO SOXHLET EXTRACTOR | 1X1EA | 1 | 514 | Sigma-Aldrich | Z106941-1EA | https://www.sigmaaldrich.com/LT/en
Z107115-1EA | PINCH CLAMPS FOR SJ JOINTS JOINT: SJ 75& | 1X1EA | 1 | 184 | Sigma-Aldrich | Z107115-1EA | https://www.sigmaaldrich.com/LT/en
Z107123-100EA | ALDRICH(R) LATTICE RODS ROD L 96 IN., F& | 1X100EA | 1 | 2254 | Sigma-Aldrich | Z107123-100EA | https://www.sigmaaldrich.com/LT/en
Z107123-10EA | ALDRICH(R) LATTICE RODS ROD L 96 IN., F& | 1X10EA | 1 | 262 | Sigma-Aldrich | Z107123-10EA | https://www.sigmaaldrich.com/LT/en
Z107123-1EA | ALDRICH(R) LATTICE RODS ROD L 96 IN., F& | 1X1EA | 1 | 33 | Sigma-Aldrich | Z107123-1EA | https://www.sigmaaldrich.com/LT/en
Z107131-100EA | ALDRICH(R) LATTICE RODS ROD L 72 IN., F& | 1X100EA | 1 | 1774 | Sigma-Aldrich | Z107131-100EA | https://www.sigmaaldrich.com/LT/en
Z107166-10EA | ALDRICH(R) LATTICE RODS ROD L 24 IN., F& | 1X10EA | 1 | 93 | Sigma-Aldrich | Z107166-10EA | https://www.sigmaaldrich.com/LT/en
Z107174-1SET | LATTICE-ROD CLAMP DIE CAST ALUMINUM (AL& | 1X1SET | 1 | 135 | Sigma-Aldrich | Z107174-1SET | https://www.sigmaaldrich.com/LT/en
Z107182-10EA | BASE PLATES UNTHREADED | 1X10EA | 1 | 132 | Sigma-Aldrich | Z107182-10EA | https://www.sigmaaldrich.com/LT/en
Z107182-1EA | BASE PLATES UNTHREADED | 1X1EA | 1 | 17 | Sigma-Aldrich | Z107182-1EA | https://www.sigmaaldrich.com/LT/en
Z107255-1EA | ALDRICH(R) ROUND-BOTTOM STORAGE FLASK W& | 1X1EA | 1 | 116 | Sigma-Aldrich | Z107255-1EA | https://www.sigmaaldrich.com/LT/en
Z107263-1EA | ALDRICH(R) ROUND-BOTTOM STORAGE FLASK W& | 1X1EA | 1 | 142 | Sigma-Aldrich | Z107263-1EA | https://www.sigmaaldrich.com/LT/en
Z107298-1EA | ALDRICH(R) ROUND-BOTTOM STORAGE FLASK W& | 1X1EA | 1 | 163 | Sigma-Aldrich | Z107298-1EA | https://www.sigmaaldrich.com/LT/en
Z107328-1EA | ALDRICH(R) ROUND-BOTTOM STORAGE FLASK W& | 1X1EA | 1 | 176 | Sigma-Aldrich | Z107328-1EA | https://www.sigmaaldrich.com/LT/en
Z107387-1EA | ALDRICH(R) SEPTUM-INLET ADAPTER WITH ST& | 1X1EA | 1 | 101 | Sigma-Aldrich | Z107387-1EA | https://www.sigmaaldrich.com/LT/en
Z107395-1EA | ALDRICH(R) SEPTUM-INLET ADAPTER WITH ST& | 1X1EA | 1 | 108 | Sigma-Aldrich | Z107395-1EA | https://www.sigmaaldrich.com/LT/en
Z107409-1EA | ALDRICH(R) SEPTUM-INLET ADAPTER WITH ST& | 1X1EA | 1 | 108 | Sigma-Aldrich | Z107409-1EA | https://www.sigmaaldrich.com/LT/en
Z107417-1EA | ALDRICH(R) SEPTUM-INLET ADAPTER WITH ST& | 1X1EA | 1 | 105 | Sigma-Aldrich | Z107417-1EA | https://www.sigmaaldrich.com/LT/en
Z107425-1EA | ALDRICH(R) SEPTUM-INLET ADAPTER WITH ST& | 1X1EA | 1 | 109 | Sigma-Aldrich | Z107425-1EA | https://www.sigmaaldrich.com/LT/en
Z107468-6EA | WHEATON CONNECTING ADAPTER TO HOSE CONN& | 1X6EA | 1 | 96 | Sigma-Aldrich | Z107468-6EA | https://www.sigmaaldrich.com/LT/en
Z107476-1EA | ALDRICH(R) FRITTED ADAPTER FEMALE JOINT& | 1X1EA | 1 | 88 | Sigma-Aldrich | Z107476-1EA | https://www.sigmaaldrich.com/LT/en
Z107514-3EA | ALDRICH(R) LARGE-CAPACITY ABDERHALDEN D& | 1X3EA | 1 | 13 | Sigma-Aldrich | Z107514-3EA | https://www.sigmaaldrich.com/LT/en
Z107530-1EA | ALDRICH(R) LOW FORM DEWAR FLASK HEMISPH& | 1X1EA | 1 | 275 | Sigma-Aldrich | Z107530-1EA | https://www.sigmaaldrich.com/LT/en
Z107549-1EA | ALDRICH(R) LOW FORM DEWAR FLASK HEMISPH& | 1X1EA | 1 | 294 | Sigma-Aldrich | Z107549-1EA | https://www.sigmaaldrich.com/LT/en
Z107557-1EA | ALDRICH(R) LOW FORM DEWAR FLASK CYLINDR& | 1X1EA | 1 | 216 | Sigma-Aldrich | Z107557-1EA | https://www.sigmaaldrich.com/LT/en
Z107565-1EA | ALDRICH(R) LOW FORM DEWAR FLASK CYLINDR& | 1X1EA | 1 | 407 | Sigma-Aldrich | Z107565-1EA | https://www.sigmaaldrich.com/LT/en
Z108286-1PAK | TEMPO-SHIELD HEAT-RESISTANT GLOVES GLOV& | 1X1PAK | 1 | 157 | Sigma-Aldrich | Z108286-1PAK | https://www.sigmaaldrich.com/LT/en
Z108294-1PAK | TEMPO-SHIELD HEAT-RESISTANT GLOVES OPEN& | 1X1PAK | 1 | 57 | Sigma-Aldrich | Z108294-1PAK | https://www.sigmaaldrich.com/LT/en
Z108324-1PAK | LEATHER GLOVES SIZE S | 1X1PAK | 1 | 101 | Sigma-Aldrich | Z108324-1PAK | https://www.sigmaaldrich.com/LT/en
Z108332-1PAK | LEATHER GLOVES SIZE M | 1X1PAK | 1 | 101 | Sigma-Aldrich | Z108332-1PAK | https://www.sigmaaldrich.com/LT/en
Z108340-1PAK | LEATHER GLOVES SIZE L | 1X1PAK | 1 | 101 | Sigma-Aldrich | Z108340-1PAK | https://www.sigmaaldrich.com/LT/en
Z108359-1PAK | LEATHER GLOVES SIZE XL | 1X1PAK | 1 | 101 | Sigma-Aldrich | Z108359-1PAK | https://www.sigmaaldrich.com/LT/en
Z108405-1EA | ALDRICH(R) ATMOSBAG FOUR-HAND, NON-STE& | 1X1EA | 1 | 100 | Sigma-Aldrich | Z108405-1EA | https://www.sigmaaldrich.com/LT/en
Z108510-1KT | MACRO DIAZALD(R) KITS JOINT: ST/NS 24/4& | 1X1KIT | 1 | 1529 | Sigma-Aldrich | Z108510-1KT | https://www.sigmaaldrich.com/LT/en
Z108812-1EA | ZEROSTAT(R) ANTI-STATIC INSTRUMENT | 1X1EA | 1 | 190 | Sigma-Aldrich | Z108812-1EA | https://www.sigmaaldrich.com/LT/en
Z108898-1EA | MINI DIAZALD(R) APPARATUS JOINT: ST/NS & | 1X1EA | 1 | 723 | Sigma-Aldrich | Z108898-1EA | https://www.sigmaaldrich.com/LT/en
Z111589-12EA | PASTEUR PIPETTE RUBBER BULBS CAPACITY 1& | 1X12EA | 1 | 13 | Sigma-Aldrich | Z111589-12EA | https://www.sigmaaldrich.com/LT/en
Z111597-12EA | PASTEUR PIPETTE RUBBER BULBS CAPACITY 2& | 1X12EA | 1 | 16 | Sigma-Aldrich | Z111597-12EA | https://www.sigmaaldrich.com/LT/en
Z111805-1EA | HYDRION(R) INSTA-CHECK(TM) 0-13 PH TEST& | 1X1EA | 1 | 23 | Sigma-Aldrich | Z111805-1EA | https://www.sigmaaldrich.com/LT/en
Z111813-1EA | HYDRION(R) INSTA-CHECK(TM) 0-13 PH TEST& | 1X1EA | 1 | 19 | Sigma-Aldrich | Z111813-1EA | https://www.sigmaaldrich.com/LT/en
Z111821-1EA | HYDRION(R) INSTA-CHECK(TM) 0-13 PH TEST& | 1X1EA | 1 | 39 | Sigma-Aldrich | Z111821-1EA | https://www.sigmaaldrich.com/LT/en
Z111848-1EA | HYDRION(R) INSTA-CHECK(TM) 0-13 PH TEST& | 1X1EA | 1 | 16 | Sigma-Aldrich | Z111848-1EA | https://www.sigmaaldrich.com/LT/en
Z112496-1SET | AGATE MORTAR AND PESTLE STANDARD FORM, & | 1X1SET | 1 | 189 | Sigma-Aldrich | Z112496-1SET | https://www.sigmaaldrich.com/LT/en
Z112518-1SET | AGATE MORTAR AND PESTLE STANDARD FORM, & | 1X1SET | 1 | 258 | Sigma-Aldrich | Z112518-1SET | https://www.sigmaaldrich.com/LT/en
Z112526-1SET | AGATE MORTAR AND PESTLE STANDARD FORM, & | 1X1SET | 1 | 653 | Sigma-Aldrich | Z112526-1SET | https://www.sigmaaldrich.com/LT/en
Z112828-1EA | ALDRICH(R) ATMOSBAG TWO-HAND, NON-STER& | 1X1EA | 1 | 66 | Sigma-Aldrich | Z112828-1EA | https://www.sigmaaldrich.com/LT/en
Z112836-1EA | ALDRICH(R) ATMOSBAG TWO-HAND, NON-STER& | 1X1EA | 1 | 64 | Sigma-Aldrich | Z112836-1EA | https://www.sigmaaldrich.com/LT/en
Z112852-1EA | PE BENCH-TOP BASE SIZE M | 1X1EA | 1 | 144 | Sigma-Aldrich | Z112852-1EA | https://www.sigmaaldrich.com/LT/en
Z112860-1EA | PE BENCH-TOP BASE SIZE S | 1X1EA | 1 | 100 | Sigma-Aldrich | Z112860-1EA | https://www.sigmaaldrich.com/LT/en
Z112879-1EA | DRIERITE(R) GAS-DRYING UNIT | 1X1EA | 1 | 128 | Sigma-Aldrich | Z112879-1EA | https://www.sigmaaldrich.com/LT/en
Z112976-1EA | CROWN-CAP CRIMPER | 1X1EA | 1 | 1010 | Sigma-Aldrich | Z112976-1EA | https://www.sigmaaldrich.com/LT/en
Z113077-1EA | ALDRICH(R) GLASS PH ELECTRODE STANDARD & | 1X1EA | 1 | 148 | Sigma-Aldrich | Z113077-1EA | https://www.sigmaaldrich.com/LT/en
Z113085-1EA | ALDRICH(R) GLASS REFERENCE ELECTRODE GE& | 1X1EA | 1 | 157 | Sigma-Aldrich | Z113085-1EA | https://www.sigmaaldrich.com/LT/en
Z113107-1EA | ALDRICH(R) GLASS REFERENCE ELECTRODE DO& | 1X1EA | 1 | 203 | Sigma-Aldrich | Z113107-1EA | https://www.sigmaaldrich.com/LT/en
Z113255-1EA | ALDRICH(R) GLASS COMBINATION PH ELECTRO& | 1X1EA | 1 | 198 | Sigma-Aldrich | Z113255-1EA | https://www.sigmaaldrich.com/LT/en
Z113263-1EA | ALDRICH(R) GLASS COMBINATION PH ELECTRO& | 1X1EA | 1 | 198 | Sigma-Aldrich | Z113263-1EA | https://www.sigmaaldrich.com/LT/en
Z113298-1EA | ALDRICH(R) GLASS COMBINATION PH ELECTRO& | 1X1EA | 1 | 225 | Sigma-Aldrich | Z113298-1EA | https://www.sigmaaldrich.com/LT/en
Z113425-1EA | ALDRICH(R) GLASS COMBINATION PH ELECTRO& | 1X1EA | 1 | 326 | Sigma-Aldrich | Z113425-1EA | https://www.sigmaaldrich.com/LT/en
Z113441-1EA | ALDRICH(R) GLASS COMBINATION PH ELECTRO& | 1X1EA | 1 | 378 | Sigma-Aldrich | Z113441-1EA | https://www.sigmaaldrich.com/LT/en
Z113522-1EA | ELECTRODE CONNECTOR ADAPTER US STANDARD& | 1X1EA | 1 | 85 | Sigma-Aldrich | Z113522-1EA | https://www.sigmaaldrich.com/LT/en
Z113530-1EA | ELECTRODE CONNECTOR ADAPTER BNC METER T& | 1X1EA | 1 | 85 | Sigma-Aldrich | Z113530-1EA | https://www.sigmaaldrich.com/LT/en
Z114375-1EA | WHEATON DRY-SEAL VACUUM DESICCATOR, REP& | 1X1EA | 1 | 37 | Sigma-Aldrich | Z114375-1EA | https://www.sigmaaldrich.com/LT/en
Z114952-200EA | CAPILLARY TUBE VOLUME 1-5 UL | 1X200EA | 1 | 103 | Sigma-Aldrich | Z114952-200EA | https://www.sigmaaldrich.com/LT/en
Z114960-200EA | CAPILLARY TUBE VOLUME 5-25 ML | 1X200EA | 1 | 122 | Sigma-Aldrich | Z114960-200EA | https://www.sigmaaldrich.com/LT/en
Z114979-200EA | CAPILLARY TUBE VOLUME 10-50 ML | 1X200EA | 1 | 122 | Sigma-Aldrich | Z114979-200EA | https://www.sigmaaldrich.com/LT/en
Z114987-200EA | CAPILLARY TUBE VOLUME 60-100 ML | 1X200EA | 1 | 122 | Sigma-Aldrich | Z114987-200EA | https://www.sigmaaldrich.com/LT/en
Z114995-100EA | CAPILLARY TUBE VOLUME 100-200 ML | 1X100EA | 1 | 99 | Sigma-Aldrich | Z114995-100EA | https://www.sigmaaldrich.com/LT/en
Z115169-6EA | SPINVANE(R) MAGNETIC STIRRING BAR FOR 0& | 1X6EA | 1 | 77 | Sigma-Aldrich | Z115169-6EA | https://www.sigmaaldrich.com/LT/en
Z115177-6EA | SPINVANE(R) MAGNETIC STIRRING BAR FOR 3& | 1X6EA | 1 | 77 | Sigma-Aldrich | Z115177-6EA | https://www.sigmaaldrich.com/LT/en
Z115231-1EA | PIEZOELECTRIC LIGHTER | 1X1EA | 1 | 61 | Sigma-Aldrich | Z115231-1EA | https://www.sigmaaldrich.com/LT/en
Z115258-2EA | PTFE-COATED SPATULAS TAPERED TO 1/8IN.,& | 1X2EA | 1 | 39 | Sigma-Aldrich | Z115258-2EA | https://www.sigmaaldrich.com/LT/en
Z115274-2EA | PTFE-COATED SPATULAS SQUARE-CUT, L 7 1/& | 1X2EA | 1 | 76 | Sigma-Aldrich | Z115274-2EA | https://www.sigmaaldrich.com/LT/en
Z115282-2EA | PTFE-COATED SPATULAS TAPERED TO <FRAC T& | 1X2EA | 1 | 71 | Sigma-Aldrich | Z115282-2EA | https://www.sigmaaldrich.com/LT/en
Z115304-1EA | SPINBAR(R) MAGNETIC STIR BAR PTFE-COATED | 1X1EA | 1 | 14 | Sigma-Aldrich | Z115304-1EA | https://www.sigmaaldrich.com/LT/en
Z115312-1EA | SPINBAR(R) MAGNETIC STIR BAR PTFE-COATED | 1X1EA | 1 | 28 | Sigma-Aldrich | Z115312-1EA | https://www.sigmaaldrich.com/LT/en
Z115320-1EA | SPINBAR(R) MAGNETIC STIR BAR PTFE-COATED | 1X1EA | 1 | 35 | Sigma-Aldrich | Z115320-1EA | https://www.sigmaaldrich.com/LT/en
Z115339-1EA | SPINBAR(R) MAGNETIC STIR BAR PTFE-COATED | 1X1EA | 1 | 39 | Sigma-Aldrich | Z115339-1EA | https://www.sigmaaldrich.com/LT/en
Z115347-1KT | SPINBAR(R) ASSORTMENT PTFE-COATED OCTAGO | 1X1KIT | 1 | 48 | Sigma-Aldrich | Z115347-1KT | https://www.sigmaaldrich.com/LT/en
Z115355-1KT | SPINBAR(R) ASSORTMENT PTFE-COATED ROUND | 1X1KIT | 1 | 61 | Sigma-Aldrich | Z115355-1KT | https://www.sigmaaldrich.com/LT/en
Z115371-1KT | SPINBAR(R) ASSORTMENT PTFE-COATED OCTAGO | 1X1KIT | 1 | 52 | Sigma-Aldrich | Z115371-1KT | https://www.sigmaaldrich.com/LT/en
Z115398-1KT | SPINBAR(R) ASSORTMENT PTFE-COATED OCTAGO | 1X1KIT | 1 | 263 | Sigma-Aldrich | Z115398-1KT | https://www.sigmaaldrich.com/LT/en
Z115401-1KT | SPINBAR(R) ASSORTMENT PTFE-COATED EGG-SH | 1X1KIT | 1 | 213 | Sigma-Aldrich | Z115401-1KT | https://www.sigmaaldrich.com/LT/en
Z115428-1KT | SPINBAR(R) ASSORTMENT PTFE-COATED ROUND | 1X1KIT | 1 | 235 | Sigma-Aldrich | Z115428-1KT | https://www.sigmaaldrich.com/LT/en
Z115436-1EA | SAFETY TONGS L 9 IN. | 1X1EA | 1 | 54 | Sigma-Aldrich | Z115436-1EA | https://www.sigmaaldrich.com/LT/en
Z115460-1EA | COVAMAT(R) PE LINER | 1X1EA | 1 | 196 | Sigma-Aldrich | Z115460-1EA | https://www.sigmaaldrich.com/LT/en
Z115487-1EA | PROTECTIVE LAB-LABELING SYSTEM TAPE W 1& | 1X1EA | 1 | 30 | Sigma-Aldrich | Z115487-1EA | https://www.sigmaaldrich.com/LT/en
Z115495-1EA | PROTECTIVE LAB-LABELING SYSTEM TAPE W 1& | 1X1EA | 1 | 44 | Sigma-Aldrich | Z115495-1EA | https://www.sigmaaldrich.com/LT/en
Z115509-1EA | PROTECTIVE LAB-LABELING SYSTEM TAPE W 2& | 1X1EA | 1 | 45 | Sigma-Aldrich | Z115509-1EA | https://www.sigmaaldrich.com/LT/en
Z115517-1PAK | PROTECTIVE LAB-LABELING SYSTEM LABELS S& | 1X1PAK | 1 | 35 | Sigma-Aldrich | Z115517-1PAK | https://www.sigmaaldrich.com/LT/en
Z115525-1PAK | PROTECTIVE LAB-LABELING SYSTEM LABELS S& | 1X1PAK | 1 | 37 | Sigma-Aldrich | Z115525-1PAK | https://www.sigmaaldrich.com/LT/en
Z115533-1PAK | PROTECTIVE LAB-LABELING SYSTEM LABELS S& | 1X1PAK | 1 | 39 | Sigma-Aldrich | Z115533-1PAK | https://www.sigmaaldrich.com/LT/en
Z115541-1EA | DROPPING FUNNEL FOR MACRO DIAZALD(R) KI& | 1X1EA | 1 | 303 | Sigma-Aldrich | Z115541-1EA | https://www.sigmaaldrich.com/LT/en
Z115568-1EA | ERLENMEYER FLASK FOR MACRO DIAZALD(R) K& | 1X1EA | 1 | 76 | Sigma-Aldrich | Z115568-1EA | https://www.sigmaaldrich.com/LT/en
Z115576-1EA | TWO-NECK ROUND-BOTTOM FLASK FOR MACRO D& | 1X1EA | 1 | 289 | Sigma-Aldrich | Z115576-1EA | https://www.sigmaaldrich.com/LT/en
Z115584-1EA | PTFE STOPPER FOR MACRO DIAZALD(R) KIT J& | 1X1EA | 1 | 36 | Sigma-Aldrich | Z115584-1EA | https://www.sigmaaldrich.com/LT/en
Z115592-1EA | COLD-FINGER CONDENSER ASSEMBLY FOR MACR& | 1X1EA | 1 | 762 | Sigma-Aldrich | Z115592-1EA | https://www.sigmaaldrich.com/LT/en
Z115614-1EA | ALDRICH(R) VACUUM-FILTRATION ADAPTER MA& | 1X1EA | 1 | 71 | Sigma-Aldrich | Z115614-1EA | https://www.sigmaaldrich.com/LT/en
Z115622-1EA | ALDRICH(R) VACUUM-FILTRATION ADAPTER MA& | 1X1EA | 1 | 88 | Sigma-Aldrich | Z115622-1EA | https://www.sigmaaldrich.com/LT/en
Z115630-1EA | ALDRICH(R) VACUUM-FILTRATION ADAPTER MA& | 1X1EA | 1 | 89 | Sigma-Aldrich | Z115630-1EA | https://www.sigmaaldrich.com/LT/en
Z115738-1EA | ALDRICH(R) ROTARY EVAPORATOR CLEANING A& | 1X1EA | 1 | 58 | Sigma-Aldrich | Z115738-1EA | https://www.sigmaaldrich.com/LT/en
Z115746-1EA | ALDRICH(R) VACUUM-TRANSFER ADAPTER JOIN& | 1X1EA | 1 | 184 | Sigma-Aldrich | Z115746-1EA | https://www.sigmaaldrich.com/LT/en
Z115754-1EA | ALDRICH(R) SHORT CONDENSER | 1X1EA | 1 | 629 | Sigma-Aldrich | Z115754-1EA | https://www.sigmaaldrich.com/LT/en
Z115959-2EA | RUBBER SLEEVE FOR ALDRICH(R) VACUUM-FIL& | 1X2EA | 1 | 73 | Sigma-Aldrich | Z115959-2EA | https://www.sigmaaldrich.com/LT/en
Z115967-2EA | RUBBER SLEEVE FOR ALDRICH(R) VACUUM-FIL& | 1X2EA | 1 | 46 | Sigma-Aldrich | Z115967-2EA | https://www.sigmaaldrich.com/LT/en
Z115975-2EA | RUBBER SLEEVE FOR ALDRICH(R) VACUUM-FIL& | 1X2EA | 1 | 32 | Sigma-Aldrich | Z115975-2EA | https://www.sigmaaldrich.com/LT/en
Z116211-1EA | TABLE-TOP BUCHNER FUNNEL I.D. 10 1/4 IN& | 1X1EA | 1 | 465 | Sigma-Aldrich | Z116211-1EA | https://www.sigmaaldrich.com/LT/en
Z116238-1EA | TABLE-TOP BUCHNER FUNNEL I.D. 18 IN., P& | 1X1EA | 1 | 980 | Sigma-Aldrich | Z116238-1EA | https://www.sigmaaldrich.com/LT/en
Z116246-1EA | TABLE-TOP BUCHNER FUNNEL I.D. 24 IN., P& | 1X1EA | 1 | 1490 | Sigma-Aldrich | Z116246-1EA | https://www.sigmaaldrich.com/LT/en
Z116645-1EA | ALDRICH(R) GAS-CONDENSING BOTTLE WITH L& | 1X1EA | 1 | 335 | Sigma-Aldrich | Z116645-1EA | https://www.sigmaaldrich.com/LT/en
Z116653-1EA | ALDRICH(R) GAS-CONDENSING BOTTLE WITH H& | 1X1EA | 1 | 366 | Sigma-Aldrich | Z116653-1EA | https://www.sigmaaldrich.com/LT/en
Z117242-1EA | ALDRICH(R) DRY ICE CONDENSER FOR BUCHI(& | 1X1EA | 1 | 469 | Sigma-Aldrich | Z117242-1EA | https://www.sigmaaldrich.com/LT/en
Z117420-1EA | JACKETED ADDITION FUNNEL WITH PRESSURE-& | 1X1EA | 1 | 556 | Sigma-Aldrich | Z117420-1EA | https://www.sigmaaldrich.com/LT/en
Z118079-100EA | POLYPROPYLENE NMR TUBE CAPS NMR TUBE SI& | 1X100EA | 1 | 13 | Sigma-Aldrich | Z118079-100EA | https://www.sigmaaldrich.com/LT/en
Z118087-100EA | POLYPROPYLENE NMR TUBE CAPS NMR TUBE SI& | 1X100EA | 1 | 19 | Sigma-Aldrich | Z118087-100EA | https://www.sigmaaldrich.com/LT/en
Z118141-2EA | STRAIGHT SEPTUM-INLET ADAPTER INLET I.D& | 1X2EA | 1 | 30 | Sigma-Aldrich | Z118141-2EA | https://www.sigmaaldrich.com/LT/en
Z118168-1EA | STRAIGHT SEPTUM-INLET ADAPTER INLET I.D& | 1X1EA | 1 | 30 | Sigma-Aldrich | Z118168-1EA | https://www.sigmaaldrich.com/LT/en
Z118257-1EA | POLYPROPYLENE NMR TUBE RACK, HOLDS SEVE& | 1X1EA | 1 | 54 | Sigma-Aldrich | Z118257-1EA | https://www.sigmaaldrich.com/LT/en
Z118311-1EA | ALDRICH(R) LARGE-CAPACITY COLD TRAP REP& | 1X1EA | 1 | 212 | Sigma-Aldrich | Z118311-1EA | https://www.sigmaaldrich.com/LT/en
Z118338-1PAK | COTTON BLEND GLOVE LINERS, S/M, LIGHT W& | 1X1PAK | 1 | 21 | Sigma-Aldrich | Z118338-1PAK | https://www.sigmaaldrich.com/LT/en
Z118346-1PAK | COTTON BLEND GLOVE LINERS, M/L, LIGHT W& | 1X1PAK | 1 | 23 | Sigma-Aldrich | Z118346-1PAK | https://www.sigmaaldrich.com/LT/en
Z118354-1EA | ALDRICH(R) ATMOSBAG TWO-HAND, PROCESSE& | 1X1EA | 1 | 82 | Sigma-Aldrich | Z118354-1EA | https://www.sigmaaldrich.com/LT/en
Z118362-1EA | ALDRICH(R) ATMOSBAG TWO-HAND, PROCESSE& | 1X1EA | 1 | 63 | Sigma-Aldrich | Z118362-1EA | https://www.sigmaaldrich.com/LT/en
Z118508-1EA | POLYPROPYLENE POWDER FUNNEL TOP I.D. 10& | 1X1EA | 1 | 54 | Sigma-Aldrich | Z118508-1EA | https://www.sigmaaldrich.com/LT/en
Z118516-1EA | POLYPROPYLENE POWDER FUNNEL TOP I.D. 15& | 1X1EA | 1 | 61 | Sigma-Aldrich | Z118516-1EA | https://www.sigmaaldrich.com/LT/en
Z118540-12EA | DRYING TUBES L 4 IN. | 1X12EA | 1 | 37 | Sigma-Aldrich | Z118540-12EA | https://www.sigmaaldrich.com/LT/en
Z118559-12EA | DRYING TUBES L 6 IN. | 1X12EA | 1 | 39 | Sigma-Aldrich | Z118559-12EA | https://www.sigmaaldrich.com/LT/en
Z118567-12EA | DRYING TUBES L 8 IN. | 1X12EA | 1 | 51 | Sigma-Aldrich | Z118567-12EA | https://www.sigmaaldrich.com/LT/en
Z118648-1EA | HAND PUMPS CAPACITY 30 GAL, L 23 1/2 IN& | 1X1EA | 1 | 249 | Sigma-Aldrich | Z118648-1EA | https://www.sigmaaldrich.com/LT/en
Z118656-1EA | HAND PUMPS CAPACITY 55 GAL, L 32 IN. (8& | 1X1EA | 1 | 266 | Sigma-Aldrich | Z118656-1EA | https://www.sigmaaldrich.com/LT/en
Z118745-3EA | SPINBAR(R) MAGNETIC STIRRING FLEAS RED, | 1X3EA | 1 | 22 | Sigma-Aldrich | Z118745-3EA | https://www.sigmaaldrich.com/LT/en
Z118753-3EA | SPINBAR(R) MAGNETIC STIRRING FLEAS YELLO | 1X3EA | 1 | 22 | Sigma-Aldrich | Z118753-3EA | https://www.sigmaaldrich.com/LT/en
Z118761-3EA | SPINBAR(R) MAGNETIC STIRRING FLEAS BLUE, | 1X3EA | 1 | 22 | Sigma-Aldrich | Z118761-3EA | https://www.sigmaaldrich.com/LT/en
Z118788-3EA | SPINBAR(R) MAGNETIC STIRRING FLEAS RED, | 1X3EA | 1 | 22 | Sigma-Aldrich | Z118788-3EA | https://www.sigmaaldrich.com/LT/en
Z118796-3EA | SPINBAR(R) MAGNETIC STIRRING FLEAS YELLO | 1X3EA | 1 | 22 | Sigma-Aldrich | Z118796-3EA | https://www.sigmaaldrich.com/LT/en
Z118818-3EA | SPINBAR(R) MAGNETIC STIRRING FLEAS BLUE, | 1X3EA | 1 | 22 | Sigma-Aldrich | Z118818-3EA | https://www.sigmaaldrich.com/LT/en
Z118826-3EA | SPINBAR(R) MAGNETIC STIRRING FLEAS RED, | 1X3EA | 1 | 22 | Sigma-Aldrich | Z118826-3EA | https://www.sigmaaldrich.com/LT/en
Z118834-3EA | SPINBAR(R) MAGNETIC STIRRING FLEAS YELLO | 1X3EA | 1 | 22 | Sigma-Aldrich | Z118834-3EA | https://www.sigmaaldrich.com/LT/en
Z118842-3EA | SPINBAR(R) MAGNETIC STIRRING FLEAS BLUE, | 1X3EA | 1 | 22 | Sigma-Aldrich | Z118842-3EA | https://www.sigmaaldrich.com/LT/en
Z118850-3EA | SPINBAR(R) MAGNETIC STIRRING FLEAS RED, | 1X3EA | 1 | 24 | Sigma-Aldrich | Z118850-3EA | https://www.sigmaaldrich.com/LT/en
Z118869-3EA | SPINBAR(R) MAGNETIC STIRRING FLEAS YELLO | 1X3EA | 1 | 24 | Sigma-Aldrich | Z118869-3EA | https://www.sigmaaldrich.com/LT/en
Z118877-3EA | SPINBAR(R) MAGNETIC STIRRING FLEAS BLUE, | 1X3EA | 1 | 24 | Sigma-Aldrich | Z118877-3EA | https://www.sigmaaldrich.com/LT/en
Z118885-1SET | SPINBAR(R) MAGNETIC STIRRING FLEA ASSORT | 1X1SET | 1 | 92 | Sigma-Aldrich | Z118885-1SET | https://www.sigmaaldrich.com/LT/en
Z118893-1EA | CIRCULUS(TM) STIRRING BARS WHITE, L 32 M | 1X1EA | 1 | 18 | Sigma-Aldrich | Z118893-1EA | https://www.sigmaaldrich.com/LT/en
Z118893-5EA | CIRCULUS(TM) STIRRING BARS WHITE, L 32 M | 1X5EA | 1 | 87 | Sigma-Aldrich | Z118893-5EA | https://www.sigmaaldrich.com/LT/en
Z118907-1EA | CIRCULUS(TM) STIRRING BARS WHITE, L 52 M | 1X1EA | 1 | 20 | Sigma-Aldrich | Z118907-1EA | https://www.sigmaaldrich.com/LT/en
Z118907-5EA | CIRCULUS(TM) STIRRING BARS WHITE, L 52 M | 1X5EA | 1 | 97 | Sigma-Aldrich | Z118907-5EA | https://www.sigmaaldrich.com/LT/en
Z118923-1EA | SAFETY BULB(R) | 1X1EA | 1 | 39 | Sigma-Aldrich | Z118923-1EA | https://www.sigmaaldrich.com/LT/en
Z118990-1EA | FRIGIMAT(R) JUNIOR DRY ICE MAKER | 1X1EA | 1 | 242 | Sigma-Aldrich | Z118990-1EA | https://www.sigmaaldrich.com/LT/en
Z119008-1EA | VACUUM DESICCATOR O.D. X I.D. 171 MM X & | 1X1EA | 1 | 100 | Sigma-Aldrich | Z119008-1EA | https://www.sigmaaldrich.com/LT/en
Z119016-1EA | VACUUM DESICCATOR O.D. X I.D. 230 MM X & | 1X1EA | 1 | 127 | Sigma-Aldrich | Z119016-1EA | https://www.sigmaaldrich.com/LT/en
Z119024-1EA | VACUUM DESICCATOR O.D. I.D. 273 MM & | 1X1EA | 1 | 172 | Sigma-Aldrich | Z119024-1EA | https://www.sigmaaldrich.com/LT/en
Z119083-1EA | STRAIGHT TUBE JOINT: ST/NS 24/40 | 1X1EA | 1 | 39 | Sigma-Aldrich | Z119083-1EA | https://www.sigmaaldrich.com/LT/en
Z120669-1EA | ALDRICH(R) WIDE-MOUTH DEWAR FLASKS PLAS& | 1X1EA | 1 | 135 | Sigma-Aldrich | Z120669-1EA | https://www.sigmaaldrich.com/LT/en
Z120677-1EA | ALDRICH(R) WIDE-MOUTH DEWAR FLASKS CAPA& | 1X1EA | 1 | 293 | Sigma-Aldrich | Z120677-1EA | https://www.sigmaaldrich.com/LT/en
Z120693-1EA | ALDRICH(R) WIDE-MOUTH DEWAR FLASKS PLAS& | 1X1EA | 1 | 133 | Sigma-Aldrich | Z120693-1EA | https://www.sigmaaldrich.com/LT/en
Z120707-1EA | ALDRICH(R) WIDE-MOUTH DEWAR FLASKS CAPA& | 1X1EA | 1 | 137 | Sigma-Aldrich | Z120707-1EA | https://www.sigmaaldrich.com/LT/en
Z120723-1EA | ALDRICH(R) SPHERICAL NARROW-MOUTH DEWAR& | 1X1EA | 1 | 1147 | Sigma-Aldrich | Z120723-1EA | https://www.sigmaaldrich.com/LT/en
Z120731-1EA | ALDRICH(R) SPHERICAL NARROW-MOUTH DEWAR& | 1X1EA | 1 | 1216 | Sigma-Aldrich | Z120731-1EA | https://www.sigmaaldrich.com/LT/en
Z120758-1EA | ALDRICH(R) WIDE-MOUTH DEWAR FLASKS ALUM& | 1X1EA | 1 | 136 | Sigma-Aldrich | Z120758-1EA | https://www.sigmaaldrich.com/LT/en
Z120766-1EA | ALDRICH(R) WIDE-MOUTH DEWAR FLASKS ALUM& | 1X1EA | 1 | 315 | Sigma-Aldrich | Z120766-1EA | https://www.sigmaaldrich.com/LT/en
Z120774-1EA | ALDRICH(R) WIDE-MOUTH DEWAR FLASKS CAPA& | 1X1EA | 1 | 142 | Sigma-Aldrich | Z120774-1EA | https://www.sigmaaldrich.com/LT/en
Z120782-1EA | ALDRICH(R) WIDE-MOUTH DEWAR FLASKS PLAS& | 1X1EA | 1 | 521 | Sigma-Aldrich | Z120782-1EA | https://www.sigmaaldrich.com/LT/en
Z120790-1EA | ALDRICH(R) WIDE-MOUTH DEWAR FLASKS ALUM& | 1X1EA | 1 | 147 | Sigma-Aldrich | Z120790-1EA | https://www.sigmaaldrich.com/LT/en
Z120812-1EA | ALDRICH(R) NARROW-MOUTH DEWAR FLASK CAD& | 1X1EA | 1 | 500 | Sigma-Aldrich | Z120812-1EA | https://www.sigmaaldrich.com/LT/en
Z121517-1EA | ALDRICH(R) COLD-TRAP WITH BALL JOINT JO& | 1X1EA | 1 | 477 | Sigma-Aldrich | Z121517-1EA | https://www.sigmaaldrich.com/LT/en
Z121525-1EA | ALDRICH(R) COLD-TRAP WITH BALL JOINT JO& | 1X1EA | 1 | 490 | Sigma-Aldrich | Z121525-1EA | https://www.sigmaaldrich.com/LT/en
Z122033-1EA | ALDRICH(R) LATTICE RODS ROD L 48 IN., A& | 1X1EA | 1 | 31 | Sigma-Aldrich | Z122033-1EA | https://www.sigmaaldrich.com/LT/en
Z122041-1EA | ALDRICH(R) LATTICE RODS ROD L 72 IN., A& | 1X1EA | 1 | 41 | Sigma-Aldrich | Z122041-1EA | https://www.sigmaaldrich.com/LT/en
Z122068-1EA | ALDRICH(R) LATTICE RODS ROD L 96 IN., A& | 1X1EA | 1 | 47 | Sigma-Aldrich | Z122068-1EA | https://www.sigmaaldrich.com/LT/en
Z122378-1EA | ALDRICH(R) CLAISEN ADAPTER WITH DRIP-TI& | 1X1EA | 1 | 88 | Sigma-Aldrich | Z122378-1EA | https://www.sigmaaldrich.com/LT/en
Z122386-1EA | ALDRICH(R) BENT VACUUM-DISTILLING ADAPT& | 1X1EA | 1 | 52 | Sigma-Aldrich | Z122386-1EA | https://www.sigmaaldrich.com/LT/en
Z122394-1EA | ALDRICH(R) VACUUM ADAPTER MALE JOINT: S& | 1X1EA | 1 | 23 | Sigma-Aldrich | Z122394-1EA | https://www.sigmaaldrich.com/LT/en
Z122408-1EA | ALDRICH(R) THREE-WAY ADAPTER JOINT: ST/& | 1X1EA | 1 | 61 | Sigma-Aldrich | Z122408-1EA | https://www.sigmaaldrich.com/LT/en
Z122416-1EA | ALDRICH(R) LIEBIG CONDENSER OVERALL H 2& | 1X1EA | 1 | 71 | Sigma-Aldrich | Z122416-1EA | https://www.sigmaaldrich.com/LT/en
Z122459-1EA | ALDRICH(R) THREE-NECK ROUND-BOTTOM FLAS& | 1X1EA | 1 | 110 | Sigma-Aldrich | Z122459-1EA | https://www.sigmaaldrich.com/LT/en
Z122467-1EA | ALDRICH(R) ADDITION FUNNEL CAPACITY 50 & | 1X1EA | 1 | 105 | Sigma-Aldrich | Z122467-1EA | https://www.sigmaaldrich.com/LT/en
Z122475-1EA | ALDRICH(R) MICRO VIGREUX COLUMN UNJACKE& | 1X1EA | 1 | 119 | Sigma-Aldrich | Z122475-1EA | https://www.sigmaaldrich.com/LT/en
Z122483-1EA | HEX-HEAD STOPPER PLAIN, JOINT: ST/NS 14& | 1X1EA | 1 | 22 | Sigma-Aldrich | Z122483-1EA | https://www.sigmaaldrich.com/LT/en
Z122491-1EA | DRYING TUBES WITH JOINT JOINT: ST/NS 14& | 1X1EA | 1 | 35 | Sigma-Aldrich | Z122491-1EA | https://www.sigmaaldrich.com/LT/en
Z122513-1EA | GAS-INLET TUBE FOR ALDRICH(R) GLASSWARE& | 1X1EA | 1 | 22 | Sigma-Aldrich | Z122513-1EA | https://www.sigmaaldrich.com/LT/en
Z122521-1EA | ALDRICH(R) ADDITION FUNNEL WITH PRESSUR& | 1X1EA | 1 | 138 | Sigma-Aldrich | Z122521-1EA | https://www.sigmaaldrich.com/LT/en
Z122548-1KT | ALDRICH(R) STUDENT GLASS LAB KIT JOINT:& | 1X1KIT | 1 | 675 | Sigma-Aldrich | Z122548-1KT | https://www.sigmaaldrich.com/LT/en
Z122645-1EA | SURE/PAC STEEL SAMPLE CYLINDER CAPACITY& | 1X1EA | 1 | 97 | Sigma-Aldrich | Z122645-1EA | https://www.sigmaaldrich.com/LT/en
Z122653-1EA | SURE/PAC STEEL SAMPLE CYLINDER CAPACITY& | 1X1EA | 1 | 36 | Sigma-Aldrich | Z122653-1EA | https://www.sigmaaldrich.com/LT/en
Z122661-1EA | BRONZE BALL VALVE | 1X1EA | 1 | 27 | Sigma-Aldrich | Z122661-1EA | https://www.sigmaaldrich.com/LT/en
Z122890-100EA | AMPULE BREAKER/COLLAR FOR 5-10 ML AMPUL& | 1X100EA | 1 | 15 | Sigma-Aldrich | Z122890-100EA | https://www.sigmaaldrich.com/LT/en
Z122904-100EA | AMPULE BREAKER/COLLAR FOR 1-4 ML AMPULE& | 1X100EA | 1 | 15 | Sigma-Aldrich | Z122904-100EA | https://www.sigmaaldrich.com/LT/en
Z123072-1EA | KRYTOX(R)240AC LUBRICANT | 1X1EA | 1 | 284 | Sigma-Aldrich | Z123072-1EA | https://www.sigmaaldrich.com/LT/en
Z124400-145EA | NATURAL RUBBER SEPTA RED RUBBER, MIXED & | 1X145EA | 1 | 125 | Sigma-Aldrich | Z124400-145EA | https://www.sigmaaldrich.com/LT/en
Z124559-100EA | SUBA-SEAL(R) SEPTA RED RUBBER, SUBA SEA& | 1X100EA | 1 | 80 | Sigma-Aldrich | Z124559-100EA | https://www.sigmaaldrich.com/LT/en
Z124567-100EA | SUBA-SEAL(R) SEPTA RED RUBBER, SUBA SEA& | 1X100EA | 1 | 83 | Sigma-Aldrich | Z124567-100EA | https://www.sigmaaldrich.com/LT/en
Z124575-100EA | SUBA-SEAL(R) SEPTA RED RUBBER, SUBA SEA& | 1X100EA | 1 | 94 | Sigma-Aldrich | Z124575-100EA | https://www.sigmaaldrich.com/LT/en
Z124583-100EA | SUBA-SEAL(R) SEPTA RED RUBBER, SUBA SEA& | 1X100EA | 1 | 100 | Sigma-Aldrich | Z124583-100EA | https://www.sigmaaldrich.com/LT/en
Z124591-100EA | SUBA-SEAL(R) SEPTA RED RUBBER, SUBA SEA& | 1X100EA | 1 | 143 | Sigma-Aldrich | Z124591-100EA | https://www.sigmaaldrich.com/LT/en
Z124605-100EA | SUBA-SEAL(R) SEPTA RED RUBBER, SUBA SEA& | 1X100EA | 1 | 146 | Sigma-Aldrich | Z124605-100EA | https://www.sigmaaldrich.com/LT/en
Z124613-100EA | SUBA-SEAL(R) SEPTA RED RUBBER, SUBA SEA& | 1X100EA | 1 | 159 | Sigma-Aldrich | Z124613-100EA | https://www.sigmaaldrich.com/LT/en
Z124621-100EA | SUBA-SEAL(R) SEPTA RED RUBBER, SUBA SEA& | 1X100EA | 1 | 179 | Sigma-Aldrich | Z124621-100EA | https://www.sigmaaldrich.com/LT/en
Z124648-100EA | SUBA-SEAL(R) SEPTA RED RUBBER, SUBA SEA& | 1X100EA | 1 | 209 | Sigma-Aldrich | Z124648-100EA | https://www.sigmaaldrich.com/LT/en
Z124656-100EA | SUBA-SEAL(R) SEPTA RED RUBBER, SUBA SEA& | 1X100EA | 1 | 237 | Sigma-Aldrich | Z124656-100EA | https://www.sigmaaldrich.com/LT/en
Z124664-100EA | SUBA-SEAL(R) SEPTA RED RUBBER, SUBA SEA& | 1X100EA | 1 | 290 | Sigma-Aldrich | Z124664-100EA | https://www.sigmaaldrich.com/LT/en
Z124672-100EA | SUBA-SEAL(R) SEPTA RED RUBBER, SUBA SEA& | 1X100EA | 1 | 324 | Sigma-Aldrich | Z124672-100EA | https://www.sigmaaldrich.com/LT/en
Z124680-100EA | SUBA-SEAL(R) SEPTA RED RUBBER, SUBA SEA& | 1X100EA | 1 | 387 | Sigma-Aldrich | Z124680-100EA | https://www.sigmaaldrich.com/LT/en
Z125199-1EA | ACE CLAISEN ADAPTER STANDARD | 1X1EA | 1 | 90 | Sigma-Aldrich | Z125199-1EA | https://www.sigmaaldrich.com/LT/en
Z125202-1EA | ACE CLAISEN ADAPTER DISTILLING | 1X1EA | 1 | 155 | Sigma-Aldrich | Z125202-1EA | https://www.sigmaaldrich.com/LT/en
Z125318-12EA | ACE PTFE FERRULES FOR TUBING O.D., 3.2 & | 1X12EA | 1 | 39 | Sigma-Aldrich | Z125318-12EA | https://www.sigmaaldrich.com/LT/en
Z125326-12EA | ACE PTFE FERRULES FOR TUBING O.D., 6.4 & | 1X12EA | 1 | 46 | Sigma-Aldrich | Z125326-12EA | https://www.sigmaaldrich.com/LT/en
Z125334-12EA | ACE PTFE FERRULES FOR TUBING O.D., 9.5 & | 1X12EA | 1 | 59 | Sigma-Aldrich | Z125334-12EA | https://www.sigmaaldrich.com/LT/en
Z125342-12EA | ACE PTFE FERRULES FOR TUBING O.D., 12.7& | 1X12EA | 1 | 57 | Sigma-Aldrich | Z125342-12EA | https://www.sigmaaldrich.com/LT/en
Z125350-1EA | ACE-THRED THERMOMETER/TUBING ADAPTER ST& | 1X1EA | 1 | 40 | Sigma-Aldrich | Z125350-1EA | https://www.sigmaaldrich.com/LT/en
Z125369-1EA | ACE-THRED THERMOMETER/TUBING ADAPTER ST& | 1X1EA | 1 | 40 | Sigma-Aldrich | Z125369-1EA | https://www.sigmaaldrich.com/LT/en
Z125377-1EA | ACE-THRED THERMOMETER/TUBING ADAPTER ST& | 1X1EA | 1 | 39 | Sigma-Aldrich | Z125377-1EA | https://www.sigmaaldrich.com/LT/en
Z125385-1EA | ACE-THRED THERMOMETER/TUBING ADAPTER ST& | 1X1EA | 1 | 40 | Sigma-Aldrich | Z125385-1EA | https://www.sigmaaldrich.com/LT/en
Z125393-1EA | ACE-THRED THERMOMETER/TUBING PTFE BUSHI& | 1X1EA | 1 | 20 | Sigma-Aldrich | Z125393-1EA | https://www.sigmaaldrich.com/LT/en
Z125458-1EA | ACE-THRED THERMOMETER/TUBING ADAPTER ST& | 1X1EA | 1 | 55 | Sigma-Aldrich | Z125458-1EA | https://www.sigmaaldrich.com/LT/en
Z125490-1EA | ACE-THRED THERMOMETER/TUBING ADAPTER AN& | 1X1EA | 1 | 48 | Sigma-Aldrich | Z125490-1EA | https://www.sigmaaldrich.com/LT/en
Z125512-1EA | ACE-THRED THERMOMETER/TUBING ADAPTER WI& | 1X1EA | 1 | 50 | Sigma-Aldrich | Z125512-1EA | https://www.sigmaaldrich.com/LT/en
Z125520-1EA | ACE-THRED THERMOMETER/TUBING ADAPTER WI& | 1X1EA | 1 | 54 | Sigma-Aldrich | Z125520-1EA | https://www.sigmaaldrich.com/LT/en
Z125539-1EA | ACE-THRED THERMOMETER/TUBING ADAPTER WI& | 1X1EA | 1 | 53 | Sigma-Aldrich | Z125539-1EA | https://www.sigmaaldrich.com/LT/en
Z125547-1EA | ACE-THRED THERMOMETER/TUBING ADAPTER FO& | 1X1EA | 1 | 83 | Sigma-Aldrich | Z125547-1EA | https://www.sigmaaldrich.com/LT/en
Z125652-1EA | ACE THREE-NECK ROUND-BOTTOM FLASKS VERT& | 1X1EA | 1 | 142 | Sigma-Aldrich | Z125652-1EA | https://www.sigmaaldrich.com/LT/en
Z125679-1EA | ACE THREE-NECK ROUND-BOTTOM FLASKS VERT& | 1X1EA | 1 | 174 | Sigma-Aldrich | Z125679-1EA | https://www.sigmaaldrich.com/LT/en
Z125687-1EA | ACE THREE-NECK ROUND-BOTTOM FLASKS VERT& | 1X1EA | 1 | 239 | Sigma-Aldrich | Z125687-1EA | https://www.sigmaaldrich.com/LT/en
Z125695-1EA | ACE THREE-NECK ROUND-BOTTOM FLASKS VERT& | 1X1EA | 1 | 276 | Sigma-Aldrich | Z125695-1EA | https://www.sigmaaldrich.com/LT/en
Z125725-1EA | ACE THREE-NECK ROUND-BOTTOM FLASKS ANGL& | 1X1EA | 1 | 138 | Sigma-Aldrich | Z125725-1EA | https://www.sigmaaldrich.com/LT/en
Z125741-1EA | ACE THREE-NECK ROUND-BOTTOM FLASKS ANGL& | 1X1EA | 1 | 145 | Sigma-Aldrich | Z125741-1EA | https://www.sigmaaldrich.com/LT/en
Z125776-1EA | ACE THREE-NECK ROUND-BOTTOM FLASKS ANGL& | 1X1EA | 1 | 244 | Sigma-Aldrich | Z125776-1EA | https://www.sigmaaldrich.com/LT/en
Z125784-1EA | ACE THREE-NECK ROUND-BOTTOM FLASKS ANGL& | 1X1EA | 1 | 294 | Sigma-Aldrich | Z125784-1EA | https://www.sigmaaldrich.com/LT/en
Z125911-1EA | ACE TRUBORE(R) STIRRER BEARING FITS SHA& | 1X1EA | 1 | 106 | Sigma-Aldrich | Z125911-1EA | https://www.sigmaaldrich.com/LT/en
Z125938-1EA | ACE TRUBORE(R) STIRRER BEARING FITS SHA& | 1X1EA | 1 | 107 | Sigma-Aldrich | Z125938-1EA | https://www.sigmaaldrich.com/LT/en
Z125954-1EA | ACE TRUBORE(R) STIRRER BEARING JOINT: S& | 1X1EA | 1 | 112 | Sigma-Aldrich | Z125954-1EA | https://www.sigmaaldrich.com/LT/en
Z125962-1EA | ACE TRUBORE(R) STIRRER BEARING JOINT: S& | 1X1EA | 1 | 118 | Sigma-Aldrich | Z125962-1EA | https://www.sigmaaldrich.com/LT/en
Z125970-1EA | THREADED ADAPTER FOR ACE TRUBORE(R) GLA& | 1X1EA | 1 | 44 | Sigma-Aldrich | Z125970-1EA | https://www.sigmaaldrich.com/LT/en
Z125989-1EA | THREADED ADAPTER FOR ACE TRUBORE(R) GLA& | 1X1EA | 1 | 47 | Sigma-Aldrich | Z125989-1EA | https://www.sigmaaldrich.com/LT/en
Z125997-1EA | ACE TRUBORE(R) 3-PIECE GLASS STIRRER BE& | 1X1EA | 1 | 117 | Sigma-Aldrich | Z125997-1EA | https://www.sigmaaldrich.com/LT/en
Z126004-1EA | ACE TRUBORE(R) 3-PIECE GLASS STIRRER BE& | 1X1EA | 1 | 120 | Sigma-Aldrich | Z126004-1EA | https://www.sigmaaldrich.com/LT/en
Z126012-1EA | ACE PRECISION-GROUND SHAFT DIAM. X L 10& | 1X1EA | 1 | 57 | Sigma-Aldrich | Z126012-1EA | https://www.sigmaaldrich.com/LT/en
Z126020-1EA | ACE PRECISION-GROUND SHAFT DIAM. X L 10& | 1X1EA | 1 | 61 | Sigma-Aldrich | Z126020-1EA | https://www.sigmaaldrich.com/LT/en
Z126039-1OZ | ACE STIR-LUBE(R) STIRRER LUBRICANT | 1X1OZ | 1 | 29 | Sigma-Aldrich | Z126039-1OZ | https://www.sigmaaldrich.com/LT/en
Z126039-4OZ | ACE STIR-LUBE(R) STIRRER LUBRICANT | 1X4OZ | 1 | 92 | Sigma-Aldrich | Z126039-4OZ | https://www.sigmaaldrich.com/LT/en
Z126055-1EA | ACE MCLEOD VACUUM GAUGE PRESSURE 0-10 M& | 1X1EA | 1 | 1137 | Sigma-Aldrich | Z126055-1EA | https://www.sigmaaldrich.com/LT/en
Z126063-1EA | ACE MCLEOD VACUUM GAUGE PRESSURE 0-15 M& | 1X1EA | 1 | 1137 | Sigma-Aldrich | Z126063-1EA | https://www.sigmaaldrich.com/LT/en
Z126071-1EA | ACE VACUUM TRAP WITH THREADED NYLON BUS& | 1X1EA | 1 | 119 | Sigma-Aldrich | Z126071-1EA | https://www.sigmaaldrich.com/LT/en
Z126098-1EA | ACE VACUUM TRAP WITH THREADED NYLON BUS& | 1X1EA | 1 | 147 | Sigma-Aldrich | Z126098-1EA | https://www.sigmaaldrich.com/LT/en
Z126101-1EA | ACE VACUUM TRAP WITH THREADED NYLON BUS& | 1X1EA | 1 | 291 | Sigma-Aldrich | Z126101-1EA | https://www.sigmaaldrich.com/LT/en
Z126128-1EA | ACE MINERAL OIL BUBBLER | 1X1EA | 1 | 81 | Sigma-Aldrich | Z126128-1EA | https://www.sigmaaldrich.com/LT/en
Z126519-1EA | AUTOMATIC SHUT-OFF QUICK-DISCONNECT COU& | 1X1EA | 1 | 32 | Sigma-Aldrich | Z126519-1EA | https://www.sigmaaldrich.com/LT/en
Z126527-1EA | AUTOMATIC SHUT-OFF QUICK-DISCONNECT COU& | 1X1EA | 1 | 34 | Sigma-Aldrich | Z126527-1EA | https://www.sigmaaldrich.com/LT/en
Z126543-1EA | AUTOMATIC SHUT-OFF QUICK-DISCONNECT COU& | 1X1EA | 1 | 25 | Sigma-Aldrich | Z126543-1EA | https://www.sigmaaldrich.com/LT/en
Z126551-1EA | AUTOMATIC SHUT-OFF QUICK-DISCONNECT COU& | 1X1EA | 1 | 30 | Sigma-Aldrich | Z126551-1EA | https://www.sigmaaldrich.com/LT/en
Z126578-1SET | SUBA-SEAL(R) MIXED SET RED | 1X1SET | 1 | 264 | Sigma-Aldrich | Z126578-1SET | https://www.sigmaaldrich.com/LT/en
Z126586-1SET | RECESSED SEPTA MIXED SET | 1X1SET | 1 | 162 | Sigma-Aldrich | Z126586-1SET | https://www.sigmaaldrich.com/LT/en
Z126942-1EA | SPINBAR(R) MAGNETIC STIR BAR PTFE-COATED | 1X1EA | 1 | 12 | Sigma-Aldrich | Z126942-1EA | https://www.sigmaaldrich.com/LT/en
Z126950-1EA | SPINBAR(R) MAGNETIC STIR BAR PTFE-COATED | 1X1EA | 1 | 12 | Sigma-Aldrich | Z126950-1EA | https://www.sigmaaldrich.com/LT/en
Z126969-1EA | SPINBAR(R) MAGNETIC STIR BAR PTFE-COATED | 1X1EA | 1 | 12 | Sigma-Aldrich | Z126969-1EA | https://www.sigmaaldrich.com/LT/en
Z126977-1EA | SPINBAR(R) MAGNETIC STIR BAR PTFE-COATED | 1X1EA | 1 | 12 | Sigma-Aldrich | Z126977-1EA | https://www.sigmaaldrich.com/LT/en
Z126985-1EA | SPINBAR(R) MAGNETIC STIR BAR PTFE-COATED | 1X1EA | 1 | 12 | Sigma-Aldrich | Z126985-1EA | https://www.sigmaaldrich.com/LT/en
Z126993-1EA | SPINBAR(R) MAGNETIC STIR BAR PTFE-COATED | 1X1EA | 1 | 12 | Sigma-Aldrich | Z126993-1EA | https://www.sigmaaldrich.com/LT/en
Z127019-1EA | SPINBAR(R) MAGNETIC STIR BAR PTFE-COATED | 1X1EA | 1 | 12 | Sigma-Aldrich | Z127019-1EA | https://www.sigmaaldrich.com/LT/en
Z127027-1EA | SPINBAR(R) MAGNETIC STIR BAR PTFE-COATED | 1X1EA | 1 | 15 | Sigma-Aldrich | Z127027-1EA | https://www.sigmaaldrich.com/LT/en
Z127035-1EA | SPINBAR(R) MAGNETIC STIR BAR PTFE-COATED | 1X1EA | 1 | 12 | Sigma-Aldrich | Z127035-1EA | https://www.sigmaaldrich.com/LT/en
Z127043-1EA | SPINBAR(R) MAGNETIC STIR BAR PTFE-COATED | 1X1EA | 1 | 12 | Sigma-Aldrich | Z127043-1EA | https://www.sigmaaldrich.com/LT/en
Z127051-1EA | SPINBAR(R) MAGNETIC STIR BAR PTFE-COATED | 1X1EA | 1 | 12 | Sigma-Aldrich | Z127051-1EA | https://www.sigmaaldrich.com/LT/en
Z127078-1EA | SPINBAR(R) MAGNETIC STIR BAR PTFE-COATED | 1X1EA | 1 | 12 | Sigma-Aldrich | Z127078-1EA | https://www.sigmaaldrich.com/LT/en
Z127086-1EA | SPINBAR(R) MAGNETIC STIR BAR PTFE-COATED | 1X1EA | 1 | 12 | Sigma-Aldrich | Z127086-1EA | https://www.sigmaaldrich.com/LT/en
Z127094-1EA | SPINBAR(R) MAGNETIC STIR BAR PTFE-COATED | 1X1EA | 1 | 12 | Sigma-Aldrich | Z127094-1EA | https://www.sigmaaldrich.com/LT/en
Z127108-1EA | SPINBAR(R) MAGNETIC STIR BAR PTFE-COATED | 1X1EA | 1 | 13 | Sigma-Aldrich | Z127108-1EA | https://www.sigmaaldrich.com/LT/en
Z127116-1EA | SPINBAR(R) MAGNETIC STIR BAR PTFE-COATED | 1X1EA | 1 | 25 | Sigma-Aldrich | Z127116-1EA | https://www.sigmaaldrich.com/LT/en
Z127396-1EA | ALDRICH(R) LARGE-CAPACITY COLD TRAP REP& | 1X1EA | 1 | 194 | Sigma-Aldrich | Z127396-1EA | https://www.sigmaaldrich.com/LT/en
Z127418-1EA | ALDRICH(R) NMR-TUBE CLEANER MODEL C, JO& | 1X1EA | 1 | 980 | Sigma-Aldrich | Z127418-1EA | https://www.sigmaaldrich.com/LT/en
Z127779-1EA | ALDRICH(R) FRACTION CUTTER JOINT: ST/NS& | 1X1EA | 1 | 1049 | Sigma-Aldrich | Z127779-1EA | https://www.sigmaaldrich.com/LT/en
Z127841-1EA | ALDRICH(R) LARGE SEPARATORY FUNNEL OVER& | 1X1EA | 1 | 424 | Sigma-Aldrich | Z127841-1EA | https://www.sigmaaldrich.com/LT/en
Z127868-1EA | ALDRICH(R) LARGE SEPARATORY FUNNEL OVER& | 1X1EA | 1 | 496 | Sigma-Aldrich | Z127868-1EA | https://www.sigmaaldrich.com/LT/en
Z127876-1EA | ALDRICH(R) LARGE SEPARATORY FUNNEL OVER& | 1X1EA | 1 | 601 | Sigma-Aldrich | Z127876-1EA | https://www.sigmaaldrich.com/LT/en
Z129186-1EA | ALDRICH(R) FLASK-TYPE SPRAYER REPLACEME& | 1X1EA | 1 | 85 | Sigma-Aldrich | Z129186-1EA | https://www.sigmaaldrich.com/LT/en
Z129259-1EA | ALDRICH(R) VACUUM-FILTRATION ADAPTER MA& | 1X1EA | 1 | 146 | Sigma-Aldrich | Z129259-1EA | https://www.sigmaaldrich.com/LT/en
Z129593-1EA | ALDRICH(R) MICRO SUBLIMATION APPARATUS | 1X1EA | 1 | 260 | Sigma-Aldrich | Z129593-1EA | https://www.sigmaaldrich.com/LT/en
Z129607-1EA | ALDRICH(R) MICRO DISTILLATION APPARATUS& | 1X1EA | 1 | 291 | Sigma-Aldrich | Z129607-1EA | https://www.sigmaaldrich.com/LT/en
Z129941-1EA | THERMOLYNE(R) FIBROX-INSULATED HEATING & | 1X1EA | 1 | 350 | Sigma-Aldrich | Z129941-1EA | https://www.sigmaaldrich.com/LT/en
Z130230-1EA | NALGENE(R) FEP BOTTLE CAPACITY 30 ML, N& | 1X1EA | 1 | 31 | Sigma-Aldrich | Z130230-1EA | https://www.sigmaaldrich.com/LT/en
Z130249-1EA | NALGENE(R) FEP BOTTLE NARROW-MOUTH, CAP& | 1X1EA | 1 | 37 | Sigma-Aldrich | Z130249-1EA | https://www.sigmaaldrich.com/LT/en
Z130265-1EA | NALGENE(R) FEP BOTTLE NARROW-MOUTH, CAP& | 1X1EA | 1 | 55 | Sigma-Aldrich | Z130265-1EA | https://www.sigmaaldrich.com/LT/en
Z130303-1EA | NALGENE(R) FEP BOTTLE CAPACITY 250 ML, & | 1X1EA | 1 | 88 | Sigma-Aldrich | Z130303-1EA | https://www.sigmaaldrich.com/LT/en
Z130311-1EA | NALGENE(R) FEP BOTTLE CAPACITY 500 ML, & | 1X1EA | 1 | 108 | Sigma-Aldrich | Z130311-1EA | https://www.sigmaaldrich.com/LT/en
Z130370-1EA | NALGENE(R) FEP BOTTLE WIDE-MOUTH, CAPAC& | 1X1EA | 1 | 65 | Sigma-Aldrich | Z130370-1EA | https://www.sigmaaldrich.com/LT/en
Z130389-1EA | NALGENE(R) FEP BOTTLE CAPACITY 250 ML, & | 1X1EA | 1 | 102 | Sigma-Aldrich | Z130389-1EA | https://www.sigmaaldrich.com/LT/en
Z130397-1EA | NALGENE(R) FEP BOTTLE WIDE-MOUTH, CAPAC& | 1X1EA | 1 | 303 | Sigma-Aldrich | Z130397-1EA | https://www.sigmaaldrich.com/LT/en
Z130400-1EA | NALGENE(R) FEP BOTTLE CAPACITY 1000 ML,& | 1X1EA | 1 | 183 | Sigma-Aldrich | Z130400-1EA | https://www.sigmaaldrich.com/LT/en
Z130540-1PAK | NALGENE(R) NARROW-MOUTH BOTTLES SIZE 30& | 1X1PAK | 1 | 17 | Sigma-Aldrich | Z130540-1PAK | https://www.sigmaaldrich.com/LT/en
Z130567-1PAK | NALGENE(R) NARROW-MOUTH BOTTLES SIZE 12& | 1X1PAK | 1 | 22 | Sigma-Aldrich | Z130567-1PAK | https://www.sigmaaldrich.com/LT/en
Z130575-1PAK | NALGENE(R) NARROW-MOUTH BOTTLES SIZE 25& | 1X1PAK | 1 | 31 | Sigma-Aldrich | Z130575-1PAK | https://www.sigmaaldrich.com/LT/en
Z130583-1PAK | NALGENE(R) NARROW-MOUTH BOTTLES SIZE 50& | 1X1PAK | 1 | 46 | Sigma-Aldrich | Z130583-1PAK | https://www.sigmaaldrich.com/LT/en
Z130591-1PAK | NALGENE(R) NARROW-MOUTH BOTTLES SIZE 10& | 1X1PAK | 1 | 38 | Sigma-Aldrich | Z130591-1PAK | https://www.sigmaaldrich.com/LT/en
Z130885-1PAK | NALGENE(R) GRIFFIN BEAKERS CAPACITY 50 & | 1X1PAK | 1 | 38 | Sigma-Aldrich | Z130885-1PAK | https://www.sigmaaldrich.com/LT/en
Z130893-1PAK | NALGENE(R) GRIFFIN BEAKERS CAPACITY 100& | 1X1PAK | 1 | 43 | Sigma-Aldrich | Z130893-1PAK | https://www.sigmaaldrich.com/LT/en
Z130907-1PAK | NALGENE(R) GRIFFIN BEAKERS CAPACITY 150& | 1X1PAK | 1 | 52 | Sigma-Aldrich | Z130907-1PAK | https://www.sigmaaldrich.com/LT/en
Z130915-1PAK | NALGENE(R) GRIFFIN BEAKERS CAPACITY 250& | 1X1PAK | 1 | 33 | Sigma-Aldrich | Z130915-1PAK | https://www.sigmaaldrich.com/LT/en
Z130923-1PAK | NALGENE(R) GRIFFIN BEAKERS CAPACITY 1,0& | 1X1PAK | 1 | 37 | Sigma-Aldrich | Z130923-1PAK | https://www.sigmaaldrich.com/LT/en
Z130931-1PAK | NALGENE(R) GRIFFIN BEAKERS CAPACITY 50 & | 1X1PAK | 1 | 30 | Sigma-Aldrich | Z130931-1PAK | https://www.sigmaaldrich.com/LT/en
Z130958-1PAK | NALGENE(R) GRIFFIN BEAKERS CAPACITY 100& | 1X1PAK | 1 | 33 | Sigma-Aldrich | Z130958-1PAK | https://www.sigmaaldrich.com/LT/en
Z130966-1PAK | NALGENE(R) GRIFFIN BEAKERS CAPACITY 150& | 1X1PAK | 1 | 38 | Sigma-Aldrich | Z130966-1PAK | https://www.sigmaaldrich.com/LT/en
Z130974-1PAK | NALGENE(R) GRIFFIN BEAKERS CAPACITY 250& | 1X1PAK | 1 | 27 | Sigma-Aldrich | Z130974-1PAK | https://www.sigmaaldrich.com/LT/en
Z130982-1PAK | NALGENE(R) GRIFFIN BEAKERS CAPACITY 1,0& | 1X1PAK | 1 | 28 | Sigma-Aldrich | Z130982-1PAK | https://www.sigmaaldrich.com/LT/en
Z130990-1EA | NALGENE(R) BEAKER WITH HANDLE CAPACITY & | 1X1EA | 1 | 29 | Sigma-Aldrich | Z130990-1EA | https://www.sigmaaldrich.com/LT/en
Z131008-1EA | NALGENE(R) BEAKER WITH HANDLE CAPACITY & | 1X1EA | 1 | 35 | Sigma-Aldrich | Z131008-1EA | https://www.sigmaaldrich.com/LT/en
Z131016-1EA | NALGENE(R) GRADUATED CYLINDERS VOLUME 1& | 1X1EA | 1 | 12 | Sigma-Aldrich | Z131016-1EA | https://www.sigmaaldrich.com/LT/en
Z131024-18EA | NALGENE(R) GRADUATED CYLINDERS VOLUME 2& | 1X18EA | 1 | 239 | Sigma-Aldrich | Z131024-18EA | https://www.sigmaaldrich.com/LT/en
Z131024-1EA | NALGENE(R) GRADUATED CYLINDERS VOLUME 2& | 1X1EA | 1 | 14 | Sigma-Aldrich | Z131024-1EA | https://www.sigmaaldrich.com/LT/en
Z131032-1EA | NALGENE(R) GRADUATED CYLINDERS VOLUME 5& | 1X1EA | 1 | 15 | Sigma-Aldrich | Z131032-1EA | https://www.sigmaaldrich.com/LT/en
Z131040-12EA | NALGENE(R) GRADUATED CYLINDERS VOLUME 1& | 1X12EA | 1 | 203 | Sigma-Aldrich | Z131040-12EA | https://www.sigmaaldrich.com/LT/en
Z131040-1EA | NALGENE(R) GRADUATED CYLINDERS VOLUME 1& | 1X1EA | 1 | 18 | Sigma-Aldrich | Z131040-1EA | https://www.sigmaaldrich.com/LT/en
Z131059-1EA | NALGENE(R) GRADUATED CYLINDERS VOLUME 5& | 1X1EA | 1 | 30 | Sigma-Aldrich | Z131059-1EA | https://www.sigmaaldrich.com/LT/en
Z131059-8EA | NALGENE(R) GRADUATED CYLINDERS VOLUME 5& | 1X8EA | 1 | 233 | Sigma-Aldrich | Z131059-8EA | https://www.sigmaaldrich.com/LT/en
Z131067-1EA | NALGENE(R) GRADUATED CYLINDERS VOLUME 1& | 1X1EA | 1 | 38 | Sigma-Aldrich | Z131067-1EA | https://www.sigmaaldrich.com/LT/en
Z131067-6EA | NALGENE(R) GRADUATED CYLINDERS VOLUME 1& | 1X6EA | 1 | 223 | Sigma-Aldrich | Z131067-6EA | https://www.sigmaaldrich.com/LT/en
Z131075-1EA | NALGENE(R) GRADUATED CYLINDERS VOLUME 1& | 1X1EA | 1 | 11 | Sigma-Aldrich | Z131075-1EA | https://www.sigmaaldrich.com/LT/en
Z131083-1EA | NALGENE(R) GRADUATED CYLINDERS VOLUME 2& | 1X1EA | 1 | 13 | Sigma-Aldrich | Z131083-1EA | https://www.sigmaaldrich.com/LT/en
Z131091-1EA | NALGENE(R) GRADUATED CYLINDERS VOLUME 5& | 1X1EA | 1 | 14 | Sigma-Aldrich | Z131091-1EA | https://www.sigmaaldrich.com/LT/en
Z131105-12EA | NALGENE(R) GRADUATED CYLINDERS VOLUME 1& | 1X12EA | 1 | 195 | Sigma-Aldrich | Z131105-12EA | https://www.sigmaaldrich.com/LT/en
Z131105-1EA | NALGENE(R) GRADUATED CYLINDERS VOLUME 1& | 1X1EA | 1 | 17 | Sigma-Aldrich | Z131105-1EA | https://www.sigmaaldrich.com/LT/en
Z131113-1EA | NALGENE(R) GRADUATED CYLINDERS VOLUME 5& | 1X1EA | 1 | 29 | Sigma-Aldrich | Z131113-1EA | https://www.sigmaaldrich.com/LT/en
Z131113-8EA | NALGENE(R) GRADUATED CYLINDERS VOLUME 5& | 1X8EA | 1 | 224 | Sigma-Aldrich | Z131113-8EA | https://www.sigmaaldrich.com/LT/en
Z131121-1EA | NALGENE(R) GRADUATED CYLINDERS VOLUME 1& | 1X1EA | 1 | 36 | Sigma-Aldrich | Z131121-1EA | https://www.sigmaaldrich.com/LT/en
Z131121-6EA | NALGENE(R) GRADUATED CYLINDERS VOLUME 1& | 1X6EA | 1 | 209 | Sigma-Aldrich | Z131121-6EA | https://www.sigmaaldrich.com/LT/en
Z131199-1EA | NALGENE(R) VOLUMETRIC FLASK 50 ML VOLUM& | 1X1EA | 1 | 57 | Sigma-Aldrich | Z131199-1EA | https://www.sigmaaldrich.com/LT/en
Z131202-1EA | NALGENE(R) VOLUMETRIC FLASK 100 ML VOLU& | 1X1EA | 1 | 45 | Sigma-Aldrich | Z131202-1EA | https://www.sigmaaldrich.com/LT/en
Z131210-1EA | NALGENE(R) VOLUMETRIC FLASK 250 ML VOLU& | 1X1EA | 1 | 40 | Sigma-Aldrich | Z131210-1EA | https://www.sigmaaldrich.com/LT/en
Z131229-1EA | NALGENE(R) VOLUMETRIC FLASK 500 ML VOLU& | 1X1EA | 1 | 65 | Sigma-Aldrich | Z131229-1EA | https://www.sigmaaldrich.com/LT/en
Z131237-1EA | NALGENE(R) VOLUMETRIC FLASK 1000 ML VOL& | 1X1EA | 1 | 66 | Sigma-Aldrich | Z131237-1EA | https://www.sigmaaldrich.com/LT/en
Z131245-1EA | NALGENE(R) VOLUMETRIC FLASK 50 ML VOLUM& | 1X1EA | 1 | 32 | Sigma-Aldrich | Z131245-1EA | https://www.sigmaaldrich.com/LT/en
Z131253-1EA | NALGENE(R) VOLUMETRIC FLASK 100 ML VOLU& | 1X1EA | 1 | 33 | Sigma-Aldrich | Z131253-1EA | https://www.sigmaaldrich.com/LT/en
Z131261-1EA | NALGENE(R) VOLUMETRIC FLASK 250 ML VOLU& | 1X1EA | 1 | 46 | Sigma-Aldrich | Z131261-1EA | https://www.sigmaaldrich.com/LT/en
Z131288-1EA | NALGENE(R) VOLUMETRIC FLASK 500 ML VOLU& | 1X1EA | 1 | 49 | Sigma-Aldrich | Z131288-1EA | https://www.sigmaaldrich.com/LT/en
Z131296-1EA | NALGENE(R) VOLUMETRIC FLASK 1000 ML VOL& | 1X1EA | 1 | 118 | Sigma-Aldrich | Z131296-1EA | https://www.sigmaaldrich.com/LT/en
Z131334-1PAK | NALGENE(R) POLYPROPYLENE ERLENMEYER FLA& | 1X1PAK | 1 | 87 | Sigma-Aldrich | Z131334-1PAK | https://www.sigmaaldrich.com/LT/en
Z131342-1PAK | NALGENE(R) POLYPROPYLENE ERLENMEYER FLA& | 1X1PAK | 1 | 58 | Sigma-Aldrich | Z131342-1PAK | https://www.sigmaaldrich.com/LT/en
Z131350-1PAK | NALGENE(R) POLYPROPYLENE ERLENMEYER FLA& | 1X1PAK | 1 | 55 | Sigma-Aldrich | Z131350-1PAK | https://www.sigmaaldrich.com/LT/en
Z131369-1PAK | NALGENE(R) POLYPROPYLENE ERLENMEYER FLA& | 1X1PAK | 1 | 41 | Sigma-Aldrich | Z131369-1PAK | https://www.sigmaaldrich.com/LT/en
Z131377-1EA | NALGENE(R) FILTERING FLASK CAPACITY 500& | 1X1EA | 1 | 26 | Sigma-Aldrich | Z131377-1EA | https://www.sigmaaldrich.com/LT/en
Z131385-1EA | NALGENE(R) FILTERING FLASK CAPACITY 1,0& | 1X1EA | 1 | 43 | Sigma-Aldrich | Z131385-1EA | https://www.sigmaaldrich.com/LT/en
Z135003-500EA | TRANSFER PIPETTE, POLYETHYLENE GENERAL & | 1X500EA | 1 | 68 | Sigma-Aldrich | Z135003-500EA | https://www.sigmaaldrich.com/LT/en
Z135011-500EA | TRANSFER PIPETTE, POLYETHYLENE GRADUATE& | 1X500EA | 1 | 72 | Sigma-Aldrich | Z135011-500EA | https://www.sigmaaldrich.com/LT/en
Z135046-500EA | TRANSFER PIPETTE, POLYETHYLENE NARROW S& | 1X500EA | 1 | 64 | Sigma-Aldrich | Z135046-500EA | https://www.sigmaaldrich.com/LT/en
Z135054-400EA | TRANSFER PIPETTE, POLYETHYLENE GENERAL & | 1X400EA | 1 | 75 | Sigma-Aldrich | Z135054-400EA | https://www.sigmaaldrich.com/LT/en
Z135062-500EA | TRANSFER PIPETTE, POLYETHYLENE GENERAL & | 1X500EA | 1 | 66 | Sigma-Aldrich | Z135062-500EA | https://www.sigmaaldrich.com/LT/en
Z135070-500EA | TRANSFER PIPETTE, POLYETHYLENE GRADUATE& | 1X500EA | 1 | 121 | Sigma-Aldrich | Z135070-500EA | https://www.sigmaaldrich.com/LT/en
Z135089-500EA | TRANSFER PIPETTE, POLYETHYLENE GRADUATE& | 1X500EA | 1 | 114 | Sigma-Aldrich | Z135089-500EA | https://www.sigmaaldrich.com/LT/en
Z135674-1EA | POLYPROPYLENE-COATED SUPPORT STAND WITH& | 1X1EA | 1 | 99 | Sigma-Aldrich | Z135674-1EA | https://www.sigmaaldrich.com/LT/en
Z135682-1EA | POLYSTOP(TM) DROPPER BOTTLE CAPACITY 30& | 1X1EA | 1 | 29 | Sigma-Aldrich | Z135682-1EA | https://www.sigmaaldrich.com/LT/en
Z135690-1EA | POLYSTOP(TM) DROPPER BOTTLE CAPACITY 60& | 1X1EA | 1 | 30 | Sigma-Aldrich | Z135690-1EA | https://www.sigmaaldrich.com/LT/en
Z135704-1EA | POLYSTOP(TM) DROPPER BOTTLE CAPACITY 12& | 1X1EA | 1 | 33 | Sigma-Aldrich | Z135704-1EA | https://www.sigmaaldrich.com/LT/en
Z135798-1EA | SCIENCEWARE(R) POXYGRID(R) TEST-TUBE RA& | 1X1EA | 1 | 41 | Sigma-Aldrich | Z135798-1EA | https://www.sigmaaldrich.com/LT/en
Z135801-1EA | SCIENCEWARE(R) POXYGRID(R) TEST-TUBE RA& | 1X1EA | 1 | 40 | Sigma-Aldrich | Z135801-1EA | https://www.sigmaaldrich.com/LT/en
Z135828-1EA | SCIENCEWARE(R) POXYGRID(R) TEST-TUBE RA& | 1X1EA | 1 | 39 | Sigma-Aldrich | Z135828-1EA | https://www.sigmaaldrich.com/LT/en
Z135879-1EA | WRITE-ON LABEL-TAPE DISPENSER | 1X1EA | 1 | 118 | Sigma-Aldrich | Z135879-1EA | https://www.sigmaaldrich.com/LT/en
Z136026-1EA | ALDRICH(R) CLAISEN ADAPTER WITH DRIP-TI& | 1X1EA | 1 | 110 | Sigma-Aldrich | Z136026-1EA | https://www.sigmaaldrich.com/LT/en
Z136034-1EA | ALDRICH(R) STRAIGHT ADAPTER WITH DRIP-T& | 1X1EA | 1 | 49 | Sigma-Aldrich | Z136034-1EA | https://www.sigmaaldrich.com/LT/en
Z136042-12EA | PIPETTE BULB CAPACITY 2 ML | 1X12EA | 1 | 12 | Sigma-Aldrich | Z136042-12EA | https://www.sigmaaldrich.com/LT/en
Z136050-3EA | PIPETTE BULB CAPACITY 8 ML | 1X3EA | 1 | 32 | Sigma-Aldrich | Z136050-3EA | https://www.sigmaaldrich.com/LT/en
Z136069-3EA | PIPETTE BULB CAPACITY 60 ML | 1X3EA | 1 | 38 | Sigma-Aldrich | Z136069-3EA | https://www.sigmaaldrich.com/LT/en
Z136077-1EA | AGATE MORTAR AND PESTLE STANDARD FORM, O | 1X1EA | 1 | 169 | Sigma-Aldrich | Z136077-1EA | https://www.sigmaaldrich.com/LT/en
Z136085-2EA | BEL-BULB(TM) PIPETTOR | 1X2EA | 1 | 31 | Sigma-Aldrich | Z136085-2EA | https://www.sigmaaldrich.com/LT/en
Z136107-1EA | SCIENCEWARE(R) PIPETTE SUPPORT RACK | 1X1EA | 1 | 46 | Sigma-Aldrich | Z136107-1EA | https://www.sigmaaldrich.com/LT/en
Z136115-1EA | VERNIER CALIPER DIRECT-READING TYPE | 1X1EA | 1 | 90 | Sigma-Aldrich | Z136115-1EA | https://www.sigmaaldrich.com/LT/en
Z136131-1EA | HEAVY-DUTY PAIL CAPACITY 10 L (10.6 QT) | 1X1EA | 1 | 107 | Sigma-Aldrich | Z136131-1EA | https://www.sigmaaldrich.com/LT/en
Z136158-1EA | HEAVY-DUTY PAIL CAPACITY 15 L (15.4 QT) | 1X1EA | 1 | 150 | Sigma-Aldrich | Z136158-1EA | https://www.sigmaaldrich.com/LT/en
Z136212-1EA | AGATE MORTAR AND PESTLE STANDARD FORM, O | 1X1EA | 1 | 202 | Sigma-Aldrich | Z136212-1EA | https://www.sigmaaldrich.com/LT/en
Z136220-1EA | AGATE MORTAR AND PESTLE STANDARD FORM, O | 1X1EA | 1 | 369 | Sigma-Aldrich | Z136220-1EA | https://www.sigmaaldrich.com/LT/en
Z136255-1EA | TUBING SIZER | 1X1EA | 1 | 45 | Sigma-Aldrich | Z136255-1EA | https://www.sigmaaldrich.com/LT/en
Z136441-1EA | GLASS-CUTTING KNIFE | 1X1EA | 1 | 114 | Sigma-Aldrich | Z136441-1EA | https://www.sigmaaldrich.com/LT/en
Z136468-1EA | PIPETTE FILLERS RED NATURAL RUBBER BULB& | 1X1EA | 1 | 33 | Sigma-Aldrich | Z136468-1EA | https://www.sigmaaldrich.com/LT/en
Z136727-1EA | ACE PTFE-COATED STEEL SHAFT DIAM. X L 1& | 1X1EA | 1 | 282 | Sigma-Aldrich | Z136727-1EA | https://www.sigmaaldrich.com/LT/en
Z136735-1EA | ACE POLISHED SHAFT DIAM. X L 10 MM X 58& | 1X1EA | 1 | 82 | Sigma-Aldrich | Z136735-1EA | https://www.sigmaaldrich.com/LT/en
Z136751-1EA | ACE TURBINE FITS SHAFT O.D., 10 MM, DIA& | 1X1EA | 1 | 206 | Sigma-Aldrich | Z136751-1EA | https://www.sigmaaldrich.com/LT/en
Z136778-1EA | FLEX-GRIP(R) STIRRER CHUCK FITS SHAFT O. | 1X1EA | 1 | 53 | Sigma-Aldrich | Z136778-1EA | https://www.sigmaaldrich.com/LT/en
Z136786-1EA | FLEX-GRIP(R) STIRRER CHUCK FITS SHAFT O. | 1X1EA | 1 | 62 | Sigma-Aldrich | Z136786-1EA | https://www.sigmaaldrich.com/LT/en
Z136808-1EA | ACE FRIEDRICHS CONDENSER | 1X1EA | 1 | 279 | Sigma-Aldrich | Z136808-1EA | https://www.sigmaaldrich.com/LT/en
Z136956-1EA | COMPRESSION SADDLE FOR ACE TRUBORE(R) G& | 1X1EA | 1 | 16 | Sigma-Aldrich | Z136956-1EA | https://www.sigmaaldrich.com/LT/en
Z137057-1EA | ALDRICH(R) VACUUM ADAPTER MALE JOINT: S& | 1X1EA | 1 | 24 | Sigma-Aldrich | Z137057-1EA | https://www.sigmaaldrich.com/LT/en
Z137065-1EA | JACKETED BEAKER CAPACITY 250 ML | 1X1EA | 1 | 172 | Sigma-Aldrich | Z137065-1EA | https://www.sigmaaldrich.com/LT/en
Z137073-1EA | JACKETED BEAKER CAPACITY 400 ML | 1X1EA | 1 | 219 | Sigma-Aldrich | Z137073-1EA | https://www.sigmaaldrich.com/LT/en
Z137081-1EA | JACKETED BEAKER CAPACITY 1,000 ML | 1X1EA | 1 | 297 | Sigma-Aldrich | Z137081-1EA | https://www.sigmaaldrich.com/LT/en
Z137200-1EA | ACE ROUND-BOTTOM FLASK WITH THREADED SI& | 1X1EA | 1 | 105 | Sigma-Aldrich | Z137200-1EA | https://www.sigmaaldrich.com/LT/en
Z137219-1EA | ACE ROUND-BOTTOM FLASK WITH THREADED SI& | 1X1EA | 1 | 108 | Sigma-Aldrich | Z137219-1EA | https://www.sigmaaldrich.com/LT/en
Z137227-1EA | ACE ROUND-BOTTOM FLASK WITH THREADED SI& | 1X1EA | 1 | 114 | Sigma-Aldrich | Z137227-1EA | https://www.sigmaaldrich.com/LT/en
Z137235-1EA | ACE ROUND-BOTTOM FLASK WITH THREADED SI& | 1X1EA | 1 | 118 | Sigma-Aldrich | Z137235-1EA | https://www.sigmaaldrich.com/LT/en
Z137243-1EA | ACE THREE-NECK ROUND-BOTTOM FLASK WITH & | 1X1EA | 1 | 209 | Sigma-Aldrich | Z137243-1EA | https://www.sigmaaldrich.com/LT/en
Z137251-1EA | ACE THREE-NECK ROUND-BOTTOM FLASK WITH & | 1X1EA | 1 | 238 | Sigma-Aldrich | Z137251-1EA | https://www.sigmaaldrich.com/LT/en
Z137278-1EA | ACE THREE-NECK ROUND-BOTTOM FLASK WITH & | 1X1EA | 1 | 261 | Sigma-Aldrich | Z137278-1EA | https://www.sigmaaldrich.com/LT/en
Z137286-1EA | ACE THREE-NECK ROUND-BOTTOM FLASK WITH & | 1X1EA | 1 | 328 | Sigma-Aldrich | Z137286-1EA | https://www.sigmaaldrich.com/LT/en
Z137294-1EA | ACE PRESSURE FILTER/DRYING FUNNEL CAPAC& | 1X1EA | 1 | 133 | Sigma-Aldrich | Z137294-1EA | https://www.sigmaaldrich.com/LT/en
Z137308-1EA | ACE PRESSURE FILTER/DRYING FUNNEL CAPAC& | 1X1EA | 1 | 210 | Sigma-Aldrich | Z137308-1EA | https://www.sigmaaldrich.com/LT/en
Z137316-1EA | ACE PRESSURE FILTER/DRYING FUNNEL CAPAC& | 1X1EA | 1 | 343 | Sigma-Aldrich | Z137316-1EA | https://www.sigmaaldrich.com/LT/en
Z137375-1EA | ACE PRECISION-GROUND SHAFT DIAM. X L 6 & | 1X1EA | 1 | 53 | Sigma-Aldrich | Z137375-1EA | https://www.sigmaaldrich.com/LT/en
Z137383-1EA | ACE TRUBORE(R) 3-PIECE GLASS STIRRER BE& | 1X1EA | 1 | 121 | Sigma-Aldrich | Z137383-1EA | https://www.sigmaaldrich.com/LT/en
Z137391-1EA | ACE MINI-BLADE FITS SHAFT O.D., 6 MM | 1X1EA | 1 | 14 | Sigma-Aldrich | Z137391-1EA | https://www.sigmaaldrich.com/LT/en
Z137529-1EA | ACE ALLIHN CONDENSER MALE JOINT: ST/NS & | 1X1EA | 1 | 150 | Sigma-Aldrich | Z137529-1EA | https://www.sigmaaldrich.com/LT/en
Z137553-1LB | RASCHIG RINGS BOROSILICATE GLASS, L X O& | 1X1LB | 1 | 218 | Sigma-Aldrich | Z137553-1LB | https://www.sigmaaldrich.com/LT/en
Z137561-1LB | RASCHIG RINGS BOROSILICATE GLASS, L X O& | 1X1LB | 1 | 218 | Sigma-Aldrich | Z137561-1LB | https://www.sigmaaldrich.com/LT/en
Z137596-1LB | RASCHIG RINGS BOROSILICATE GLASS, L X O& | 1X1LB | 1 | 218 | Sigma-Aldrich | Z137596-1LB | https://www.sigmaaldrich.com/LT/en
Z143928-1EA | SOLID-GLASS BEADS BOROSILICATE, DIAM. 3& | 1X1EA | 1 | 291 | Sigma-Aldrich | Z143928-1EA | https://www.sigmaaldrich.com/LT/en
Z143928-4EA | SOLID-GLASS BEADS BOROSILICATE, DIAM. 3& | 1X4EA | 1 | 1039 | Sigma-Aldrich | Z143928-4EA | https://www.sigmaaldrich.com/LT/en
Z143936-1EA | SOLID-GLASS BEADS BOROSILICATE, DIAM. 4& | 1X1EA | 1 | 287 | Sigma-Aldrich | Z143936-1EA | https://www.sigmaaldrich.com/LT/en
Z143936-4EA | SOLID-GLASS BEADS BOROSILICATE, DIAM. 4& | 1X4EA | 1 | 1029 | Sigma-Aldrich | Z143936-4EA | https://www.sigmaaldrich.com/LT/en
Z143944-1EA | SOLID-GLASS BEADS BOROSILICATE, DIAM. 5& | 1X1EA | 1 | 265 | Sigma-Aldrich | Z143944-1EA | https://www.sigmaaldrich.com/LT/en
Z143944-4EA | SOLID-GLASS BEADS BOROSILICATE, DIAM. 5& | 1X4EA | 1 | 954 | Sigma-Aldrich | Z143944-4EA | https://www.sigmaaldrich.com/LT/en
Z143952-1EA | SOLID-GLASS BEADS BOROSILICATE, DIAM. 6& | 1X1EA | 1 | 260 | Sigma-Aldrich | Z143952-1EA | https://www.sigmaaldrich.com/LT/en
Z143952-4EA | SOLID-GLASS BEADS BOROSILICATE, DIAM. 6& | 1X4EA | 1 | 931 | Sigma-Aldrich | Z143952-4EA | https://www.sigmaaldrich.com/LT/en
Z146145-1EA | PLIER-TYPE DECAPPER O.D. 11 MM | 1X1EA | 1 | 93 | Sigma-Aldrich | Z146145-1EA | https://www.sigmaaldrich.com/LT/en
Z146242-1EA | PLASTIC-TUBING CUTTER, REPLACEMENT BLAD& | 1X1EA | 1 | 15 | Sigma-Aldrich | Z146242-1EA | https://www.sigmaaldrich.com/LT/en
Z146277-1EA | PLASTIC-TUBING CUTTER | 1X1EA | 1 | 35 | Sigma-Aldrich | Z146277-1EA | https://www.sigmaaldrich.com/LT/en
Z146501-1EA | ACE ROTARY-EVAPORATOR/FREEZE-DRYING FLA& | 1X1EA | 1 | 204 | Sigma-Aldrich | Z146501-1EA | https://www.sigmaaldrich.com/LT/en
Z146528-1EA | ACE ROTARY-EVAPORATOR/FREEZE-DRYING FLA& | 1X1EA | 1 | 207 | Sigma-Aldrich | Z146528-1EA | https://www.sigmaaldrich.com/LT/en
Z146544-1EA | ACE ROTARY-EVAPORATOR/FREEZE-DRYING FLA& | 1X1EA | 1 | 215 | Sigma-Aldrich | Z146544-1EA | https://www.sigmaaldrich.com/LT/en
Z146552-1EA | ACE ROTARY-EVAPORATOR/FREEZE-DRYING FLA& | 1X1EA | 1 | 221 | Sigma-Aldrich | Z146552-1EA | https://www.sigmaaldrich.com/LT/en
Z146706-1EA | ALDRICH(R) NON-CORROSIVE LECTURE-BOTTLE& | 1X1EA | 1 | 316 | Sigma-Aldrich | Z146706-1EA | https://www.sigmaaldrich.com/LT/en
Z146714-1EA | ALDRICH(R) NON-CORROSIVE LECTURE-BOTTLE& | 1X1EA | 1 | 316 | Sigma-Aldrich | Z146714-1EA | https://www.sigmaaldrich.com/LT/en
Z146811-1EA | HOSE ADAPTER BRASS | 1X1EA | 1 | 19 | Sigma-Aldrich | Z146811-1EA | https://www.sigmaaldrich.com/LT/en
Z146838-1EA | HOSE ADAPTER STAINLESS STEEL | 1X1EA | 1 | 39 | Sigma-Aldrich | Z146838-1EA | https://www.sigmaaldrich.com/LT/en
Z146846-1EA | CHECK VALVE BRASS VALVE, VITON(R) O-RIN& | 1X1EA | 1 | 82 | Sigma-Aldrich | Z146846-1EA | https://www.sigmaaldrich.com/LT/en
Z146854-1EA | CHECK VALVE STAINLESS STEEL VALVE, EPR & | 1X1EA | 1 | 129 | Sigma-Aldrich | Z146854-1EA | https://www.sigmaaldrich.com/LT/en
Z146870-1EA | CHECK VALVE STAINLESS STEEL VALVE, VITO& | 1X1EA | 1 | 129 | Sigma-Aldrich | Z146870-1EA | https://www.sigmaaldrich.com/LT/en
Z146951-1EA | LECTURE-BOTTLE CONTROL VALVE STAINLESS & | 1X1EA | 1 | 145 | Sigma-Aldrich | Z146951-1EA | https://www.sigmaaldrich.com/LT/en
Z146978-1EA | LECTURE-BOTTLE CONTROL VALVE MONEL, HOS& | 1X1EA | 1 | 234 | Sigma-Aldrich | Z146978-1EA | https://www.sigmaaldrich.com/LT/en
Z146986-1PAK | PTFE SEALING WASHERS CGA INLET SIZE 110 | 1X1PAK | 1 | 34 | Sigma-Aldrich | Z146986-1PAK | https://www.sigmaaldrich.com/LT/en
Z146994-1PAK | PTFE SEALING WASHERS CGA INLET SIZE 180 | 1X1PAK | 1 | 44 | Sigma-Aldrich | Z146994-1PAK | https://www.sigmaaldrich.com/LT/en
Z147095-1EA | LECTURE-BOTTLE ADAPTER, CGA TO CGA, BRA& | 1X1EA | 1 | 67 | Sigma-Aldrich | Z147095-1EA | https://www.sigmaaldrich.com/LT/en
Z147125-1EA | LECTURE-BOTTLE ADAPTER, CGA TO CGA, STA& | 1X1EA | 1 | 91 | Sigma-Aldrich | Z147125-1EA | https://www.sigmaaldrich.com/LT/en
Z147281-10EA | HOSE CONNECTOR CLAMP FOR TUBING O.D., <& | 1X10EA | 1 | 37 | Sigma-Aldrich | Z147281-10EA | https://www.sigmaaldrich.com/LT/en
Z147303-1EA | LECTURE-BOTTLE ADAPTER, CGA TO NPT | 1X1EA | 1 | 16 | Sigma-Aldrich | Z147303-1EA | https://www.sigmaaldrich.com/LT/en
Z147311-1EA | LECTURE-BOTTLE ADAPTER, NPT TO NPT, BRA& | 1X1EA | 1 | 13 | Sigma-Aldrich | Z147311-1EA | https://www.sigmaaldrich.com/LT/en
Z147338-1EA | LECTURE-BOTTLE ADAPTER, NPT TO NPT, STA& | 1X1EA | 1 | 24 | Sigma-Aldrich | Z147338-1EA | https://www.sigmaaldrich.com/LT/en
Z147591-1EA | ALDRICH(R) BUSHING-TYPE REDUCING ADAPTE& | 1X1EA | 1 | 115 | Sigma-Aldrich | Z147591-1EA | https://www.sigmaaldrich.com/LT/en
Z147605-1EA | ALDRICH(R) BUSHING-TYPE REDUCING ADAPTE& | 1X1EA | 1 | 164 | Sigma-Aldrich | Z147605-1EA | https://www.sigmaaldrich.com/LT/en
Z147621-1EA | ALDRICH(R) ADDITION FUNNEL WITH STOPCOC& | 1X1EA | 1 | 723 | Sigma-Aldrich | Z147621-1EA | https://www.sigmaaldrich.com/LT/en
Z147648-1EA | ALDRICH(R) ADDITION FUNNEL WITH STOPCOC& | 1X1EA | 1 | 922 | Sigma-Aldrich | Z147648-1EA | https://www.sigmaaldrich.com/LT/en
Z147656-1EA | ALDRICH(R) PRESSURE FILTER FUNNEL CAPAC& | 1X1EA | 1 | 465 | Sigma-Aldrich | Z147656-1EA | https://www.sigmaaldrich.com/LT/en
Z147664-1EA | ALDRICH(R) PRESSURE FILTER FUNNEL CAPAC& | 1X1EA | 1 | 470 | Sigma-Aldrich | Z147664-1EA | https://www.sigmaaldrich.com/LT/en
Z147672-1EA | ALDRICH(R) PRESSURE FILTER FUNNEL CAPAC& | 1X1EA | 1 | 500 | Sigma-Aldrich | Z147672-1EA | https://www.sigmaaldrich.com/LT/en
Z147680-1EA | ALDRICH(R) PRESSURE FILTER FUNNEL CAPAC& | 1X1EA | 1 | 737 | Sigma-Aldrich | Z147680-1EA | https://www.sigmaaldrich.com/LT/en
Z147699-1EA | ALDRICH(R) PRESSURE FILTER FUNNEL CAPAC& | 1X1EA | 1 | 466 | Sigma-Aldrich | Z147699-1EA | https://www.sigmaaldrich.com/LT/en
Z147702-1EA | ALDRICH(R) PRESSURE FILTER FUNNEL CAPAC& | 1X1EA | 1 | 567 | Sigma-Aldrich | Z147702-1EA | https://www.sigmaaldrich.com/LT/en
Z147737-1EA | ALDRICH(R) PRESSURE FILTER FUNNEL CAPAC& | 1X1EA | 1 | 335 | Sigma-Aldrich | Z147737-1EA | https://www.sigmaaldrich.com/LT/en
Z147796-1EA | ALDRICH(R) ANTISPLASH SPLASH-GUARD ADAP& | 1X1EA | 1 | 109 | Sigma-Aldrich | Z147796-1EA | https://www.sigmaaldrich.com/LT/en
Z147818-1EA | ALDRICH(R) ANTISPLASH SPLASH-GUARD ADAP& | 1X1EA | 1 | 110 | Sigma-Aldrich | Z147818-1EA | https://www.sigmaaldrich.com/LT/en
Z147826-1EA | ALDRICH(R) ANTISPLASH SPLASH-GUARD ADAP& | 1X1EA | 1 | 110 | Sigma-Aldrich | Z147826-1EA | https://www.sigmaaldrich.com/LT/en
Z147915-1EA | ALDRICH(R) SOLVENT-STILL-HEAD APPARATUS& | 1X1EA | 1 | 1167 | Sigma-Aldrich | Z147915-1EA | https://www.sigmaaldrich.com/LT/en
Z147923-1EA | GLASS SAMPLE HOLDER BOAT, SIZE 2 1/2 IN& | 1X1EA | 1 | 92 | Sigma-Aldrich | Z147923-1EA | https://www.sigmaaldrich.com/LT/en
Z147931-1EA | GLASS SAMPLE HOLDER BOAT, SIZE 1 IN. X & | 1X1EA | 1 | 155 | Sigma-Aldrich | Z147931-1EA | https://www.sigmaaldrich.com/LT/en
Z147958-1EA | ALDRICH(R) REVERSE-FLOW BUBBLER | 1X1EA | 1 | 159 | Sigma-Aldrich | Z147958-1EA | https://www.sigmaaldrich.com/LT/en
Z147966-1EA | ALDRICH(R) QUICK-DISTILLATION AND SAMPL& | 1X1EA | 1 | 407 | Sigma-Aldrich | Z147966-1EA | https://www.sigmaaldrich.com/LT/en
Z148008-1EA | STORAGE BOTTLES WITH SEPTUM-INLET CAPAC& | 1X1EA | 1 | 176 | Sigma-Aldrich | Z148008-1EA | https://www.sigmaaldrich.com/LT/en
Z148016-1EA | STORAGE BOTTLES WITH SEPTUM-INLET CAPAC& | 1X1EA | 1 | 178 | Sigma-Aldrich | Z148016-1EA | https://www.sigmaaldrich.com/LT/en
Z148024-1EA | STORAGE BOTTLES WITH SEPTUM-INLET CAPAC& | 1X1EA | 1 | 178 | Sigma-Aldrich | Z148024-1EA | https://www.sigmaaldrich.com/LT/en
Z148032-1EA | STORAGE BOTTLES WITH SEPTUM-INLET CAPAC& | 1X1EA | 1 | 179 | Sigma-Aldrich | Z148032-1EA | https://www.sigmaaldrich.com/LT/en
Z148040-1EA | STORAGE BOTTLES WITH SEPTUM-INLET CAPAC& | 1X1EA | 1 | 196 | Sigma-Aldrich | Z148040-1EA | https://www.sigmaaldrich.com/LT/en
Z148148-1EA | STORAGE BOTTLES WITH SEPTUM-INLET CAPAC& | 1X1EA | 1 | 156 | Sigma-Aldrich | Z148148-1EA | https://www.sigmaaldrich.com/LT/en
Z148288-1EA | ACE MICROSCALE CRAIG RECRYSTALLIZATION & | 1X1EA | 1 | 33 | Sigma-Aldrich | Z148288-1EA | https://www.sigmaaldrich.com/LT/en
Z148296-1EA | ACE MICROSCALE CRAIG RECRYSTALLIZATION & | 1X1EA | 1 | 33 | Sigma-Aldrich | Z148296-1EA | https://www.sigmaaldrich.com/LT/en
Z148369-1EA | ACE MICROSCALE RECEIVER VIAL D. RECEIVE& | 1X1EA | 1 | 70 | Sigma-Aldrich | Z148369-1EA | https://www.sigmaaldrich.com/LT/en
Z148377-1EA | ACE MICROSCALE REACTION VIAL E. REACTIO& | 1X1EA | 1 | 70 | Sigma-Aldrich | Z148377-1EA | https://www.sigmaaldrich.com/LT/en
Z148504-1EA | ALDRICH(TM) CORROSIVE LECTURE-BOTTLE GAS | 1X1EA | 1 | 1069 | Sigma-Aldrich | Z148504-1EA | https://www.sigmaaldrich.com/LT/en
Z148512-1EA | ALDRICH(TM) CORROSIVE LECTURE-BOTTLE GAS | 1X1EA | 1 | 1069 | Sigma-Aldrich | Z148512-1EA | https://www.sigmaaldrich.com/LT/en
Z148768-1EA | UVEX FUTURA(TM) 9300 GOGGLES | 1X1EA | 1 | 25 | Sigma-Aldrich | Z148768-1EA | https://www.sigmaaldrich.com/LT/en
Z148857-1EA | CYLINDER-INLET VALVE/BRASS/ANGLE PATTER& | 1X1EA | 1 | 51 | Sigma-Aldrich | Z148857-1EA | https://www.sigmaaldrich.com/LT/en
Z148865-1EA | CYLINDER-OUTLET VALVE, BRASS/ANGLE PATT& | 1X1EA | 1 | 93 | Sigma-Aldrich | Z148865-1EA | https://www.sigmaaldrich.com/LT/en
Z148881-1EA | KILO-LAB(R) CYLINDER CAPACITY 18 L , N | 1X1EA | 1 | 481 | Sigma-Aldrich | Z148881-1EA | https://www.sigmaaldrich.com/LT/en
Z148903-1EA | FUSIBLE PLUG, BRASS, 1/4-IN. NPTM, | 1X1EA | 1 | 29 | Sigma-Aldrich | Z148903-1EA | https://www.sigmaaldrich.com/LT/en
Z148938-1EA | CYLINDER-OUTLET ADAPTER, BRASS, CGA-510& | 1X1EA | 1 | 28 | Sigma-Aldrich | Z148938-1EA | https://www.sigmaaldrich.com/LT/en
Z150096-1EA | PRESSURE-RELIEF VALVE, BRASS, 1/4-IN. & | 1X1EA | 1 | 64 | Sigma-Aldrich | Z150096-1EA | https://www.sigmaaldrich.com/LT/en
Z150215-1EA | CYLINDER-LQUID-TRANSFER LINE, BRASS, CG& | 1X1EA | 1 | 229 | Sigma-Aldrich | Z150215-1EA | https://www.sigmaaldrich.com/LT/en
Z150320-1EA | ALDRICH(R) SEPTUM-INLET ADAPTER, STANDA& | 1X1EA | 1 | 32 | Sigma-Aldrich | Z150320-1EA | https://www.sigmaaldrich.com/LT/en
Z150339-1EA | ALDRICH(R) SEPTUM-INLET ADAPTER WITH ST& | 1X1EA | 1 | 123 | Sigma-Aldrich | Z150339-1EA | https://www.sigmaaldrich.com/LT/en
Z150355-1EA | ALDRICH(R) SEPTUM-INLET ADAPTER WITH ST& | 1X1EA | 1 | 116 | Sigma-Aldrich | Z150355-1EA | https://www.sigmaaldrich.com/LT/en
Z150398-1EA | ALDRICH(R) LOW FORM DEWAR FLASK CAPACIT& | 1X1EA | 1 | 214 | Sigma-Aldrich | Z150398-1EA | https://www.sigmaaldrich.com/LT/en
Z150428-12EA | KECK(R) JOINT CLIP STANDARD TAPER, JOIN& | 1X12EA | 1 | 85 | Sigma-Aldrich | Z150428-12EA | https://www.sigmaaldrich.com/LT/en
Z150436-12EA | KECK(R) JOINT CLIP STANDARD TAPER, JOIN& | 1X12EA | 1 | 88 | Sigma-Aldrich | Z150436-12EA | https://www.sigmaaldrich.com/LT/en
Z150444-12EA | KECK(R) JOINT CLIP JOINT SIZE, 24, STAN& | 1X12EA | 1 | 85 | Sigma-Aldrich | Z150444-12EA | https://www.sigmaaldrich.com/LT/en
Z150452-12EA | KECK(R) JOINT CLIP JOINT SIZE, 29, STAN& | 1X12EA | 1 | 92 | Sigma-Aldrich | Z150452-12EA | https://www.sigmaaldrich.com/LT/en
Z150460-1SET | KECK(R) JOINT CLIP STANDARD TAPER, SET & | 1X1SET | 1 | 147 | Sigma-Aldrich | Z150460-1SET | https://www.sigmaaldrich.com/LT/en
Z150754-1EA | WATER ASPIRATOR PUMP CHAPMAN SWIRLING | 1X1EA | 1 | 28 | Sigma-Aldrich | Z150754-1EA | https://www.sigmaaldrich.com/LT/en
Z150770-1EA | GLASS-TUBING CUTTER | 1X1EA | 1 | 25 | Sigma-Aldrich | Z150770-1EA | https://www.sigmaaldrich.com/LT/en
Z150789-10EA | GLASS TUBING CUTTER REPLACEMENT CUTTING& | 1X10EA | 1 | 21 | Sigma-Aldrich | Z150789-10EA | https://www.sigmaaldrich.com/LT/en
Z150819-1EA | WORTHINGTON LD SERIES LIQUID NITROGEN DE | 1X1EA | 1 | 856 | Sigma-Aldrich | Z150819-1EA | https://www.sigmaaldrich.com/LT/en
Z150851-1EA | LIQUID NITROGEN DIPPER | 1X1EA | 1 | 163 | Sigma-Aldrich | Z150851-1EA | https://www.sigmaaldrich.com/LT/en
Z151408-1EA | BRANSONIC(R) ULTRASONIC CLEANER ACCESSO& | 1X1EA | 1 | 81 | Sigma-Aldrich | Z151408-1EA | https://www.sigmaaldrich.com/LT/en
Z151432-1EA | BRANSONIC(R) ULTRASONIC CLEANER ACCESSO& | 1X1EA | 1 | 88 | Sigma-Aldrich | Z151432-1EA | https://www.sigmaaldrich.com/LT/en
Z151491-1EA | BRANSONIC(R) ULTRASONIC CLEANER ACCESSO& | 1X1EA | 1 | 110 | Sigma-Aldrich | Z151491-1EA | https://www.sigmaaldrich.com/LT/en
Z151564-946ML | ERADO-SOL(R) LIQUID STAIN REMOVER | 1X946ML | 1 | 32 | Sigma-Aldrich | Z151564-946ML | https://www.sigmaaldrich.com/LT/en
Z151661-1EA | T-PURGE VALVE CGA INLET SIZE 180 | 1X1EA | 1 | 521 | Sigma-Aldrich | Z151661-1EA | https://www.sigmaaldrich.com/LT/en
Z152439-1EA | ALDRICH(R) MERCURY BUBBLER | 1X1EA | 1 | 264 | Sigma-Aldrich | Z152439-1EA | https://www.sigmaaldrich.com/LT/en
Z152447-1EA | ALDRICH(R) DRY ICE CONDENSER FOR BUCHI(& | 1X1EA | 1 | 774 | Sigma-Aldrich | Z152447-1EA | https://www.sigmaaldrich.com/LT/en
Z153079-1EA | ALL-PURPOSE UTILITY SHEARS | 1X1EA | 1 | 12 | Sigma-Aldrich | Z153079-1EA | https://www.sigmaaldrich.com/LT/en
Z153087-1EA | ALDRICH(R) JACKETED ROUND-BOTTOM FLASKS& | 1X1EA | 1 | 436 | Sigma-Aldrich | Z153087-1EA | https://www.sigmaaldrich.com/LT/en
Z153095-1EA | ALDRICH(R) JACKETED ROUND-BOTTOM FLASKS& | 1X1EA | 1 | 427 | Sigma-Aldrich | Z153095-1EA | https://www.sigmaaldrich.com/LT/en
Z153109-1EA | ALDRICH(R) JACKETED ROUND-BOTTOM FLASKS& | 1X1EA | 1 | 442 | Sigma-Aldrich | Z153109-1EA | https://www.sigmaaldrich.com/LT/en
Z153265-600EA | POLYPROPYLENE NMR TUBE CAPS SET 5MM (10& | 1X600EA | 1 | 57 | Sigma-Aldrich | Z153265-600EA | https://www.sigmaaldrich.com/LT/en
Z153273-100EA | POLYPROPYLENE NMR TUBE CAPS NMR TUBE SI& | 1X100EA | 1 | 13 | Sigma-Aldrich | Z153273-100EA | https://www.sigmaaldrich.com/LT/en
Z153281-100EA | POLYPROPYLENE NMR TUBE CAPS NMR TUBE SI& | 1X100EA | 1 | 13 | Sigma-Aldrich | Z153281-100EA | https://www.sigmaaldrich.com/LT/en
Z153303-100EA | POLYPROPYLENE NMR TUBE CAPS NMR TUBE SI& | 1X100EA | 1 | 13 | Sigma-Aldrich | Z153303-100EA | https://www.sigmaaldrich.com/LT/en
Z153311-100EA | POLYPROPYLENE NMR TUBE CAPS NMR TUBE SI& | 1X100EA | 1 | 13 | Sigma-Aldrich | Z153311-100EA | https://www.sigmaaldrich.com/LT/en
Z153338-100EA | NMR TUBE CAPS, NMR TUBE SIZE, 5 MM | 1X100EA | 1 | 13 | Sigma-Aldrich | Z153338-100EA | https://www.sigmaaldrich.com/LT/en
Z153877-10EA | DURAN(R) PLASTIC-COATED LABORATORY BOTT& | 1X10EA | 1 | 160 | Sigma-Aldrich | Z153877-10EA | https://www.sigmaaldrich.com/LT/en
Z153877-1EA | DURAN(R) PLASTIC-COATED LABORATORY BOTT& | 1X1EA | 1 | 22 | Sigma-Aldrich | Z153877-1EA | https://www.sigmaaldrich.com/LT/en
Z153885-10EA | DURAN(R) PLASTIC-COATED LABORATORY BOTT& | 1X10EA | 1 | 175 | Sigma-Aldrich | Z153885-10EA | https://www.sigmaaldrich.com/LT/en
Z153885-1EA | DURAN(R) PLASTIC-COATED LABORATORY BOTT& | 1X1EA | 1 | 24 | Sigma-Aldrich | Z153885-1EA | https://www.sigmaaldrich.com/LT/en
Z153893-10EA | DURAN(R) PLASTIC-COATED LABORATORY BOTT& | 1X10EA | 1 | 212 | Sigma-Aldrich | Z153893-10EA | https://www.sigmaaldrich.com/LT/en
Z153893-1EA | DURAN(R) PLASTIC-COATED LABORATORY BOTT& | 1X1EA | 1 | 29 | Sigma-Aldrich | Z153893-1EA | https://www.sigmaaldrich.com/LT/en
Z153907-10EA | DURAN(R) PLASTIC-COATED LABORATORY BOTT& | 1X10EA | 1 | 298 | Sigma-Aldrich | Z153907-10EA | https://www.sigmaaldrich.com/LT/en
Z153907-1EA | DURAN(R) PLASTIC-COATED LABORATORY BOTT& | 1X1EA | 1 | 41 | Sigma-Aldrich | Z153907-1EA | https://www.sigmaaldrich.com/LT/en
Z153915-10EA | DURAN(R) PLASTIC-COATED LABORATORY BOTT& | 1X10EA | 1 | 588 | Sigma-Aldrich | Z153915-10EA | https://www.sigmaaldrich.com/LT/en
Z153915-1EA | DURAN(R) PLASTIC-COATED LABORATORY BOTT& | 1X1EA | 1 | 80 | Sigma-Aldrich | Z153915-1EA | https://www.sigmaaldrich.com/LT/en
Z153923-10EA | CAPS FOR DURAN(R) LABORATORY BOTTLES NE& | 1X10EA | 1 | 18 | Sigma-Aldrich | Z153923-10EA | https://www.sigmaaldrich.com/LT/en
Z153931-10EA | POURING RINGS FOR DURAN(R) LABORATORY B& | 1X10EA | 1 | 10 | Sigma-Aldrich | Z153931-10EA | https://www.sigmaaldrich.com/LT/en
Z153958-10EA | CAPS FOR DURAN(R) LABORATORY BOTTLES NEC | 1X10EA | 1 | 71 | Sigma-Aldrich | Z153958-10EA | https://www.sigmaaldrich.com/LT/en
Z153966-10EA | POURING RINGS FOR DURAN(R) LABORATORY B& | 1X10EA | 1 | 15 | Sigma-Aldrich | Z153966-10EA | https://www.sigmaaldrich.com/LT/en
Z154075-1EA | PINCH CLAMPS FOR SJ JOINTS JOINT: SJ 35& | 1X1EA | 1 | 36 | Sigma-Aldrich | Z154075-1EA | https://www.sigmaaldrich.com/LT/en
Z154253-1EA | ALDRICH(R) DOUBLE-CHAMBER VACUUM TRAP | 1X1EA | 1 | 352 | Sigma-Aldrich | Z154253-1EA | https://www.sigmaaldrich.com/LT/en
Z154288-1EA | ACE TRUBORE(R) STIRRER BEARING FITS SHA& | 1X1EA | 1 | 105 | Sigma-Aldrich | Z154288-1EA | https://www.sigmaaldrich.com/LT/en
Z154296-1EA | ACE TRUBORE(R) STIRRER BEARING FITS SHA& | 1X1EA | 1 | 115 | Sigma-Aldrich | Z154296-1EA | https://www.sigmaaldrich.com/LT/en
Z154342-1EA | INNER BEARING FOR ACE TRUBORE(R) GLASS & | 1X1EA | 1 | 39 | Sigma-Aldrich | Z154342-1EA | https://www.sigmaaldrich.com/LT/en
Z154350-1EA | ACE TRUBORE(R) 3-PIECE GLASS STIRRER BE& | 1X1EA | 1 | 143 | Sigma-Aldrich | Z154350-1EA | https://www.sigmaaldrich.com/LT/en
Z154393-1EA | ACE TRUBORE(R) PTFE BEARING REPLACEMENT& | 1X1EA | 1 | 44 | Sigma-Aldrich | Z154393-1EA | https://www.sigmaaldrich.com/LT/en
Z154407-1EA | ACE TRUBORE(R) PTFE 4-PIECE STIRRER BEA& | 1X1EA | 1 | 152 | Sigma-Aldrich | Z154407-1EA | https://www.sigmaaldrich.com/LT/en
Z154415-1EA | ACE TRUBORE(R) PTFE 4-PIECE STIRRER BEA& | 1X1EA | 1 | 183 | Sigma-Aldrich | Z154415-1EA | https://www.sigmaaldrich.com/LT/en
Z154458-1EA | ACE TRUBORE(R) PTFE 4-PIECE STIRRER BEA& | 1X1EA | 1 | 366 | Sigma-Aldrich | Z154458-1EA | https://www.sigmaaldrich.com/LT/en
Z154466-1EA | ACE PTFE-COATED GLASS SHAFT WITH BUTTON& | 1X1EA | 1 | 108 | Sigma-Aldrich | Z154466-1EA | https://www.sigmaaldrich.com/LT/en
Z154482-1EA | ACE POLISHED SHAFT DIAM. X L 10 MM X 58& | 1X1EA | 1 | 70 | Sigma-Aldrich | Z154482-1EA | https://www.sigmaaldrich.com/LT/en
Z154490-1EA | ACE POLISHED SHAFT DIAM. X L 19 MM X 12& | 1X1EA | 1 | 230 | Sigma-Aldrich | Z154490-1EA | https://www.sigmaaldrich.com/LT/en
Z154563-1EA | POSITIONING COLLAR, PTFE/GLASS COMPOSIT& | 1X1EA | 1 | 35 | Sigma-Aldrich | Z154563-1EA | https://www.sigmaaldrich.com/LT/en
Z154598-1EA | ACE TRUBORE(R) STIRRER BEARING FITS SHA& | 1X1EA | 1 | 67 | Sigma-Aldrich | Z154598-1EA | https://www.sigmaaldrich.com/LT/en
Z154601-1EA | ACE TRUBORE(R) STIRRER BEARING FITS SHA& | 1X1EA | 1 | 69 | Sigma-Aldrich | Z154601-1EA | https://www.sigmaaldrich.com/LT/en
Z154628-1EA | ACE TRUBORE(R) STIRRER BEARING FITS SHA& | 1X1EA | 1 | 72 | Sigma-Aldrich | Z154628-1EA | https://www.sigmaaldrich.com/LT/en
Z154660-1EA | ACE PRECISION-GROUND SHAFT DIAM. X L 5 & | 1X1EA | 1 | 51 | Sigma-Aldrich | Z154660-1EA | https://www.sigmaaldrich.com/LT/en
Z154849-1PAK | DISPOSABLE ALUMINUM DISHES CRIMPED SIDE& | 1X1PAK | 1 | 32 | Sigma-Aldrich | Z154849-1PAK | https://www.sigmaaldrich.com/LT/en
Z154857-1PAK | DISPOSABLE ALUMINUM DISHES CRIMPED SIDE& | 1X1PAK | 1 | 38 | Sigma-Aldrich | Z154857-1PAK | https://www.sigmaaldrich.com/LT/en
Z154865-1000EA | DISPOSABLE ALUMINUM DISHES CRIMPED SIDE& | 1X1000EA | 1 | 248 | Sigma-Aldrich | Z154865-1000EA | https://www.sigmaaldrich.com/LT/en
Z154865-100EA | DISPOSABLE ALUMINUM DISHES CRIMPED SIDE& | 1X100EA | 1 | 48 | Sigma-Aldrich | Z154865-100EA | https://www.sigmaaldrich.com/LT/en
Z154873-100EA | DISPOSABLE POLYSTYRENE WEIGHING DISHES & | 1X100EA | 1 | 21 | Sigma-Aldrich | Z154873-100EA | https://www.sigmaaldrich.com/LT/en
Z154873-500EA | DISPOSABLE POLYSTYRENE WEIGHING DISHES & | 1X500EA | 1 | 60 | Sigma-Aldrich | Z154873-500EA | https://www.sigmaaldrich.com/LT/en
Z154881-100EA | DISPOSABLE POLYSTYRENE WEIGHING DISHES & | 1X100EA | 1 | 30 | Sigma-Aldrich | Z154881-100EA | https://www.sigmaaldrich.com/LT/en
Z154881-500EA | DISPOSABLE POLYSTYRENE WEIGHING DISHES & | 1X500EA | 1 | 95 | Sigma-Aldrich | Z154881-500EA | https://www.sigmaaldrich.com/LT/en
Z154903-100EA | DISPOSABLE POLYSTYRENE WEIGHING DISHES & | 1X100EA | 1 | 54 | Sigma-Aldrich | Z154903-100EA | https://www.sigmaaldrich.com/LT/en
Z154903-500EA | DISPOSABLE POLYSTYRENE WEIGHING DISHES & | 1X500EA | 1 | 181 | Sigma-Aldrich | Z154903-500EA | https://www.sigmaaldrich.com/LT/en
Z154970-100EA | BALLOONS WALL THICKNESS 10 MIL | 1X100EA | 1 | 21 | Sigma-Aldrich | Z154970-100EA | https://www.sigmaaldrich.com/LT/en
Z154989-100EA | BALLOONS WALL THICKNESS 12 MIL | 1X100EA | 1 | 29 | Sigma-Aldrich | Z154989-100EA | https://www.sigmaaldrich.com/LT/en
Z154997-100EA | BALLOONS WALL THICKNESS 15 MIL | 1X100EA | 1 | 36 | Sigma-Aldrich | Z154997-100EA | https://www.sigmaaldrich.com/LT/en
Z155292-1EA | STAINLESS STEEL PAN TYPE 304 THIRD-SIZ | 1X1EA | 1 | 58 | Sigma-Aldrich | Z155292-1EA | https://www.sigmaaldrich.com/LT/en
Z155306-1EA | STAINLESS STEEL PAN TYPE 304 THIRD-SIZ& | 1X1EA | 1 | 84 | Sigma-Aldrich | Z155306-1EA | https://www.sigmaaldrich.com/LT/en
Z155314-1EA | STAINLESS STEEL PAN TYPE 304 THIRD-SIZ& | 1X1EA | 1 | 117 | Sigma-Aldrich | Z155314-1EA | https://www.sigmaaldrich.com/LT/en
Z155489-1EA | STAINLESS STEEL UTILITY SCOOP | 1X1EA | 1 | 191 | Sigma-Aldrich | Z155489-1EA | https://www.sigmaaldrich.com/LT/en
Z155519-1EA | GRIFFIN-TYPE SS BEAKER WITHOUT HANDLE, & | 1X1EA | 1 | 65 | Sigma-Aldrich | Z155519-1EA | https://www.sigmaaldrich.com/LT/en
Z155527-1EA | GRIFFIN-TYPE SS BEAKER WITHOUT HANDLE, & | 1X1EA | 1 | 80 | Sigma-Aldrich | Z155527-1EA | https://www.sigmaaldrich.com/LT/en
Z155535-1EA | GRIFFIN-TYPE SS BEAKER WITHOUT HANDLE, & | 1X1EA | 1 | 75 | Sigma-Aldrich | Z155535-1EA | https://www.sigmaaldrich.com/LT/en
Z155543-1EA | GRIFFIN-TYPE SS BEAKER WITHOUT HANDLE, & | 1X1EA | 1 | 92 | Sigma-Aldrich | Z155543-1EA | https://www.sigmaaldrich.com/LT/en
Z155551-1EA | GRIFFIN-TYPE SS BEAKER WITHOUT HANDLE, & | 1X1EA | 1 | 117 | Sigma-Aldrich | Z155551-1EA | https://www.sigmaaldrich.com/LT/en
Z155578-1EA | GRIFFIN-TYPE SS BEAKER WITHOUT HANDLE, & | 1X1EA | 1 | 140 | Sigma-Aldrich | Z155578-1EA | https://www.sigmaaldrich.com/LT/en
Z155586-1EA | GRIFFIN-TYPE SS BEAKER WITHOUT HANDLE, & | 1X1EA | 1 | 174 | Sigma-Aldrich | Z155586-1EA | https://www.sigmaaldrich.com/LT/en
Z155608-1EA | GRIFFIN-TYPE SS BEAKER WITH HANDLE, CAP& | 1X1EA | 1 | 130 | Sigma-Aldrich | Z155608-1EA | https://www.sigmaaldrich.com/LT/en
Z155616-1EA | GRIFFIN-TYPE SS BEAKER WITH HANDLE, CAP& | 1X1EA | 1 | 136 | Sigma-Aldrich | Z155616-1EA | https://www.sigmaaldrich.com/LT/en
Z155624-1EA | SOLUTION BOWL CAPACITY 4.7 L (5 QT) | 1X1EA | 1 | 124 | Sigma-Aldrich | Z155624-1EA | https://www.sigmaaldrich.com/LT/en
Z155632-1EA | SOLUTION BOWL CAPACITY 6.6 L (7 QT) | 1X1EA | 1 | 138 | Sigma-Aldrich | Z155632-1EA | https://www.sigmaaldrich.com/LT/en
Z155640-1EA | SOLUTION BOWL CAPACITY 9 L (9.5 QT) | 1X1EA | 1 | 163 | Sigma-Aldrich | Z155640-1EA | https://www.sigmaaldrich.com/LT/en
Z155861-1EA | GRADUATED MEASURES CAPACITY 500 ML | 1X1EA | 1 | 91 | Sigma-Aldrich | Z155861-1EA | https://www.sigmaaldrich.com/LT/en
Z155888-1EA | GRADUATED MEASURES CAPACITY 1000 ML | 1X1EA | 1 | 124 | Sigma-Aldrich | Z155888-1EA | https://www.sigmaaldrich.com/LT/en
Z155896-1EA | GRADUATED MEASURES CAPACITY 2000 ML | 1X1EA | 1 | 146 | Sigma-Aldrich | Z155896-1EA | https://www.sigmaaldrich.com/LT/en
Z155950-1EA | STAINLESS STEEL DRYING TRAYS L X W X H & | 1X1EA | 1 | 68 | Sigma-Aldrich | Z155950-1EA | https://www.sigmaaldrich.com/LT/en
Z155969-1EA | STAINLESS STEEL DRYING TRAYS L X W X H & | 1X1EA | 1 | 79 | Sigma-Aldrich | Z155969-1EA | https://www.sigmaaldrich.com/LT/en
Z155977-1EA | STAINLESS STEEL DRYING TRAYS L X W X H & | 1X1EA | 1 | 98 | Sigma-Aldrich | Z155977-1EA | https://www.sigmaaldrich.com/LT/en
Z155985-1EA | STAINLESS STEEL DRYING TRAYS L X W X H & | 1X1EA | 1 | 134 | Sigma-Aldrich | Z155985-1EA | https://www.sigmaaldrich.com/LT/en
Z155993-1EA | STAINLESS STEEL DRYING TRAYS L X W X H & | 1X1EA | 1 | 191 | Sigma-Aldrich | Z155993-1EA | https://www.sigmaaldrich.com/LT/en
Z156477-1SET | O-RING SET NITRILE | 1X1SET | 1 | 198 | Sigma-Aldrich | Z156477-1SET | https://www.sigmaaldrich.com/LT/en
Z156485-1SET | O-RING SET VITON(R) | 1X1SET | 1 | 330 | Sigma-Aldrich | Z156485-1SET | https://www.sigmaaldrich.com/LT/en
Z156515-1EA | INCH CLAMPS FOR SJ JOINTS JOINT: SJ 28& | 1X1EA | 1 | 36 | Sigma-Aldrich | Z156515-1EA | https://www.sigmaaldrich.com/LT/en
Z156523-1EA | PINCH CLAMPS FOR SJ JOINTS JOINT: SJ 50& | 1X1EA | 1 | 63 | Sigma-Aldrich | Z156523-1EA | https://www.sigmaaldrich.com/LT/en
Z156531-1EA | PINCH CLAMPS FOR SJ JOINTS JOINT: SJ 65& | 1X1EA | 1 | 105 | Sigma-Aldrich | Z156531-1EA | https://www.sigmaaldrich.com/LT/en
Z156566-1EA | ALDRICH(R) MINERAL-OIL BUBBLER | 1X1EA | 1 | 203 | Sigma-Aldrich | Z156566-1EA | https://www.sigmaaldrich.com/LT/en
Z156604-1EA | ALDRICH(R) FALLING-FILM DISTILLATION HE& | 1X1EA | 1 | 963 | Sigma-Aldrich | Z156604-1EA | https://www.sigmaaldrich.com/LT/en
Z156809-1EA | JUSTRITE(R) TYPE 1 SAFETY CAN CAPACITY & | 1X1EA | 1 | 71 | Sigma-Aldrich | Z156809-1EA | https://www.sigmaaldrich.com/LT/en
Z156817-1EA | JUSTRITE(R) TYPE 1 SAFETY CAN CAPACITY & | 1X1EA | 1 | 107 | Sigma-Aldrich | Z156817-1EA | https://www.sigmaaldrich.com/LT/en
Z156825-1EA | JUSTRITE(R) TYPE 1 SAFETY CAN CAPACITY & | 1X1EA | 1 | 110 | Sigma-Aldrich | Z156825-1EA | https://www.sigmaaldrich.com/LT/en
Z156868-1EA | JUSTRITE(R) OVAL LABORATORY CAN CAPACIT& | 1X1EA | 1 | 261 | Sigma-Aldrich | Z156868-1EA | https://www.sigmaaldrich.com/LT/en
Z157937-1EA | SCIENCEWARE(R) VIKEM(R) COATED CLOSED L& | 1X1EA | 1 | 42 | Sigma-Aldrich | Z157937-1EA | https://www.sigmaaldrich.com/LT/en
Z157953-1EA | SCIENCEWARE(R) VIKEM(R) COATED CLOSED L& | 1X1EA | 1 | 54 | Sigma-Aldrich | Z157953-1EA | https://www.sigmaaldrich.com/LT/en
Z158038-20EA | SPILFYTER(R) HAZMAT SPILL CONTROL, POLY& | 1X20EA | 1 | 96 | Sigma-Aldrich | Z158038-20EA | https://www.sigmaaldrich.com/LT/en
Z158046-1PAK | SPILFYTER(R) HAZMAT SPILL CONTROL, POLY& | 1X1PAK | 1 | 137 | Sigma-Aldrich | Z158046-1PAK | https://www.sigmaaldrich.com/LT/en
Z158054-1PAK | SPILFYTER(R) HAZMAT SPILL CONTROL, POLY& | 1X1PAK | 1 | 222 | Sigma-Aldrich | Z158054-1PAK | https://www.sigmaaldrich.com/LT/en
Z158062-1EA | POLY-JAQUE(TM) LAB JACK PLATE SIZE 6 IN& | 1X1EA | 1 | 324 | Sigma-Aldrich | Z158062-1EA | https://www.sigmaaldrich.com/LT/en
Z158070-1EA | ACE ERLENMEYER FLASK CAPACITY 10 ML | 1X1EA | 1 | 13 | Sigma-Aldrich | Z158070-1EA | https://www.sigmaaldrich.com/LT/en
Z158232-1EA | ACE ENLARGING ADAPTER FEMALE JOINT: ST/& | 1X1EA | 1 | 54 | Sigma-Aldrich | Z158232-1EA | https://www.sigmaaldrich.com/LT/en
Z158267-1EA | ACE ENLARGING ADAPTER FEMALE JOINT: ST/& | 1X1EA | 1 | 101 | Sigma-Aldrich | Z158267-1EA | https://www.sigmaaldrich.com/LT/en
Z158283-1EA | ACE REDUCING ADAPTER FEMALE JOINT: SJ 1& | 1X1EA | 1 | 53 | Sigma-Aldrich | Z158283-1EA | https://www.sigmaaldrich.com/LT/en
Z158291-1EA | ACE ENLARGING ADAPTER FEMALE JOINT: SJ & | 1X1EA | 1 | 58 | Sigma-Aldrich | Z158291-1EA | https://www.sigmaaldrich.com/LT/en
Z158305-1EA | ACE ENLARGING ADAPTER FEMALE JOINT: SJ & | 1X1EA | 1 | 58 | Sigma-Aldrich | Z158305-1EA | https://www.sigmaaldrich.com/LT/en
Z158321-1EA | ACE REDUCING ADAPTER FEMALE JOINT: ST/N& | 1X1EA | 1 | 57 | Sigma-Aldrich | Z158321-1EA | https://www.sigmaaldrich.com/LT/en
Z158348-1EA | ACE REDUCING ADAPTER FEMALE JOINT: ST/N& | 1X1EA | 1 | 66 | Sigma-Aldrich | Z158348-1EA | https://www.sigmaaldrich.com/LT/en
Z158372-1EA | JACKETED STILL BODY, WITH VIGREUX INDEN& | 1X1EA | 1 | 559 | Sigma-Aldrich | Z158372-1EA | https://www.sigmaaldrich.com/LT/en
Z158380-1EA | ACE JACKETED SHORT-PATH DISTILLATION AP& | 1X1EA | 1 | 822 | Sigma-Aldrich | Z158380-1EA | https://www.sigmaaldrich.com/LT/en
Z158399-1EA | ACE JACKETED SHORT-PATH DISTILLATION AP& | 1X1EA | 1 | 847 | Sigma-Aldrich | Z158399-1EA | https://www.sigmaaldrich.com/LT/en
Z158747-1EA | MICRO PHOTOCHEMICAL REACTOR BUSHING NYL& | 1X1EA | 1 | 29 | Sigma-Aldrich | Z158747-1EA | https://www.sigmaaldrich.com/LT/en
Z158933-1EA | PORCELAIN DESICCATOR PLATES, SMALL PERF& | 1X1EA | 1 | 107 | Sigma-Aldrich | Z158933-1EA | https://www.sigmaaldrich.com/LT/en
Z158941-1EA | PORCELAIN DESICCATOR PLATES, SMALL PERF& | 1X1EA | 1 | 120 | Sigma-Aldrich | Z158941-1EA | https://www.sigmaaldrich.com/LT/en
Z160482-1EA | SAFETY DRUM FAUCET | 1X1EA | 1 | 89 | Sigma-Aldrich | Z160482-1EA | https://www.sigmaaldrich.com/LT/en
Z162078-1EA | SCIENCEWARE(R) PIPETTE SUPPORT/REST | 1X1EA | 1 | 40 | Sigma-Aldrich | Z162078-1EA | https://www.sigmaaldrich.com/LT/en
Z162159-1PAK | SPINFIN(R) MAGNETIC STIRRING BAR DIAM. 1 | 1X1PAK | 1 | 24 | Sigma-Aldrich | Z162159-1PAK | https://www.sigmaaldrich.com/LT/en
Z162280-1EA | ALDRICH(R) SOLID-PHASE PEPTIDE SYNTHESI& | 1X1EA | 1 | 1078 | Sigma-Aldrich | Z162280-1EA | https://www.sigmaaldrich.com/LT/en
Z162299-1EA | ALDRICH(R) SOLID-PHASE PEPTIDE SYNTHESI& | 1X1EA | 1 | 577 | Sigma-Aldrich | Z162299-1EA | https://www.sigmaaldrich.com/LT/en
Z162302-1EA | ALDRICH(R) SOLID-PHASE PEPTIDE SYNTHESI& | 1X1EA | 1 | 738 | Sigma-Aldrich | Z162302-1EA | https://www.sigmaaldrich.com/LT/en
Z162507-1SET | ALL-PURPOSE TWEEZER SET | 1X1SET | 1 | 49 | Sigma-Aldrich | Z162507-1SET | https://www.sigmaaldrich.com/LT/en
Z162833-1EA | ALDRICH(R) DOUBLE-SURFACE COLD-TRAP | 1X1EA | 1 | 355 | Sigma-Aldrich | Z162833-1EA | https://www.sigmaaldrich.com/LT/en
Z162930-100EA | ZIPPER-TOP POLY BAG SIZE 2 1/2 IN. X 3 & | 1X100EA | 1 | 23 | Sigma-Aldrich | Z162930-100EA | https://www.sigmaaldrich.com/LT/en
Z162930-50EA | ZIPPER-TOP POLY BAG SIZE 2 1/2 IN. X 3 & | 1X50EA | 1 | 14 | Sigma-Aldrich | Z162930-50EA | https://www.sigmaaldrich.com/LT/en
Z162949-100EA | ZIPPER-TOP POLY BAG SIZE 3 IN. X 5 IN. | 1X100EA | 1 | 30 | Sigma-Aldrich | Z162949-100EA | https://www.sigmaaldrich.com/LT/en
Z162949-50EA | ZIPPER-TOP POLY BAG SIZE 3 IN. X 5 IN. | 1X50EA | 1 | 17 | Sigma-Aldrich | Z162949-50EA | https://www.sigmaaldrich.com/LT/en
Z162957-100EA | ZIPPER-TOP POLY BAG SIZE 4 IN. X 6 IN. | 1X100EA | 1 | 34 | Sigma-Aldrich | Z162957-100EA | https://www.sigmaaldrich.com/LT/en
Z162957-50EA | ZIPPER-TOP POLY BAG SIZE 4 IN. X 6 IN. | 1X50EA | 1 | 20 | Sigma-Aldrich | Z162957-50EA | https://www.sigmaaldrich.com/LT/en
Z162965-100EA | ZIPPER-TOP POLY BAG SIZE 5 IN. X 8 IN. | 1X100EA | 1 | 47 | Sigma-Aldrich | Z162965-100EA | https://www.sigmaaldrich.com/LT/en
Z162965-50EA | ZIPPER-TOP POLY BAG SIZE 5 IN. X 8 IN. | 1X50EA | 1 | 27 | Sigma-Aldrich | Z162965-50EA | https://www.sigmaaldrich.com/LT/en
Z162973-100EA | ZIPPER-TOP POLY BAG SIZE 9 IN. X 12 IN. | 1X100EA | 1 | 79 | Sigma-Aldrich | Z162973-100EA | https://www.sigmaaldrich.com/LT/en
Z162973-50EA | ZIPPER-TOP POLY BAG SIZE 9 IN. X 12 IN. | 1X50EA | 1 | 43 | Sigma-Aldrich | Z162973-50EA | https://www.sigmaaldrich.com/LT/en
Z163015-1EA | ACE PRECISION-GROUND, SOLID-GLASS SHAFT& | 1X1EA | 1 | 78 | Sigma-Aldrich | Z163015-1EA | https://www.sigmaaldrich.com/LT/en
Z163392-1EA | LAB-DESICCATOR CARTRIDGE SIZE 160 MM | 1X1EA | 1 | 48 | Sigma-Aldrich | Z163392-1EA | https://www.sigmaaldrich.com/LT/en
Z163406-1EA | LAB-DESICCATOR CARTRIDGE SIZE 200 MM | 1X1EA | 1 | 105 | Sigma-Aldrich | Z163406-1EA | https://www.sigmaaldrich.com/LT/en
Z163414-1EA | LAB-DESICCATOR CARTRIDGE SIZE 250 MM | 1X1EA | 1 | 164 | Sigma-Aldrich | Z163414-1EA | https://www.sigmaaldrich.com/LT/en
Z163422-24EA | DRI-CAN(R) DESICCATING CANISTER | 1X24EA | 1 | 478 | Sigma-Aldrich | Z163422-24EA | https://www.sigmaaldrich.com/LT/en
Z163422-6EA | DRI-CAN(R) DESICCATING CANISTER | 1X6EA | 1 | 146 | Sigma-Aldrich | Z163422-6EA | https://www.sigmaaldrich.com/LT/en
Z163554-100EA | MINIPAX(R) ABSORBENT PACKETS INDICATING& | 1X100EA | 1 | 14 | Sigma-Aldrich | Z163554-100EA | https://www.sigmaaldrich.com/LT/en
Z163562-100EA | MINIPAX(R) ABSORBENT PACKETS INDICATING& | 1X100EA | 1 | 20 | Sigma-Aldrich | Z163562-100EA | https://www.sigmaaldrich.com/LT/en
Z163570-100EA | MINIPAX(R) ABSORBENT PACKETS INDICATING& | 1X100EA | 1 | 24 | Sigma-Aldrich | Z163570-100EA | https://www.sigmaaldrich.com/LT/en
Z163597-50EA | MINIPAX(R) ABSORBENT PACKETS WEIGHT 10 & | 1X50EA | 1 | 35 | Sigma-Aldrich | Z163597-50EA | https://www.sigmaaldrich.com/LT/en
Z163600-100EA | MINIPAX(R) ABSORBENT PACKETS MOLECULAR & | 1X100EA | 1 | 15 | Sigma-Aldrich | Z163600-100EA | https://www.sigmaaldrich.com/LT/en
Z163619-100EA | MINIPAX(R) ABSORBENT PACKETS MOLECULAR & | 1X100EA | 1 | 18 | Sigma-Aldrich | Z163619-100EA | https://www.sigmaaldrich.com/LT/en
Z163627-100EA | MINIPAX(R) ABSORBENT PACKETS MOLECULAR & | 1X100EA | 1 | 29 | Sigma-Aldrich | Z163627-100EA | https://www.sigmaaldrich.com/LT/en
Z163635-50EA | MINIPAX(R) ABSORBENT PACKETS MOLECULAR & | 1X50EA | 1 | 26 | Sigma-Aldrich | Z163635-50EA | https://www.sigmaaldrich.com/LT/en
Z163643-50EA | MINIPAX(R) ABSORBENT PACKETS MOLECULAR & | 1X50EA | 1 | 113 | Sigma-Aldrich | Z163643-50EA | https://www.sigmaaldrich.com/LT/en
Z163937-1EA | ALDRICH(R) REACTION TUBE PYREX, L 32 CM | 1X1EA | 1 | 47 | Sigma-Aldrich | Z163937-1EA | https://www.sigmaaldrich.com/LT/en
Z163953-1EA | ALDRICH(R) REACTION TUBE PYREX, L 16 CM | 1X1EA | 1 | 44 | Sigma-Aldrich | Z163953-1EA | https://www.sigmaaldrich.com/LT/en
Z163961-1EA | GRAVITY COLUMN SHORT | 1X1EA | 1 | 156 | Sigma-Aldrich | Z163961-1EA | https://www.sigmaaldrich.com/LT/en
Z163988-1EA | GRAVITY COLUMN LONG | 1X1EA | 1 | 151 | Sigma-Aldrich | Z163988-1EA | https://www.sigmaaldrich.com/LT/en
Z164003-1EA | GRAVITY COLUMN PLAIN TOP, LONG | 1X1EA | 1 | 171 | Sigma-Aldrich | Z164003-1EA | https://www.sigmaaldrich.com/LT/en
Z164011-1EA | ALDRICH(R) FRACTIONAL DISTILLATION HEAD& | 1X1EA | 1 | 809 | Sigma-Aldrich | Z164011-1EA | https://www.sigmaaldrich.com/LT/en
Z164038-1EA | ALDRICH(R) COLD-FINGER CONDENSER JOINT:& | 1X1EA | 1 | 238 | Sigma-Aldrich | Z164038-1EA | https://www.sigmaaldrich.com/LT/en
Z164046-1EA | ALDRICH(R) COLD-FINGER CONDENSER JOINT:& | 1X1EA | 1 | 322 | Sigma-Aldrich | Z164046-1EA | https://www.sigmaaldrich.com/LT/en
Z164054-1EA | ALDRICH(R) ANTICLIMB SPLASH-GUARD ADAPT& | 1X1EA | 1 | 119 | Sigma-Aldrich | Z164054-1EA | https://www.sigmaaldrich.com/LT/en
Z164062-1EA | ALDRICH(R) ANTISPLASH SPLASH-GUARD ADAP& | 1X1EA | 1 | 113 | Sigma-Aldrich | Z164062-1EA | https://www.sigmaaldrich.com/LT/en
Z165204-12EA | RED-RUBBER MICRO STOPPERS | 1X12EA | 1 | 38 | Sigma-Aldrich | Z165204-12EA | https://www.sigmaaldrich.com/LT/en
Z165220-1SET | CORK-BORER SET NICKEL-PLATED BRASS SET & | 1X1SET | 1 | 43 | Sigma-Aldrich | Z165220-1SET | https://www.sigmaaldrich.com/LT/en
Z165344-1SET | LARGE LABORATORY ASSORTMENT OF BLACK-RU& | 1X1SET | 1 | 251 | Sigma-Aldrich | Z165344-1SET | https://www.sigmaaldrich.com/LT/en
Z166138-1EA | ALDRICH(R) ANTICLIMB SPLASH-GUARD ADAPT& | 1X1EA | 1 | 117 | Sigma-Aldrich | Z166138-1EA | https://www.sigmaaldrich.com/LT/en
Z166146-1EA | ALDRICH(R) ANTISPLASH SPLASH-GUARD ADAP& | 1X1EA | 1 | 120 | Sigma-Aldrich | Z166146-1EA | https://www.sigmaaldrich.com/LT/en
Z166154-1EA | ALDRICH(R) ANTICLIMB SPLASH-GUARD ADAPT& | 1X1EA | 1 | 114 | Sigma-Aldrich | Z166154-1EA | https://www.sigmaaldrich.com/LT/en
Z166162-1EA | ALDRICH(R) ANTISPLASH SPLASH-GUARD ADAP& | 1X1EA | 1 | 110 | Sigma-Aldrich | Z166162-1EA | https://www.sigmaaldrich.com/LT/en
Z166332-100EA | QUANTOFIX(R) TEST STICKS ALUMINUM (AL3+) | 1X100EA | 1 | 70 | Sigma-Aldrich | Z166332-100EA | https://www.sigmaaldrich.com/LT/en
Z166340-100EA | QUANTOFIX(R) TEST STICKS ASCORBIC ACID ( | 1X100EA | 1 | 47 | Sigma-Aldrich | Z166340-100EA | https://www.sigmaaldrich.com/LT/en
Z166359-1PAK | QUANTOFIX(R) TEST STICKS CHROMATE (CRO42 | 1X1PAK | 1 | 41 | Sigma-Aldrich | Z166359-1PAK | https://www.sigmaaldrich.com/LT/en
Z166367-1PAK | QUANTOFIX(R) TEST STICKS COBALT (CO2+) | 1X1PAK | 1 | 51 | Sigma-Aldrich | Z166367-1PAK | https://www.sigmaaldrich.com/LT/en
Z166375-100EA | QUANTOFIX(R) TEST STICKS COPPER (CU+, CU | 1X100EA | 1 | 36 | Sigma-Aldrich | Z166375-100EA | https://www.sigmaaldrich.com/LT/en
Z166383-100EA | QUANTOFIX(R) TEST STICKS IRON 1000 (FE2+ | 1X100EA | 1 | 37 | Sigma-Aldrich | Z166383-100EA | https://www.sigmaaldrich.com/LT/en
Z166391-100EA | QUANTOFIX(R) TEST STICKS IRON 100 (FE2+) | 1X100EA | 1 | 37 | Sigma-Aldrich | Z166391-100EA | https://www.sigmaaldrich.com/LT/en
Z166405-100EA | QUANTOFIX(R) TEST STICKS NICKEL (NI2+) | 1X100EA | 1 | 43 | Sigma-Aldrich | Z166405-100EA | https://www.sigmaaldrich.com/LT/en
Z166413-100EA | QUANTOFIX(R) TEST STICKS NITRATE (NO3-) | 1X100EA | 1 | 34 | Sigma-Aldrich | Z166413-100EA | https://www.sigmaaldrich.com/LT/en
Z166421-100EA | QUANTOFIX(R) TEST STICKS NITRITE (NO2-) | 1X100EA | 1 | 43 | Sigma-Aldrich | Z166421-100EA | https://www.sigmaaldrich.com/LT/en
Z166448-100EA | QUANTOFIX(R) TEST STICKS SULFITE (SO32-) | 1X100EA | 1 | 43 | Sigma-Aldrich | Z166448-100EA | https://www.sigmaaldrich.com/LT/en
Z166456-100EA | QUANTOFIX(R) TEST STICKS TIN (SN2+) | 1X100EA | 1 | 62 | Sigma-Aldrich | Z166456-100EA | https://www.sigmaaldrich.com/LT/en
Z166464-100EA | AQUADUR(R) TEST STRIPS, WATER HARDNESS,& | 1X100EA | 1 | 42 | Sigma-Aldrich | Z166464-100EA | https://www.sigmaaldrich.com/LT/en
Z166502-10EA | VITON(R) O-RINGS FOR ALDRICH(R) THERMOM& | 1X10EA | 1 | 19 | Sigma-Aldrich | Z166502-10EA | https://www.sigmaaldrich.com/LT/en
Z166898-1KT | ALDRICH(R) AIR-SENSITIVE CHEMISTRY GLAS& | 1X1KIT | 1 | 746 | Sigma-Aldrich | Z166898-1KT | https://www.sigmaaldrich.com/LT/en
Z166901-1SET | SCREW-CAP, BUSHING AND O-RING SET FOR A& | 1X1SET | 1 | 38 | Sigma-Aldrich | Z166901-1SET | https://www.sigmaaldrich.com/LT/en
Z167061-1EA | ACE MICROSCALE, FIXED-HEAD, SPINNING-BA& | 1X1EA | 1 | 695 | Sigma-Aldrich | Z167061-1EA | https://www.sigmaaldrich.com/LT/en
Z167223-100EA | SUBA-SEAL(R) SEPTA WHITE RUBBER, SUBA S& | 1X100EA | 1 | 157 | Sigma-Aldrich | Z167223-100EA | https://www.sigmaaldrich.com/LT/en
Z167231-100EA | SUBA-SEAL(R) SEPTA WHITE RUBBER, SUBA S& | 1X100EA | 1 | 80 | Sigma-Aldrich | Z167231-100EA | https://www.sigmaaldrich.com/LT/en
Z167258-100EA | SUBA-SEAL(R) SEPTA WHITE RUBBER, SUBA S& | 1X100EA | 1 | 83 | Sigma-Aldrich | Z167258-100EA | https://www.sigmaaldrich.com/LT/en
Z167266-100EA | SUBA-SEAL(R) SEPTA WHITE RUBBER, SUBA S& | 1X100EA | 1 | 94 | Sigma-Aldrich | Z167266-100EA | https://www.sigmaaldrich.com/LT/en
Z167274-100EA | SUBA-SEAL(R) SEPTA WHITE RUBBER, SUBA S& | 1X100EA | 1 | 100 | Sigma-Aldrich | Z167274-100EA | https://www.sigmaaldrich.com/LT/en
Z167282-100EA | SUBA-SEAL(R) SEPTA WHITE RUBBER, SUBA S& | 1X100EA | 1 | 143 | Sigma-Aldrich | Z167282-100EA | https://www.sigmaaldrich.com/LT/en
Z167290-100EA | SUBA-SEAL(R) SEPTA WHITE RUBBER, SUBA S& | 1X100EA | 1 | 159 | Sigma-Aldrich | Z167290-100EA | https://www.sigmaaldrich.com/LT/en
Z167304-100EA | SUBA-SEAL(R) SEPTA WHITE RUBBER, SUBA S& | 1X100EA | 1 | 179 | Sigma-Aldrich | Z167304-100EA | https://www.sigmaaldrich.com/LT/en
Z167312-100EA | SUBA-SEAL(R) SEPTA WHITE RUBBER, SUBA S& | 1X100EA | 1 | 209 | Sigma-Aldrich | Z167312-100EA | https://www.sigmaaldrich.com/LT/en
Z167320-100EA | SUBA-SEAL(R) SEPTA WHITE RUBBER, SUBA S& | 1X100EA | 1 | 237 | Sigma-Aldrich | Z167320-100EA | https://www.sigmaaldrich.com/LT/en
Z167339-100EA | SUBA-SEAL(R) SEPTA WHITE RUBBER, SUBA S& | 1X100EA | 1 | 290 | Sigma-Aldrich | Z167339-100EA | https://www.sigmaaldrich.com/LT/en
Z167347-100EA | SUBA-SEAL(R) SEPTA WHITE RUBBER, SUBA S& | 1X100EA | 1 | 324 | Sigma-Aldrich | Z167347-100EA | https://www.sigmaaldrich.com/LT/en
Z167355-100EA | SUBA-SEAL(R) SEPTA WHITE RUBBER, SUBA S& | 1X100EA | 1 | 387 | Sigma-Aldrich | Z167355-100EA | https://www.sigmaaldrich.com/LT/en
Z167363-1SET | SUBA-SEAL(R) MIXED SET WHITE | 1X1SET | 1 | 264 | Sigma-Aldrich | Z167363-1SET | https://www.sigmaaldrich.com/LT/en
Z167436-1EA | CLAISEN ADAPTER FOR ALDRICH(R) STUDENT & | 1X1EA | 1 | 91 | Sigma-Aldrich | Z167436-1EA | https://www.sigmaaldrich.com/LT/en
Z167444-1EA | VACUUM DISTILLATION ADAPTER WITH THREAD& | 1X1EA | 1 | 61 | Sigma-Aldrich | Z167444-1EA | https://www.sigmaaldrich.com/LT/en
Z167452-1EA | THREE-WAY ADAPTER, 75 ANGLE MALE JOINT | 1X1EA | 1 | 78 | Sigma-Aldrich | Z167452-1EA | https://www.sigmaaldrich.com/LT/en
Z167460-1EA | DRYING TUBE FOR ALDRICH(R) STUDENT GLAS& | 1X1EA | 1 | 35 | Sigma-Aldrich | Z167460-1EA | https://www.sigmaaldrich.com/LT/en
Z167479-1EA | ROUND-BOTTOM FLASK FOR ALDRICH(R) STUDE& | 1X1EA | 1 | 30 | Sigma-Aldrich | Z167479-1EA | https://www.sigmaaldrich.com/LT/en
Z167487-1EA | ROUND-BOTTOM FLASK FOR ALDRICH(R) STUDE& | 1X1EA | 1 | 32 | Sigma-Aldrich | Z167487-1EA | https://www.sigmaaldrich.com/LT/en
Z167495-1EA | ROUND-BOTTOM FLASK FOR ALDRICH(R) STUDE& | 1X1EA | 1 | 38 | Sigma-Aldrich | Z167495-1EA | https://www.sigmaaldrich.com/LT/en
Z167509-1EA | THREE-NECK ROUND-BOTTOM FLASK FOR ALDRI& | 1X1EA | 1 | 96 | Sigma-Aldrich | Z167509-1EA | https://www.sigmaaldrich.com/LT/en
Z167517-1EA | ALDRICH(R) SCHLENK-TYPE VIGREUX DISTILL& | 1X1EA | 1 | 80 | Sigma-Aldrich | Z167517-1EA | https://www.sigmaaldrich.com/LT/en
Z167525-1EA | ALDRICH(R) SCHLENK-TYPE LIEBIG CONDENSE& | 1X1EA | 1 | 87 | Sigma-Aldrich | Z167525-1EA | https://www.sigmaaldrich.com/LT/en
Z167533-1EA | VACUUM ADAPTER MALE JOINT: ST/NS 14/20 | 1X1EA | 1 | 33 | Sigma-Aldrich | Z167533-1EA | https://www.sigmaaldrich.com/LT/en
Z167541-1EA | DROPPING FUNNEL FOR ALDRICH(R) STUDENT & | 1X1EA | 1 | 137 | Sigma-Aldrich | Z167541-1EA | https://www.sigmaaldrich.com/LT/en
Z167568-1EA | THERMOMETER ADAPTER MALE JOINT: ST/NS 1& | 1X1EA | 1 | 49 | Sigma-Aldrich | Z167568-1EA | https://www.sigmaaldrich.com/LT/en
Z167959-1EA | STACKABLE DESICCATOR CABINET | 1X1EA | 1 | 554 | Sigma-Aldrich | Z167959-1EA | https://www.sigmaaldrich.com/LT/en
Z168068-1EA | DOUBLE EYEWASH SAFETY STATION | 1X1EA | 1 | 76 | Sigma-Aldrich | Z168068-1EA | https://www.sigmaaldrich.com/LT/en
Z168130-1000EA | AMPULE BREAKER/COLLAR FOR 11-20 ML AMPU& | 1X1000EA | 1 | 174 | Sigma-Aldrich | Z168130-1000EA | https://www.sigmaaldrich.com/LT/en
Z168637-1EA | DIAPHRAGM-SEAL PACKLESS VALVE MULTI-TUR& | 1X1EA | 1 | 258 | Sigma-Aldrich | Z168637-1EA | https://www.sigmaaldrich.com/LT/en
Z168661-12EA | NATURAL-RUBBER SCRAPERS ROD DIAM. 1/8 | 1X12EA | 1 | 12 | Sigma-Aldrich | Z168661-12EA | https://www.sigmaaldrich.com/LT/en
Z168688-12EA | NATURAL-RUBBER SCRAPERS ROD DIAM. 3/16& | 1X12EA | 1 | 12 | Sigma-Aldrich | Z168688-12EA | https://www.sigmaaldrich.com/LT/en
Z168718-1EA | STAINLESS STEEL FORCEPS SHARP-POINT | 1X1EA | 1 | 42 | Sigma-Aldrich | Z168718-1EA | https://www.sigmaaldrich.com/LT/en
Z168726-1EA | STAINLESS STEEL FORCEPS SPECIMEN, L 4 1& | 1X1EA | 1 | 12 | Sigma-Aldrich | Z168726-1EA | https://www.sigmaaldrich.com/LT/en
Z168734-1EA | STAINLESS STEEL FORCEPS SPECIMEN, L 6 I& | 1X1EA | 1 | 12 | Sigma-Aldrich | Z168734-1EA | https://www.sigmaaldrich.com/LT/en
Z168742-1EA | STAINLESS STEEL FORCEPS DUMONT | 1X1EA | 1 | 20 | Sigma-Aldrich | Z168742-1EA | https://www.sigmaaldrich.com/LT/en
Z168769-1EA | STAINLESS STEEL FORCEPS REVERSE ACTION | 1X1EA | 1 | 12 | Sigma-Aldrich | Z168769-1EA | https://www.sigmaaldrich.com/LT/en
Z168793-1EA | STAINLESS STEEL FORCEPS DISSECTING | 1X1EA | 1 | 12 | Sigma-Aldrich | Z168793-1EA | https://www.sigmaaldrich.com/LT/en
Z168807-1EA | SCISSOR-HANDLE FORCEPS SPECIMEN, STRAIG& | 1X1EA | 1 | 49 | Sigma-Aldrich | Z168807-1EA | https://www.sigmaaldrich.com/LT/en
Z168815-1EA | SCISSOR-HANDLE FORCEPS HALSTEAD MOSQUIT& | 1X1EA | 1 | 42 | Sigma-Aldrich | Z168815-1EA | https://www.sigmaaldrich.com/LT/en
Z168823-1EA | SCISSOR-HANDLE FORCEPS HALSTEAD MOSQUIT& | 1X1EA | 1 | 43 | Sigma-Aldrich | Z168823-1EA | https://www.sigmaaldrich.com/LT/en
Z168831-1EA | SCISSOR-HANDLE FORCEPS KELLY HEMOSTATIC& | 1X1EA | 1 | 26 | Sigma-Aldrich | Z168831-1EA | https://www.sigmaaldrich.com/LT/en
Z168858-1EA | SCISSOR-HANDLE FORCEPS KELLY HEMOSTATIC& | 1X1EA | 1 | 31 | Sigma-Aldrich | Z168858-1EA | https://www.sigmaaldrich.com/LT/en
Z168866-1EA | SCISSOR-HANDLE FORCEPS KELLY HEMOSTATIC& | 1X1EA | 1 | 33 | Sigma-Aldrich | Z168866-1EA | https://www.sigmaaldrich.com/LT/en
Z168874-1EA | SCISSOR-HANDLE FORCEPS KELLY HEMOSTATIC& | 1X1EA | 1 | 36 | Sigma-Aldrich | Z168874-1EA | https://www.sigmaaldrich.com/LT/en
Z168947-1SET | AGATE MORTAR AND PESTLE STANDARD FORM, O | 1X1SET | 1 | 266 | Sigma-Aldrich | Z168947-1SET | https://www.sigmaaldrich.com/LT/en
Z168955-1SET | AGATE MORTAR AND PESTLE STANDARD FORM, O | 1X1SET | 1 | 967 | Sigma-Aldrich | Z168955-1SET | https://www.sigmaaldrich.com/LT/en
Z168963-1SET | AGATE MORTAR AND PESTLE STANDARD FORM, O | 1X1SET | 1 | 3587 | Sigma-Aldrich | Z168963-1SET | https://www.sigmaaldrich.com/LT/en
Z169021-1EA | FOUR-DIGIT HAND-HELD TALLY COUNTER | 1X1EA | 1 | 30 | Sigma-Aldrich | Z169021-1EA | https://www.sigmaaldrich.com/LT/en
Z169048-1EA | MICROMETER METRIC | 1X1EA | 1 | 136 | Sigma-Aldrich | Z169048-1EA | https://www.sigmaaldrich.com/LT/en
Z169056-1EA | MICROMETER IMPERIAL | 1X1EA | 1 | 136 | Sigma-Aldrich | Z169056-1EA | https://www.sigmaaldrich.com/LT/en
Z169064-1EA | DIAMOND GLASS CUTTER | 1X1EA | 1 | 206 | Sigma-Aldrich | Z169064-1EA | https://www.sigmaaldrich.com/LT/en
Z169080-1EA | PETRI-DISH RACK | 1X1EA | 1 | 183 | Sigma-Aldrich | Z169080-1EA | https://www.sigmaaldrich.com/LT/en
Z169102-1EA | KIMWIPES(R) HOLDER L X W X H 5 IN. X 5 I | 1X1EA | 1 | 40 | Sigma-Aldrich | Z169102-1EA | https://www.sigmaaldrich.com/LT/en
Z169153-1EA | ALDRICH(R) LARGE GLASS BEAKER CAPACITY & | 1X1EA | 1 | 222 | Sigma-Aldrich | Z169153-1EA | https://www.sigmaaldrich.com/LT/en
Z169161-1EA | ALDRICH(R) LARGE GLASS BEAKER CAPACITY & | 1X1EA | 1 | 391 | Sigma-Aldrich | Z169161-1EA | https://www.sigmaaldrich.com/LT/en
Z169994-2EA | SCIENCEWARE(R) GLOVE BOX HAND-PORT COVE& | 1X2EA | 1 | 254 | Sigma-Aldrich | Z169994-2EA | https://www.sigmaaldrich.com/LT/en
Z170011-1EA | SCIENCEWARE(R) GLOVE BOX ADAPTER THREAD& | 1X1EA | 1 | 78 | Sigma-Aldrich | Z170011-1EA | https://www.sigmaaldrich.com/LT/en
Z170062-1PAK | ECONOMICAL NEOPRENE DRY-BOX GLOVES PORT& | 1X1PAK | 1 | 155 | Sigma-Aldrich | Z170062-1PAK | https://www.sigmaaldrich.com/LT/en
Z170070-1PAK | ECONOMICAL NEOPRENE DRY-BOX GLOVES PORT& | 1X1PAK | 1 | 155 | Sigma-Aldrich | Z170070-1PAK | https://www.sigmaaldrich.com/LT/en
Z170089-1KT | DRY-BOX GLOVE/SLEEVE ASSEMBLY ACCORDION& | 1X1KIT | 1 | 264 | Sigma-Aldrich | Z170089-1KT | https://www.sigmaaldrich.com/LT/en
Z170097-1KT | DRY-BOX GLOVE/SLEEVE ASSEMBLY ACCORDION& | 1X1KIT | 1 | 264 | Sigma-Aldrich | Z170097-1KT | https://www.sigmaaldrich.com/LT/en
Z170100-1KT | DRY-BOX GLOVE/SLEEVE ASSEMBLY ACCORDION& | 1X1KIT | 1 | 264 | Sigma-Aldrich | Z170100-1KT | https://www.sigmaaldrich.com/LT/en
Z170119-2EA | SCIENCEWARE(R) GLOVE BOX BARE-HAND PORT& | 1X2EA | 1 | 979 | Sigma-Aldrich | Z170119-2EA | https://www.sigmaaldrich.com/LT/en
Z170259-1EA | LIGHTNIN(R) 316 STAINLESS STEEL IMPELLE& | 1X1EA | 1 | 412 | Sigma-Aldrich | Z170259-1EA | https://www.sigmaaldrich.com/LT/en
Z170267-1EA | LIGHTNIN(R) 316 STAINLESS STEEL IMPELLE& | 1X1EA | 1 | 434 | Sigma-Aldrich | Z170267-1EA | https://www.sigmaaldrich.com/LT/en
Z170283-1EA | LIGHTNIN(R) 316 STAINLESS STEEL IMPELLE& | 1X1EA | 1 | 490 | Sigma-Aldrich | Z170283-1EA | https://www.sigmaaldrich.com/LT/en
Z170291-1EA | LIGHTNIN(R) 316 STAINLESS STEEL IMPELLE& | 1X1EA | 1 | 387 | Sigma-Aldrich | Z170291-1EA | https://www.sigmaaldrich.com/LT/en
Z170305-1EA | LIGHTNIN(R) 316 STAINLESS STEEL IMPELLE& | 1X1EA | 1 | 212 | Sigma-Aldrich | Z170305-1EA | https://www.sigmaaldrich.com/LT/en
Z170313-1EA | LIGHTNIN(R) 316 STAINLESS STEEL IMPELLE& | 1X1EA | 1 | 323 | Sigma-Aldrich | Z170313-1EA | https://www.sigmaaldrich.com/LT/en
Z170372-1EA | LIGHTNIN(R) 316 STAINLESS STEEL IMPELLE& | 1X1EA | 1 | 427 | Sigma-Aldrich | Z170372-1EA | https://www.sigmaaldrich.com/LT/en
Z170380-1EA | LIGHTNIN(R) 316 STAINLESS STEEL IMPELLE& | 1X1EA | 1 | 907 | Sigma-Aldrich | Z170380-1EA | https://www.sigmaaldrich.com/LT/en
Z170410-1EA | LIGHTNIN(R) MIXER SHAFT MODEL L1U08, G3& | 1X1EA | 1 | 145 | Sigma-Aldrich | Z170410-1EA | https://www.sigmaaldrich.com/LT/en
Z170429-1EA | LIGHTNIN(R) MIXER SHAFT MODEL L1U03, G1& | 1X1EA | 1 | 60 | Sigma-Aldrich | Z170429-1EA | https://www.sigmaaldrich.com/LT/en
Z170488-1EA | LIGHTNIN(R) HEAVY-DUTY RING STAND ROD D& | 1X1EA | 1 | 460 | Sigma-Aldrich | Z170488-1EA | https://www.sigmaaldrich.com/LT/en
Z170496-1EA | LIGHTNIN(R) HEAVY-DUTY RING STAND CLAMP& | 1X1EA | 1 | 478 | Sigma-Aldrich | Z170496-1EA | https://www.sigmaaldrich.com/LT/en
Z170658-1EA | ALDRICH(R) GLASS MERCURY TRAP | 1X1EA | 1 | 142 | Sigma-Aldrich | Z170658-1EA | https://www.sigmaaldrich.com/LT/en
Z171689-1EA | ACE DOUBLE-JACKETED COILED CONDENSER JA& | 1X1EA | 1 | 409 | Sigma-Aldrich | Z171689-1EA | https://www.sigmaaldrich.com/LT/en
Z171697-1EA | ACE DOUBLE-JACKETED COILED CONDENSER JA& | 1X1EA | 1 | 424 | Sigma-Aldrich | Z171697-1EA | https://www.sigmaaldrich.com/LT/en
Z171700-1EA | ACE DOUBLE-JACKETED COILED CONDENSER JA& | 1X1EA | 1 | 442 | Sigma-Aldrich | Z171700-1EA | https://www.sigmaaldrich.com/LT/en
Z171727-1EA | VACUUM-JACKETED FILTER FUNNEL | 1X1EA | 1 | 311 | Sigma-Aldrich | Z171727-1EA | https://www.sigmaaldrich.com/LT/en
Z171735-1EA | ALDRICH(R) DRY ICE CONDENSER TRAP RESER& | 1X1EA | 1 | 555 | Sigma-Aldrich | Z171735-1EA | https://www.sigmaaldrich.com/LT/en
Z172952-1EA | ALDRICH(R) POUR-OUT ADAPTER MALE JOINT:& | 1X1EA | 1 | 29 | Sigma-Aldrich | Z172952-1EA | https://www.sigmaaldrich.com/LT/en
Z172979-1EA | ALDRICH(R) POUR-OUT ADAPTER MALE JOINT:& | 1X1EA | 1 | 35 | Sigma-Aldrich | Z172979-1EA | https://www.sigmaaldrich.com/LT/en
Z173029-1EA | ALDRICH(R) SCHLENK-TYPE ADAPTER 90-BEN& | 1X1EA | 1 | 104 | Sigma-Aldrich | Z173029-1EA | https://www.sigmaaldrich.com/LT/en
Z173045-1EA | 75-BENT ADAPTER FEMALE JOINTS: ST/NS 1& | 1X1EA | 1 | 65 | Sigma-Aldrich | Z173045-1EA | https://www.sigmaaldrich.com/LT/en
Z173053-1EA | MINERAL-OIL BUBBLER | 1X1EA | 1 | 110 | Sigma-Aldrich | Z173053-1EA | https://www.sigmaaldrich.com/LT/en
Z173061-1EA | SOLVENT STORAGE FLASK WITH GLASS STOPCO& | 1X1EA | 1 | 90 | Sigma-Aldrich | Z173061-1EA | https://www.sigmaaldrich.com/LT/en
Z173088-1EA | SOLVENT STORAGE FLASK WITH GLASS STOPCO& | 1X1EA | 1 | 103 | Sigma-Aldrich | Z173088-1EA | https://www.sigmaaldrich.com/LT/en
Z173096-1EA | SOLVENT STORAGE FLASK WITH GLASS STOPCO& | 1X1EA | 1 | 108 | Sigma-Aldrich | Z173096-1EA | https://www.sigmaaldrich.com/LT/en
Z173118-1EA | ALDRICH(R) SCHLENK-TYPE ADAPTER STRAIGH& | 1X1EA | 1 | 110 | Sigma-Aldrich | Z173118-1EA | https://www.sigmaaldrich.com/LT/en
Z173126-1EA | REACTION AND STORAGE TUBE WITH GLASS ST& | 1X1EA | 1 | 68 | Sigma-Aldrich | Z173126-1EA | https://www.sigmaaldrich.com/LT/en
Z173134-1EA | ALDRICH(R) SCHLENK-TYPE ADAPTER 90-BEN& | 1X1EA | 1 | 84 | Sigma-Aldrich | Z173134-1EA | https://www.sigmaaldrich.com/LT/en
Z173169-1EA | ALDRICH(R) SCHLENK FILTER TUBE, CAPACIT& | 1X1EA | 1 | 204 | Sigma-Aldrich | Z173169-1EA | https://www.sigmaaldrich.com/LT/en
Z173177-1EA | ALDRICH(R) SCHLENK-TYPE ADAPTER STRAIGH& | 1X1EA | 1 | 151 | Sigma-Aldrich | Z173177-1EA | https://www.sigmaaldrich.com/LT/en
Z173215-1EA | STRAIGHT ADAPTER FEMALE JOINTS: ST/NS 1& | 1X1EA | 1 | 54 | Sigma-Aldrich | Z173215-1EA | https://www.sigmaaldrich.com/LT/en
Z173223-1EA | REACTION AND STORAGE TUBE WITH GLASS ST& | 1X1EA | 1 | 68 | Sigma-Aldrich | Z173223-1EA | https://www.sigmaaldrich.com/LT/en
Z173231-1EA | REACTION AND STORAGE FLASK, KJELDAHL, W& | 1X1EA | 1 | 74 | Sigma-Aldrich | Z173231-1EA | https://www.sigmaaldrich.com/LT/en
Z173258-1EA | REACTION AND STORAGE FLASK, KJELDAHL, W& | 1X1EA | 1 | 79 | Sigma-Aldrich | Z173258-1EA | https://www.sigmaaldrich.com/LT/en
Z173266-1EA | REACTION AND STORAGE FLASK, KJELDAHL, W& | 1X1EA | 1 | 86 | Sigma-Aldrich | Z173266-1EA | https://www.sigmaaldrich.com/LT/en
Z173320-1EA | THREE-WAY ADAPTER MALE JOINTS: ST/NS 14& | 1X1EA | 1 | 98 | Sigma-Aldrich | Z173320-1EA | https://www.sigmaaldrich.com/LT/en
Z173363-1EA | RECRYSTALLIZER JOINT: ST/NS 14/20, PORE& | 1X1EA | 1 | 328 | Sigma-Aldrich | Z173363-1EA | https://www.sigmaaldrich.com/LT/en
Z173398-1EA | ALDRICH(R) SCHLENK-TYPE ADAPTER JOINT C& | 1X1EA | 1 | 70 | Sigma-Aldrich | Z173398-1EA | https://www.sigmaaldrich.com/LT/en
Z173428-1EA | ALDRICH(R) SCHLENK-TYPE CAP FEMALE JOIN& | 1X1EA | 1 | 34 | Sigma-Aldrich | Z173428-1EA | https://www.sigmaaldrich.com/LT/en
Z173479-1EA | DOUBLE-ENDED FILTER WITH A GLASS STOPCO& | 1X1EA | 1 | 247 | Sigma-Aldrich | Z173479-1EA | https://www.sigmaaldrich.com/LT/en
Z173495-1EA | ADDITION FUNNEL WITH ROTAFLO(R) STOPCOC& | 1X1EA | 1 | 351 | Sigma-Aldrich | Z173495-1EA | https://www.sigmaaldrich.com/LT/en
Z173517-1EA | ALDRICH(R) SILVERED BELLOWS COLUMN L 28& | 1X1EA | 1 | 531 | Sigma-Aldrich | Z173517-1EA | https://www.sigmaaldrich.com/LT/en
Z173568-1EA | ALDRICH(R) LUER LOCK ADAPTER FEMALE JOI& | 1X1EA | 1 | 70 | Sigma-Aldrich | Z173568-1EA | https://www.sigmaaldrich.com/LT/en
Z173622-1EA | SAMPLE CYLINDER 316 STAINLESS STEEL CAP& | 1X1EA | 1 | 401 | Sigma-Aldrich | Z173622-1EA | https://www.sigmaaldrich.com/LT/en
Z174211-1EA | ALDRICH(R) TWO-PIECE VACUUM TRAP HOSE B& | 1X1EA | 1 | 268 | Sigma-Aldrich | Z174211-1EA | https://www.sigmaaldrich.com/LT/en
Z174238-1EA | ALDRICH(R) TWO-PIECE VACUUM TRAP HOSE B& | 1X1EA | 1 | 260 | Sigma-Aldrich | Z174238-1EA | https://www.sigmaaldrich.com/LT/en
Z174246-1EA | DRYING TOWER JOINT: ST/NS 45/50 | 1X1EA | 1 | 205 | Sigma-Aldrich | Z174246-1EA | https://www.sigmaaldrich.com/LT/en
Z174254-1EA | CATALYST TOWER | 1X1EA | 1 | 213 | Sigma-Aldrich | Z174254-1EA | https://www.sigmaaldrich.com/LT/en
Z174300-1EA | SINGLE-BULB BALL-TUBE CAPACITY 2000 ML,& | 1X1EA | 1 | 117 | Sigma-Aldrich | Z174300-1EA | https://www.sigmaaldrich.com/LT/en
Z174432-1EA | ALDRICH(R) DUAL BANK MANIFOLD WITH GLAS& | 1X1EA | 1 | 990 | Sigma-Aldrich | Z174432-1EA | https://www.sigmaaldrich.com/LT/en
Z174440-1EA | ALDRICH(R) SHORT-PATH DISTILLATION APPA& | 1X1EA | 1 | 804 | Sigma-Aldrich | Z174440-1EA | https://www.sigmaaldrich.com/LT/en
Z174459-1EA | STANDARD HEAD FOR SHORT-PATH DISTILLATI& | 1X1EA | 1 | 271 | Sigma-Aldrich | Z174459-1EA | https://www.sigmaaldrich.com/LT/en
Z174467-1EA | GAS-INLET TUBE FOR SHORT-PATH DISTILLAT& | 1X1EA | 1 | 12 | Sigma-Aldrich | Z174467-1EA | https://www.sigmaaldrich.com/LT/en
Z174513-1EA | ALDRICH(R) MICRO SHORT-PATH DISTILLATIO& | 1X1EA | 1 | 891 | Sigma-Aldrich | Z174513-1EA | https://www.sigmaaldrich.com/LT/en
Z174521-1EA | STANDARD HEAD FOR ALDRICH MICRO SHORT-P& | 1X1EA | 1 | 442 | Sigma-Aldrich | Z174521-1EA | https://www.sigmaaldrich.com/LT/en
Z174548-1EA | COW RECEIVER FOR ALDRICH(R) MICRO SHORT& | 1X1EA | 1 | 136 | Sigma-Aldrich | Z174548-1EA | https://www.sigmaaldrich.com/LT/en
Z174556-1EA | RECOVER FLASK FOR ALDRICH(R) MICRO SHOR& | 1X1EA | 1 | 36 | Sigma-Aldrich | Z174556-1EA | https://www.sigmaaldrich.com/LT/en
Z174564-1EA | DISTILLATION FLASK FOR ALDRICH(R) MICRO& | 1X1EA | 1 | 60 | Sigma-Aldrich | Z174564-1EA | https://www.sigmaaldrich.com/LT/en
Z174793-1EA | ALDRICH(R) NMR-TUBE CLEANER MODEL B, JO& | 1X1EA | 1 | 135 | Sigma-Aldrich | Z174793-1EA | https://www.sigmaaldrich.com/LT/en
Z174815-1EA | ALDRICH(R) FILTER FLASK | 1X1EA | 1 | 441 | Sigma-Aldrich | Z174815-1EA | https://www.sigmaaldrich.com/LT/en
Z174831-1KT | ACE MICROSCALE GLASSWARE KIT MICRO/MINI& | 1X1KIT | 1 | 833 | Sigma-Aldrich | Z174831-1KT | https://www.sigmaaldrich.com/LT/en
Z174858-1EA | ADAPTER FOR ACE MICRO/MINI-LAB(R) KIT D& | 1X1EA | 1 | 68 | Sigma-Aldrich | Z174858-1EA | https://www.sigmaaldrich.com/LT/en
Z174874-1EA | ADAPTER FOR ACE MICRO/MINI-LAB(R) KIT V& | 1X1EA | 1 | 73 | Sigma-Aldrich | Z174874-1EA | https://www.sigmaaldrich.com/LT/en
Z174890-1EA | ACE MICROSCALE JACKETED CONDENSER M. JA& | 1X1EA | 1 | 91 | Sigma-Aldrich | Z174890-1EA | https://www.sigmaaldrich.com/LT/en
Z174904-1EA | ACE MICROSCALE CLAISEN ADAPTER B. CLAIS& | 1X1EA | 1 | 76 | Sigma-Aldrich | Z174904-1EA | https://www.sigmaaldrich.com/LT/en
Z174912-1EA | ACE MICROSCALE HICKMANN STILL HEAD L. H& | 1X1EA | 1 | 73 | Sigma-Aldrich | Z174912-1EA | https://www.sigmaaldrich.com/LT/en
Z174920-1EA | ACE MICROSCALE DRYING TUBE H. DRYING TU& | 1X1EA | 1 | 34 | Sigma-Aldrich | Z174920-1EA | https://www.sigmaaldrich.com/LT/en
Z174955-1EA | CONICAL REACTION VIAL CAPACITY 3 ML | 1X1EA | 1 | 32 | Sigma-Aldrich | Z174955-1EA | https://www.sigmaaldrich.com/LT/en
Z174971-1EA | ROUND BOTTOM FLASK CAPACITY 5 ML | 1X1EA | 1 | 34 | Sigma-Aldrich | Z174971-1EA | https://www.sigmaaldrich.com/LT/en
Z174998-1EA | ACE MICROSCALE ROUND-BOTTOM FLASK O. RO& | 1X1EA | 1 | 34 | Sigma-Aldrich | Z174998-1EA | https://www.sigmaaldrich.com/LT/en
Z175013-1EA | ADAPTER FOR ACE MICRO/MINI-LAB(R) KIT M& | 1X1EA | 1 | 38 | Sigma-Aldrich | Z175013-1EA | https://www.sigmaaldrich.com/LT/en
Z175048-1EA | ACE MICROSCALE AIR CONDENSER A. AIR CON& | 1X1EA | 1 | 44 | Sigma-Aldrich | Z175048-1EA | https://www.sigmaaldrich.com/LT/en
Z175277-1EA | SURE/PAC STEEL SAMPLE CYLINDER CAPACITY& | 1X1EA | 1 | 41 | Sigma-Aldrich | Z175277-1EA | https://www.sigmaaldrich.com/LT/en
Z175412-1EA | SPINBAR(R) MAGNETIC STIR BAR PTFE-COATED | 1X1EA | 1 | 12 | Sigma-Aldrich | Z175412-1EA | https://www.sigmaaldrich.com/LT/en
Z175463-10EA | ALDRICH(R) LATTICE RODS ROD L 44 IN., F& | 1X10EA | 1 | 139 | Sigma-Aldrich | Z175463-10EA | https://www.sigmaaldrich.com/LT/en
Z175463-1EA | ALDRICH(R) LATTICE RODS ROD L 44 IN., F& | 1X1EA | 1 | 19 | Sigma-Aldrich | Z175463-1EA | https://www.sigmaaldrich.com/LT/en
Z175471-10EA | ALDRICH(R) LATTICE RODS ROD L 8 IN., FI& | 1X10EA | 1 | 47 | Sigma-Aldrich | Z175471-10EA | https://www.sigmaaldrich.com/LT/en
Z175471-1EA | ALDRICH(R) LATTICE RODS ROD L 8 IN., FI& | 1X1EA | 1 | 13 | Sigma-Aldrich | Z175471-1EA | https://www.sigmaaldrich.com/LT/en
Z175552-1EA | LECTURE-BOTTLE VALVE, CGA INLET 180M/11& | 1X1EA | 1 | 49 | Sigma-Aldrich | Z175552-1EA | https://www.sigmaaldrich.com/LT/en
Z175633-1EA | SILICONE INSULATING TAPE | 1X1EA | 1 | 39 | Sigma-Aldrich | Z175633-1EA | https://www.sigmaaldrich.com/LT/en
Z175714-1EA | ALDRICH(R) OLDERSHAW DISTILLING COLUMN & | 1X1EA | 1 | 2098 | Sigma-Aldrich | Z175714-1EA | https://www.sigmaaldrich.com/LT/en
Z175781-1EA | ALDRICH(R) SILVERED, VACUUM-JACKETED VI& | 1X1EA | 1 | 654 | Sigma-Aldrich | Z175781-1EA | https://www.sigmaaldrich.com/LT/en
Z175803-1EA | ALDRICH(R) SILVERED, VACUUM-JACKETED VI& | 1X1EA | 1 | 508 | Sigma-Aldrich | Z175803-1EA | https://www.sigmaaldrich.com/LT/en
Z176044-1EA | ALDRICH(R) ANTISPLASH SPLASH-GUARD ADAP& | 1X1EA | 1 | 107 | Sigma-Aldrich | Z176044-1EA | https://www.sigmaaldrich.com/LT/en
Z176052-1EA | LECTURE-BOTTLE VALVE, CGA 180M/110F, 31& | 1X1EA | 1 | 169 | Sigma-Aldrich | Z176052-1EA | https://www.sigmaaldrich.com/LT/en
Z176966-1EA | SERUM-VIAL SUPPORT NO. OF HOLES, 72, FO& | 1X1EA | 1 | 43 | Sigma-Aldrich | Z176966-1EA | https://www.sigmaaldrich.com/LT/en
Z176974-1EA | SERUM-VIAL SUPPORT NO. OF HOLES, 40, FO& | 1X1EA | 1 | 40 | Sigma-Aldrich | Z176974-1EA | https://www.sigmaaldrich.com/LT/en
Z176982-1EA | SERUM-VIAL SUPPORT NO. OF HOLES, 40, FO& | 1X1EA | 1 | 40 | Sigma-Aldrich | Z176982-1EA | https://www.sigmaaldrich.com/LT/en
Z176990-1EA | MEASURE-MATIC(TM) DISPENSER | 1X1EA | 1 | 36 | Sigma-Aldrich | Z176990-1EA | https://www.sigmaaldrich.com/LT/en
Z177016-12EA | LDPE WASH BOTTLES WIDE-MOUTH, CAPACITY & | 1X12EA | 1 | 71 | Sigma-Aldrich | Z177016-12EA | https://www.sigmaaldrich.com/LT/en
Z177024-6EA | LDPE WASH BOTTLES WIDE-MOUTH, CAPACITY & | 1X6EA | 1 | 42 | Sigma-Aldrich | Z177024-6EA | https://www.sigmaaldrich.com/LT/en
Z177032-3EA | LDPE WASH BOTTLES WIDE-MOUTH, CAPACITY & | 1X3EA | 1 | 33 | Sigma-Aldrich | Z177032-3EA | https://www.sigmaaldrich.com/LT/en
Z177288-1EA | STAINLESS STEEL CLAMP | 1X1EA | 1 | 86 | Sigma-Aldrich | Z177288-1EA | https://www.sigmaaldrich.com/LT/en
Z177342-12EA | MICRO FUNNEL TOP I.D. 24 MM, STEM DIAM.& | 1X12EA | 1 | 40 | Sigma-Aldrich | Z177342-12EA | https://www.sigmaaldrich.com/LT/en
Z177350-12EA | MICRO FUNNEL TOP I.D. 28 MM, STEM DIAM.& | 1X12EA | 1 | 33 | Sigma-Aldrich | Z177350-12EA | https://www.sigmaaldrich.com/LT/en
Z177369-12EA | MICRO FUNNEL TOP I.D. 35 MM, STEM DIAM.& | 1X12EA | 1 | 30 | Sigma-Aldrich | Z177369-12EA | https://www.sigmaaldrich.com/LT/en
Z177377-12EA | MICRO FUNNEL TOP I.D. 43 MM, STEM DIAM.& | 1X12EA | 1 | 69 | Sigma-Aldrich | Z177377-12EA | https://www.sigmaaldrich.com/LT/en
Z177407-12EA | SCIENCEWARE(R) POLYPROPYLENE SCOOPS CAP& | 1X12EA | 1 | 15 | Sigma-Aldrich | Z177407-12EA | https://www.sigmaaldrich.com/LT/en
Z177415-12EA | SCIENCEWARE(R) POLYPROPYLENE SCOOPS CAP& | 1X12EA | 1 | 39 | Sigma-Aldrich | Z177415-12EA | https://www.sigmaaldrich.com/LT/en
Z177423-12EA | SCIENCEWARE(R) POLYPROPYLENE SCOOPS CAP& | 1X12EA | 1 | 37 | Sigma-Aldrich | Z177423-12EA | https://www.sigmaaldrich.com/LT/en
Z177431-12EA | SCIENCEWARE(R) POLYPROPYLENE SCOOPS CAP& | 1X12EA | 1 | 37 | Sigma-Aldrich | Z177431-12EA | https://www.sigmaaldrich.com/LT/en
Z177458-12EA | SCIENCEWARE(R) POLYPROPYLENE SCOOPS CAP& | 1X12EA | 1 | 39 | Sigma-Aldrich | Z177458-12EA | https://www.sigmaaldrich.com/LT/en
Z177466-6EA | SCIENCEWARE(R) POLYPROPYLENE SCOOPS CAP& | 1X6EA | 1 | 43 | Sigma-Aldrich | Z177466-6EA | https://www.sigmaaldrich.com/LT/en
Z177482-4EA | GAS-DISPERSION TUBE POLYETHYLENE | 1X4EA | 1 | 80 | Sigma-Aldrich | Z177482-4EA | https://www.sigmaaldrich.com/LT/en
Z177504-1EA | BOTTLE CARRIER HOLE IN DOME PERMITS TUB& | 1X1EA | 1 | 125 | Sigma-Aldrich | Z177504-1EA | https://www.sigmaaldrich.com/LT/en
Z177571-100EA | FILTER PAPER DISCS FOR 101/4 IN. I.D. & | 1X100EA | 1 | 125 | Sigma-Aldrich | Z177571-100EA | https://www.sigmaaldrich.com/LT/en
Z177598-100EA | FILTER PAPER DISCS FOR 18IN. I.D. BUCHN& | 1X100EA | 1 | 233 | Sigma-Aldrich | Z177598-100EA | https://www.sigmaaldrich.com/LT/en
Z177601-100EA | FILTER PAPER DISCS FOR 24IN. I.D. BUCHN& | 1X100EA | 1 | 295 | Sigma-Aldrich | Z177601-100EA | https://www.sigmaaldrich.com/LT/en
Z177628-1EA | BENCH-TOP FUME HOOD | 1X1EA | 1 | 559 | Sigma-Aldrich | Z177628-1EA | https://www.sigmaaldrich.com/LT/en
Z177709-1EA | SCIENCEWARE(R) MICROSAMPLE TUBE RACK FO& | 1X1EA | 1 | 98 | Sigma-Aldrich | Z177709-1EA | https://www.sigmaaldrich.com/LT/en
Z177717-1EA | SCIENCEWARE(R) AUTOCLAVABLE MICROSAMPLE& | 1X1EA | 1 | 62 | Sigma-Aldrich | Z177717-1EA | https://www.sigmaaldrich.com/LT/en
Z177725-1EA | SCIENCEWARE(R) MICROSAMPLE TUBE RACK FO& | 1X1EA | 1 | 118 | Sigma-Aldrich | Z177725-1EA | https://www.sigmaaldrich.com/LT/en
Z177741-1EA | SCIENCEWARE(R) ROTARY SEPARATORY FUNNEL& | 1X1EA | 1 | 221 | Sigma-Aldrich | Z177741-1EA | https://www.sigmaaldrich.com/LT/en
Z177814-1EA | POLYPROPYLENE TRAYS L X W 30 CM X 20 CM | 1X1EA | 1 | 29 | Sigma-Aldrich | Z177814-1EA | https://www.sigmaaldrich.com/LT/en
Z177822-1EA | POLYPROPYLENE TRAYS L X W 48 CM X 27 CM | 1X1EA | 1 | 47 | Sigma-Aldrich | Z177822-1EA | https://www.sigmaaldrich.com/LT/en
Z177830-1EA | POLYPROPYLENE TRAYS L X W 51 CM X 39 CM | 1X1EA | 1 | 64 | Sigma-Aldrich | Z177830-1EA | https://www.sigmaaldrich.com/LT/en
Z177849-1EA | ELLIPSO-SPOON(R) SAMPLER L 15 CM | 1X1EA | 1 | 34 | Sigma-Aldrich | Z177849-1EA | https://www.sigmaaldrich.com/LT/en
Z177857-1EA | ELLIPSO-SPOON(R) SAMPLER L 18 CM | 1X1EA | 1 | 35 | Sigma-Aldrich | Z177857-1EA | https://www.sigmaaldrich.com/LT/en
Z177865-1EA | ELLIPSO-SPOON(R) SAMPLER L 21 CM | 1X1EA | 1 | 37 | Sigma-Aldrich | Z177865-1EA | https://www.sigmaaldrich.com/LT/en
Z177911-2EA | CHEMICAL SPOONS L 15 CM | 1X2EA | 1 | 59 | Sigma-Aldrich | Z177911-2EA | https://www.sigmaaldrich.com/LT/en
Z177938-2EA | CHEMICAL SPOONS L 18 CM | 1X2EA | 1 | 66 | Sigma-Aldrich | Z177938-2EA | https://www.sigmaaldrich.com/LT/en
Z177946-2EA | CHEMICAL SPOONS L 21 CM | 1X2EA | 1 | 76 | Sigma-Aldrich | Z177946-2EA | https://www.sigmaaldrich.com/LT/en
Z177954-2EA | CHEMICAL SPOONS L 25 CM | 1X2EA | 1 | 82 | Sigma-Aldrich | Z177954-2EA | https://www.sigmaaldrich.com/LT/en
Z177962-2EA | CHEMICAL SPOONS L 30 CM | 1X2EA | 1 | 87 | Sigma-Aldrich | Z177962-2EA | https://www.sigmaaldrich.com/LT/en
Z177970-1EA | SCIENCEWARE(R) POXYGRID(R) TEST-TUBE RA& | 1X1EA | 1 | 53 | Sigma-Aldrich | Z177970-1EA | https://www.sigmaaldrich.com/LT/en
Z177997-1EA | SCIENCEWARE(R) POXYGRID(R) TEST-TUBE RA& | 1X1EA | 1 | 49 | Sigma-Aldrich | Z177997-1EA | https://www.sigmaaldrich.com/LT/en
Z178012-1EA | SCIENCEWARE(R) POXYGRID(R) TEST-TUBE RA& | 1X1EA | 1 | 54 | Sigma-Aldrich | Z178012-1EA | https://www.sigmaaldrich.com/LT/en
Z178020-1EA | SCIENCEWARE(R) POXYGRID(R) TEST-TUBE RA& | 1X1EA | 1 | 52 | Sigma-Aldrich | Z178020-1EA | https://www.sigmaaldrich.com/LT/en
Z178055-1EA | POXYGRID(R) GLASSWARE DRAIN STAND | 1X1EA | 1 | 127 | Sigma-Aldrich | Z178055-1EA | https://www.sigmaaldrich.com/LT/en
Z178063-1EA | SCIENCEWARE(R) HEAVY-DUTY TEST-TUBE RAC& | 1X1EA | 1 | 45 | Sigma-Aldrich | Z178063-1EA | https://www.sigmaaldrich.com/LT/en
Z178071-1EA | SCIENCEWARE(R) HEAVY-DUTY TEST-TUBE RAC& | 1X1EA | 1 | 45 | Sigma-Aldrich | Z178071-1EA | https://www.sigmaaldrich.com/LT/en
Z178098-1EA | SCIENCEWARE(R) HEAVY-DUTY TEST-TUBE RAC& | 1X1EA | 1 | 45 | Sigma-Aldrich | Z178098-1EA | https://www.sigmaaldrich.com/LT/en
Z178101-1EA | SCIENCEWARE(R) HEAVY-DUTY TEST-TUBE RAC& | 1X1EA | 1 | 45 | Sigma-Aldrich | Z178101-1EA | https://www.sigmaaldrich.com/LT/en
Z178128-1EA | SCIENCEWARE(R) HEAVY-DUTY TEST-TUBE RAC& | 1X1EA | 1 | 47 | Sigma-Aldrich | Z178128-1EA | https://www.sigmaaldrich.com/LT/en
Z178136-1EA | SCIENCEWARE(R) POLYPROPYLENE BUCHNER FU& | 1X1EA | 1 | 19 | Sigma-Aldrich | Z178136-1EA | https://www.sigmaaldrich.com/LT/en
Z178144-1EA | SCIENCEWARE(R) POLYPROPYLENE BUCHNER FU& | 1X1EA | 1 | 24 | Sigma-Aldrich | Z178144-1EA | https://www.sigmaaldrich.com/LT/en
Z178152-1EA | SCIENCEWARE(R) POLYPROPYLENE BUCHNER FU& | 1X1EA | 1 | 31 | Sigma-Aldrich | Z178152-1EA | https://www.sigmaaldrich.com/LT/en
Z178160-1EA | PP BUCHNER FUNNEL CAPACITY 875 ML | 1X1EA | 1 | 91 | Sigma-Aldrich | Z178160-1EA | https://www.sigmaaldrich.com/LT/en
Z178187-6EA | HEAVY-DUTY LAB-TYPE POLYPROPYLENE FUNNE& | 1X6EA | 1 | 63 | Sigma-Aldrich | Z178187-6EA | https://www.sigmaaldrich.com/LT/en
Z178195-6EA | HEAVY-DUTY LAB-TYPE POLYPROPYLENE FUNNE& | 1X6EA | 1 | 75 | Sigma-Aldrich | Z178195-6EA | https://www.sigmaaldrich.com/LT/en
Z178209-6EA | HEAVY-DUTY LAB-TYPE POLYPROPYLENE FUNNE& | 1X6EA | 1 | 85 | Sigma-Aldrich | Z178209-6EA | https://www.sigmaaldrich.com/LT/en
Z178217-3EA | HEAVY-DUTY LAB-TYPE POLYPROPYLENE FUNNE& | 1X3EA | 1 | 51 | Sigma-Aldrich | Z178217-3EA | https://www.sigmaaldrich.com/LT/en
Z178225-3EA | HEAVY-DUTY LAB-TYPE POLYPROPYLENE FUNNE& | 1X3EA | 1 | 56 | Sigma-Aldrich | Z178225-3EA | https://www.sigmaaldrich.com/LT/en
Z178233-1EA | HEAVY-DUTY LAB-TYPE POLYPROPYLENE FUNNE& | 1X1EA | 1 | 45 | Sigma-Aldrich | Z178233-1EA | https://www.sigmaaldrich.com/LT/en
Z178241-1EA | ROUND-BOTTOM-FLASK SUPPORT | 1X1EA | 1 | 40 | Sigma-Aldrich | Z178241-1EA | https://www.sigmaaldrich.com/LT/en
Z178365-1EA | SCIENCEWARE(R) DISPENSING JUG | 1X1EA | 1 | 60 | Sigma-Aldrich | Z178365-1EA | https://www.sigmaaldrich.com/LT/en
Z178470-12EA | TUBING CONNECTORS L 90 MM, STRAIGHT | 1X12EA | 1 | 54 | Sigma-Aldrich | Z178470-12EA | https://www.sigmaaldrich.com/LT/en
Z178489-12EA | TUBING CONNECTORS SIZE 118 MM X 67 MM, & | 1X12EA | 1 | 109 | Sigma-Aldrich | Z178489-12EA | https://www.sigmaaldrich.com/LT/en
Z178527-2EA | STAINLESS-STEEL SPONGE | 1X2EA | 1 | 30 | Sigma-Aldrich | Z178527-2EA | https://www.sigmaaldrich.com/LT/en
Z178632-1EA | STEP STOOL | 1X1EA | 1 | 212 | Sigma-Aldrich | Z178632-1EA | https://www.sigmaaldrich.com/LT/en
Z178667-5EA | HAMILTON(R) LABORATORY TUBING CLAMP | 1X5EA | 1 | 61 | Sigma-Aldrich | Z178667-5EA | https://www.sigmaaldrich.com/LT/en
Z180564-1EA | ACE DOUBLE-ARC PTFE STIRRER BLADE W X L& | 1X1EA | 1 | 13 | Sigma-Aldrich | Z180564-1EA | https://www.sigmaaldrich.com/LT/en
Z180572-1EA | ACE DOUBLE-ARC PTFE STIRRER BLADE W X L& | 1X1EA | 1 | 15 | Sigma-Aldrich | Z180572-1EA | https://www.sigmaaldrich.com/LT/en
Z180580-1EA | ACE DOUBLE-ARC PTFE STIRRER BLADE W X L& | 1X1EA | 1 | 18 | Sigma-Aldrich | Z180580-1EA | https://www.sigmaaldrich.com/LT/en
Z180599-1EA | ACE DOUBLE-ARC PTFE STIRRER BLADE W X L& | 1X1EA | 1 | 20 | Sigma-Aldrich | Z180599-1EA | https://www.sigmaaldrich.com/LT/en
Z180602-1EA | ACE EUROPEAN-STYLE THREE-NECK FLASK CAP& | 1X1EA | 1 | 190 | Sigma-Aldrich | Z180602-1EA | https://www.sigmaaldrich.com/LT/en
Z180610-1EA | ACE EUROPEAN-STYLE THREE-NECK FLASK CAP& | 1X1EA | 1 | 209 | Sigma-Aldrich | Z180610-1EA | https://www.sigmaaldrich.com/LT/en
Z180629-1EA | ACE EUROPEAN-STYLE THREE-NECK FLASK CAP& | 1X1EA | 1 | 212 | Sigma-Aldrich | Z180629-1EA | https://www.sigmaaldrich.com/LT/en
Z180637-1EA | ACE EUROPEAN-STYLE THREE-NECK FLASK CAP& | 1X1EA | 1 | 258 | Sigma-Aldrich | Z180637-1EA | https://www.sigmaaldrich.com/LT/en
Z180645-1EA | ACE MINI-BLADE FITS SHAFT O.D., 5 MM | 1X1EA | 1 | 14 | Sigma-Aldrich | Z180645-1EA | https://www.sigmaaldrich.com/LT/en
Z180734-1EA | ACE ADDITION FUNNEL THREADED STOPCOCK 0& | 1X1EA | 1 | 373 | Sigma-Aldrich | Z180734-1EA | https://www.sigmaaldrich.com/LT/en
Z180742-1EA | ACE GAS-COLLECTING TUBE | 1X1EA | 1 | 266 | Sigma-Aldrich | Z180742-1EA | https://www.sigmaaldrich.com/LT/en
Z180920-1EA | ACE AUTO-ZERO MCLEOD VACUUM GAUGES 0-1 & | 1X1EA | 1 | 1049 | Sigma-Aldrich | Z180920-1EA | https://www.sigmaaldrich.com/LT/en
Z180939-1EA | ACE AUTO-ZERO MCLEOD VACUUM GAUGES 0-5 & | 1X1EA | 1 | 1049 | Sigma-Aldrich | Z180939-1EA | https://www.sigmaaldrich.com/LT/en
Z180947-1EA | ACE AUTO-ZERO MCLEOD VACUUM GAUGES 0-10& | 1X1EA | 1 | 1020 | Sigma-Aldrich | Z180947-1EA | https://www.sigmaaldrich.com/LT/en
Z181064-1EA | ACE PRESSURE TUBE BUSHING TYPE, A, VOLU& | 1X1EA | 1 | 89 | Sigma-Aldrich | Z181064-1EA | https://www.sigmaaldrich.com/LT/en
Z181072-1EA | ACE PRESSURE TUBE BUSHING TYPE, A, VOLU& | 1X1EA | 1 | 89 | Sigma-Aldrich | Z181072-1EA | https://www.sigmaaldrich.com/LT/en
Z181080-1EA | ACE PRESSURE TUBE BUSHING TYPE, A, VOLU& | 1X1EA | 1 | 91 | Sigma-Aldrich | Z181080-1EA | https://www.sigmaaldrich.com/LT/en
Z181099-1EA | ACE PRESSURE TUBE BUSHING TYPE, B, VOLU& | 1X1EA | 1 | 90 | Sigma-Aldrich | Z181099-1EA | https://www.sigmaaldrich.com/LT/en
Z181102-1EA | ACE PRESSURE TUBE BUSHING TYPE, B, VOLU& | 1X1EA | 1 | 91 | Sigma-Aldrich | Z181102-1EA | https://www.sigmaaldrich.com/LT/en
Z181110-1EA | ACE PRESSURE TUBE BUSHING TYPE, B, VOLU& | 1X1EA | 1 | 92 | Sigma-Aldrich | Z181110-1EA | https://www.sigmaaldrich.com/LT/en
Z183377-1PAK | FOIL/POLY BAG SIZE 2 IN. X 4 IN. | 1X1PAK | 1 | 42 | Sigma-Aldrich | Z183377-1PAK | https://www.sigmaaldrich.com/LT/en
Z183385-1PAK | FOIL/POLY BAG SIZE 3.75 IN. X 7.75 IN. | 1X1PAK | 1 | 62 | Sigma-Aldrich | Z183385-1PAK | https://www.sigmaaldrich.com/LT/en
Z183393-1PAK | FOIL/POLY BAG SIZE 4 1/2 IN. X 8 IN. | 1X1PAK | 1 | 65 | Sigma-Aldrich | Z183393-1PAK | https://www.sigmaaldrich.com/LT/en
Z183407-1PAK | FOIL/POLY BAG SIZE 8 1/2 IN. X 16 IN. | 1X1PAK | 1 | 68 | Sigma-Aldrich | Z183407-1PAK | https://www.sigmaaldrich.com/LT/en
Z183415-1PAK | FOIL/POLY BAG SIZE 18 IN. X 22 IN. | 1X1PAK | 1 | 44 | Sigma-Aldrich | Z183415-1PAK | https://www.sigmaaldrich.com/LT/en
Z183423-1PAK | FOIL/POLY BAG SIZE 32 IN. X 24 IN. | 1X1PAK | 1 | 61 | Sigma-Aldrich | Z183423-1PAK | https://www.sigmaaldrich.com/LT/en
Z183431-1EA | POWERHOLD CLAMP UNIVERSAL | 1X1EA | 1 | 98 | Sigma-Aldrich | Z183431-1EA | https://www.sigmaaldrich.com/LT/en
Z183490-1PAK | CRYO-GLOVES(R) WATER-RESISTANT, SIZE S | 1X1PAK | 1 | 201 | Sigma-Aldrich | Z183490-1PAK | https://www.sigmaaldrich.com/LT/en
Z183512-1PAK | CRYO-GLOVES(R) WATER-RESISTANT, SIZE M | 1X1PAK | 1 | 201 | Sigma-Aldrich | Z183512-1PAK | https://www.sigmaaldrich.com/LT/en
Z183520-1PAK | CRYO-GLOVES(R) WATER-RESISTANT, SIZE L | 1X1PAK | 1 | 201 | Sigma-Aldrich | Z183520-1PAK | https://www.sigmaaldrich.com/LT/en
Z183539-1PAK | CRYO-GLOVES(R) WATER-RESISTANT, SIZE XL | 1X1PAK | 1 | 201 | Sigma-Aldrich | Z183539-1PAK | https://www.sigmaaldrich.com/LT/en
Z183547-1PAK | CRYO-GLOVES(R) WATERPROOF, SIZE S | 1X1PAK | 1 | 249 | Sigma-Aldrich | Z183547-1PAK | https://www.sigmaaldrich.com/LT/en
Z183555-1PAK | CRYO-GLOVES(R) SIZE M, WATERPROOF | 1X1PAK | 1 | 249 | Sigma-Aldrich | Z183555-1PAK | https://www.sigmaaldrich.com/LT/en
Z183563-1PAK | CRYO-GLOVES(R) SIZE L, WATERPROOF | 1X1PAK | 1 | 249 | Sigma-Aldrich | Z183563-1PAK | https://www.sigmaaldrich.com/LT/en
Z183571-1PAK | CRYO-GLOVES(R) WATERPROOF, SIZE XL | 1X1PAK | 1 | 249 | Sigma-Aldrich | Z183571-1PAK | https://www.sigmaaldrich.com/LT/en
Z183598-1EA | CRYO-APRON(R) SIZE 24 IN. X 36 IN. | 1X1EA | 1 | 295 | Sigma-Aldrich | Z183598-1EA | https://www.sigmaaldrich.com/LT/en
Z183601-1EA | CRYO-APRON(R) SIZE 24 IN. X 42 IN. | 1X1EA | 1 | 325 | Sigma-Aldrich | Z183601-1EA | https://www.sigmaaldrich.com/LT/en
Z183628-1EA | CRYO-APRON(R) SIZE 24 IN. X 48 IN. | 1X1EA | 1 | 377 | Sigma-Aldrich | Z183628-1EA | https://www.sigmaaldrich.com/LT/en
Z183806-1EA | SOFTGUARD(R) HAND CREAM | 1X1EA | 1 | 23 | Sigma-Aldrich | Z183806-1EA | https://www.sigmaaldrich.com/LT/en
Z183881-1EA | ALDRICH(R) LOW FORM DEWAR FLASK HEMISPH& | 1X1EA | 1 | 273 | Sigma-Aldrich | Z183881-1EA | https://www.sigmaaldrich.com/LT/en
Z183954-1EA | ALDRICH(R) LARGE-CAPACITY COLD TRAP INS& | 1X1EA | 1 | 320 | Sigma-Aldrich | Z183954-1EA | https://www.sigmaaldrich.com/LT/en
Z184950-1PAK | PRESCORED AMPULES CLEAR GLASS, VOLUME 1& | 1X1PAK | 1 | 60 | Sigma-Aldrich | Z184950-1PAK | https://www.sigmaaldrich.com/LT/en
Z184969-1PAK | PRESCORED AMPULES CLEAR GLASS, VOLUME 2& | 1X1PAK | 1 | 60 | Sigma-Aldrich | Z184969-1PAK | https://www.sigmaaldrich.com/LT/en
Z184977-1PAK | PRESCORED AMPULES CLEAR GLASS, VOLUME 5& | 1X1PAK | 1 | 96 | Sigma-Aldrich | Z184977-1PAK | https://www.sigmaaldrich.com/LT/en
Z184985-1PAK | PRESCORED AMPULES CLEAR GLASS, VOLUME 1& | 1X1PAK | 1 | 125 | Sigma-Aldrich | Z184985-1PAK | https://www.sigmaaldrich.com/LT/en
Z184993-1PAK | PRESCORED AMPULES CLEAR GLASS, VOLUME 2& | 1X1PAK | 1 | 186 | Sigma-Aldrich | Z184993-1PAK | https://www.sigmaaldrich.com/LT/en
Z185019-1PAK | PRESCORED AMPULES AMBER GLASS, VOLUME 1& | 1X1PAK | 1 | 70 | Sigma-Aldrich | Z185019-1PAK | https://www.sigmaaldrich.com/LT/en
Z185027-1PAK | PRESCORED AMPULES AMBER GLASS, VOLUME 2& | 1X1PAK | 1 | 70 | Sigma-Aldrich | Z185027-1PAK | https://www.sigmaaldrich.com/LT/en
Z185035-1PAK | PRESCORED AMPULES AMBER GLASS, VOLUME 5& | 1X1PAK | 1 | 136 | Sigma-Aldrich | Z185035-1PAK | https://www.sigmaaldrich.com/LT/en
Z185140-1EA | ALUMINUM FOIL W X L 12 IN. X 1000 FT, G& | 1X1EA | 1 | 118 | Sigma-Aldrich | Z185140-1EA | https://www.sigmaaldrich.com/LT/en
Z185159-1EA | ALUMINUM FOIL W X L 18 IN. X 500 FT, GA& | 1X1EA | 1 | 138 | Sigma-Aldrich | Z185159-1EA | https://www.sigmaaldrich.com/LT/en
Z185248-1EA | REPLACEMENT FLAME ARRESTER WITH CLIPS F& | 1X1EA | 1 | 196 | Sigma-Aldrich | Z185248-1EA | https://www.sigmaaldrich.com/LT/en
Z186244-1EA | OXICLEAR(TM) DISPOSABLE GAS PURIFIER | 1X1EA | 1 | 296 | Sigma-Aldrich | Z186244-1EA | https://www.sigmaaldrich.com/LT/en
Z186678-3EA | PIPETTE BULB CAPACITY 5 ML | 1X3EA | 1 | 38 | Sigma-Aldrich | Z186678-3EA | https://www.sigmaaldrich.com/LT/en
Z186686-6EA | PIPETTE BULB CAPACITY 15 ML | 1X6EA | 1 | 52 | Sigma-Aldrich | Z186686-6EA | https://www.sigmaaldrich.com/LT/en
Z186694-6EA | PIPETTE BULB CAPACITY 35 ML | 1X6EA | 1 | 68 | Sigma-Aldrich | Z186694-6EA | https://www.sigmaaldrich.com/LT/en
Z186708-3EA | PIPETTE BULB CAPACITY 150 ML | 1X3EA | 1 | 95 | Sigma-Aldrich | Z186708-3EA | https://www.sigmaaldrich.com/LT/en
Z186716-1EA | PAPER-CUTTING SHEARS L 7 IN. | 1X1EA | 1 | 40 | Sigma-Aldrich | Z186716-1EA | https://www.sigmaaldrich.com/LT/en
Z186724-1EA | ATOMIZER BULB | 1X1EA | 1 | 37 | Sigma-Aldrich | Z186724-1EA | https://www.sigmaaldrich.com/LT/en
Z186732-1EA | GAS EXPANSION BAG | 1X1EA | 1 | 39 | Sigma-Aldrich | Z186732-1EA | https://www.sigmaaldrich.com/LT/en
Z186740-1EA | GAS BAG CAPACITY, 1 GAL | 1X1EA | 1 | 94 | Sigma-Aldrich | Z186740-1EA | https://www.sigmaaldrich.com/LT/en
Z186759-1EA | PVC STOPCOCK L 60 MM, BORE 4 MM, CONNEC& | 1X1EA | 1 | 67 | Sigma-Aldrich | Z186759-1EA | https://www.sigmaaldrich.com/LT/en
Z186767-1EA | PVC STOPCOCK L 70 MM, BORE 5 MM, CONNEC& | 1X1EA | 1 | 94 | Sigma-Aldrich | Z186767-1EA | https://www.sigmaaldrich.com/LT/en
Z186775-1EA | GAS-COLLECTING BULB | 1X1EA | 1 | 23 | Sigma-Aldrich | Z186775-1EA | https://www.sigmaaldrich.com/LT/en
Z186821-500EA | ALL-PURPOSE SAMPLING CONTAINERS CAPACIT& | 1X500EA | 1 | 128 | Sigma-Aldrich | Z186821-500EA | https://www.sigmaaldrich.com/LT/en
Z186848-500EA | ALL-PURPOSE SAMPLING CONTAINERS CAPACIT& | 1X500EA | 1 | 181 | Sigma-Aldrich | Z186848-500EA | https://www.sigmaaldrich.com/LT/en
Z186856-100EA | DISPOSABLE POLYSTYRENE WEIGHING DISHES & | 1X100EA | 1 | 21 | Sigma-Aldrich | Z186856-100EA | https://www.sigmaaldrich.com/LT/en
Z186856-500EA | DISPOSABLE POLYSTYRENE WEIGHING DISHES & | 1X500EA | 1 | 59 | Sigma-Aldrich | Z186856-500EA | https://www.sigmaaldrich.com/LT/en
Z186864-100EA | DISPOSABLE POLYSTYRENE WEIGHING DISHES & | 1X100EA | 1 | 31 | Sigma-Aldrich | Z186864-100EA | https://www.sigmaaldrich.com/LT/en
Z186864-500EA | DISPOSABLE POLYSTYRENE WEIGHING DISHES & | 1X500EA | 1 | 101 | Sigma-Aldrich | Z186864-500EA | https://www.sigmaaldrich.com/LT/en
Z186872-100EA | DISPOSABLE POLYSTYRENE WEIGHING DISHES & | 1X100EA | 1 | 59 | Sigma-Aldrich | Z186872-100EA | https://www.sigmaaldrich.com/LT/en
Z186872-500EA | DISPOSABLE POLYSTYRENE WEIGHING DISHES & | 1X500EA | 1 | 198 | Sigma-Aldrich | Z186872-500EA | https://www.sigmaaldrich.com/LT/en
Z186880-1PAK | DISPOSABLE ALUMINUM DISHES CAPACITY 70 & | 1X1PAK | 1 | 46 | Sigma-Aldrich | Z186880-1PAK | https://www.sigmaaldrich.com/LT/en
Z187224-1EA | LECTURE-BOTTLE CONTROL VALVE WITH COMPR& | 1X1EA | 1 | 199 | Sigma-Aldrich | Z187224-1EA | https://www.sigmaaldrich.com/LT/en
Z187275-1KT | DRY-BOX GLOVE/SLEEVE ASSEMBLY STRAIGHT & | 1X1KIT | 1 | 185 | Sigma-Aldrich | Z187275-1KT | https://www.sigmaaldrich.com/LT/en
Z187283-1KT | DRY-BOX GLOVE/SLEEVE ASSEMBLY STRAIGHT & | 1X1KIT | 1 | 181 | Sigma-Aldrich | Z187283-1KT | https://www.sigmaaldrich.com/LT/en
Z187305-1PAK | ECONOMICAL NEOPRENE DRY-BOX GLOVES PORT& | 1X1PAK | 1 | 155 | Sigma-Aldrich | Z187305-1PAK | https://www.sigmaaldrich.com/LT/en
Z187313-1PAK | ECONOMICAL NEOPRENE DRY-BOX GLOVES PORT& | 1X1PAK | 1 | 155 | Sigma-Aldrich | Z187313-1PAK | https://www.sigmaaldrich.com/LT/en
Z187321-1PAK | ONE-PIECE DRY-BOX GLOVES AND SLEEVES WH& | 1X1PAK | 1 | 324 | Sigma-Aldrich | Z187321-1PAK | https://www.sigmaaldrich.com/LT/en
Z187348-1PAK | ONE-PIECE DRY-BOX GLOVES AND SLEEVES BL& | 1X1PAK | 1 | 387 | Sigma-Aldrich | Z187348-1PAK | https://www.sigmaaldrich.com/LT/en
Z187720-1KT | DRY-BOX GLOVE/SLEEVE ASSEMBLY NEOPRENE & | 1X1KIT | 1 | 185 | Sigma-Aldrich | Z187720-1KT | https://www.sigmaaldrich.com/LT/en
Z187739-1KT | DRY-BOX GLOVE/SLEEVE ASSEMBLY STRAIGHT & | 1X1KIT | 1 | 181 | Sigma-Aldrich | Z187739-1KT | https://www.sigmaaldrich.com/LT/en
Z187747-1KT | DRY-BOX GLOVE/SLEEVE ASSEMBLY STRAIGHT & | 1X1KIT | 1 | 185 | Sigma-Aldrich | Z187747-1KT | https://www.sigmaaldrich.com/LT/en
Z187755-1KT | DRY-BOX GLOVE/SLEEVE ASSEMBLY STRAIGHT & | 1X1KIT | 1 | 181 | Sigma-Aldrich | Z187755-1KT | https://www.sigmaaldrich.com/LT/en
Z187798-1PAK | ECONOMICAL NEOPRENE DRY-BOX GLOVES PORT& | 1X1PAK | 1 | 155 | Sigma-Aldrich | Z187798-1PAK | https://www.sigmaaldrich.com/LT/en
Z187801-1EA | DRY-BOX GLOVES, NEOPRENE, 6IN PORT SIZE1 | 1X1EA | 1 | 158 | Sigma-Aldrich | Z187801-1EA | https://www.sigmaaldrich.com/LT/en
Z187801-1PAK | ECONOMICAL NEOPRENE DRY-BOX GLOVES PORT& | 1X1PAK | 1 | 159 | Sigma-Aldrich | Z187801-1PAK | https://www.sigmaaldrich.com/LT/en
Z187852-1PAK | PRECISIONWARE(R) BOTTLES WIDE-MOUTH, CAP | 1X1PAK | 1 | 39 | Sigma-Aldrich | Z187852-1PAK | https://www.sigmaaldrich.com/LT/en
Z187852-6PAK | PRECISIONWARE(R) BOTTLES WIDE-MOUTH, CAP | 1X6PAK | 1 | 219 | Sigma-Aldrich | Z187852-6PAK | https://www.sigmaaldrich.com/LT/en
Z187860-1PAK | PRECISIONWARE(R) BOTTLES WIDE-MOUTH, CAP | 1X1PAK | 1 | 50 | Sigma-Aldrich | Z187860-1PAK | https://www.sigmaaldrich.com/LT/en
Z187860-6PAK | PRECISIONWARE(R) BOTTLES WIDE-MOUTH, CAP | 1X6PAK | 1 | 287 | Sigma-Aldrich | Z187860-6PAK | https://www.sigmaaldrich.com/LT/en
Z187879-1PAK | PRECISIONWARE(R) BOTTLES WIDE-MOUTH, CAP | 1X1PAK | 1 | 71 | Sigma-Aldrich | Z187879-1PAK | https://www.sigmaaldrich.com/LT/en
Z187879-4PAK | PRECISIONWARE(R) BOTTLES WIDE-MOUTH, CAP | 1X4PAK | 1 | 273 | Sigma-Aldrich | Z187879-4PAK | https://www.sigmaaldrich.com/LT/en
Z187887-1PAK | PRECISIONWARE(R) BOTTLES WIDE-MOUTH, CAP | 1X1PAK | 1 | 69 | Sigma-Aldrich | Z187887-1PAK | https://www.sigmaaldrich.com/LT/en
Z187887-4PAK | PRECISIONWARE(R) BOTTLES WIDE-MOUTH, CAP | 1X4PAK | 1 | 263 | Sigma-Aldrich | Z187887-4PAK | https://www.sigmaaldrich.com/LT/en
Z187941-1PAK | PRECISIONWARE(R) BOTTLES NARROW-MOUTH, & | 1X1PAK | 1 | 47 | Sigma-Aldrich | Z187941-1PAK | https://www.sigmaaldrich.com/LT/en
Z187941-4PAK | PRECISIONWARE(R) BOTTLES NARROW-MOUTH, & | 1X4PAK | 1 | 178 | Sigma-Aldrich | Z187941-4PAK | https://www.sigmaaldrich.com/LT/en
Z188956-1PAK | KIMWIPES(R) DISPOSABLE WIPERS L X W 4 1& | 1X1PAK | 1 | 16 | Sigma-Aldrich | Z188956-1PAK | https://www.sigmaaldrich.com/LT/en
Z188956-60PAK | KIMWIPES(R) DISPOSABLE WIPERS L X W 4 1& | 1X60PAK | 1 | 664 | Sigma-Aldrich | Z188956-60PAK | https://www.sigmaaldrich.com/LT/en
Z188964-15PAK | KIMWIPES(R) DISPOSABLE WIPERS L X W 15 & | 1X15PAK | 1 | 432 | Sigma-Aldrich | Z188964-15PAK | https://www.sigmaaldrich.com/LT/en
Z188964-1PAK | KIMWIPES(R) DISPOSABLE WIPERS L X W 15 & | 1X1PAK | 1 | 42 | Sigma-Aldrich | Z188964-1PAK | https://www.sigmaaldrich.com/LT/en
Z189006-1EA | ACE FOUR-NECK ROUND-BOTTOM FLASK CAPACI& | 1X1EA | 1 | 212 | Sigma-Aldrich | Z189006-1EA | https://www.sigmaaldrich.com/LT/en
Z189014-1EA | ACE FOUR-NECK ROUND-BOTTOM FLASK CAPACI& | 1X1EA | 1 | 259 | Sigma-Aldrich | Z189014-1EA | https://www.sigmaaldrich.com/LT/en
Z189022-1EA | ACE FOUR-NECK ROUND-BOTTOM FLASK CAPACI& | 1X1EA | 1 | 295 | Sigma-Aldrich | Z189022-1EA | https://www.sigmaaldrich.com/LT/en
Z189030-1EA | ACE FOUR-NECK ROUND-BOTTOM FLASK CAPACI& | 1X1EA | 1 | 364 | Sigma-Aldrich | Z189030-1EA | https://www.sigmaaldrich.com/LT/en
Z189049-1EA | ACE FOUR-NECK ROUND-BOTTOM FLASK CAPACI& | 1X1EA | 1 | 396 | Sigma-Aldrich | Z189049-1EA | https://www.sigmaaldrich.com/LT/en
Z189693-1EA | SLEEVES FOR DRY BOX GLOVE AND SLEEVE AS& | 1X1EA | 1 | 162 | Sigma-Aldrich | Z189693-1EA | https://www.sigmaaldrich.com/LT/en
Z189707-1EA | SLEEVES FOR DRY BOX GLOVE AND SLEEVE AS& | 1X1EA | 1 | 162 | Sigma-Aldrich | Z189707-1EA | https://www.sigmaaldrich.com/LT/en
Z189812-1EA | INDUSTRIAL AND LAB FUNNEL | 1X1EA | 1 | 115 | Sigma-Aldrich | Z189812-1EA | https://www.sigmaaldrich.com/LT/en
Z189847-1EA | SPINPLUS(R) MAGNETIC STIRRING BAR SIZE | 1X1EA | 1 | 12 | Sigma-Aldrich | Z189847-1EA | https://www.sigmaaldrich.com/LT/en
Z189855-1EA | SPINPLUS(R) MAGNETIC STIRRING BAR SIZE | 1X1EA | 1 | 14 | Sigma-Aldrich | Z189855-1EA | https://www.sigmaaldrich.com/LT/en
Z189863-1EA | SPINPLUS(R) MAGNETIC STIRRING BAR SIZE 1 | 1X1EA | 1 | 15 | Sigma-Aldrich | Z189863-1EA | https://www.sigmaaldrich.com/LT/en
Z189871-1EA | SPINPLUS(R) MAGNETIC STIRRING BAR SIZE 1 | 1X1EA | 1 | 17 | Sigma-Aldrich | Z189871-1EA | https://www.sigmaaldrich.com/LT/en
Z189898-1EA | SPINPLUS(R) MAGNETIC STIRRING BAR SIZE 1 | 1X1EA | 1 | 19 | Sigma-Aldrich | Z189898-1EA | https://www.sigmaaldrich.com/LT/en
Z189901-1EA | MERCURY COLLECTOR | 1X1EA | 1 | 43 | Sigma-Aldrich | Z189901-1EA | https://www.sigmaaldrich.com/LT/en
Z189928-1PAK | MERCURY COLLECTOR REPLACEMENT PADS | 1X1PAK | 1 | 40 | Sigma-Aldrich | Z189928-1PAK | https://www.sigmaaldrich.com/LT/en
Z189936-1EA | SCIENCEWARE(R) PIPETTE SUPPORT STAND | 1X1EA | 1 | 36 | Sigma-Aldrich | Z189936-1EA | https://www.sigmaaldrich.com/LT/en
Z189944-1EA | ACE HEAVY-WALL POWDER FUNNELS STRAIGHT,& | 1X1EA | 1 | 58 | Sigma-Aldrich | Z189944-1EA | https://www.sigmaaldrich.com/LT/en
Z189952-1EA | ACE HEAVY-WALL POWDER FUNNELS STRAIGHT,& | 1X1EA | 1 | 63 | Sigma-Aldrich | Z189952-1EA | https://www.sigmaaldrich.com/LT/en
Z189960-1EA | ACE HEAVY-WALL POWDER FUNNELS ANGLED, T& | 1X1EA | 1 | 100 | Sigma-Aldrich | Z189960-1EA | https://www.sigmaaldrich.com/LT/en
Z189979-1EA | ACE HEAVY-WALL POWDER FUNNELS ANGLED, T& | 1X1EA | 1 | 105 | Sigma-Aldrich | Z189979-1EA | https://www.sigmaaldrich.com/LT/en
Z189987-1EA | ACE HEAVY-WALL POWDER FUNNELS MINI-LAB,& | 1X1EA | 1 | 45 | Sigma-Aldrich | Z189987-1EA | https://www.sigmaaldrich.com/LT/en
Z189995-1EA | ACE HEAVY-WALL POWDER FUNNELS MINI-LAB,& | 1X1EA | 1 | 72 | Sigma-Aldrich | Z189995-1EA | https://www.sigmaaldrich.com/LT/en
Z190047-12EA | WHEATON AMBER-GLASS SAFETY-COATED BOTTL& | 1X12EA | 1 | 227 | Sigma-Aldrich | Z190047-12EA | https://www.sigmaaldrich.com/LT/en
Z190179-2EA | WHEATON SAFE-GRIND TISSUE GRINDER COMPL& | 1X2EA | 1 | 316 | Sigma-Aldrich | Z190179-2EA | https://www.sigmaaldrich.com/LT/en
Z190268-1EA | ARROW ELECTRIC LAB STIRRER GEAR, SPEED & | 1X1EA | 1 | 1147 | Sigma-Aldrich | Z190268-1EA | https://www.sigmaaldrich.com/LT/en
Z190276-1EA | ARROW ELECTRIC LAB STIRRER DIRECT, SPEE& | 1X1EA | 1 | 927 | Sigma-Aldrich | Z190276-1EA | https://www.sigmaaldrich.com/LT/en
Z190284-1EA | ARROW ELECTRIC LAB STIRRER DIRECT, SPEE& | 1X1EA | 1 | 904 | Sigma-Aldrich | Z190284-1EA | https://www.sigmaaldrich.com/LT/en
Z190357-1EA | SUPPORT STAND ROD DIAM. X L 5/8 IN. X | 1X1EA | 1 | 290 | Sigma-Aldrich | Z190357-1EA | https://www.sigmaaldrich.com/LT/en
Z190381-1EA | ALDRICH(R) FLASK-TYPE SPRAYER REPLACEME& | 1X1EA | 1 | 44 | Sigma-Aldrich | Z190381-1EA | https://www.sigmaaldrich.com/LT/en
Z190403-1EA | ALDRICH(R) FLASK-TYPE SPRAYER REPLACEME& | 1X1EA | 1 | 110 | Sigma-Aldrich | Z190403-1EA | https://www.sigmaaldrich.com/LT/en
Z191388-1EA | ADJUSTABLE JACOBS(R) CHUCK | 1X1EA | 1 | 80 | Sigma-Aldrich | Z191388-1EA | https://www.sigmaaldrich.com/LT/en
Z191566-1KT | ALDRICH(R) HOSE CLAMP KITS 115 PIECES I& | 1X1KIT | 1 | 90 | Sigma-Aldrich | Z191566-1KT | https://www.sigmaaldrich.com/LT/en
Z192775-1EA | FOOTSWITCH | 1X1EA | 1 | 137 | Sigma-Aldrich | Z192775-1EA | https://www.sigmaaldrich.com/LT/en
Z193194-1EA | METRIC MINI RULER | 1X1EA | 1 | 32 | Sigma-Aldrich | Z193194-1EA | https://www.sigmaaldrich.com/LT/en
Z193208-2EA | MICRO SPATULAS L 5 7/16 IN., ONE KNOB E& | 1X2EA | 1 | 28 | Sigma-Aldrich | Z193208-2EA | https://www.sigmaaldrich.com/LT/en
Z193216-2EA | MICRO SPATULAS ONE SCRAPER/SPOON END, L& | 1X2EA | 1 | 29 | Sigma-Aldrich | Z193216-2EA | https://www.sigmaaldrich.com/LT/en
Z194395-1EA | JUSTRITE(R) DRAIN CAN CAPACITY 5 GAL | 1X1EA | 1 | 160 | Sigma-Aldrich | Z194395-1EA | https://www.sigmaaldrich.com/LT/en
Z196711-1EA | EAGLE ACID/CORROSIVE/FLAMMABLE-STORAGE & | 1X1EA | 1 | 2362 | Sigma-Aldrich | Z196711-1EA | https://www.sigmaaldrich.com/LT/en
Z196746-1EA | EAGLE ACID/CORROSIVE/FLAMMABLE-STORAGE & | 1X1EA | 1 | 2088 | Sigma-Aldrich | Z196746-1EA | https://www.sigmaaldrich.com/LT/en
Z197114-1EA | 3M(R) DISPOSABLE RESPIRATOR ORGANIC VAPO | 1X1EA | 1 | 51 | Sigma-Aldrich | Z197114-1EA | https://www.sigmaaldrich.com/LT/en
Z197122-1EA | 3M(R) DISPOSABLE RESPIRATOR ORGANIC VAPO | 1X1EA | 1 | 41 | Sigma-Aldrich | Z197122-1EA | https://www.sigmaaldrich.com/LT/en
Z197130-1EA | 3M(R) DISPOSABLE RESPIRATOR ORGANIC VAPO | 1X1EA | 1 | 43 | Sigma-Aldrich | Z197130-1EA | https://www.sigmaaldrich.com/LT/en
Z197750-1EA | DUAL-ACTION DRUM VENT | 1X1EA | 1 | 123 | Sigma-Aldrich | Z197750-1EA | https://www.sigmaaldrich.com/LT/en
Z197866-1EA | FLEXIBLE BONDING WIRE W/2 COPPER ALLIGA& | 1X1EA | 1 | 50 | Sigma-Aldrich | Z197866-1EA | https://www.sigmaaldrich.com/LT/en
Z197904-1EA | FLEXIBLE BONDING WIRE W/2 HAND CLAMPS | 1X1EA | 1 | 220 | Sigma-Aldrich | Z197904-1EA | https://www.sigmaaldrich.com/LT/en
Z197912-1EA | FLEXIBLE BONDING WIRE L 10 FT, W/0.25IN& | 1X1EA | 1 | 69 | Sigma-Aldrich | Z197912-1EA | https://www.sigmaaldrich.com/LT/en
Z199834-1EA | OBERON CHEMICALLY-RESISTANT SAFETY GOGG& | 1X1EA | 1 | 25 | Sigma-Aldrich | Z199834-1EA | https://www.sigmaaldrich.com/LT/en
Z200336-1EA | SQUEEZE-BULB PUMP | 1X1EA | 1 | 24 | Sigma-Aldrich | Z200336-1EA | https://www.sigmaaldrich.com/LT/en
Z200506-1EA | HEAVY-DUTY METAL DRUM PUMPS 316 SS AND & | 1X1EA | 1 | 268 | Sigma-Aldrich | Z200506-1EA | https://www.sigmaaldrich.com/LT/en
Z201022-1EA | SPILFYTER(R) CHEMICAL CLASSIFIER | 1X1EA | 1 | 146 | Sigma-Aldrich | Z201022-1EA | https://www.sigmaaldrich.com/LT/en
Z201030-1EA | SPILFYTER(R) HAZMAT SPILL CONTROL, POLY& | 1X1EA | 1 | 134 | Sigma-Aldrich | Z201030-1EA | https://www.sigmaaldrich.com/LT/en
Z201057-1PAK | SPILFYTER(R) HAZMAT SPILL CONTROL, POLY& | 1X1PAK | 1 | 33 | Sigma-Aldrich | Z201057-1PAK | https://www.sigmaaldrich.com/LT/en
Z201057-4PAK | SPILFYTER(R) HAZMAT SPILL CONTROL, POLY& | 1X4PAK | 1 | 113 | Sigma-Aldrich | Z201057-4PAK | https://www.sigmaaldrich.com/LT/en
Z201073-1PAK | SPILFYTER(R) HAZMAT SPILL CONTROL, POLY& | 1X1PAK | 1 | 192 | Sigma-Aldrich | Z201073-1PAK | https://www.sigmaaldrich.com/LT/en
Z201081-1PAK | SPILFYTER(R) HAZMAT SPILL CONTROL, POLY& | 1X1PAK | 1 | 179 | Sigma-Aldrich | Z201081-1PAK | https://www.sigmaaldrich.com/LT/en
Z202312-1EA | PINCH CLAMPS FOR SJ JOINTS JOINT: SJ 29& | 1X1EA | 1 | 35 | Sigma-Aldrich | Z202312-1EA | https://www.sigmaaldrich.com/LT/en
Z202355-1EA | PINCH CLAMPS FOR SJ JOINTS JOINT: SJ 51& | 1X1EA | 1 | 60 | Sigma-Aldrich | Z202355-1EA | https://www.sigmaaldrich.com/LT/en
Z202509-1EA | MINI DIAZALD(R) APPARATUS JOINT: ST/NS & | 1X1EA | 1 | 534 | Sigma-Aldrich | Z202509-1EA | https://www.sigmaaldrich.com/LT/en
Z202541-1EA | ALDRICH(R) DEAN-STARK TRAP CAPACITY 12 & | 1X1EA | 1 | 172 | Sigma-Aldrich | Z202541-1EA | https://www.sigmaaldrich.com/LT/en
Z202592-1EA | ALDRICH(R) VACUUM ADAPTER FEMALE JOINT:& | 1X1EA | 1 | 27 | Sigma-Aldrich | Z202592-1EA | https://www.sigmaaldrich.com/LT/en
Z202606-1EA | ALDRICH(R) VACUUM ADAPTER FEMALE JOINT:& | 1X1EA | 1 | 29 | Sigma-Aldrich | Z202606-1EA | https://www.sigmaaldrich.com/LT/en
Z202622-1EA | ALDRICH(R) LUER LOCK ADAPTER MALE JOINT& | 1X1EA | 1 | 181 | Sigma-Aldrich | Z202622-1EA | https://www.sigmaaldrich.com/LT/en
Z202630-1EA | ALDRICH(R) LOW FORM DEWAR FLASK CYLINDR& | 1X1EA | 1 | 247 | Sigma-Aldrich | Z202630-1EA | https://www.sigmaaldrich.com/LT/en
Z202649-1EA | ALDRICH(R) LOW FORM DEWAR FLASK CYLINDR& | 1X1EA | 1 | 245 | Sigma-Aldrich | Z202649-1EA | https://www.sigmaaldrich.com/LT/en
Z202657-1EA | ALDRICH(R) LOW FORM DEWAR FLASK CYLINDR& | 1X1EA | 1 | 332 | Sigma-Aldrich | Z202657-1EA | https://www.sigmaaldrich.com/LT/en
Z202665-1EA | ALDRICH(R) LOW FORM DEWAR FLASK CYLINDR& | 1X1EA | 1 | 1010 | Sigma-Aldrich | Z202665-1EA | https://www.sigmaaldrich.com/LT/en
Z202673-1EA | ALDRICH(R) DUAL BANK MANIFOLD WITH GLAS& | 1X1EA | 1 | 818 | Sigma-Aldrich | Z202673-1EA | https://www.sigmaaldrich.com/LT/en
Z202681-1EA | ALDRICH(R) DUAL BANK MANIFOLD WITH GLAS& | 1X1EA | 1 | 664 | Sigma-Aldrich | Z202681-1EA | https://www.sigmaaldrich.com/LT/en
Z202703-1EA | ALDRICH(R) DUAL BANK MANIFOLD WITH GLAS& | 1X1EA | 1 | 833 | Sigma-Aldrich | Z202703-1EA | https://www.sigmaaldrich.com/LT/en
Z202738-1EA | JACKETED BEAKER CAPACITY 50 ML | 1X1EA | 1 | 230 | Sigma-Aldrich | Z202738-1EA | https://www.sigmaaldrich.com/LT/en
Z202746-1EA | JACKETED BEAKER CAPACITY 100 ML | 1X1EA | 1 | 134 | Sigma-Aldrich | Z202746-1EA | https://www.sigmaaldrich.com/LT/en
Z202762-1EA | ALDRICH(R) ADJUSTABLE PRESSURE-RELEASE & | 1X1EA | 1 | 110 | Sigma-Aldrich | Z202762-1EA | https://www.sigmaaldrich.com/LT/en
Z202789-1EA | ALDRICH(R) ADJUSTABLE RAPID-PURGE VALVE& | 1X1EA | 1 | 187 | Sigma-Aldrich | Z202789-1EA | https://www.sigmaaldrich.com/LT/en
Z202819-1EA | GLASS SPATULAS SQUARE-CUT AND ANGLED-CU& | 1X1EA | 1 | 57 | Sigma-Aldrich | Z202819-1EA | https://www.sigmaaldrich.com/LT/en
Z202827-1EA | GLASS SPATULAS SPOON AND PADDLE ENDS, D& | 1X1EA | 1 | 57 | Sigma-Aldrich | Z202827-1EA | https://www.sigmaaldrich.com/LT/en
Z202835-1EA | SOLVENT STILL HEADS, CAPACITY 250 ML, B& | 1X1EA | 1 | 545 | Sigma-Aldrich | Z202835-1EA | https://www.sigmaaldrich.com/LT/en
Z202843-1EA | SOLVENT STILL HEADS CAPACITY 500 ML, JO& | 1X1EA | 1 | 580 | Sigma-Aldrich | Z202843-1EA | https://www.sigmaaldrich.com/LT/en
Z202851-1EA | SOLVENT STILL HEADS CAPACITY 1,000 ML, & | 1X1EA | 1 | 552 | Sigma-Aldrich | Z202851-1EA | https://www.sigmaaldrich.com/LT/en
Z202878-1EA | ALDRICH(R) DESICCANT JAR | 1X1EA | 1 | 268 | Sigma-Aldrich | Z202878-1EA | https://www.sigmaaldrich.com/LT/en
Z203173-1EA | ALDRICH(R) FRITTED ADAPTER FEMALE JOINT& | 1X1EA | 1 | 90 | Sigma-Aldrich | Z203173-1EA | https://www.sigmaaldrich.com/LT/en
Z203181-1EA | ALDRICH(R) THREE-WAY ADAPTER JOINT: ST/& | 1X1EA | 1 | 72 | Sigma-Aldrich | Z203181-1EA | https://www.sigmaaldrich.com/LT/en
Z203246-1EA | ALDRICH(R) ANTICLIMB SPLASH-GUARD ADAPT& | 1X1EA | 1 | 112 | Sigma-Aldrich | Z203246-1EA | https://www.sigmaaldrich.com/LT/en
Z203254-1EA | ALDRICH(R) ANTICLIMB SPLASH-GUARD ADAPT& | 1X1EA | 1 | 116 | Sigma-Aldrich | Z203254-1EA | https://www.sigmaaldrich.com/LT/en
Z203270-1EA | ALDRICH(R) ANTISPLASH SPLASH-GUARD ADAP& | 1X1EA | 1 | 118 | Sigma-Aldrich | Z203270-1EA | https://www.sigmaaldrich.com/LT/en
Z203289-1EA | ALDRICH(R) ANTISPLASH SPLASH-GUARD ADAP& | 1X1EA | 1 | 113 | Sigma-Aldrich | Z203289-1EA | https://www.sigmaaldrich.com/LT/en
Z203300-1EA | ALDRICH(R) ANTISPLASH SPLASH-GUARD ADAP& | 1X1EA | 1 | 109 | Sigma-Aldrich | Z203300-1EA | https://www.sigmaaldrich.com/LT/en
Z203319-1EA | ALDRICH(R) ANTISPLASH SPLASH-GUARD ADAP& | 1X1EA | 1 | 122 | Sigma-Aldrich | Z203319-1EA | https://www.sigmaaldrich.com/LT/en
Z203335-1EA | ALDRICH(R) VACUUM-TRANSFER ADAPTER JOIN& | 1X1EA | 1 | 206 | Sigma-Aldrich | Z203335-1EA | https://www.sigmaaldrich.com/LT/en
Z203351-1EA | ALDRICH(R) VACUUM-FILTRATION ADAPTER MA& | 1X1EA | 1 | 136 | Sigma-Aldrich | Z203351-1EA | https://www.sigmaaldrich.com/LT/en
Z203378-1EA | ALDRICH(R) VACUUM-FILTRATION ADAPTER MA& | 1X1EA | 1 | 100 | Sigma-Aldrich | Z203378-1EA | https://www.sigmaaldrich.com/LT/en
Z203386-1EA | ALDRICH(R) STANDARD DISTILLING HEAD JAC& | 1X1EA | 1 | 1186 | Sigma-Aldrich | Z203386-1EA | https://www.sigmaaldrich.com/LT/en
Z203440-1EA | ALDRICH(R) ANTISPLASH SPLASH-GUARD ADAP& | 1X1EA | 1 | 105 | Sigma-Aldrich | Z203440-1EA | https://www.sigmaaldrich.com/LT/en
Z203610-200EA | BLACK PLASTIC CAPS SOLID-TOP, PTFE-FACE& | 1X200EA | 1 | 262 | Sigma-Aldrich | Z203610-200EA | https://www.sigmaaldrich.com/LT/en
Z203750-1EA | ALDRICH(R) LARGE-CAPACITY COLD TRAP INS& | 1X1EA | 1 | 279 | Sigma-Aldrich | Z203750-1EA | https://www.sigmaaldrich.com/LT/en
Z203793-1EA | INSIDE FINGER FOR ALDRICH(R) COLD-TRAP & | 1X1EA | 1 | 214 | Sigma-Aldrich | Z203793-1EA | https://www.sigmaaldrich.com/LT/en
Z203807-1EA | REPLACEMENT BULB FOR Z174211 AND Z17423& | 1X1EA | 1 | 83 | Sigma-Aldrich | Z203807-1EA | https://www.sigmaaldrich.com/LT/en
Z205079-1EA | EAGLE LAB SAFETY CAN CAPACITY 1 GAL | 1X1EA | 1 | 117 | Sigma-Aldrich | Z205079-1EA | https://www.sigmaaldrich.com/LT/en
Z205095-1EA | LABORATORY SHELF CAN CAPACITY 5 GAL | 1X1EA | 1 | 388 | Sigma-Aldrich | Z205095-1EA | https://www.sigmaaldrich.com/LT/en
Z205389-1EA | EYE-PROTECTION HOLDER | 1X1EA | 1 | 95 | Sigma-Aldrich | Z205389-1EA | https://www.sigmaaldrich.com/LT/en
Z205400-1EA | SAFETY GLASSES DISPENSER | 1X1EA | 1 | 227 | Sigma-Aldrich | Z205400-1EA | https://www.sigmaaldrich.com/LT/en
Z206725-1EA | POLYETHYLENE DIPPER ONE-PIECE, HANDLE L | 1X1EA | 1 | 107 | Sigma-Aldrich | Z206725-1EA | https://www.sigmaaldrich.com/LT/en
Z207179-1PAK | BROKEN-GLASS DISPOSAL BOXES FLOOR | 1X1PAK | 1 | 119 | Sigma-Aldrich | Z207179-1PAK | https://www.sigmaaldrich.com/LT/en
Z207187-1PAK | BROKEN-GLASS DISPOSAL BOXES BENCHTOP | 1X1PAK | 1 | 85 | Sigma-Aldrich | Z207187-1PAK | https://www.sigmaaldrich.com/LT/en
Z208175-1EA | RUBBERMAID(R) HEAVY-DUTY LAB CARTS& | 1X1EA | 1 | 316 | Sigma-Aldrich | Z208175-1EA | https://www.sigmaaldrich.com/LT/en
Z208213-1EA | RUBBERMAID(R) HEAVY-DUTY LAB CARTS MODE& | 1X1EA | 1 | 358 | Sigma-Aldrich | Z208213-1EA | https://www.sigmaaldrich.com/LT/en
Z208221-1EA | RUBBERMAID(R) HEAVY-DUTY LAB CARTS MODEL | 1X1EA | 1 | 349 | Sigma-Aldrich | Z208221-1EA | https://www.sigmaaldrich.com/LT/en
Z210536-1PAK | PRO-PAK(R) DISTILLATION PACKING 0.16 IN. | 1X1PAK | 1 | 369 | Sigma-Aldrich | Z210536-1PAK | https://www.sigmaaldrich.com/LT/en
Z210544-1PAK | PRO-PAK(R) DISTILLATION PACKING 0.16IN.2 | 1X1PAK | 1 | 1010 | Sigma-Aldrich | Z210544-1PAK | https://www.sigmaaldrich.com/LT/en
Z210552-1PAK | PRO-PAK(R) DISTILLATION PACKING 0.24 IN. | 1X1PAK | 1 | 394 | Sigma-Aldrich | Z210552-1PAK | https://www.sigmaaldrich.com/LT/en
Z212474-1EA | J-KEM(R) THERMOCOUPLE PROBE SINGLE-ELEM& | 1X1EA | 1 | 98 | Sigma-Aldrich | Z212474-1EA | https://www.sigmaaldrich.com/LT/en
Z212482-1EA | J-KEM(R) THERMOCOUPLE EXTENSION CABLE F& | 1X1EA | 1 | 52 | Sigma-Aldrich | Z212482-1EA | https://www.sigmaaldrich.com/LT/en
Z212490-1EA | PTFE PROBE ADAPTER FOR J-KEM(R) TEMPERA& | 1X1EA | 1 | 39 | Sigma-Aldrich | Z212490-1EA | https://www.sigmaaldrich.com/LT/en
Z212644-1EA | ACE POWDER DISPENSING FUNNEL CAPACITY 1& | 1X1EA | 1 | 364 | Sigma-Aldrich | Z212644-1EA | https://www.sigmaaldrich.com/LT/en
Z214337-1EA | ACE-THRED THERMOMETER/TUBING ADAPTER WI& | 1X1EA | 1 | 134 | Sigma-Aldrich | Z214337-1EA | https://www.sigmaaldrich.com/LT/en
Z214361-1EA | ACE-THRED THERMOMETER/TUBING ADAPTER WI& | 1X1EA | 1 | 80 | Sigma-Aldrich | Z214361-1EA | https://www.sigmaaldrich.com/LT/en
Z214388-1EA | ACE-THRED THERMOMETER/TUBING ADAPTER WI& | 1X1EA | 1 | 83 | Sigma-Aldrich | Z214388-1EA | https://www.sigmaaldrich.com/LT/en
Z214396-1EA | ACE-THRED THERMOMETER/TUBING ADAPTER TW& | 1X1EA | 1 | 172 | Sigma-Aldrich | Z214396-1EA | https://www.sigmaaldrich.com/LT/en
Z214442-1EA | ALDRICH(R) GAS REDUCING FLASK FLASK CAP& | 1X1EA | 1 | 359 | Sigma-Aldrich | Z214442-1EA | https://www.sigmaaldrich.com/LT/en
Z214450-1EA | ALDRICH(R) GAS REDUCING FLASK FLASK CAP& | 1X1EA | 1 | 522 | Sigma-Aldrich | Z214450-1EA | https://www.sigmaaldrich.com/LT/en
Z214485-1EA | ALDRICH(R) MODIFIED DAVIES CONDENSER JA& | 1X1EA | 1 | 538 | Sigma-Aldrich | Z214485-1EA | https://www.sigmaaldrich.com/LT/en
Z214558-1EA | MICRO PHOTOCHEMICAL REACTION ASSEMBLY W& | 1X1EA | 1 | 2254 | Sigma-Aldrich | Z214558-1EA | https://www.sigmaaldrich.com/LT/en
Z214574-1EA | MICRO PHOTOCHEMICAL REACTOR BODY | 1X1EA | 1 | 184 | Sigma-Aldrich | Z214574-1EA | https://www.sigmaaldrich.com/LT/en
Z214612-1EA | MICRO PHOTOCHEMICAL REACTOR UV LAMP | 1X1EA | 1 | 873 | Sigma-Aldrich | Z214612-1EA | https://www.sigmaaldrich.com/LT/en
Z214620-1EA | MICRO PHOTOCHEMICAL REACTOR UV POWER SU& | 1X1EA | 1 | 1069 | Sigma-Aldrich | Z214620-1EA | https://www.sigmaaldrich.com/LT/en
Z214647-1EA | ACE FIVE-NECK ROUND-BOTTOM FLASK CAPACI& | 1X1EA | 1 | 329 | Sigma-Aldrich | Z214647-1EA | https://www.sigmaaldrich.com/LT/en
Z214655-1EA | ACE FIVE-NECK ROUND-BOTTOM FLASK CAPACI& | 1X1EA | 1 | 368 | Sigma-Aldrich | Z214655-1EA | https://www.sigmaaldrich.com/LT/en
Z214663-1EA | ACE FIVE-NECK ROUND-BOTTOM FLASK CAPACI& | 1X1EA | 1 | 392 | Sigma-Aldrich | Z214663-1EA | https://www.sigmaaldrich.com/LT/en
Z214671-1EA | ACE FIVE-NECK ROUND-BOTTOM FLASK CAPACI& | 1X1EA | 1 | 480 | Sigma-Aldrich | Z214671-1EA | https://www.sigmaaldrich.com/LT/en
Z214698-1EA | ACE FIVE-NECK ROUND-BOTTOM FLASK CAPACI& | 1X1EA | 1 | 511 | Sigma-Aldrich | Z214698-1EA | https://www.sigmaaldrich.com/LT/en
Z214701-1EA | ACE 316 SS STIRRING SHAFT FOR FLASK SIZ& | 1X1EA | 1 | 191 | Sigma-Aldrich | Z214701-1EA | https://www.sigmaaldrich.com/LT/en
Z214728-1EA | ACE 316 SS STIRRING SHAFT FOR FLASK SIZ& | 1X1EA | 1 | 199 | Sigma-Aldrich | Z214728-1EA | https://www.sigmaaldrich.com/LT/en
Z214736-1EA | ACE 316 SS STIRRING SHAFT FOR FLASK SIZ& | 1X1EA | 1 | 204 | Sigma-Aldrich | Z214736-1EA | https://www.sigmaaldrich.com/LT/en
Z214744-1EA | ACE 304 SS BLADE W X L 19 MM X 76 MM | 1X1EA | 1 | 40 | Sigma-Aldrich | Z214744-1EA | https://www.sigmaaldrich.com/LT/en
Z214752-1EA | ACE 304 SS BLADE W X L 23 MM X 113 MM | 1X1EA | 1 | 41 | Sigma-Aldrich | Z214752-1EA | https://www.sigmaaldrich.com/LT/en
Z214760-1EA | ACE 304 SS BLADE W X L 24 MM X 134 MM | 1X1EA | 1 | 48 | Sigma-Aldrich | Z214760-1EA | https://www.sigmaaldrich.com/LT/en
Z214779-1EA | ACE 304 SS BLADE W X L 24 MM X 160 MM | 1X1EA | 1 | 51 | Sigma-Aldrich | Z214779-1EA | https://www.sigmaaldrich.com/LT/en
Z214795-1EA | ACE SS TURBINE SIZE 89 MM | 1X1EA | 1 | 305 | Sigma-Aldrich | Z214795-1EA | https://www.sigmaaldrich.com/LT/en
Z214825-1EA | ALDRICH(R) MODIFIED DAVIES CONDENSER JA& | 1X1EA | 1 | 389 | Sigma-Aldrich | Z214825-1EA | https://www.sigmaaldrich.com/LT/en
Z215155-1EA | PTFE SCREW PROPELLER STIRRER SHAFT, 6MM& | 1X1EA | 1 | 61 | Sigma-Aldrich | Z215155-1EA | https://www.sigmaaldrich.com/LT/en
Z215163-1EA | PTFE SCREW PROPELLER STIRRER SHAFT, 6MM& | 1X1EA | 1 | 65 | Sigma-Aldrich | Z215163-1EA | https://www.sigmaaldrich.com/LT/en
Z215171-1EA | PTFE SCREW PROPELLER STIRRER SHAFT, 9.5& | 1X1EA | 1 | 92 | Sigma-Aldrich | Z215171-1EA | https://www.sigmaaldrich.com/LT/en
Z215198-1EA | PTFE SCREW PROPELLER STIRRER SHAFT, 9.5& | 1X1EA | 1 | 95 | Sigma-Aldrich | Z215198-1EA | https://www.sigmaaldrich.com/LT/en
Z215201-1EA | PTFE ANCHOR STIRRER SHAFT, 6MM DIAM., 4& | 1X1EA | 1 | 50 | Sigma-Aldrich | Z215201-1EA | https://www.sigmaaldrich.com/LT/en
Z215228-1EA | PTFE ANCHOR STIRRER SHAFT, 6MM DIAM., 5& | 1X1EA | 1 | 51 | Sigma-Aldrich | Z215228-1EA | https://www.sigmaaldrich.com/LT/en
Z215236-1EA | PTFE ANCHOR STIRRER SHAFT, 9.5MM DIAM.,& | 1X1EA | 1 | 65 | Sigma-Aldrich | Z215236-1EA | https://www.sigmaaldrich.com/LT/en
Z215244-1EA | PTFE ANCHOR STIRRER SHAFT, 9.5MM DIAM.,& | 1X1EA | 1 | 66 | Sigma-Aldrich | Z215244-1EA | https://www.sigmaaldrich.com/LT/en
Z215252-1EA | PTFE ANCHOR STIRRER SHAFT, 9.5MM DIAM.,& | 1X1EA | 1 | 72 | Sigma-Aldrich | Z215252-1EA | https://www.sigmaaldrich.com/LT/en
Z215260-1EA | PTFE ANCHOR STIRRER SHAFT, 9.5MM DIAM.,& | 1X1EA | 1 | 73 | Sigma-Aldrich | Z215260-1EA | https://www.sigmaaldrich.com/LT/en
Z215279-1EA | PTFE CENTRIFUGAL STIRRER SHAFT, 6MM DIA& | 1X1EA | 1 | 62 | Sigma-Aldrich | Z215279-1EA | https://www.sigmaaldrich.com/LT/en
Z215287-1EA | PTFE CENTRIFUGAL STIRRER SHAFT, 6MM DIA& | 1X1EA | 1 | 63 | Sigma-Aldrich | Z215287-1EA | https://www.sigmaaldrich.com/LT/en
Z215295-1EA | PTFE CENTRIFUGAL STIRRER SHAFT, 9.5MM D& | 1X1EA | 1 | 75 | Sigma-Aldrich | Z215295-1EA | https://www.sigmaaldrich.com/LT/en
Z215309-1EA | PTFE CENTRIFUGAL STIRRER SHAFT, 9.5MM D& | 1X1EA | 1 | 76 | Sigma-Aldrich | Z215309-1EA | https://www.sigmaaldrich.com/LT/en
Z215406-1EA | RIGID PTFE SLEEVE JOINT: ST/NS 10/30 | 1X1EA | 1 | 10 | Sigma-Aldrich | Z215406-1EA | https://www.sigmaaldrich.com/LT/en
Z215430-1EA | RIGID PTFE SLEEVE JOINT: ST/NS 24/40 | 1X1EA | 1 | 11 | Sigma-Aldrich | Z215430-1EA | https://www.sigmaaldrich.com/LT/en
Z215449-1EA | RIGID PTFE SLEEVE JOINT: ST/NS 29/42 | 1X1EA | 1 | 15 | Sigma-Aldrich | Z215449-1EA | https://www.sigmaaldrich.com/LT/en
Z215457-1EA | RIGID PTFE SLEEVE JOINT: ST/NS 34/45 | 1X1EA | 1 | 17 | Sigma-Aldrich | Z215457-1EA | https://www.sigmaaldrich.com/LT/en
Z215473-1EA | RIGID PTFE SLEEVE JOINT: ST/NS 14/23 | 1X1EA | 1 | 10 | Sigma-Aldrich | Z215473-1EA | https://www.sigmaaldrich.com/LT/en
Z215481-1EA | RIGID PTFE SLEEVE JOINT: ST/NS 19/26 | 1X1EA | 1 | 10 | Sigma-Aldrich | Z215481-1EA | https://www.sigmaaldrich.com/LT/en
Z215503-1EA | RIGID PTFE SLEEVE JOINT: ST/NS 24/29 | 1X1EA | 1 | 10 | Sigma-Aldrich | Z215503-1EA | https://www.sigmaaldrich.com/LT/en
Z215511-1EA | RIGID PTFE SLEEVE JOINT: ST/NS 29/32 | 1X1EA | 1 | 13 | Sigma-Aldrich | Z215511-1EA | https://www.sigmaaldrich.com/LT/en
Z215899-1EA | TEFLON STOPPER, S.T. 10/30 | 1X1EA | 1 | 10 | Sigma-Aldrich | Z215899-1EA | https://www.sigmaaldrich.com/LT/en
Z215929-1EA | SOLID PTFE STOPPER JOINT: ST/NS 24/40 | 1X1EA | 1 | 17 | Sigma-Aldrich | Z215929-1EA | https://www.sigmaaldrich.com/LT/en
Z215937-1EA | SOLID PTFE STOPPER JOINT: ST/NS 29/42 | 1X1EA | 1 | 22 | Sigma-Aldrich | Z215937-1EA | https://www.sigmaaldrich.com/LT/en
Z215996-1EA | TEFLON STOPPER, S.T. 24/29 | 1X1EA | 1 | 15 | Sigma-Aldrich | Z215996-1EA | https://www.sigmaaldrich.com/LT/en
Z216003-1EA | TEFLON STOPPER, S.T. 29/32 | 1X1EA | 1 | 17 | Sigma-Aldrich | Z216003-1EA | https://www.sigmaaldrich.com/LT/en
Z216011-1EA | TEFLON STOPPER, S.T. 34/35 | 1X1EA | 1 | 22 | Sigma-Aldrich | Z216011-1EA | https://www.sigmaaldrich.com/LT/en
Z217050-1EA | VIBRASORB(R) VIBRATION DAMPING MOUNT SI& | 1X1EA | 1 | 1265 | Sigma-Aldrich | Z217050-1EA | https://www.sigmaaldrich.com/LT/en
Z217085-1EA | MICROTUBE CUTTER | 1X1EA | 1 | 48 | Sigma-Aldrich | Z217085-1EA | https://www.sigmaaldrich.com/LT/en
Z217514-1EA | FLEXIBLE STIRRER SHAFT COUPLING FOR GLA& | 1X1EA | 1 | 79 | Sigma-Aldrich | Z217514-1EA | https://www.sigmaaldrich.com/LT/en
Z217522-1EA | FLEXIBLE STIRRER SHAFT COUPLING FOR GLA& | 1X1EA | 1 | 78 | Sigma-Aldrich | Z217522-1EA | https://www.sigmaaldrich.com/LT/en
Z217530-1EA | FLEXIBLE STIRRER SHAFT COUPLING FOR GLA& | 1X1EA | 1 | 78 | Sigma-Aldrich | Z217530-1EA | https://www.sigmaaldrich.com/LT/en
Z217549-1EA | FLEXIBLE STIRRER SHAFT COUPLING FOR GLA& | 1X1EA | 1 | 82 | Sigma-Aldrich | Z217549-1EA | https://www.sigmaaldrich.com/LT/en
Z217557-1EA | FLEXIBLE STIRRER SHAFT COUPLING FOR GLA& | 1X1EA | 1 | 121 | Sigma-Aldrich | Z217557-1EA | https://www.sigmaaldrich.com/LT/en
Z217603-1EA | ALDRICH(R) STRAIGHT ADAPTER WITH DRIP-T& | 1X1EA | 1 | 51 | Sigma-Aldrich | Z217603-1EA | https://www.sigmaaldrich.com/LT/en
Z217638-1PAK | MICRO SAMPLE TUBES | 1X1PAK | 1 | 36 | Sigma-Aldrich | Z217638-1PAK | https://www.sigmaaldrich.com/LT/en
Z218650-1EA | ACE REACTION FLASK HEAD W/ THERMOMETER & | 1X1EA | 1 | 404 | Sigma-Aldrich | Z218650-1EA | https://www.sigmaaldrich.com/LT/en
Z218669-1EA | ACE REACTION FLASK HEAD W/ THERMOMETER & | 1X1EA | 1 | 428 | Sigma-Aldrich | Z218669-1EA | https://www.sigmaaldrich.com/LT/en
Z218693-1EA | CLAMPS FITS FLASK, 1,000 ML | 1X1EA | 1 | 302 | Sigma-Aldrich | Z218693-1EA | https://www.sigmaaldrich.com/LT/en
Z218707-1EA | CLAMPS FITS FLASK, 2,000 - 4,000 & | 1X1EA | 1 | 327 | Sigma-Aldrich | Z218707-1EA | https://www.sigmaaldrich.com/LT/en
Z218758-1EA | ACE GIANT SOXHLET EXTRACTION APPARATUS & | 1X1EA | 1 | 975 | Sigma-Aldrich | Z218758-1EA | https://www.sigmaaldrich.com/LT/en
Z218898-1EA | ACE GIANT EXTRACTION THIMBLE, I.D. X L & | 1X1EA | 1 | 71 | Sigma-Aldrich | Z218898-1EA | https://www.sigmaaldrich.com/LT/en
Z218901-1EA | ACE GIANT EXTRACTION THIMBLE, I.D. X L & | 1X1EA | 1 | 90 | Sigma-Aldrich | Z218901-1EA | https://www.sigmaaldrich.com/LT/en
Z219290-1EA | PLUG WRENCH | 1X1EA | 1 | 56 | Sigma-Aldrich | Z219290-1EA | https://www.sigmaaldrich.com/LT/en
Z219320-1EA | ACE-THRED THERMOMETER/TUBING ADAPTER TW& | 1X1EA | 1 | 112 | Sigma-Aldrich | Z219320-1EA | https://www.sigmaaldrich.com/LT/en
Z219339-1EA | ALDRICH(R) HOLLOW PENNYHEAD STOPPER JOI& | 1X1EA | 1 | 65 | Sigma-Aldrich | Z219339-1EA | https://www.sigmaaldrich.com/LT/en
Z219428-1EA | HIRSCH FILTER FUNNEL PORE SIZE 25-50 MM& | 1X1EA | 1 | 56 | Sigma-Aldrich | Z219428-1EA | https://www.sigmaaldrich.com/LT/en
Z219673-1EA | ALDRICH(R) ABDERHALDEN DRYING APPARATUS& | 1X1EA | 1 | 849 | Sigma-Aldrich | Z219673-1EA | https://www.sigmaaldrich.com/LT/en
Z219738-1EA | ALDRICH(R) MANIFOLD WITH TRAP | 1X1EA | 1 | 1098 | Sigma-Aldrich | Z219738-1EA | https://www.sigmaaldrich.com/LT/en
Z219746-1EA | SINGLE-BULB BALL-TUBE CAPACITY 10 ML, J& | 1X1EA | 1 | 71 | Sigma-Aldrich | Z219746-1EA | https://www.sigmaaldrich.com/LT/en
Z219754-1EA | SINGLE-BULB BALL-TUBE CAPACITY 25 ML, J& | 1X1EA | 1 | 77 | Sigma-Aldrich | Z219754-1EA | https://www.sigmaaldrich.com/LT/en
Z219762-1EA | SINGLE-BULB BALL-TUBE CAPACITY 50 ML, J& | 1X1EA | 1 | 83 | Sigma-Aldrich | Z219762-1EA | https://www.sigmaaldrich.com/LT/en
Z219770-1EA | SINGLE-BULB BALL-TUBE CAPACITY 100 ML, & | 1X1EA | 1 | 103 | Sigma-Aldrich | Z219770-1EA | https://www.sigmaaldrich.com/LT/en
Z219789-1EA | SINGLE-BULB BALL-TUBE CAPACITY 250 ML, & | 1X1EA | 1 | 98 | Sigma-Aldrich | Z219789-1EA | https://www.sigmaaldrich.com/LT/en
Z219797-1EA | SINGLE-BULB BALL-TUBE CAPACITY 500 ML, & | 1X1EA | 1 | 101 | Sigma-Aldrich | Z219797-1EA | https://www.sigmaaldrich.com/LT/en
Z219800-1EA | SINGLE-BULB BALL-TUBE CAPACITY 250 ML, & | 1X1EA | 1 | 106 | Sigma-Aldrich | Z219800-1EA | https://www.sigmaaldrich.com/LT/en
Z219819-1EA | SINGLE-BULB BALL-TUBE CAPACITY 500 ML, & | 1X1EA | 1 | 110 | Sigma-Aldrich | Z219819-1EA | https://www.sigmaaldrich.com/LT/en
Z219827-1EA | SINGLE-BULB BALL-TUBE CAPACITY 1000 ML,& | 1X1EA | 1 | 114 | Sigma-Aldrich | Z219827-1EA | https://www.sigmaaldrich.com/LT/en
Z219916-1EA | ALDRICH(R) HOLLOW PENNYHEAD STOPPER JOI& | 1X1EA | 1 | 29 | Sigma-Aldrich | Z219916-1EA | https://www.sigmaaldrich.com/LT/en
Z219924-1EA | ALDRICH(R) HOLLOW PENNYHEAD STOPPER JOI& | 1X1EA | 1 | 31 | Sigma-Aldrich | Z219924-1EA | https://www.sigmaaldrich.com/LT/en
Z219932-1EA | ALDRICH(R) HOLLOW PENNYHEAD STOPPER JOI& | 1X1EA | 1 | 31 | Sigma-Aldrich | Z219932-1EA | https://www.sigmaaldrich.com/LT/en
Z219940-1EA | ALDRICH(R) HOLLOW PENNYHEAD STOPPER JOI& | 1X1EA | 1 | 29 | Sigma-Aldrich | Z219940-1EA | https://www.sigmaaldrich.com/LT/en
Z219959-1EA | ALDRICH(R) HOLLOW PENNYHEAD STOPPER JOI& | 1X1EA | 1 | 52 | Sigma-Aldrich | Z219959-1EA | https://www.sigmaaldrich.com/LT/en
Z219967-1EA | ALDRICH(R) HOLLOW PENNYHEAD STOPPER JOI& | 1X1EA | 1 | 64 | Sigma-Aldrich | Z219967-1EA | https://www.sigmaaldrich.com/LT/en
Z219975-1EA | ALDRICH(R) HOLLOW PENNYHEAD STOPPER JOI& | 1X1EA | 1 | 30 | Sigma-Aldrich | Z219975-1EA | https://www.sigmaaldrich.com/LT/en
Z219983-1EA | ALDRICH(R) HOLLOW PENNYHEAD STOPPER JOI& | 1X1EA | 1 | 30 | Sigma-Aldrich | Z219983-1EA | https://www.sigmaaldrich.com/LT/en
Z220078-1EA | ALDRICH(R) NMR-TUBE CLEANER MODEL E, JO& | 1X1EA | 1 | 429 | Sigma-Aldrich | Z220078-1EA | https://www.sigmaaldrich.com/LT/en
Z220094-1EA | ALDRICH(R) SHORT-PATH DISTILLATION HEAD& | 1X1EA | 1 | 86 | Sigma-Aldrich | Z220094-1EA | https://www.sigmaaldrich.com/LT/en
Z220108-1EA | ALDRICH(R) MICRO DISTILLATION HEAD APPA& | 1X1EA | 1 | 1333 | Sigma-Aldrich | Z220108-1EA | https://www.sigmaaldrich.com/LT/en
Z220116-1EA | ALDRICH(R) FALLING-FILM DISTILLATION HE& | 1X1EA | 1 | 1323 | Sigma-Aldrich | Z220116-1EA | https://www.sigmaaldrich.com/LT/en
Z220248-1EA | ADAPTER WITH GLASS STOPCOCK FEMALE JOIN& | 1X1EA | 1 | 125 | Sigma-Aldrich | Z220248-1EA | https://www.sigmaaldrich.com/LT/en
Z220264-1EA | REACTION FLASK WITH GLASS STOPCOCK ON S& | 1X1EA | 1 | 114 | Sigma-Aldrich | Z220264-1EA | https://www.sigmaaldrich.com/LT/en
Z220280-1EA | REACTION FLASK WITH GLASS STOPCOCK ON S& | 1X1EA | 1 | 88 | Sigma-Aldrich | Z220280-1EA | https://www.sigmaaldrich.com/LT/en
Z220302-1EA | REACTION FLASK WITH GLASS STOPCOCK ON S& | 1X1EA | 1 | 100 | Sigma-Aldrich | Z220302-1EA | https://www.sigmaaldrich.com/LT/en
Z220329-1EA | ALDRICH(R) SCHLENK-TYPE CAP FEMALE JOIN& | 1X1EA | 1 | 54 | Sigma-Aldrich | Z220329-1EA | https://www.sigmaaldrich.com/LT/en
Z220337-1EA | ALDRICH(R) SCHLENK-TYPE CAP FEMALE JOIN& | 1X1EA | 1 | 25 | Sigma-Aldrich | Z220337-1EA | https://www.sigmaaldrich.com/LT/en
Z220418-1EA | COLD-TRAP FOR ISOTHERMIC EVAPORATION FE& | 1X1EA | 1 | 186 | Sigma-Aldrich | Z220418-1EA | https://www.sigmaaldrich.com/LT/en
Z220434-1EA | SEALING TUBE CAPACITY 15 ML, FEMALE JOI& | 1X1EA | 1 | 51 | Sigma-Aldrich | Z220434-1EA | https://www.sigmaaldrich.com/LT/en
Z220469-1EA | DEOXYGENATION APPARATUS | 1X1EA | 1 | 613 | Sigma-Aldrich | Z220469-1EA | https://www.sigmaaldrich.com/LT/en
Z220574-1PAK | NMR TUBE LABELS | 1X1PAK | 1 | 78 | Sigma-Aldrich | Z220574-1PAK | https://www.sigmaaldrich.com/LT/en
Z220590-1EA | SOLID-TRANSFER VESSEL WITH TWO SIDE-ARM& | 1X1EA | 1 | 297 | Sigma-Aldrich | Z220590-1EA | https://www.sigmaaldrich.com/LT/en
Z220612-10EA | PTFE NMR TUBE CAPS NMR TUBE SIZE, 5 MM | 1X10EA | 1 | 75 | Sigma-Aldrich | Z220612-10EA | https://www.sigmaaldrich.com/LT/en
Z220612-25EA | PTFE NMR TUBE CAPS NMR TUBE SIZE, 5 MM | 1X25EA | 1 | 171 | Sigma-Aldrich | Z220612-25EA | https://www.sigmaaldrich.com/LT/en
Z221163-1EA | ALDRICH(R) SUBLIMATION APPARATUS CAPACI& | 1X1EA | 1 | 583 | Sigma-Aldrich | Z221163-1EA | https://www.sigmaaldrich.com/LT/en
Z221171-1EA | ALDRICH(R) SUBLIMATION APPARATUS CAPACI& | 1X1EA | 1 | 294 | Sigma-Aldrich | Z221171-1EA | https://www.sigmaaldrich.com/LT/en
Z221872-10PAK | DISPOSABLE WEIGHING PAN | 1X10PAK | 1 | 348 | Sigma-Aldrich | Z221872-10PAK | https://www.sigmaaldrich.com/LT/en
Z221872-1PAK | DISPOSABLE WEIGHING PAN | 1X1PAK | 1 | 42 | Sigma-Aldrich | Z221872-1PAK | https://www.sigmaaldrich.com/LT/en
Z221880-1PAK | PTFE SEALING TAPE W 1 IN. | 1X1PAK | 1 | 39 | Sigma-Aldrich | Z221880-1PAK | https://www.sigmaaldrich.com/LT/en
Z222011-1EA | BRANSONIC(R) ULTRASONIC CLEANER ACCESSO& | 1X1EA | 1 | 93 | Sigma-Aldrich | Z222011-1EA | https://www.sigmaaldrich.com/LT/en
Z222038-1EA | BRANSONIC(R) ULTRASONIC CLEANER ACCESSO& | 1X1EA | 1 | 108 | Sigma-Aldrich | Z222038-1EA | https://www.sigmaaldrich.com/LT/en
Z222046-1EA | BRANSONIC(R) ULTRASONIC CLEANER ACCESSO& | 1X1EA | 1 | 119 | Sigma-Aldrich | Z222046-1EA | https://www.sigmaaldrich.com/LT/en
Z222119-1EA | BRANSONIC(R) ULTRASONIC CLEANER ACCESSO& | 1X1EA | 1 | 164 | Sigma-Aldrich | Z222119-1EA | https://www.sigmaaldrich.com/LT/en
Z222127-1EA | BRANSONIC(R) ULTRASONIC CLEANER ACCESSO& | 1X1EA | 1 | 153 | Sigma-Aldrich | Z222127-1EA | https://www.sigmaaldrich.com/LT/en
Z222313-12EA | KECK(R) JOINT CLIP STANDARD TAPER, JOIN& | 1X12EA | 1 | 97 | Sigma-Aldrich | Z222313-12EA | https://www.sigmaaldrich.com/LT/en
Z222321-12EA | KECK(R) JOINT CLIP STANDARD TAPER, JOIN& | 1X12EA | 1 | 82 | Sigma-Aldrich | Z222321-12EA | https://www.sigmaaldrich.com/LT/en
Z222348-12EA | KECK(R) JOINT CLIP STANDARD TAPER, JOIN& | 1X12EA | 1 | 110 | Sigma-Aldrich | Z222348-12EA | https://www.sigmaaldrich.com/LT/en
Z222356-12EA | KECK(R) JOINT CLIP STANDARD TAPER, JOIN& | 1X12EA | 1 | 118 | Sigma-Aldrich | Z222356-12EA | https://www.sigmaaldrich.com/LT/en
Z222364-6EA | METAL STANDARD TAPER CLIP JOINT SIZE, 1& | 1X6EA | 1 | 89 | Sigma-Aldrich | Z222364-6EA | https://www.sigmaaldrich.com/LT/en
Z222372-6EA | METAL STANDARD TAPER CLIP JOINT SIZE, 1& | 1X6EA | 1 | 94 | Sigma-Aldrich | Z222372-6EA | https://www.sigmaaldrich.com/LT/en
Z222380-6EA | METAL STANDARD TAPER CLIP JOINT SIZE, 2& | 1X6EA | 1 | 98 | Sigma-Aldrich | Z222380-6EA | https://www.sigmaaldrich.com/LT/en
Z222399-6EA | METAL STANDARD TAPER CLIP JOINT SIZE, 2& | 1X6EA | 1 | 104 | Sigma-Aldrich | Z222399-6EA | https://www.sigmaaldrich.com/LT/en
Z222453-12EA | KECK(R) JOINT CLIP BALL-JOINT, JOINT SI& | 1X12EA | 1 | 115 | Sigma-Aldrich | Z222453-12EA | https://www.sigmaaldrich.com/LT/en
Z222461-12EA | KECK(R) JOINT CLIP BALL-JOINT, JOINT SI& | 1X12EA | 1 | 125 | Sigma-Aldrich | Z222461-12EA | https://www.sigmaaldrich.com/LT/en
Z222488-12EA | KECK(R) JOINT CLIP BALL-JOINT, JOINT SI& | 1X12EA | 1 | 123 | Sigma-Aldrich | Z222488-12EA | https://www.sigmaaldrich.com/LT/en
Z222518-15.2M | CHEM-FLEX TUBING TYPE 106, RED, I.D. 0.& | 1X15.2M | 1 | 233 | Sigma-Aldrich | Z222518-15.2M | https://www.sigmaaldrich.com/LT/en
Z222518-7.6M | CHEM-FLEX TUBING TYPE 106, RED, I.D. 0.& | 1X7.6M | 1 | 145 | Sigma-Aldrich | Z222518-7.6M | https://www.sigmaaldrich.com/LT/en
Z222593-1PAK | ZAPCAP(R) BOTTLE-TOP FILTERS | 1X1PAK | 1 | 186 | Sigma-Aldrich | Z222593-1PAK | https://www.sigmaaldrich.com/LT/en
Z222607-1PAK | ZAPCAP(R) BOTTLE-TOP FILTERS | 1X1PAK | 1 | 185 | Sigma-Aldrich | Z222607-1PAK | https://www.sigmaaldrich.com/LT/en
Z222615-1PAK | ZAPCAP(R) BOTTLE-TOP FILTERS | 1X1PAK | 1 | 193 | Sigma-Aldrich | Z222615-1PAK | https://www.sigmaaldrich.com/LT/en
Z222712-1EA | DRYING-TUBE ASSEMBLY FOR ALDRICHCHEMICA& | 1X1EA | 1 | 378 | Sigma-Aldrich | Z222712-1EA | https://www.sigmaaldrich.com/LT/en
Z222720-1EA | DRYING-TUBE ASSEMBLY FOR ALDRICHCHEMICA& | 1X1EA | 1 | 92 | Sigma-Aldrich | Z222720-1EA | https://www.sigmaaldrich.com/LT/en
Z222739-1EA | DRYING-TUBE ASSEMBLY FOR ALDRICHCHEMICA& | 1X1EA | 1 | 312 | Sigma-Aldrich | Z222739-1EA | https://www.sigmaaldrich.com/LT/en
Z222798-1EA | HIGH-INTENSITY HORN FOR 400 AND 600W PR& | 1X1EA | 1 | 677 | Sigma-Aldrich | Z222798-1EA | https://www.sigmaaldrich.com/LT/en
Z222844-1EA | QUICK-CONNECT HOSE COUPLING COUPLING, F& | 1X1EA | 1 | 47 | Sigma-Aldrich | Z222844-1EA | https://www.sigmaaldrich.com/LT/en
Z222984-1EA | STAINLESS STEEL DESICCATOR CABINET SIZE& | 1X1EA | 1 | 1402 | Sigma-Aldrich | Z222984-1EA | https://www.sigmaaldrich.com/LT/en
Z222992-1EA | STAINLESS STEEL DESICCATOR CABINET SIZE& | 1X1EA | 1 | 3117 | Sigma-Aldrich | Z222992-1EA | https://www.sigmaaldrich.com/LT/en
Z223050-1EA | EXTENDER FOR 500 AND 750W ULTRASONIC PR& | 1X1EA | 1 | 397 | Sigma-Aldrich | Z223050-1EA | https://www.sigmaaldrich.com/LT/en
Z223069-1EA | EXTENDER FOR 500 AND 750W ULTRASONIC PR& | 1X1EA | 1 | 408 | Sigma-Aldrich | Z223069-1EA | https://www.sigmaaldrich.com/LT/en
Z223174-1EA | SOUND ABATING ENCLOSURE FOR 500 AND 750& | 1X1EA | 1 | 776 | Sigma-Aldrich | Z223174-1EA | https://www.sigmaaldrich.com/LT/en
Z223182-1EA | SOUND ABATING ENCLOSURE FOR 130W MODEL | 1X1EA | 1 | 776 | Sigma-Aldrich | Z223182-1EA | https://www.sigmaaldrich.com/LT/en
Z223212-1KT | ALDRICH(R) HOSE CLAMP KITS 251 PIECES I& | 1X1KIT | 1 | 169 | Sigma-Aldrich | Z223212-1KT | https://www.sigmaaldrich.com/LT/en
Z223220-1EA | ALDRICH(R) IN-LINE OIL BUBBLER JOINT: S& | 1X1EA | 1 | 148 | Sigma-Aldrich | Z223220-1EA | https://www.sigmaaldrich.com/LT/en
Z223255-1EA | ALDRICH(R) BENT VACUUM-DISTILLING ADAPT& | 1X1EA | 1 | 60 | Sigma-Aldrich | Z223255-1EA | https://www.sigmaaldrich.com/LT/en
Z223263-1EA | ALDRICH(R) BENT VACUUM-DISTILLING ADAPT& | 1X1EA | 1 | 162 | Sigma-Aldrich | Z223263-1EA | https://www.sigmaaldrich.com/LT/en
Z223328-1EA | MULTI-PURPOSE DISTILLATION HEAD OVERALL& | 1X1EA | 1 | 700 | Sigma-Aldrich | Z223328-1EA | https://www.sigmaaldrich.com/LT/en
Z223336-1EA | MULTI-PURPOSE DISTILLATION HEAD OVERALL& | 1X1EA | 1 | 684 | Sigma-Aldrich | Z223336-1EA | https://www.sigmaaldrich.com/LT/en
Z223352-1EA | ALDRICH(R) IN-LINE OIL BUBBLER JOINT: S& | 1X1EA | 1 | 154 | Sigma-Aldrich | Z223352-1EA | https://www.sigmaaldrich.com/LT/en
Z223360-1EA | ALDRICH(R) THREE-WAY ADAPTER WITH THERM& | 1X1EA | 1 | 71 | Sigma-Aldrich | Z223360-1EA | https://www.sigmaaldrich.com/LT/en
Z223379-1EA | ALDRICH(R) BENT DISTILLING ADAPTERS JOI& | 1X1EA | 1 | 49 | Sigma-Aldrich | Z223379-1EA | https://www.sigmaaldrich.com/LT/en
Z223387-1EA | ALDRICH(R) CLAISEN ADAPTER WITH CLEAR-S& | 1X1EA | 1 | 272 | Sigma-Aldrich | Z223387-1EA | https://www.sigmaaldrich.com/LT/en
Z223530-1EA | ALDRICH(R) SEPTUM-INLET ADAPTER, STANDA& | 1X1EA | 1 | 69 | Sigma-Aldrich | Z223530-1EA | https://www.sigmaaldrich.com/LT/en
Z223549-1EA | ALDRICH(R) SEPTUM-INLET ADAPTER, STANDA& | 1X1EA | 1 | 78 | Sigma-Aldrich | Z223549-1EA | https://www.sigmaaldrich.com/LT/en
Z223557-1EA | ALDRICH(R) SEPTUM-INLET ADAPTER WITH ST& | 1X1EA | 1 | 99 | Sigma-Aldrich | Z223557-1EA | https://www.sigmaaldrich.com/LT/en
Z223565-1EA | ALDRICH(R) SEPTUM-INLET ADAPTER WITH ST& | 1X1EA | 1 | 175 | Sigma-Aldrich | Z223565-1EA | https://www.sigmaaldrich.com/LT/en
Z223573-1EA | ALDRICH(R) SEPTUM-INLET ADAPTER, STANDA& | 1X1EA | 1 | 33 | Sigma-Aldrich | Z223573-1EA | https://www.sigmaaldrich.com/LT/en
Z223581-1EA | ALDRICH(R) SEPTUM-INLET ADAPTER, STANDA& | 1X1EA | 1 | 48 | Sigma-Aldrich | Z223581-1EA | https://www.sigmaaldrich.com/LT/en
Z223603-1EA | ALDRICH(R) SEPTUM-INLET ADAPTER, STANDA& | 1X1EA | 1 | 49 | Sigma-Aldrich | Z223603-1EA | https://www.sigmaaldrich.com/LT/en
Z223646-1EA | ALDRICH(R) SEPTUM-INLET ADAPTER, STANDA& | 1X1EA | 1 | 49 | Sigma-Aldrich | Z223646-1EA | https://www.sigmaaldrich.com/LT/en
Z223662-1EA | ALDRICH(R) SEPTUM-INLET ADAPTER, IN-LIN& | 1X1EA | 1 | 52 | Sigma-Aldrich | Z223662-1EA | https://www.sigmaaldrich.com/LT/en
Z223670-1EA | ALDRICH(R) SEPTUM-INLET ADAPTER, IN-LIN& | 1X1EA | 1 | 91 | Sigma-Aldrich | Z223670-1EA | https://www.sigmaaldrich.com/LT/en
Z223719-1EA | ALDRICH(R) MINI GAS BUBBLER | 1X1EA | 1 | 77 | Sigma-Aldrich | Z223719-1EA | https://www.sigmaaldrich.com/LT/en
Z223727-1EA | ALDRICH(R) SAFETY BUBBLER | 1X1EA | 1 | 163 | Sigma-Aldrich | Z223727-1EA | https://www.sigmaaldrich.com/LT/en
Z224170-50EA | CHEM-FLEX TUBING CLAMP FOR TUBING CHEM-& | 1X50EA | 1 | 31 | Sigma-Aldrich | Z224170-50EA | https://www.sigmaaldrich.com/LT/en
Z224340-1EA | GILMONT(R) CALIBRATED/CORRELATED FLOWMET | 1X1EA | 1 | 470 | Sigma-Aldrich | Z224340-1EA | https://www.sigmaaldrich.com/LT/en
Z224359-1EA | GILMONT(R) CALIBRATED/CORRELATED FLOWMET | 1X1EA | 1 | 602 | Sigma-Aldrich | Z224359-1EA | https://www.sigmaaldrich.com/LT/en
Z224367-1EA | GILMONT(R) CALIBRATED/CORRELATED FLOWMET | 1X1EA | 1 | 551 | Sigma-Aldrich | Z224367-1EA | https://www.sigmaaldrich.com/LT/en
Z224375-1EA | GILMONT(R) CALIBRATED/CORRELATED FLOWMET | 1X1EA | 1 | 566 | Sigma-Aldrich | Z224375-1EA | https://www.sigmaaldrich.com/LT/en
Z224383-1EA | GILMONT(R) CALIBRATED/CORRELATED FLOWMET | 1X1EA | 1 | 589 | Sigma-Aldrich | Z224383-1EA | https://www.sigmaaldrich.com/LT/en
Z224391-1EA | GILMONT(R) CALIBRATED/CORRELATED FLOWMET | 1X1EA | 1 | 706 | Sigma-Aldrich | Z224391-1EA | https://www.sigmaaldrich.com/LT/en
Z224405-1EA | GILMONT(R) CALIBRATED/CORRELATED FLOWMET | 1X1EA | 1 | 768 | Sigma-Aldrich | Z224405-1EA | https://www.sigmaaldrich.com/LT/en
Z224413-1EA | GILMONT(R) DIRECT READING FLOWMETER TUBE | 1X1EA | 1 | 407 | Sigma-Aldrich | Z224413-1EA | https://www.sigmaaldrich.com/LT/en
Z224421-1EA | GILMONT(R) DIRECT READING FLOWMETER TUBE | 1X1EA | 1 | 367 | Sigma-Aldrich | Z224421-1EA | https://www.sigmaaldrich.com/LT/en
Z224448-1EA | GILMONT(R) DIRECT READING FLOWMETER TUBE | 1X1EA | 1 | 354 | Sigma-Aldrich | Z224448-1EA | https://www.sigmaaldrich.com/LT/en
Z224456-1EA | GILMONT(R) DIRECT READING FLOWMETER TUBE | 1X1EA | 1 | 367 | Sigma-Aldrich | Z224456-1EA | https://www.sigmaaldrich.com/LT/en
Z224472-1EA | GILMONT(R) DIRECT READING FLOWMETER TUBE | 1X1EA | 1 | 553 | Sigma-Aldrich | Z224472-1EA | https://www.sigmaaldrich.com/LT/en
Z224502-1EA | PIPE-TO-TUBING ADAPTER NPTM X O.D. 1/4 | 1X1EA | 1 | 57 | Sigma-Aldrich | Z224502-1EA | https://www.sigmaaldrich.com/LT/en
Z224510-1EA | PIPE-TO-TUBING ADAPTER NPTM X O.D. 1/2& | 1X1EA | 1 | 56 | Sigma-Aldrich | Z224510-1EA | https://www.sigmaaldrich.com/LT/en
Z224855-1EA | ALDRICH(R) COMBUSTION APPARATUS REPLACE& | 1X1EA | 1 | 113 | Sigma-Aldrich | Z224855-1EA | https://www.sigmaaldrich.com/LT/en
Z224863-1EA | ALDRICH(R) COMBUSTION APPARATUS REPLACE& | 1X1EA | 1 | 113 | Sigma-Aldrich | Z224863-1EA | https://www.sigmaaldrich.com/LT/en
Z224871-1EA | PINCH CLAMPS FOR SJ JOINTS, JOINT: SJ35& | 1X1EA | 1 | 32 | Sigma-Aldrich | Z224871-1EA | https://www.sigmaaldrich.com/LT/en
Z224979-1EA | ALDRICH(R) SUPER CONDENSER OVERALL H 32& | 1X1EA | 1 | 873 | Sigma-Aldrich | Z224979-1EA | https://www.sigmaaldrich.com/LT/en
Z224987-1EA | ALDRICH(R) SUPER CONDENSER OVERALL H 37& | 1X1EA | 1 | 873 | Sigma-Aldrich | Z224987-1EA | https://www.sigmaaldrich.com/LT/en
Z224995-1EA | ALDRICH(R) SUPER CONDENSER OVERALL H 41& | 1X1EA | 1 | 873 | Sigma-Aldrich | Z224995-1EA | https://www.sigmaaldrich.com/LT/en
Z225002-1EA | ALDRICH(R) SUPER CONDENSER OVERALL H 51& | 1X1EA | 1 | 873 | Sigma-Aldrich | Z225002-1EA | https://www.sigmaaldrich.com/LT/en
Z225010-1EA | ALDRICH(R) CHECK-VALVE BUBBLER SINGLE-I& | 1X1EA | 1 | 184 | Sigma-Aldrich | Z225010-1EA | https://www.sigmaaldrich.com/LT/en
Z225029-1EA | ALDRICH(R) CHECK-VALVE BUBBLER T-INLET & | 1X1EA | 1 | 191 | Sigma-Aldrich | Z225029-1EA | https://www.sigmaaldrich.com/LT/en
Z225096-1EA | MINI VACUUM DESICCATOR | 1X1EA | 1 | 115 | Sigma-Aldrich | Z225096-1EA | https://www.sigmaaldrich.com/LT/en
Z225118-1EA | LARGE LAB SPOON | 1X1EA | 1 | 72 | Sigma-Aldrich | Z225118-1EA | https://www.sigmaaldrich.com/LT/en
Z225142-1EA | SCIENCEWARE(R) LONG-HANDLED SCRAPER | 1X1EA | 1 | 189 | Sigma-Aldrich | Z225142-1EA | https://www.sigmaaldrich.com/LT/en
Z225282-1EA | PRECISION CRUCIBLE TONGS L 20 IN. | 1X1EA | 1 | 58 | Sigma-Aldrich | Z225282-1EA | https://www.sigmaaldrich.com/LT/en
Z225304-1EA | STAINLESS STEEL FORCEPS HIGH-PRECISION | 1X1EA | 1 | 136 | Sigma-Aldrich | Z225304-1EA | https://www.sigmaaldrich.com/LT/en
Z225320-1EA | ALDRICH(R) SAFE-PURGE(TM) VALVE MANUAL | 1X1EA | 1 | 413 | Sigma-Aldrich | Z225320-1EA | https://www.sigmaaldrich.com/LT/en
Z225339-1EA | ALDRICH(R) SAFE-PURGE(TM) VALVE AUTOMAT& | 1X1EA | 1 | 437 | Sigma-Aldrich | Z225339-1EA | https://www.sigmaaldrich.com/LT/en
Z225347-1EA | ALDRICH(R) VACUUM TRAP INLET, STRAIGHT,& | 1X1EA | 1 | 57 | Sigma-Aldrich | Z225347-1EA | https://www.sigmaaldrich.com/LT/en
Z225509-1EA | FLASK BRUSH BLACK NYLON | 1X1EA | 1 | 16 | Sigma-Aldrich | Z225509-1EA | https://www.sigmaaldrich.com/LT/en
Z225568-1EA | ENGRAVING PEN | 1X1EA | 1 | 34 | Sigma-Aldrich | Z225568-1EA | https://www.sigmaaldrich.com/LT/en
Z225592-1EA | STAINLESS STEEL FORCEPS SPECIMEN, L 5 1& | 1X1EA | 1 | 12 | Sigma-Aldrich | Z225592-1EA | https://www.sigmaaldrich.com/LT/en
Z225606-1EA | STAINLESS STEEL FORCEPS SPECIMEN, L 8 I& | 1X1EA | 1 | 16 | Sigma-Aldrich | Z225606-1EA | https://www.sigmaaldrich.com/LT/en
Z225614-1EA | STAINLESS STEEL FORCEPS SPECIMEN, L 10 & | 1X1EA | 1 | 22 | Sigma-Aldrich | Z225614-1EA | https://www.sigmaaldrich.com/LT/en
Z225622-1EA | STAINLESS STEEL FORCEPS SPECIMEN, L 12 & | 1X1EA | 1 | 30 | Sigma-Aldrich | Z225622-1EA | https://www.sigmaaldrich.com/LT/en
Z225630-1EA | ALDRICH(R) BENCHRACK(TM) PORTABLE LATTI& | 1X1EA | 1 | 291 | Sigma-Aldrich | Z225630-1EA | https://www.sigmaaldrich.com/LT/en
Z225649-1EA | ALDRICH(R) BENCHRACK(TM) PORTABLE LATTI& | 1X1EA | 1 | 349 | Sigma-Aldrich | Z225649-1EA | https://www.sigmaaldrich.com/LT/en
Z225657-1EA | ALDRICH(R) BENCHRACK(TM) PORTABLE LATTI& | 1X1EA | 1 | 213 | Sigma-Aldrich | Z225657-1EA | https://www.sigmaaldrich.com/LT/en
Z225665-1PAK | ALDRICH(R) BENCHRACK(TM) PORTABLE LATTI& | 1X1PAK | 1 | 69 | Sigma-Aldrich | Z225665-1PAK | https://www.sigmaaldrich.com/LT/en
Z225770-1EA | ALDRICH(R) DEWAR FOR HIGH-EFFICIENCY CO& | 1X1EA | 1 | 781 | Sigma-Aldrich | Z225770-1EA | https://www.sigmaaldrich.com/LT/en
Z225789-1EA | ALDRICH(R) COLD-FINGER FOR HIGH-EFFICIE& | 1X1EA | 1 | 267 | Sigma-Aldrich | Z225789-1EA | https://www.sigmaaldrich.com/LT/en
Z227412-50EA | MILLEX SYRINGE FILTER UNITS, DISPOSABLE& | 1X50EA | 1 | 302 | Sigma-Aldrich | Z227412-50EA | https://www.sigmaaldrich.com/LT/en
Z227420-100EA | MILLEX SYRINGE FILTER UNITS, DISPOSABLE& | 1X100EA | 1 | 321 | Sigma-Aldrich | Z227420-100EA | https://www.sigmaaldrich.com/LT/en
Z227455-50EA | MILLEX SYRINGE FILTER UNITS, DISPOSABLE& | 1X50EA | 1 | 259 | Sigma-Aldrich | Z227455-50EA | https://www.sigmaaldrich.com/LT/en
Z227463-100EA | MILLEX SYRINGE FILTER UNITS, DISPOSABLE& | 1X100EA | 1 | 270 | Sigma-Aldrich | Z227463-100EA | https://www.sigmaaldrich.com/LT/en
Z227471-100EA | MILLEX SYRINGE FILTER UNITS, DISPOSABLE& | 1X100EA | 1 | 200 | Sigma-Aldrich | Z227471-100EA | https://www.sigmaaldrich.com/LT/en
Z227498-100EA | MILLEX SYRINGE FILTER UNITS, DISPOSABLE& | 1X100EA | 1 | 275 | Sigma-Aldrich | Z227498-100EA | https://www.sigmaaldrich.com/LT/en
Z227501-100EA | MILLEX SYRINGE FILTER UNITS, DISPOSABLE& | 1X100EA | 1 | 263 | Sigma-Aldrich | Z227501-100EA | https://www.sigmaaldrich.com/LT/en
Z227528-50EA | MILLEX(R) SYRINGE FILTER UNITS, DISPOSA& | 1X50EA | 1 | 312 | Sigma-Aldrich | Z227528-50EA | https://www.sigmaaldrich.com/LT/en
Z227536-100EA | MILLEX(R) SYRINGE FILTER UNITS, DISPOSA& | 1X100EA | 1 | 270 | Sigma-Aldrich | Z227536-100EA | https://www.sigmaaldrich.com/LT/en
Z227544-100EA | MILLEX SYRINGE FILTER UNITS, DISPOSABLE& | 1X100EA | 1 | 214 | Sigma-Aldrich | Z227544-100EA | https://www.sigmaaldrich.com/LT/en
Z227552-100EA | MILLEX SYRINGE FILTER UNITS, DISPOSABLE& | 1X100EA | 1 | 198 | Sigma-Aldrich | Z227552-100EA | https://www.sigmaaldrich.com/LT/en
Z228117-10EA | COVERSPEC EYESHIELDS | 1X10EA | 1 | 41 | Sigma-Aldrich | Z228117-10EA | https://www.sigmaaldrich.com/LT/en
Z228397-1EA | BOLLE CLEARWAYS FACESHIELD POLYCARBONAT | 1X1EA | 1 | 27 | Sigma-Aldrich | Z228397-1EA | https://www.sigmaaldrich.com/LT/en
Z229555-1EA | HEX-HEAD STOPPER PLAIN, JOINT: ST/NS 19& | 1X1EA | 1 | 30 | Sigma-Aldrich | Z229555-1EA | https://www.sigmaaldrich.com/LT/en
Z229571-1EA | HEX-HEAD STOPPER PLAIN, JOINT: ST/NS 24& | 1X1EA | 1 | 34 | Sigma-Aldrich | Z229571-1EA | https://www.sigmaaldrich.com/LT/en
Z229598-1EA | HEX-HEAD STOPPER PLAIN, JOINT: ST/NS 29& | 1X1EA | 1 | 38 | Sigma-Aldrich | Z229598-1EA | https://www.sigmaaldrich.com/LT/en
Z229601-1EA | HEX-HEAD STOPPER SCREW-THREAD, JOINT: S& | 1X1EA | 1 | 28 | Sigma-Aldrich | Z229601-1EA | https://www.sigmaaldrich.com/LT/en
Z229644-1EA | ALDRICH(R) HOLLOW PENNYHEAD STOPPER JOI& | 1X1EA | 1 | 29 | Sigma-Aldrich | Z229644-1EA | https://www.sigmaaldrich.com/LT/en
Z229695-1EA | ALDRICH(R) HOLLOW PENNYHEAD STOPPER JOI& | 1X1EA | 1 | 34 | Sigma-Aldrich | Z229695-1EA | https://www.sigmaaldrich.com/LT/en
Z229776-1EA | DRYING TUBE ASSEMBLY FOR BUCHI(R) MODEL& | 1X1EA | 1 | 610 | Sigma-Aldrich | Z229776-1EA | https://www.sigmaaldrich.com/LT/en
Z230855-1EA | ALDRICH(R) SCHLENK-TYPE CAP MALE JOINT & | 1X1EA | 1 | 30 | Sigma-Aldrich | Z230855-1EA | https://www.sigmaaldrich.com/LT/en
Z231029-1EA | CHEM-FLEX TRANSFER LINE TUBE L 30 IN. | 1X1EA | 1 | 61 | Sigma-Aldrich | Z231029-1EA | https://www.sigmaaldrich.com/LT/en
Z231215-1EA | ALDRICH(R) MODIFIED SUBLIMATION APPARAT& | 1X1EA | 1 | 470 | Sigma-Aldrich | Z231215-1EA | https://www.sigmaaldrich.com/LT/en
Z231363-1EA | WEIGHTED SAFETY SHIELD H 18 IN. | 1X1EA | 1 | 540 | Sigma-Aldrich | Z231363-1EA | https://www.sigmaaldrich.com/LT/en
Z231398-1EA | WEIGHTED SAFETY SHIELD H 30 IN. | 1X1EA | 1 | 595 | Sigma-Aldrich | Z231398-1EA | https://www.sigmaaldrich.com/LT/en
Z231401-1EA | WEIGHTED SAFETY SHIELD H 36 IN. | 1X1EA | 1 | 668 | Sigma-Aldrich | Z231401-1EA | https://www.sigmaaldrich.com/LT/en
Z231576-10EA | DURAN WATCH GLASS, 40MM DIAMETER | 1X10EA | 1 | 88 | Sigma-Aldrich | Z231576-10EA | https://www.sigmaaldrich.com/LT/en
Z231576-1EA | DURAN WATCH GLASS, 40MM DIAMETER | 1X1EA | 1 | 12 | Sigma-Aldrich | Z231576-1EA | https://www.sigmaaldrich.com/LT/en
Z231584-10EA | DURAN WATCH GLASS, 50MM DIAMETER | 1X10EA | 1 | 97 | Sigma-Aldrich | Z231584-10EA | https://www.sigmaaldrich.com/LT/en
Z231584-1EA | DURAN WATCH GLASS, 50MM DIAMETER | 1X1EA | 1 | 13 | Sigma-Aldrich | Z231584-1EA | https://www.sigmaaldrich.com/LT/en
Z231592-10EA | DURAN WATCH GLASS, 60MM DIAMETER | 1X10EA | 1 | 105 | Sigma-Aldrich | Z231592-10EA | https://www.sigmaaldrich.com/LT/en
Z231592-1EA | DURAN WATCH GLASS, 60MM DIAMETER | 1X1EA | 1 | 15 | Sigma-Aldrich | Z231592-1EA | https://www.sigmaaldrich.com/LT/en
Z231606-10EA | DURAN WATCH GLASS, 80MM DIAMETER | 1X10EA | 1 | 115 | Sigma-Aldrich | Z231606-10EA | https://www.sigmaaldrich.com/LT/en
Z231606-1EA | DURAN WATCH GLASS, 80MM DIAMETER | 1X1EA | 1 | 16 | Sigma-Aldrich | Z231606-1EA | https://www.sigmaaldrich.com/LT/en
Z231614-10EA | DURAN WATCH GLASS, 100MM DIAMETER | 1X10EA | 1 | 131 | Sigma-Aldrich | Z231614-10EA | https://www.sigmaaldrich.com/LT/en
Z231614-1EA | DURAN WATCH GLASS, 100MM DIAMETER | 1X1EA | 1 | 18 | Sigma-Aldrich | Z231614-1EA | https://www.sigmaaldrich.com/LT/en
Z231622-10EA | DURAN WATCH GLASS, 125MM DIAMETER | 1X10EA | 1 | 143 | Sigma-Aldrich | Z231622-10EA | https://www.sigmaaldrich.com/LT/en
Z231622-1EA | DURAN WATCH GLASS, 125MM DIAMETER | 1X1EA | 1 | 20 | Sigma-Aldrich | Z231622-1EA | https://www.sigmaaldrich.com/LT/en
Z231630-10EA | DURAN WATCH GLASS, 150MM DIAMETER | 1X10EA | 1 | 182 | Sigma-Aldrich | Z231630-10EA | https://www.sigmaaldrich.com/LT/en
Z231630-1EA | DURAN WATCH GLASS, 150MM DIAMETER | 1X1EA | 1 | 25 | Sigma-Aldrich | Z231630-1EA | https://www.sigmaaldrich.com/LT/en
Z231649-10EA | DURAN WATCH GLASS, 200MM DIAMETER | 1X10EA | 1 | 274 | Sigma-Aldrich | Z231649-10EA | https://www.sigmaaldrich.com/LT/en
Z231649-1EA | DURAN WATCH GLASS, 200MM DIAMETER | 1X1EA | 1 | 38 | Sigma-Aldrich | Z231649-1EA | https://www.sigmaaldrich.com/LT/en
Z231657-1EA | DURAN WATCH GLASS, 250MM DIAMETER | 1X1EA | 1 | 50 | Sigma-Aldrich | Z231657-1EA | https://www.sigmaaldrich.com/LT/en
Z231665-10EA | DURAN CRYSTALLIZING DISH, 20ML, 40MM DIA | 1X10EA | 1 | 79 | Sigma-Aldrich | Z231665-10EA | https://www.sigmaaldrich.com/LT/en
Z231665-1EA | DURAN CRYSTALLIZING DISH, 20ML, 40MM DIA | 1X1EA | 1 | 11 | Sigma-Aldrich | Z231665-1EA | https://www.sigmaaldrich.com/LT/en
Z231673-10EA | DURAN CRYSTALLIZING DISH, 40ML, 50MM DIA | 1X10EA | 1 | 79 | Sigma-Aldrich | Z231673-10EA | https://www.sigmaaldrich.com/LT/en
Z231673-1EA | DURAN CRYSTALLIZING DISH, 40ML, 50MM DIA | 1X1EA | 1 | 11 | Sigma-Aldrich | Z231673-1EA | https://www.sigmaaldrich.com/LT/en
Z231703-10EA | DURAN CRYSTALLIZING DISH, 100ML, 70MM DI | 1X10EA | 1 | 92 | Sigma-Aldrich | Z231703-10EA | https://www.sigmaaldrich.com/LT/en
Z231703-1EA | DURAN CRYSTALLIZING DISH, 100ML, 70MM DI | 1X1EA | 1 | 13 | Sigma-Aldrich | Z231703-1EA | https://www.sigmaaldrich.com/LT/en
Z231711-10EA | DURAN CRYSTALLIZING DISH, 150ML, 80MM DI | 1X10EA | 1 | 101 | Sigma-Aldrich | Z231711-10EA | https://www.sigmaaldrich.com/LT/en
Z231711-1EA | DURAN CRYSTALLIZING DISH, 150ML, 80MM DI | 1X1EA | 1 | 14 | Sigma-Aldrich | Z231711-1EA | https://www.sigmaaldrich.com/LT/en
Z231738-10EA | DURAN CRYSTALLIZING DISH, 300ML, 95MM DI | 1X10EA | 1 | 107 | Sigma-Aldrich | Z231738-10EA | https://www.sigmaaldrich.com/LT/en
Z231738-1EA | DURAN CRYSTALLIZING DISH, 300ML, 95MM DI | 1X1EA | 1 | 15 | Sigma-Aldrich | Z231738-1EA | https://www.sigmaaldrich.com/LT/en
Z231746-10EA | DURAN CRYSTALLIZING DISH, 500ML, 115MM D | 1X10EA | 1 | 160 | Sigma-Aldrich | Z231746-10EA | https://www.sigmaaldrich.com/LT/en
Z231746-1EA | DURAN CRYSTALLIZING DISH, 500ML, 115MM D | 1X1EA | 1 | 22 | Sigma-Aldrich | Z231746-1EA | https://www.sigmaaldrich.com/LT/en
Z231754-10EA | DURAN CRYSTALLIZING DISH, 900ML, 140MM D | 1X10EA | 1 | 234 | Sigma-Aldrich | Z231754-10EA | https://www.sigmaaldrich.com/LT/en
Z231754-1EA | DURAN CRYSTALLIZING DISH, 900ML, 140MM D | 1X1EA | 1 | 32 | Sigma-Aldrich | Z231754-1EA | https://www.sigmaaldrich.com/LT/en
Z231762-10EA | DURAN CRYSTALLIZING DISH, 2000ML, 190MM | 1X10EA | 1 | 599 | Sigma-Aldrich | Z231762-10EA | https://www.sigmaaldrich.com/LT/en
Z231762-1EA | DURAN CRYSTALLIZING DISH, 2000ML, 190MM | 1X1EA | 1 | 81 | Sigma-Aldrich | Z231762-1EA | https://www.sigmaaldrich.com/LT/en
Z231770-10EA | DURAN CRYSTALLIZING DISH, 3500ML, 230MM | 1X10EA | 1 | 872 | Sigma-Aldrich | Z231770-10EA | https://www.sigmaaldrich.com/LT/en
Z231770-1EA | DURAN CRYSTALLIZING DISH, 3500ML, 230MM | 1X1EA | 1 | 118 | Sigma-Aldrich | Z231770-1EA | https://www.sigmaaldrich.com/LT/en
Z231789-10EA | DURAN(R) BEAKERS CAPACITY 5 ML, LOW FOR& | 1X10EA | 1 | 58 | Sigma-Aldrich | Z231789-10EA | https://www.sigmaaldrich.com/LT/en
Z231789-1EA | DURAN(R) BEAKERS CAPACITY 5 ML, LOW FOR& | 1X1EA | 1 | 10 | Sigma-Aldrich | Z231789-1EA | https://www.sigmaaldrich.com/LT/en
Z231797-10EA | DURAN(R) BEAKERS CAPACITY 10 ML, LOW FO& | 1X10EA | 1 | 66 | Sigma-Aldrich | Z231797-10EA | https://www.sigmaaldrich.com/LT/en
Z231797-1EA | DURAN(R) BEAKERS CAPACITY 10 ML, LOW FO& | 1X1EA | 1 | 10 | Sigma-Aldrich | Z231797-1EA | https://www.sigmaaldrich.com/LT/en
Z231800-10EA | DURAN(R) BEAKERS CAPACITY 25 ML, LOW FO& | 1X10EA | 1 | 57 | Sigma-Aldrich | Z231800-10EA | https://www.sigmaaldrich.com/LT/en
Z231800-1EA | DURAN(R) BEAKERS CAPACITY 25 ML, LOW FO& | 1X1EA | 1 | 10 | Sigma-Aldrich | Z231800-1EA | https://www.sigmaaldrich.com/LT/en
Z231819-10EA | DURAN(R) BEAKERS CAPACITY 50 ML, LOW FO& | 1X10EA | 1 | 54 | Sigma-Aldrich | Z231819-10EA | https://www.sigmaaldrich.com/LT/en
Z231827-10EA | DURAN(R) BEAKERS CAPACITY 100 ML, LOW F& | 1X10EA | 1 | 54 | Sigma-Aldrich | Z231827-10EA | https://www.sigmaaldrich.com/LT/en
Z231827-1EA | DURAN(R) BEAKERS CAPACITY 100 ML, LOW F& | 1X1EA | 1 | 10 | Sigma-Aldrich | Z231827-1EA | https://www.sigmaaldrich.com/LT/en
Z231835-10EA | DURAN(R) BEAKERS CAPACITY 150 ML, LOW F& | 1X10EA | 1 | 57 | Sigma-Aldrich | Z231835-10EA | https://www.sigmaaldrich.com/LT/en
Z231835-1EA | DURAN(R) BEAKERS CAPACITY 150 ML, LOW F& | 1X1EA | 1 | 10 | Sigma-Aldrich | Z231835-1EA | https://www.sigmaaldrich.com/LT/en
Z231843-10EA | DURAN(R) BEAKERS CAPACITY 250 ML, LOW F& | 1X10EA | 1 | 59 | Sigma-Aldrich | Z231843-10EA | https://www.sigmaaldrich.com/LT/en
Z231843-1EA | DURAN(R) BEAKERS CAPACITY 250 ML, LOW F& | 1X1EA | 1 | 10 | Sigma-Aldrich | Z231843-1EA | https://www.sigmaaldrich.com/LT/en
Z231851-10EA | DURAN(R) BEAKERS CAPACITY 400 ML, LOW F& | 1X10EA | 1 | 70 | Sigma-Aldrich | Z231851-10EA | https://www.sigmaaldrich.com/LT/en
Z231851-1EA | DURAN BEAKER, LOW FORM, 400ML, GRADUATED | 1X1EA | 1 | 10 | Sigma-Aldrich | Z231851-1EA | https://www.sigmaaldrich.com/LT/en
Z231878-10EA | DURAN(R) BEAKERS CAPACITY 600 ML, LOW F& | 1X10EA | 1 | 87 | Sigma-Aldrich | Z231878-10EA | https://www.sigmaaldrich.com/LT/en
Z231878-1EA | DURAN BEAKER, LOW FORM, 600ML, GRADUATED | 1X1EA | 1 | 12 | Sigma-Aldrich | Z231878-1EA | https://www.sigmaaldrich.com/LT/en
Z231886-10EA | DURAN(R) BEAKERS CAPACITY 800 ML, LOW F& | 1X10EA | 1 | 120 | Sigma-Aldrich | Z231886-10EA | https://www.sigmaaldrich.com/LT/en
Z231886-1EA | DURAN BEAKER, LOW FORM, 800ML, GRADUATED | 1X1EA | 1 | 17 | Sigma-Aldrich | Z231886-1EA | https://www.sigmaaldrich.com/LT/en
Z231894-10EA | DURAN(R) BEAKERS CAPACITY 1000 ML, LOW & | 1X10EA | 1 | 138 | Sigma-Aldrich | Z231894-10EA | https://www.sigmaaldrich.com/LT/en
Z231894-1EA | DURAN(R) BEAKERS CAPACITY 1000 ML, LOW & | 1X1EA | 1 | 19 | Sigma-Aldrich | Z231894-1EA | https://www.sigmaaldrich.com/LT/en
Z231908-10EA | DURAN BEAKER, LOW FORM, 2L, GRADUATED | 1X10EA | 1 | 242 | Sigma-Aldrich | Z231908-10EA | https://www.sigmaaldrich.com/LT/en
Z231908-1EA | DURAN BEAKER, LOW FORM, 2L, GRADUATED | 1X1EA | 1 | 33 | Sigma-Aldrich | Z231908-1EA | https://www.sigmaaldrich.com/LT/en
Z231916-1EA | DURAN(R) BEAKERS CAPACITY 3000 ML, LOW & | 1X1EA | 1 | 59 | Sigma-Aldrich | Z231916-1EA | https://www.sigmaaldrich.com/LT/en
Z231916-4EA | DURAN(R) BEAKERS CAPACITY 3000 ML, LOW & | 1X4EA | 1 | 175 | Sigma-Aldrich | Z231916-4EA | https://www.sigmaaldrich.com/LT/en
Z231924-1EA | DURAN(R) BEAKERS CAPACITY 5000 ML, LOW & | 1X1EA | 1 | 74 | Sigma-Aldrich | Z231924-1EA | https://www.sigmaaldrich.com/LT/en
Z231932-1EA | DURAN BEAKER, LOW FORM, 10L | 1X1EA | 1 | 220 | Sigma-Aldrich | Z231932-1EA | https://www.sigmaaldrich.com/LT/en
Z231940-10EA | DURAN BEAKER, TALL FORM, 50ML, GRADUATED | 1X10EA | 1 | 55 | Sigma-Aldrich | Z231940-10EA | https://www.sigmaaldrich.com/LT/en
Z231940-1EA | DURAN(R) BEAKERS CAPACITY 50 ML, TALL F& | 1X1EA | 1 | 10 | Sigma-Aldrich | Z231940-1EA | https://www.sigmaaldrich.com/LT/en
Z231959-10EA | DURAN BEAKER, TALL FORM, 100ML, GRADUATE | 1X10EA | 1 | 55 | Sigma-Aldrich | Z231959-10EA | https://www.sigmaaldrich.com/LT/en
Z231959-1EA | DURAN(R) BEAKERS CAPACITY 100 ML, TALL & | 1X1EA | 1 | 10 | Sigma-Aldrich | Z231959-1EA | https://www.sigmaaldrich.com/LT/en
Z231967-10EA | DURAN BEAKER, TALL FORM, 150ML, GRADUATE | 1X10EA | 1 | 59 | Sigma-Aldrich | Z231967-10EA | https://www.sigmaaldrich.com/LT/en
Z231967-1EA | DURAN BEAKER, TALL FORM, 150ML, GRADUATE | 1X1EA | 1 | 10 | Sigma-Aldrich | Z231967-1EA | https://www.sigmaaldrich.com/LT/en
Z231975-10EA | DURAN BEAKER, TALL FORM, 250ML, GRADUATE | 1X10EA | 1 | 62 | Sigma-Aldrich | Z231975-10EA | https://www.sigmaaldrich.com/LT/en
Z231975-1EA | DURAN(R) BEAKERS CAPACITY 250 ML, TALL & | 1X1EA | 1 | 10 | Sigma-Aldrich | Z231975-1EA | https://www.sigmaaldrich.com/LT/en
Z231983-10EA | DURAN BEAKER, TALL FORM, 400ML, GRADUATE | 1X10EA | 1 | 74 | Sigma-Aldrich | Z231983-10EA | https://www.sigmaaldrich.com/LT/en
Z231983-1EA | DURAN BEAKER, TALL FORM, 400ML, GRADUATE | 1X1EA | 1 | 10 | Sigma-Aldrich | Z231983-1EA | https://www.sigmaaldrich.com/LT/en
Z231991-10EA | DURAN BEAKER, TALL FORM, 600ML, GRADUATE | 1X10EA | 1 | 90 | Sigma-Aldrich | Z231991-10EA | https://www.sigmaaldrich.com/LT/en
Z231991-1EA | DURAN BEAKER, TALL FORM, 600ML, GRADUATE | 1X1EA | 1 | 13 | Sigma-Aldrich | Z231991-1EA | https://www.sigmaaldrich.com/LT/en
Z232009-10EA | DURAN BEAKER, TALL FORM, 800ML, GRADUATE | 1X10EA | 1 | 128 | Sigma-Aldrich | Z232009-10EA | https://www.sigmaaldrich.com/LT/en
Z232009-1EA | DURAN BEAKER, TALL FORM, 800ML, GRADUATE | 1X1EA | 1 | 18 | Sigma-Aldrich | Z232009-1EA | https://www.sigmaaldrich.com/LT/en
Z232017-10EA | DURAN BEAKER, TALL FORM, 1L, GRADUATED | 1X10EA | 1 | 146 | Sigma-Aldrich | Z232017-10EA | https://www.sigmaaldrich.com/LT/en
Z232017-1EA | DURAN BEAKER, TALL FORM, 1L, GRADUATED | 1X1EA | 1 | 20 | Sigma-Aldrich | Z232017-1EA | https://www.sigmaaldrich.com/LT/en
Z232025-10EA | DURAN BEAKER, TALL FORM, 2L, GRADUATED | 1X10EA | 1 | 268 | Sigma-Aldrich | Z232025-10EA | https://www.sigmaaldrich.com/LT/en
Z232025-1EA | DURAN BEAKER, TALL FORM, 2L, GRADUATED | 1X1EA | 1 | 37 | Sigma-Aldrich | Z232025-1EA | https://www.sigmaaldrich.com/LT/en
Z232033-1EA | DURAN BEAKER, TALL FORM, 3L, GRADUATED | 1X1EA | 1 | 76 | Sigma-Aldrich | Z232033-1EA | https://www.sigmaaldrich.com/LT/en
Z232033-2EA | DURAN BEAKER, TALL FORM, 3L, GRADUATED | 1X2EA | 1 | 112 | Sigma-Aldrich | Z232033-2EA | https://www.sigmaaldrich.com/LT/en
Z232041-10EA | DURAN(R) GRADUATED LABORATORY BOTTLES C& | 1X10EA | 1 | 59 | Sigma-Aldrich | Z232041-10EA | https://www.sigmaaldrich.com/LT/en
Z232041-1EA | DURAN(R) GRADUATED LABORATORY BOTTLES C& | 1X1EA | 1 | 10 | Sigma-Aldrich | Z232041-1EA | https://www.sigmaaldrich.com/LT/en
Z232068-10EA | DURAN(R) GRADUATED LABORATORY BOTTLES C& | 1X10EA | 1 | 59 | Sigma-Aldrich | Z232068-10EA | https://www.sigmaaldrich.com/LT/en
Z232068-1EA | DURAN(R) GRADUATED LABORATORY BOTTLES C& | 1X1EA | 1 | 10 | Sigma-Aldrich | Z232068-1EA | https://www.sigmaaldrich.com/LT/en
Z232076-10EA | DURAN(R) GRADUATED LABORATORY BOTTLES C& | 1X10EA | 1 | 47 | Sigma-Aldrich | Z232076-10EA | https://www.sigmaaldrich.com/LT/en
Z232076-1EA | DURAN(R) GRADUATED LABORATORY BOTTLES C& | 1X1EA | 1 | 10 | Sigma-Aldrich | Z232076-1EA | https://www.sigmaaldrich.com/LT/en
Z232084-10EA | DURAN(R) GRADUATED LABORATORY BOTTLES C& | 1X10EA | 1 | 56 | Sigma-Aldrich | Z232084-10EA | https://www.sigmaaldrich.com/LT/en
Z232084-1EA | DURAN(R) GRADUATED LABORATORY BOTTLES C& | 1X1EA | 1 | 10 | Sigma-Aldrich | Z232084-1EA | https://www.sigmaaldrich.com/LT/en
Z232092-10EA | DURAN(R) GRADUATED LABORATORY BOTTLES C& | 1X10EA | 1 | 76 | Sigma-Aldrich | Z232092-10EA | https://www.sigmaaldrich.com/LT/en
Z232092-1EA | DURAN(R) GRADUATED LABORATORY BOTTLES C& | 1X1EA | 1 | 11 | Sigma-Aldrich | Z232092-1EA | https://www.sigmaaldrich.com/LT/en
Z232106-10EA | DURAN(R) GRADUATED LABORATORY BOTTLES C& | 1X10EA | 1 | 118 | Sigma-Aldrich | Z232106-10EA | https://www.sigmaaldrich.com/LT/en
Z232106-1EA | DURAN(R) GRADUATED LABORATORY BOTTLES C& | 1X1EA | 1 | 16 | Sigma-Aldrich | Z232106-1EA | https://www.sigmaaldrich.com/LT/en
Z232114-10EA | DURAN(R) GRADUATED LABORATORY BOTTLES C& | 1X10EA | 1 | 310 | Sigma-Aldrich | Z232114-10EA | https://www.sigmaaldrich.com/LT/en
Z232114-1EA | DURAN(R) GRADUATED LABORATORY BOTTLES C& | 1X1EA | 1 | 42 | Sigma-Aldrich | Z232114-1EA | https://www.sigmaaldrich.com/LT/en
Z232122-1EA | DURAN(R) GRADUATED LABORATORY BOTTLES C& | 1X1EA | 1 | 150 | Sigma-Aldrich | Z232122-1EA | https://www.sigmaaldrich.com/LT/en
Z232130-1EA | DURAN(R) GRADUATED LABORATORY BOTTLES C& | 1X1EA | 1 | 253 | Sigma-Aldrich | Z232130-1EA | https://www.sigmaaldrich.com/LT/en
Z232149-1EA | DURAN(R) GRADUATED LABORATORY BOTTLES C& | 1X1EA | 1 | 539 | Sigma-Aldrich | Z232149-1EA | https://www.sigmaaldrich.com/LT/en
Z232157-10EA | DURAN(R) GRADUATED LABORATORY BOTTLES C& | 1X10EA | 1 | 190 | Sigma-Aldrich | Z232157-10EA | https://www.sigmaaldrich.com/LT/en
Z232157-1EA | DURAN(R) GRADUATED LABORATORY BOTTLES C& | 1X1EA | 1 | 26 | Sigma-Aldrich | Z232157-1EA | https://www.sigmaaldrich.com/LT/en
Z232165-10EA | DURAN(R) GRADUATED LABORATORY BOTTLES C& | 1X10EA | 1 | 190 | Sigma-Aldrich | Z232165-10EA | https://www.sigmaaldrich.com/LT/en
Z232165-1EA | DURAN(R) GRADUATED LABORATORY BOTTLES C& | 1X1EA | 1 | 26 | Sigma-Aldrich | Z232165-1EA | https://www.sigmaaldrich.com/LT/en
Z232173-10EA | DURAN(R) GRADUATED LABORATORY BOTTLES C& | 1X10EA | 1 | 216 | Sigma-Aldrich | Z232173-10EA | https://www.sigmaaldrich.com/LT/en
Z232173-1EA | DURAN(R) GRADUATED LABORATORY BOTTLES C& | 1X1EA | 1 | 30 | Sigma-Aldrich | Z232173-1EA | https://www.sigmaaldrich.com/LT/en
Z232181-10EA | DURAN(R) GRADUATED LABORATORY BOTTLES C& | 1X10EA | 1 | 314 | Sigma-Aldrich | Z232181-10EA | https://www.sigmaaldrich.com/LT/en
Z232181-1EA | DURAN(R) GRADUATED LABORATORY BOTTLES C& | 1X1EA | 1 | 43 | Sigma-Aldrich | Z232181-1EA | https://www.sigmaaldrich.com/LT/en
Z232203-10EA | DURAN(R) GRADUATED LABORATORY BOTTLES C& | 1X10EA | 1 | 401 | Sigma-Aldrich | Z232203-10EA | https://www.sigmaaldrich.com/LT/en
Z232203-1EA | DURAN(R) GRADUATED LABORATORY BOTTLES C& | 1X1EA | 1 | 55 | Sigma-Aldrich | Z232203-1EA | https://www.sigmaaldrich.com/LT/en
Z232211-10EA | DURAN(R) GRADUATED LABORATORY BOTTLES C& | 1X10EA | 1 | 518 | Sigma-Aldrich | Z232211-10EA | https://www.sigmaaldrich.com/LT/en
Z232211-1EA | DURAN(R) GRADUATED LABORATORY BOTTLES C& | 1X1EA | 1 | 70 | Sigma-Aldrich | Z232211-1EA | https://www.sigmaaldrich.com/LT/en
Z232238-10EA | DURAN(R) GRADUATED LABORATORY BOTTLES C& | 1X10EA | 1 | 802 | Sigma-Aldrich | Z232238-10EA | https://www.sigmaaldrich.com/LT/en
Z232238-1EA | DURAN(R) GRADUATED LABORATORY BOTTLES C& | 1X1EA | 1 | 108 | Sigma-Aldrich | Z232238-1EA | https://www.sigmaaldrich.com/LT/en
Z232246-1EA | DURAN(R) GRADUATED LABORATORY BOTTLES C& | 1X1EA | 1 | 239 | Sigma-Aldrich | Z232246-1EA | https://www.sigmaaldrich.com/LT/en
Z232254-1EA | DURAN(R) GRADUATED LABORATORY BOTTLES C& | 1X1EA | 1 | 360 | Sigma-Aldrich | Z232254-1EA | https://www.sigmaaldrich.com/LT/en
Z232262-1EA | DURAN(R) GRADUATED LABORATORY BOTTLES C& | 1X1EA | 1 | 638 | Sigma-Aldrich | Z232262-1EA | https://www.sigmaaldrich.com/LT/en
Z232289-1EA | FILTER/WASHER/DEGASSER CAPACITY 100 ML,& | 1X1EA | 1 | 604 | Sigma-Aldrich | Z232289-1EA | https://www.sigmaaldrich.com/LT/en
Z232297-1EA | DURAN(R) PLASTIC-COATED LABORATORY BOTT& | 1X1EA | 1 | 307 | Sigma-Aldrich | Z232297-1EA | https://www.sigmaaldrich.com/LT/en
Z232327-10EA | CAPS FOR DURAN(R) LABORATORY BOTTLES NE& | 1X10EA | 1 | 16 | Sigma-Aldrich | Z232327-10EA | https://www.sigmaaldrich.com/LT/en
Z232335-10EA | CAPS FOR DURAN(R) LABORATORY BOTTLES NE& | 1X10EA | 1 | 15 | Sigma-Aldrich | Z232335-10EA | https://www.sigmaaldrich.com/LT/en
Z232343-10EA | CAPS FOR DURAN(R) LABORATORY BOTTLES NE& | 1X10EA | 1 | 31 | Sigma-Aldrich | Z232343-10EA | https://www.sigmaaldrich.com/LT/en
Z232351-10EA | CAPS FOR DURAN(R) LABORATORY BOTTLES NE& | 1X10EA | 1 | 47 | Sigma-Aldrich | Z232351-10EA | https://www.sigmaaldrich.com/LT/en
Z232378-10EA | POURING RINGS FOR DURAN(R) LABORATORY B& | 1X10EA | 1 | 10 | Sigma-Aldrich | Z232378-10EA | https://www.sigmaaldrich.com/LT/en
Z232386-10EA | POURING RINGS FOR DURAN(R) LABORATORY B& | 1X10EA | 1 | 15 | Sigma-Aldrich | Z232386-10EA | https://www.sigmaaldrich.com/LT/en
Z232394-1EA | DURAN BUCHNER FUNNEL, WITH PERFORATED PL | 1X1EA | 1 | 81 | Sigma-Aldrich | Z232394-1EA | https://www.sigmaaldrich.com/LT/en
Z232408-1EA | DURAN BUCHNER FUNNEL, WITH PERFORATED PL | 1X1EA | 1 | 96 | Sigma-Aldrich | Z232408-1EA | https://www.sigmaaldrich.com/LT/en
Z232416-1EA | DURAN BUCHNER FUNNEL, WITH PERFORATED PL | 1X1EA | 1 | 127 | Sigma-Aldrich | Z232416-1EA | https://www.sigmaaldrich.com/LT/en
Z232424-1EA | DURAN BUCHNER FUNNEL, WITH PERFORATED PL | 1X1EA | 1 | 145 | Sigma-Aldrich | Z232424-1EA | https://www.sigmaaldrich.com/LT/en
Z232432-1EA | DURAN BUCHNER FUNNEL, WITH PERFORATED PL | 1X1EA | 1 | 202 | Sigma-Aldrich | Z232432-1EA | https://www.sigmaaldrich.com/LT/en
Z232440-1EA | DURAN BUCHNER FUNNEL, 50ML, WITH SINTERE | 1X1EA | 1 | 38 | Sigma-Aldrich | Z232440-1EA | https://www.sigmaaldrich.com/LT/en
Z232459-1EA | DURAN(R) SINTERED DISC FILTER FUNNEL CA& | 1X1EA | 1 | 38 | Sigma-Aldrich | Z232459-1EA | https://www.sigmaaldrich.com/LT/en
Z232467-1EA | DURAN(R) SINTERED DISC FILTER FUNNEL CA& | 1X1EA | 1 | 40 | Sigma-Aldrich | Z232467-1EA | https://www.sigmaaldrich.com/LT/en
Z232475-1EA | DURAN BUCHNER FUNNEL, 50ML, WITH SINTERE | 1X1EA | 1 | 68 | Sigma-Aldrich | Z232475-1EA | https://www.sigmaaldrich.com/LT/en
Z232483-1EA | DURAN BUCHNER FUNNEL, 75ML, WITH SINTERE | 1X1EA | 1 | 42 | Sigma-Aldrich | Z232483-1EA | https://www.sigmaaldrich.com/LT/en
Z232491-1EA | DURAN BUCHNER FUNNEL, 75ML, WITH SINTERE | 1X1EA | 1 | 42 | Sigma-Aldrich | Z232491-1EA | https://www.sigmaaldrich.com/LT/en
Z232505-1EA | DURAN BUCHNER FUNNEL, 75ML, WITH SINTERE | 1X1EA | 1 | 46 | Sigma-Aldrich | Z232505-1EA | https://www.sigmaaldrich.com/LT/en
Z232513-1EA | DURAN BUCHNER FUNNEL, 75ML, WITH SINTERE | 1X1EA | 1 | 75 | Sigma-Aldrich | Z232513-1EA | https://www.sigmaaldrich.com/LT/en
Z232521-1EA | DURAN BUCHNER FUNNEL, 125ML, WITH SINTER | 1X1EA | 1 | 57 | Sigma-Aldrich | Z232521-1EA | https://www.sigmaaldrich.com/LT/en
Z232548-1EA | DURAN BUCHNER FUNNEL, 125ML, WITH SINTER | 1X1EA | 1 | 56 | Sigma-Aldrich | Z232548-1EA | https://www.sigmaaldrich.com/LT/en
Z232556-1EA | DURAN BUCHNER FUNNEL, 125ML, WITH SINTER | 1X1EA | 1 | 63 | Sigma-Aldrich | Z232556-1EA | https://www.sigmaaldrich.com/LT/en
Z232564-1EA | DURAN BUCHNER FUNNEL, 125ML, WITH SINTER | 1X1EA | 1 | 112 | Sigma-Aldrich | Z232564-1EA | https://www.sigmaaldrich.com/LT/en
Z232572-1EA | DURAN BUCHNER FUNNEL, 500ML, WITH SINTER | 1X1EA | 1 | 93 | Sigma-Aldrich | Z232572-1EA | https://www.sigmaaldrich.com/LT/en
Z232580-1EA | DURAN BUCHNER FUNNEL, 500ML, WITH SINTER | 1X1EA | 1 | 93 | Sigma-Aldrich | Z232580-1EA | https://www.sigmaaldrich.com/LT/en
Z232599-1EA | DURAN(R) SINTERED DISC FILTER FUNNEL CA& | 1X1EA | 1 | 111 | Sigma-Aldrich | Z232599-1EA | https://www.sigmaaldrich.com/LT/en
Z232602-1EA | DURAN BUCHNER FUNNEL, 500ML, WITH SINTER | 1X1EA | 1 | 233 | Sigma-Aldrich | Z232602-1EA | https://www.sigmaaldrich.com/LT/en
Z232610-1EA | DURAN(R) SINTERED DISC FILTER FUNNEL CA& | 1X1EA | 1 | 150 | Sigma-Aldrich | Z232610-1EA | https://www.sigmaaldrich.com/LT/en
Z232629-1EA | DURAN(R) SINTERED DISC FILTER FUNNEL CA& | 1X1EA | 1 | 150 | Sigma-Aldrich | Z232629-1EA | https://www.sigmaaldrich.com/LT/en
Z232637-1EA | DURAN BUCHNER FUNNEL, 1000ML, WITH SINTE | 1X1EA | 1 | 196 | Sigma-Aldrich | Z232637-1EA | https://www.sigmaaldrich.com/LT/en
Z232645-1EA | DURAN BUCHNER FUNNEL, 1000ML, WITH SINTE | 1X1EA | 1 | 400 | Sigma-Aldrich | Z232645-1EA | https://www.sigmaaldrich.com/LT/en
Z232653-10EA | DURAN FILTERING FLASK, 100ML, NECK I.D. | 1X10EA | 1 | 279 | Sigma-Aldrich | Z232653-10EA | https://www.sigmaaldrich.com/LT/en
Z232653-1EA | DURAN FILTERING FLASK, 100ML, NECK I.D. | 1X1EA | 1 | 38 | Sigma-Aldrich | Z232653-1EA | https://www.sigmaaldrich.com/LT/en
Z232661-10EA | DURAN FILTERING FLASK, 250ML, NECK 34.5M | 1X10EA | 1 | 326 | Sigma-Aldrich | Z232661-10EA | https://www.sigmaaldrich.com/LT/en
Z232661-1EA | DURAN FILTERING FLASK, 250ML, NECK 34.5M | 1X1EA | 1 | 44 | Sigma-Aldrich | Z232661-1EA | https://www.sigmaaldrich.com/LT/en
Z232696-10EA | DURAN FILTERING FLASK, 1000ML, NECK 45MM | 1X10EA | 1 | 518 | Sigma-Aldrich | Z232696-10EA | https://www.sigmaaldrich.com/LT/en
Z232696-1EA | DURAN(R) FILTERING FLASK CAPACITY 1000 & | 1X1EA | 1 | 70 | Sigma-Aldrich | Z232696-1EA | https://www.sigmaaldrich.com/LT/en
Z232718-1EA | DURAN(R) FILTERING FLASK CAPACITY 2000 & | 1X1EA | 1 | 122 | Sigma-Aldrich | Z232718-1EA | https://www.sigmaaldrich.com/LT/en
Z232726-1EA | DURAN(R) FILTERING BOTTLE FLASK CAPACIT& | 1X1EA | 1 | 134 | Sigma-Aldrich | Z232726-1EA | https://www.sigmaaldrich.com/LT/en
Z232734-1EA | DURAN(R) FILTERING BOTTLE FLASK CAPACIT& | 1X1EA | 1 | 226 | Sigma-Aldrich | Z232734-1EA | https://www.sigmaaldrich.com/LT/en
Z232742-1EA | DURAN(R) FILTERING BOTTLE FLASK CAPACIT& | 1X1EA | 1 | 313 | Sigma-Aldrich | Z232742-1EA | https://www.sigmaaldrich.com/LT/en
Z232750-1EA | DURAN(R) FILTERING BOTTLE FLASK CAPACIT& | 1X1EA | 1 | 400 | Sigma-Aldrich | Z232750-1EA | https://www.sigmaaldrich.com/LT/en
Z232769-1EA | DURAN(R) FILTERING BOTTLE FLASK CAPACIT& | 1X1EA | 1 | 498 | Sigma-Aldrich | Z232769-1EA | https://www.sigmaaldrich.com/LT/en
Z232777-10EA | DURAN ERLENMEYER FLASK, 25ML, GRADUATED, | 1X10EA | 1 | 62 | Sigma-Aldrich | Z232777-10EA | https://www.sigmaaldrich.com/LT/en
Z232777-1EA | DURAN ERLENMEYER FLASK, 25ML, GRADUATED, | 1X1EA | 1 | 10 | Sigma-Aldrich | Z232777-1EA | https://www.sigmaaldrich.com/LT/en
Z232785-10EA | DURAN ERLENMEYER FLASK, 50ML, GRADUATED, | 1X10EA | 1 | 62 | Sigma-Aldrich | Z232785-10EA | https://www.sigmaaldrich.com/LT/en
Z232785-1EA | DURAN ERLENMEYER FLASK, 50ML, GRADUATED, | 1X1EA | 1 | 10 | Sigma-Aldrich | Z232785-1EA | https://www.sigmaaldrich.com/LT/en
Z232793-10EA | DURAN ERLENMEYER FLASK, 100ML, GRADUATED | 1X10EA | 1 | 62 | Sigma-Aldrich | Z232793-10EA | https://www.sigmaaldrich.com/LT/en
Z232793-1EA | DURAN ERLENMEYER FLASK, 100ML, GRADUATED | 1X1EA | 1 | 10 | Sigma-Aldrich | Z232793-1EA | https://www.sigmaaldrich.com/LT/en
Z232807-10EA | DURAN(R) ERLENMEYER NARROW-NECK FLASKS & | 1X10EA | 1 | 62 | Sigma-Aldrich | Z232807-10EA | https://www.sigmaaldrich.com/LT/en
Z232807-1EA | DURAN(R) ERLENMEYER NARROW-NECK FLASKS & | 1X1EA | 1 | 10 | Sigma-Aldrich | Z232807-1EA | https://www.sigmaaldrich.com/LT/en
Z232815-10EA | DURAN ERLENMEYER FLASK, 250ML, GRADUATED | 1X10EA | 1 | 63 | Sigma-Aldrich | Z232815-10EA | https://www.sigmaaldrich.com/LT/en
Z232815-1EA | DURAN ERLENMEYER FLASK, 250ML, GRADUATED | 1X1EA | 1 | 10 | Sigma-Aldrich | Z232815-1EA | https://www.sigmaaldrich.com/LT/en
Z232823-10EA | DURAN ERLENMEYER FLASK, 300ML, GRADUATED | 1X10EA | 1 | 72 | Sigma-Aldrich | Z232823-10EA | https://www.sigmaaldrich.com/LT/en
Z232823-1EA | DURAN ERLENMEYER FLASK, 300ML, GRADUATED | 1X1EA | 1 | 10 | Sigma-Aldrich | Z232823-1EA | https://www.sigmaaldrich.com/LT/en
Z232831-10EA | DURAN ERLENMEYER FLASK, 500ML, GRADUATED | 1X10EA | 1 | 83 | Sigma-Aldrich | Z232831-10EA | https://www.sigmaaldrich.com/LT/en
Z232831-1EA | DURAN ERLENMEYER FLASK, 500ML, GRADUATED | 1X1EA | 1 | 12 | Sigma-Aldrich | Z232831-1EA | https://www.sigmaaldrich.com/LT/en
Z232858-10EA | DURAN ERLENMEYER FLASK, 1000ML, GRADUATE | 1X10EA | 1 | 142 | Sigma-Aldrich | Z232858-10EA | https://www.sigmaaldrich.com/LT/en
Z232858-1EA | DURAN(R) ERLENMEYER NARROW-NECK FLASKS & | 1X1EA | 1 | 19 | Sigma-Aldrich | Z232858-1EA | https://www.sigmaaldrich.com/LT/en
Z232866-10EA | DURAN(R) ERLENMEYER NARROW-NECK FLASKS & | 1X10EA | 1 | 268 | Sigma-Aldrich | Z232866-10EA | https://www.sigmaaldrich.com/LT/en
Z232866-1EA | DURAN ERLENMEYER FLASK, 2000ML, GRADUATE | 1X1EA | 1 | 37 | Sigma-Aldrich | Z232866-1EA | https://www.sigmaaldrich.com/LT/en
Z232874-1EA | DURAN ERLENMEYER FLASK, 3000ML, GRADUATE | 1X1EA | 1 | 66 | Sigma-Aldrich | Z232874-1EA | https://www.sigmaaldrich.com/LT/en
Z232874-2EA | DURAN ERLENMEYER FLASK, 3000ML, GRADUATE | 1X2EA | 1 | 98 | Sigma-Aldrich | Z232874-2EA | https://www.sigmaaldrich.com/LT/en
Z232882-1EA | DURAN ERLENMEYER FLASK, 5000ML, GRADUATE | 1X1EA | 1 | 74 | Sigma-Aldrich | Z232882-1EA | https://www.sigmaaldrich.com/LT/en
Z232890-10EA | DURAN(R) ERLENMEYER FLASK WITH STOPPER & | 1X10EA | 1 | 340 | Sigma-Aldrich | Z232890-10EA | https://www.sigmaaldrich.com/LT/en
Z232904-10EA | DURAN(R) ERLENMEYER FLASK WITH STOPPER & | 1X10EA | 1 | 354 | Sigma-Aldrich | Z232904-10EA | https://www.sigmaaldrich.com/LT/en
Z232904-1EA | DURAN(R) ERLENMEYER FLASK WITH STOPPER & | 1X1EA | 1 | 48 | Sigma-Aldrich | Z232904-1EA | https://www.sigmaaldrich.com/LT/en
Z232912-10EA | DURAN(R) ERLENMEYER FLASK WITH STOPPER & | 1X10EA | 1 | 375 | Sigma-Aldrich | Z232912-10EA | https://www.sigmaaldrich.com/LT/en
Z232912-1EA | DURAN(R) ERLENMEYER FLASK WITH STOPPER & | 1X1EA | 1 | 51 | Sigma-Aldrich | Z232912-1EA | https://www.sigmaaldrich.com/LT/en
Z232947-10EA | DURAN ERLENMEYER FLASK, 250ML, GRADUATED | 1X10EA | 1 | 338 | Sigma-Aldrich | Z232947-10EA | https://www.sigmaaldrich.com/LT/en
Z232947-1EA | DURAN ERLENMEYER FLASK, 250ML, GRADUATED | 1X1EA | 1 | 46 | Sigma-Aldrich | Z232947-1EA | https://www.sigmaaldrich.com/LT/en
Z232971-10EA | DURAN ERLENMEYER FLASK, 25ML, GRADUATED, | 1X10EA | 1 | 62 | Sigma-Aldrich | Z232971-10EA | https://www.sigmaaldrich.com/LT/en
Z232971-1EA | DURAN ERLENMEYER FLASK, 25ML, GRADUATED, | 1X1EA | 1 | 10 | Sigma-Aldrich | Z232971-1EA | https://www.sigmaaldrich.com/LT/en
Z232998-10EA | DURAN ERLENMEYER FLASK, 50ML, GRADUATED, | 1X10EA | 1 | 63 | Sigma-Aldrich | Z232998-10EA | https://www.sigmaaldrich.com/LT/en
Z232998-1EA | DURAN ERLENMEYER FLASK, 50ML, GRADUATED, | 1X1EA | 1 | 10 | Sigma-Aldrich | Z232998-1EA | https://www.sigmaaldrich.com/LT/en
Z233005-10EA | DURAN ERLENMEYER FLASK, 100ML, GRADUATED | 1X10EA | 1 | 64 | Sigma-Aldrich | Z233005-10EA | https://www.sigmaaldrich.com/LT/en
Z233005-1EA | DURAN ERLENMEYER FLASK, 100ML, GRADUATED | 1X1EA | 1 | 10 | Sigma-Aldrich | Z233005-1EA | https://www.sigmaaldrich.com/LT/en
Z233013-10EA | DURAN(R) ERLENMEYER WIDE-NECK FLASK CAP& | 1X10EA | 1 | 66 | Sigma-Aldrich | Z233013-10EA | https://www.sigmaaldrich.com/LT/en
Z233013-1EA | DURAN(R) ERLENMEYER WIDE-NECK FLASK CAP& | 1X1EA | 1 | 10 | Sigma-Aldrich | Z233013-1EA | https://www.sigmaaldrich.com/LT/en
Z233021-10EA | DURAN ERLENMEYER FLASK, 250ML, GRADUATED | 1X10EA | 1 | 70 | Sigma-Aldrich | Z233021-10EA | https://www.sigmaaldrich.com/LT/en
Z233021-1EA | DURAN ERLENMEYER FLASK, 250ML, GRADUATED | 1X1EA | 1 | 10 | Sigma-Aldrich | Z233021-1EA | https://www.sigmaaldrich.com/LT/en
Z233048-10EA | DURAN ERLENMEYER FLASK, 300ML, GRADUATED | 1X10EA | 1 | 80 | Sigma-Aldrich | Z233048-10EA | https://www.sigmaaldrich.com/LT/en
Z233048-1EA | DURAN ERLENMEYER FLASK, 300ML, GRADUATED | 1X1EA | 1 | 11 | Sigma-Aldrich | Z233048-1EA | https://www.sigmaaldrich.com/LT/en
Z233056-10EA | DURAN ERLENMEYER FLASK, 500ML, GRADUATED | 1X10EA | 1 | 92 | Sigma-Aldrich | Z233056-10EA | https://www.sigmaaldrich.com/LT/en
Z233056-1EA | DURAN ERLENMEYER FLASK, 500ML, GRADUATED | 1X1EA | 1 | 13 | Sigma-Aldrich | Z233056-1EA | https://www.sigmaaldrich.com/LT/en
Z233064-10EA | DURAN ERLENMEYER FLASK, 1000ML, GRADUATE | 1X10EA | 1 | 147 | Sigma-Aldrich | Z233064-10EA | https://www.sigmaaldrich.com/LT/en
Z233064-1EA | DURAN ERLENMEYER FLASK, 1000ML, GRADUATE | 1X1EA | 1 | 20 | Sigma-Aldrich | Z233064-1EA | https://www.sigmaaldrich.com/LT/en
Z233072-10EA | DURAN ERLENMEYER FLASK, 2000ML, GRADUATE | 1X10EA | 1 | 274 | Sigma-Aldrich | Z233072-10EA | https://www.sigmaaldrich.com/LT/en
Z233072-1EA | DURAN ERLENMEYER FLASK, 2000ML, GRADUATE | 1X1EA | 1 | 37 | Sigma-Aldrich | Z233072-1EA | https://www.sigmaaldrich.com/LT/en
Z233463-1EA | ALDRICH(R) SCHLENK-TYPE ADAPTER OFFSET & | 1X1EA | 1 | 66 | Sigma-Aldrich | Z233463-1EA | https://www.sigmaaldrich.com/LT/en
Z234117-1EA | KILO-LAB(R) CYLINDER DIPTUBES, FOR CYLI& | 1X1EA | 1 | 63 | Sigma-Aldrich | Z234117-1EA | https://www.sigmaaldrich.com/LT/en
Z234230-1EA | BEND-A-SAFETY SHIELD | 1X1EA | 1 | 191 | Sigma-Aldrich | Z234230-1EA | https://www.sigmaaldrich.com/LT/en
Z234605-1EA | PTFE PROBE ADAPTER FOR J-KEM(R) TEMPERA& | 1X1EA | 1 | 60 | Sigma-Aldrich | Z234605-1EA | https://www.sigmaaldrich.com/LT/en
Z236756-1PAK | WYPALL(R) WIPERS L W 9 3/4 IN. 16 3 | 1X1PAK | 1 | 46 | Sigma-Aldrich | Z236756-1PAK | https://www.sigmaaldrich.com/LT/en
Z236756-6PAK | WYPALL(R) WIPERS L W 9 3/4 IN. 16 3 | 1X6PAK | 1 | 238 | Sigma-Aldrich | Z236756-6PAK | https://www.sigmaaldrich.com/LT/en
Z236764-1PAK | WYPALL(R) WIPERS L W 11 IN. 23 1/2 | 1X1PAK | 1 | 98 | Sigma-Aldrich | Z236764-1PAK | https://www.sigmaaldrich.com/LT/en
Z236810-1PAK | CREW(R) WIPERS L X W 11 1/2 IN. X 12 IN& | 1X1PAK | 1 | 96 | Sigma-Aldrich | Z236810-1PAK | https://www.sigmaaldrich.com/LT/en
Z236888-1EA | GAS-CYLINDER BRACKET DOUBLE, WALL-MOUNT | 1X1EA | 1 | 122 | Sigma-Aldrich | Z236888-1EA | https://www.sigmaaldrich.com/LT/en
Z236896-1EA | GAS-CYLINDER BRACKET DOUBLE, BENCH-MOUN& | 1X1EA | 1 | 142 | Sigma-Aldrich | Z236896-1EA | https://www.sigmaaldrich.com/LT/en
Z236918-1EA | GAS-CYLINDER BRACKET TRIPLE, WALL-MOUNT | 1X1EA | 1 | 144 | Sigma-Aldrich | Z236918-1EA | https://www.sigmaaldrich.com/LT/en
Z238015-100EA | POLYETHYLENE STOPPER JOINT: ST/NS 29/32 | 1X100EA | 1 | 21 | Sigma-Aldrich | Z238015-100EA | https://www.sigmaaldrich.com/LT/en
Z238147-1EA | ALDRICH(R) LB-CYLINDER HOLDER BENCH TOP& | 1X1EA | 1 | 44 | Sigma-Aldrich | Z238147-1EA | https://www.sigmaaldrich.com/LT/en
Z238171-1EA | ALDRICH(R) LB-CYLINDER HOLDER/PORTER | 1X1EA | 1 | 124 | Sigma-Aldrich | Z238171-1EA | https://www.sigmaaldrich.com/LT/en
Z238686-1EA | PTFE STIRRER SHAFT, 6MM DIAM., 400MM L | 1X1EA | 1 | 35 | Sigma-Aldrich | Z238686-1EA | https://www.sigmaaldrich.com/LT/en
Z238694-1EA | PTFE STIRRER SHAFT, 6MM DIAM., 500MM L | 1X1EA | 1 | 35 | Sigma-Aldrich | Z238694-1EA | https://www.sigmaaldrich.com/LT/en
Z238708-1EA | PTFE STIRRER SHAFT, 9.5MM DIAM., 550MM L | 1X1EA | 1 | 44 | Sigma-Aldrich | Z238708-1EA | https://www.sigmaaldrich.com/LT/en
Z238716-1EA | PTFE STIRRER SHAFT, 9.5MM DIAM., 650MM L | 1X1EA | 1 | 45 | Sigma-Aldrich | Z238716-1EA | https://www.sigmaaldrich.com/LT/en
Z238724-1EA | PTFE BLADE FOR STIRRER SHAFTS, 65MM BLA& | 1X1EA | 1 | 10 | Sigma-Aldrich | Z238724-1EA | https://www.sigmaaldrich.com/LT/en
Z238732-1EA | PTFE BLADE FOR STIRRER SHAFTS, 75MM BLA& | 1X1EA | 1 | 10 | Sigma-Aldrich | Z238732-1EA | https://www.sigmaaldrich.com/LT/en
Z238740-1EA | PTFE BLADE FOR STIRRER SHAFTS, 105MM BL& | 1X1EA | 1 | 10 | Sigma-Aldrich | Z238740-1EA | https://www.sigmaaldrich.com/LT/en
Z238759-1EA | PTFE BLADE FOR STIRRER SHAFTS, 125MM BL& | 1X1EA | 1 | 10 | Sigma-Aldrich | Z238759-1EA | https://www.sigmaaldrich.com/LT/en
Z238767-1EA | PTFE BLADE FOR STIRRER SHAFTS, 150MM BL& | 1X1EA | 1 | 10 | Sigma-Aldrich | Z238767-1EA | https://www.sigmaaldrich.com/LT/en
Z239089-1EA | PIPETTE FILLERS RED SILICONE BULB TYPE | 1X1EA | 1 | 40 | Sigma-Aldrich | Z239089-1EA | https://www.sigmaaldrich.com/LT/en
Z239119-1PAK | WHITE DISPOSABLE POLYSTYRENE POUR-BOATS& | 1X1PAK | 1 | 59 | Sigma-Aldrich | Z239119-1PAK | https://www.sigmaaldrich.com/LT/en
Z239127-1PAK | WHITE DISPOSABLE POLYSTYRENE POUR-BOATS& | 1X1PAK | 1 | 91 | Sigma-Aldrich | Z239127-1PAK | https://www.sigmaaldrich.com/LT/en
Z239135-1PAK | WHITE DISPOSABLE POLYSTYRENE POUR-BOATS& | 1X1PAK | 1 | 163 | Sigma-Aldrich | Z239135-1PAK | https://www.sigmaaldrich.com/LT/en
Z239216-1EA | ALDRICH(R) NMR-TUBE CLEANER MODEL D, JO& | 1X1EA | 1 | 244 | Sigma-Aldrich | Z239216-1EA | https://www.sigmaaldrich.com/LT/en
Z239224-1EA | ALDRICH(R) NMR-TUBE CLEANER MODEL D, JO& | 1X1EA | 1 | 399 | Sigma-Aldrich | Z239224-1EA | https://www.sigmaaldrich.com/LT/en
Z242772-1EA | VIKEM(R) VINYL-COATED LEAD WIRE WIRE DI& | 1X1EA | 1 | 42 | Sigma-Aldrich | Z242772-1EA | https://www.sigmaaldrich.com/LT/en
Z243213-2EA | MICRO SPATULA | 1X2EA | 1 | 30 | Sigma-Aldrich | Z243213-2EA | https://www.sigmaaldrich.com/LT/en
Z243248-1EA | ACE POWDER DISPENSING FUNNEL CAPACITY 2& | 1X1EA | 1 | 480 | Sigma-Aldrich | Z243248-1EA | https://www.sigmaaldrich.com/LT/en
Z243256-1EA | ACE SQUIBB SEPARATORY FUNNEL WITH LOCKT& | 1X1EA | 1 | 225 | Sigma-Aldrich | Z243256-1EA | https://www.sigmaaldrich.com/LT/en
Z243264-1EA | ACE SQUIBB SEPARATORY FUNNEL WITH LOCKT& | 1X1EA | 1 | 244 | Sigma-Aldrich | Z243264-1EA | https://www.sigmaaldrich.com/LT/en
Z243272-1EA | ACE SQUIBB SEPARATORY FUNNEL WITH LOCKT& | 1X1EA | 1 | 271 | Sigma-Aldrich | Z243272-1EA | https://www.sigmaaldrich.com/LT/en
Z243280-1EA | ACE SQUIBB SEPARATORY FUNNEL WITH LOCKT& | 1X1EA | 1 | 305 | Sigma-Aldrich | Z243280-1EA | https://www.sigmaaldrich.com/LT/en
Z243299-1EA | ACE SQUIBB SEPARATORY FUNNEL WITH LOCKT& | 1X1EA | 1 | 374 | Sigma-Aldrich | Z243299-1EA | https://www.sigmaaldrich.com/LT/en
Z243566-1EA | ALDRICH(R) DUAL BANK MANIFOLD WITH GLAS& | 1X1EA | 1 | 1137 | Sigma-Aldrich | Z243566-1EA | https://www.sigmaaldrich.com/LT/en
Z243574-1EA | ALDRICH(R) DUAL BANK MANIFOLD WITH GLAS& | 1X1EA | 1 | 967 | Sigma-Aldrich | Z243574-1EA | https://www.sigmaaldrich.com/LT/en
Z243620-1EA | ALDRICH CLAMP HOLDER, WITH ZINC PLATED & | 1X1EA | 1 | 21 | Sigma-Aldrich | Z243620-1EA | https://www.sigmaaldrich.com/LT/en
Z243647-1EA | THERMOWELL(R) HEATING MANTLE FOR FLASK S | 1X1EA | 1 | 200 | Sigma-Aldrich | Z243647-1EA | https://www.sigmaaldrich.com/LT/en
Z243655-1EA | THERMOWELL(R) HEATING MANTLE FOR FLASK S | 1X1EA | 1 | 200 | Sigma-Aldrich | Z243655-1EA | https://www.sigmaaldrich.com/LT/en
Z243663-1EA | THERMOWELL(R) HEATING MANTLE FOR FLASK S | 1X1EA | 1 | 179 | Sigma-Aldrich | Z243663-1EA | https://www.sigmaaldrich.com/LT/en
Z243671-1EA | THERMOWELL(R) HEATING MANTLE FOR FLASK S | 1X1EA | 1 | 179 | Sigma-Aldrich | Z243671-1EA | https://www.sigmaaldrich.com/LT/en
Z243698-1EA | THERMOWELL(R) HEATING MANTLE FOR FLASK S | 1X1EA | 1 | 196 | Sigma-Aldrich | Z243698-1EA | https://www.sigmaaldrich.com/LT/en
Z243701-1EA | THERMOWELL(R) HEATING MANTLE FOR FLASK S | 1X1EA | 1 | 221 | Sigma-Aldrich | Z243701-1EA | https://www.sigmaaldrich.com/LT/en
Z243728-1EA | THERMOWELL(R) HEATING MANTLE FOR FLASK S | 1X1EA | 1 | 298 | Sigma-Aldrich | Z243728-1EA | https://www.sigmaaldrich.com/LT/en
Z243736-1EA | THERMOWELL(R) HEATING MANTLE FOR FLASK S | 1X1EA | 1 | 441 | Sigma-Aldrich | Z243736-1EA | https://www.sigmaaldrich.com/LT/en
Z243817-1EA | POWERMITE(R) PROPORTIONAL ON/OFF TYPE-1, | 1X1EA | 1 | 238 | Sigma-Aldrich | Z243817-1EA | https://www.sigmaaldrich.com/LT/en
Z243825-1EA | POWERMITE(R) PROPORTIONAL ON/OFF TYPE-1, | 1X1EA | 1 | 258 | Sigma-Aldrich | Z243825-1EA | https://www.sigmaaldrich.com/LT/en
Z243833-1EA | POWERMITE(R) SOLID-STATE TYPE-600W CAPAC | 1X1EA | 1 | 222 | Sigma-Aldrich | Z243833-1EA | https://www.sigmaaldrich.com/LT/en
Z243841-1EA | POWERMITE(R) SOLID-STATE TYPE-600W CAPAC | 1X1EA | 1 | 271 | Sigma-Aldrich | Z243841-1EA | https://www.sigmaaldrich.com/LT/en
Z243868-1EA | POWERMITE(R) PROPORTIONAL ON/OFF TYPE-1, | 1X1EA | 1 | 302 | Sigma-Aldrich | Z243868-1EA | https://www.sigmaaldrich.com/LT/en
Z243892-1EA | ALDRICH(R) SPLASH PROTECTOR FEMALE JOIN& | 1X1EA | 1 | 99 | Sigma-Aldrich | Z243892-1EA | https://www.sigmaaldrich.com/LT/en
Z244015-1EA | MANIFOLD WITH THREADED STOPCOCKS POSITI& | 1X1EA | 1 | 809 | Sigma-Aldrich | Z244015-1EA | https://www.sigmaaldrich.com/LT/en
Z244023-1EA | MANIFOLD WITH THREADED STOPCOCKS POSITI& | 1X1EA | 1 | 1098 | Sigma-Aldrich | Z244023-1EA | https://www.sigmaaldrich.com/LT/en
Z244112-5EA | SAMPLE CYLINDER PLUG BRASS | 1X5EA | 1 | 77 | Sigma-Aldrich | Z244112-5EA | https://www.sigmaaldrich.com/LT/en
Z244120-10EA | SAMPLE CYLINDER PLUG, CARBON STEEL | 1X10EA | 1 | 13 | Sigma-Aldrich | Z244120-10EA | https://www.sigmaaldrich.com/LT/en
Z244465-1EA | RIGID PTFE SLEEVE JOINT: ST/NS 45/50 | 1X1EA | 1 | 28 | Sigma-Aldrich | Z244465-1EA | https://www.sigmaaldrich.com/LT/en
Z244473-50EA | PTFE-FACED LINERS | 1X50EA | 1 | 47 | Sigma-Aldrich | Z244473-50EA | https://www.sigmaaldrich.com/LT/en
Z245240-1KT | ACE MICROSCALE GLASSWARE KIT MICRO/MINI& | 1X1KIT | 1 | 560 | Sigma-Aldrich | Z245240-1KT | https://www.sigmaaldrich.com/LT/en
Z245372-1PAK | DISPOSABLE BEAKERS CAPACITY 50 ML | 1X1PAK | 1 | 50 | Sigma-Aldrich | Z245372-1PAK | https://www.sigmaaldrich.com/LT/en
Z245380-1PAK | DISPOSABLE BEAKERS CAPACITY 100 ML | 1X1PAK | 1 | 60 | Sigma-Aldrich | Z245380-1PAK | https://www.sigmaaldrich.com/LT/en
Z245399-1PAK | DISPOSABLE BEAKERS CAPACITY 250 ML | 1X1PAK | 1 | 92 | Sigma-Aldrich | Z245399-1PAK | https://www.sigmaaldrich.com/LT/en
Z245402-1PAK | DISPOSABLE BEAKERS CAPACITY 400 ML | 1X1PAK | 1 | 98 | Sigma-Aldrich | Z245402-1PAK | https://www.sigmaaldrich.com/LT/en
Z245410-1PAK | DISPOSABLE BEAKERS CAPACITY 800 ML | 1X1PAK | 1 | 120 | Sigma-Aldrich | Z245410-1PAK | https://www.sigmaaldrich.com/LT/en
Z245429-1PAK | DISPOSABLE BEAKERS CAPACITY 1000 ML | 1X1PAK | 1 | 140 | Sigma-Aldrich | Z245429-1PAK | https://www.sigmaaldrich.com/LT/en
Z245577-1EA | ALDRICH(R) STAINLESS STEEL BUCHNER FUNN& | 1X1EA | 1 | 9428 | Sigma-Aldrich | Z245577-1EA | https://www.sigmaaldrich.com/LT/en
Z246271-1EA | INCONEL(R) CRUCIBLE LOW FORM, CAPACITY & | 1X1EA | 1 | 78 | Sigma-Aldrich | Z246271-1EA | https://www.sigmaaldrich.com/LT/en
Z246298-1EA | INCONEL(R) CRUCIBLE LOW FORM, CAPACITY & | 1X1EA | 1 | 95 | Sigma-Aldrich | Z246298-1EA | https://www.sigmaaldrich.com/LT/en
Z246352-1EA | INCONEL(R) CRUCIBLE STRAIGHT WALL, CAPA& | 1X1EA | 1 | 97 | Sigma-Aldrich | Z246352-1EA | https://www.sigmaaldrich.com/LT/en
Z246360-1EA | INCONEL(R) CRUCIBLE STRAIGHT WALL, CAPA& | 1X1EA | 1 | 133 | Sigma-Aldrich | Z246360-1EA | https://www.sigmaaldrich.com/LT/en
Z246379-1EA | INCONEL(R) CRUCIBLE STRAIGHT WALL, CAPA& | 1X1EA | 1 | 172 | Sigma-Aldrich | Z246379-1EA | https://www.sigmaaldrich.com/LT/en
Z246441-1EA | NICKEL CRUCIBLE HIGH FORM, CAPACITY 20 & | 1X1EA | 1 | 30 | Sigma-Aldrich | Z246441-1EA | https://www.sigmaaldrich.com/LT/en
Z246468-1EA | NICKEL CRUCIBLE HIGH FORM, CAPACITY 50 & | 1X1EA | 1 | 42 | Sigma-Aldrich | Z246468-1EA | https://www.sigmaaldrich.com/LT/en
Z246476-1EA | NICKEL CRUCIBLE HIGH FORM, CAPACITY 100& | 1X1EA | 1 | 69 | Sigma-Aldrich | Z246476-1EA | https://www.sigmaaldrich.com/LT/en
Z246506-1EA | NICKEL CRUCIBLE COVER FOR 20 ML HIGH FO& | 1X1EA | 1 | 15 | Sigma-Aldrich | Z246506-1EA | https://www.sigmaaldrich.com/LT/en
Z246565-1EA | NICKEL CRUCIBLE LOW FORM, CAPACITY 55 M& | 1X1EA | 1 | 59 | Sigma-Aldrich | Z246565-1EA | https://www.sigmaaldrich.com/LT/en
Z246581-1EA | NICKEL CRUCIBLE LOW FORM, CAPACITY 250 & | 1X1EA | 1 | 157 | Sigma-Aldrich | Z246581-1EA | https://www.sigmaaldrich.com/LT/en
Z246638-1EA | NICKEL CRUCIBLE STRAIGHT WALL, CAPACITY& | 1X1EA | 1 | 59 | Sigma-Aldrich | Z246638-1EA | https://www.sigmaaldrich.com/LT/en
Z246689-1EA | NICKEL CRUCIBLE COVER FOR 55ML LOW FORM& | 1X1EA | 1 | 17 | Sigma-Aldrich | Z246689-1EA | https://www.sigmaaldrich.com/LT/en
Z246700-1EA | NICKEL CRUCIBLE COVER FOR 250ML LOW FOR& | 1X1EA | 1 | 75 | Sigma-Aldrich | Z246700-1EA | https://www.sigmaaldrich.com/LT/en
Z246727-1EA | ZIRCONIUM CRUCIBLE, LOW FORM, 20ML | 1X1EA | 1 | 107 | Sigma-Aldrich | Z246727-1EA | https://www.sigmaaldrich.com/LT/en
Z246735-1EA | ZIRCONIUM CRUCIBLE, LOW FORM, 55ML | 1X1EA | 1 | 127 | Sigma-Aldrich | Z246735-1EA | https://www.sigmaaldrich.com/LT/en
Z246794-1EA | ZIRCONIUM CRUCIBLE, STRAIGHT WALL, 55ML | 1X1EA | 1 | 127 | Sigma-Aldrich | Z246794-1EA | https://www.sigmaaldrich.com/LT/en
Z247057-1EA | COORS(R) CASSEROLE CAPACITY 210 ML | 1X1EA | 1 | 59 | Sigma-Aldrich | Z247057-1EA | https://www.sigmaaldrich.com/LT/en
Z247073-1EA | COORS(R) GOOCH CRUCIBLE PORCELAIN, CAPA& | 1X1EA | 1 | 19 | Sigma-Aldrich | Z247073-1EA | https://www.sigmaaldrich.com/LT/en
Z247081-1EA | COORS(R) GOOCH CRUCIBLE PORCELAIN, CAPA& | 1X1EA | 1 | 21 | Sigma-Aldrich | Z247081-1EA | https://www.sigmaaldrich.com/LT/en
Z247103-1PAK | COORS(R) PORCELAIN CRUCIBLE HIGH FORM, & | 1X1PAK | 1 | 100 | Sigma-Aldrich | Z247103-1PAK | https://www.sigmaaldrich.com/LT/en
Z247111-1PAK | COORS(R) PORCELAIN CRUCIBLE HIGH FORM, & | 1X1PAK | 1 | 107 | Sigma-Aldrich | Z247111-1PAK | https://www.sigmaaldrich.com/LT/en
Z247138-1PAK | COORS(R) PORCELAIN CRUCIBLE HIGH FORM, & | 1X1PAK | 1 | 160 | Sigma-Aldrich | Z247138-1PAK | https://www.sigmaaldrich.com/LT/en
Z247146-1PAK | COORS(R) PORCELAIN CRUCIBLE HIGH FORM, & | 1X1PAK | 1 | 192 | Sigma-Aldrich | Z247146-1PAK | https://www.sigmaaldrich.com/LT/en
Z247154-1PAK | COORS(R) PORCELAIN CRUCIBLE HIGH FORM, & | 1X1PAK | 1 | 224 | Sigma-Aldrich | Z247154-1PAK | https://www.sigmaaldrich.com/LT/en
Z247162-1PAK | COORS(R) PORCELAIN CRUCIBLE WIDE FORM, & | 1X1PAK | 1 | 120 | Sigma-Aldrich | Z247162-1PAK | https://www.sigmaaldrich.com/LT/en
Z247170-1PAK | COORS(R) PORCELAIN CRUCIBLE WIDE FORM, & | 1X1PAK | 1 | 162 | Sigma-Aldrich | Z247170-1PAK | https://www.sigmaaldrich.com/LT/en
Z247189-1PAK | COORS(R) PORCELAIN CRUCIBLE WIDE FORM, & | 1X1PAK | 1 | 192 | Sigma-Aldrich | Z247189-1PAK | https://www.sigmaaldrich.com/LT/en
Z247197-1PAK | COORS(R) PORCELAIN CRUCIBLE WIDE FORM, & | 1X1PAK | 1 | 219 | Sigma-Aldrich | Z247197-1PAK | https://www.sigmaaldrich.com/LT/en
Z247200-1PAK | COORS(R) PORCELAIN CRUCIBLE COVER CAP S& | 1X1PAK | 1 | 185 | Sigma-Aldrich | Z247200-1PAK | https://www.sigmaaldrich.com/LT/en
Z247219-1PAK | COORS(R) PORCELAIN CRUCIBLE COVER CAP S& | 1X1PAK | 1 | 187 | Sigma-Aldrich | Z247219-1PAK | https://www.sigmaaldrich.com/LT/en
Z247227-1PAK | COORS(R) PORCELAIN CRUCIBLE COVER CAP S& | 1X1PAK | 1 | 190 | Sigma-Aldrich | Z247227-1PAK | https://www.sigmaaldrich.com/LT/en
Z247235-1PAK | COORS(R) PORCELAIN CRUCIBLE COVER CAP S& | 1X1PAK | 1 | 194 | Sigma-Aldrich | Z247235-1PAK | https://www.sigmaaldrich.com/LT/en
Z247243-1PAK | COORS(R) PORCELAIN CRUCIBLE COVER CAP S& | 1X1PAK | 1 | 176 | Sigma-Aldrich | Z247243-1PAK | https://www.sigmaaldrich.com/LT/en
Z247251-1PAK | COORS(R) PORCELAIN CRUCIBLE COVER CAP S& | 1X1PAK | 1 | 238 | Sigma-Aldrich | Z247251-1PAK | https://www.sigmaaldrich.com/LT/en
Z247294-1EA | NMR-TUBE DEWAR FLASK | 1X1EA | 1 | 228 | Sigma-Aldrich | Z247294-1EA | https://www.sigmaaldrich.com/LT/en
Z247308-1EA | COORS(R) BUCHNER FUNNEL CAPACITY 30 ML | 1X1EA | 1 | 54 | Sigma-Aldrich | Z247308-1EA | https://www.sigmaaldrich.com/LT/en
Z247316-1EA | COORS(R) BUCHNER FUNNEL CAPACITY 87 ML | 1X1EA | 1 | 64 | Sigma-Aldrich | Z247316-1EA | https://www.sigmaaldrich.com/LT/en
Z247324-1EA | COORS(R) BUCHNER FUNNEL CAPACITY 186 ML | 1X1EA | 1 | 84 | Sigma-Aldrich | Z247324-1EA | https://www.sigmaaldrich.com/LT/en
Z247332-1EA | COORS(R) BUCHNER FUNNEL CAPACITY 320 ML | 1X1EA | 1 | 114 | Sigma-Aldrich | Z247332-1EA | https://www.sigmaaldrich.com/LT/en
Z247340-1EA | COORS(R) BUCHNER FUNNEL CAPACITY 550 ML | 1X1EA | 1 | 137 | Sigma-Aldrich | Z247340-1EA | https://www.sigmaaldrich.com/LT/en
Z247359-1EA | COORS(R) BUCHNER FUNNEL CAPACITY 700 ML | 1X1EA | 1 | 186 | Sigma-Aldrich | Z247359-1EA | https://www.sigmaaldrich.com/LT/en
Z247367-1EA | COORS(R) BUCHNER FUNNEL CAPACITY 1,060 & | 1X1EA | 1 | 252 | Sigma-Aldrich | Z247367-1EA | https://www.sigmaaldrich.com/LT/en
Z247375-1EA | COORS(R) BUCHNER FUNNEL CAPACITY 1,860 & | 1X1EA | 1 | 493 | Sigma-Aldrich | Z247375-1EA | https://www.sigmaaldrich.com/LT/en
Z247375-2EA | COORS(R) BUCHNER FUNNEL CAPACITY 1,860 & | 1X2EA | 1 | 732 | Sigma-Aldrich | Z247375-2EA | https://www.sigmaaldrich.com/LT/en
Z247405-1EA | COORS(R) TABLE-TYPE FIXED PLATE BUCHNER& | 1X1EA | 1 | 1127 | Sigma-Aldrich | Z247405-1EA | https://www.sigmaaldrich.com/LT/en
Z247413-1EA | COORS(R) TABLE-TYPE REMOVABLE PLATE BUC& | 1X1EA | 1 | 1078 | Sigma-Aldrich | Z247413-1EA | https://www.sigmaaldrich.com/LT/en
Z247421-1EA | COORS(R) HIRSCH FUNNEL CAPACITY APPROX.& | 1X1EA | 1 | 47 | Sigma-Aldrich | Z247421-1EA | https://www.sigmaaldrich.com/LT/en
Z247448-1EA | COORS(R) HIRSCH FUNNEL CAPACITY APPROX.& | 1X1EA | 1 | 56 | Sigma-Aldrich | Z247448-1EA | https://www.sigmaaldrich.com/LT/en
Z247456-1EA | COORS(R) MULTI-WELL PLATE | 1X1EA | 1 | 37 | Sigma-Aldrich | Z247456-1EA | https://www.sigmaaldrich.com/LT/en
Z247464-1EA | COORS(R) PORCELAIN MORTAR CAPACITY 50 M& | 1X1EA | 1 | 33 | Sigma-Aldrich | Z247464-1EA | https://www.sigmaaldrich.com/LT/en
Z247472-1EA | COORS(R) PORCELAIN MORTAR CAPACITY 145 & | 1X1EA | 1 | 48 | Sigma-Aldrich | Z247472-1EA | https://www.sigmaaldrich.com/LT/en
Z247480-1EA | COORS(R) PORCELAIN MORTAR CAPACITY 275 & | 1X1EA | 1 | 67 | Sigma-Aldrich | Z247480-1EA | https://www.sigmaaldrich.com/LT/en
Z247499-1EA | COORS(R) PORCELAIN MORTAR CAPACITY 400 & | 1X1EA | 1 | 83 | Sigma-Aldrich | Z247499-1EA | https://www.sigmaaldrich.com/LT/en
Z247502-1EA | COORS(R) PORCELAIN PESTLE FOR Z24,746-4 | 1X1EA | 1 | 35 | Sigma-Aldrich | Z247502-1EA | https://www.sigmaaldrich.com/LT/en
Z247510-1EA | COORS(R) PORCELAIN PESTLE FOR Z247472 | 1X1EA | 1 | 40 | Sigma-Aldrich | Z247510-1EA | https://www.sigmaaldrich.com/LT/en
Z247529-1EA | COORS(R) PORCELAIN PESTLE FOR Z247480 | 1X1EA | 1 | 45 | Sigma-Aldrich | Z247529-1EA | https://www.sigmaaldrich.com/LT/en
Z247537-1EA | COORS(R) PORCELAIN PESTLE FOR Z24,749-9 | 1X1EA | 1 | 60 | Sigma-Aldrich | Z247537-1EA | https://www.sigmaaldrich.com/LT/en
Z247588-1PAK | COORS(R) EVAPORATING DISHES CAPACITY 12& | 1X1PAK | 1 | 145 | Sigma-Aldrich | Z247588-1PAK | https://www.sigmaaldrich.com/LT/en
Z247626-1EA | COORS(R) HIGH-ALUMINA CRUCIBLE HIGH FOR& | 1X1EA | 1 | 47 | Sigma-Aldrich | Z247626-1EA | https://www.sigmaaldrich.com/LT/en
Z247634-1EA | COORS(R) HIGH-ALUMINA CRUCIBLE HIGH FOR& | 1X1EA | 1 | 60 | Sigma-Aldrich | Z247634-1EA | https://www.sigmaaldrich.com/LT/en
Z247642-1EA | COORS(R) HIGH-ALUMINA CRUCIBLE HIGH FOR& | 1X1EA | 1 | 83 | Sigma-Aldrich | Z247642-1EA | https://www.sigmaaldrich.com/LT/en
Z247715-1EA | COORS(R) TABLE-TYPE REMOVABLE PLATE BUC& | 1X1EA | 1 | 710 | Sigma-Aldrich | Z247715-1EA | https://www.sigmaaldrich.com/LT/en
Z247723-1EA | COORS(R) HIGH-ALUMINA CRUCIBLE COVER DI& | 1X1EA | 1 | 43 | Sigma-Aldrich | Z247723-1EA | https://www.sigmaaldrich.com/LT/en
Z247731-1EA | COORS(R) HIGH-ALUMINA CRUCIBLE COVER DI& | 1X1EA | 1 | 49 | Sigma-Aldrich | Z247731-1EA | https://www.sigmaaldrich.com/LT/en
Z247758-1EA | COORS(R) HIGH-ALUMINA CRUCIBLE COVER DI& | 1X1EA | 1 | 52 | Sigma-Aldrich | Z247758-1EA | https://www.sigmaaldrich.com/LT/en
Z247766-1EA | ALDRICH(R) MICRO SHORT-PATH DISTILLATIO& | 1X1EA | 1 | 926 | Sigma-Aldrich | Z247766-1EA | https://www.sigmaaldrich.com/LT/en
Z247774-1EA | JACKETED HEAD FOR ALDRICH(R) MICRO SHOR& | 1X1EA | 1 | 648 | Sigma-Aldrich | Z247774-1EA | https://www.sigmaaldrich.com/LT/en
Z247782-1EA | FRITWARE(R) POROUS RODS DIAM. 1/4 IN. | 1X1EA | 1 | 99 | Sigma-Aldrich | Z247782-1EA | https://www.sigmaaldrich.com/LT/en
Z247804-1EA | FRITWARE(R) POROUS RODS DIAM. 1/2 IN. | 1X1EA | 1 | 76 | Sigma-Aldrich | Z247804-1EA | https://www.sigmaaldrich.com/LT/en
Z247820-1EA | ALDRICH(R) SHORT-PATH DISTILLATION APPA& | 1X1EA | 1 | 811 | Sigma-Aldrich | Z247820-1EA | https://www.sigmaaldrich.com/LT/en
Z248096-1EA | NALGENE(R) HAND-OPERATED VACUUM PUMP PV& | 1X1EA | 1 | 201 | Sigma-Aldrich | Z248096-1EA | https://www.sigmaaldrich.com/LT/en
Z248118-1EA | NALGENE(R) HAND-OPERATED VACUUM PUMP PV& | 1X1EA | 1 | 216 | Sigma-Aldrich | Z248118-1EA | https://www.sigmaaldrich.com/LT/en
Z248134-1EA | NALGENE(R) HAND-OPERATED VACUUM PUMP AL& | 1X1EA | 1 | 219 | Sigma-Aldrich | Z248134-1EA | https://www.sigmaaldrich.com/LT/en
Z248282-1EA | PTFE PROBE ADAPTER FOR J-KEM(R) TEMPERA& | 1X1EA | 1 | 42 | Sigma-Aldrich | Z248282-1EA | https://www.sigmaaldrich.com/LT/en
Z248304-1EA | PTFE PROBE ADAPTER FOR J-KEM(R) TEMPERA& | 1X1EA | 1 | 62 | Sigma-Aldrich | Z248304-1EA | https://www.sigmaaldrich.com/LT/en
Z248312-1EA | J-KEM(R) THERMOCOUPLE PROBE SINGLE-ELEM& | 1X1EA | 1 | 98 | Sigma-Aldrich | Z248312-1EA | https://www.sigmaaldrich.com/LT/en
Z248320-1EA | J-KEM(R) THERMOCOUPLE PROBE DUAL-ELEMEN& | 1X1EA | 1 | 104 | Sigma-Aldrich | Z248320-1EA | https://www.sigmaaldrich.com/LT/en
Z248339-1EA | J-KEM(R) THERMOCOUPLE PROBE DUAL-ELEMEN& | 1X1EA | 1 | 104 | Sigma-Aldrich | Z248339-1EA | https://www.sigmaaldrich.com/LT/en
Z248444-1PAK | DRIERITE(R) GAS-DRYING UNIT REPLACEMENT | 1X1PAK | 1 | 58 | Sigma-Aldrich | Z248444-1PAK | https://www.sigmaaldrich.com/LT/en
Z248460-1EA | J-KEM(R) THERMOCOUPLE EXTENSION CABLE F& | 1X1EA | 1 | 52 | Sigma-Aldrich | Z248460-1EA | https://www.sigmaaldrich.com/LT/en
Z249254-1PAK | QUANTOFIX(R) PEROXIDES TEST STICKS RANG& | 1X1PAK | 1 | 32 | Sigma-Aldrich | Z249254-1PAK | https://www.sigmaaldrich.com/LT/en
Z249262-1PAK | QUANTOFIX ZINC TEST STICKS (1PK=100 & | 1X1PAK | 1 | 64 | Sigma-Aldrich | Z249262-1PAK | https://www.sigmaaldrich.com/LT/en
Z249599-1EA | ALDRICH(R) MODIFIED DEAN-STARK APPARATU& | 1X1EA | 1 | 427 | Sigma-Aldrich | Z249599-1EA | https://www.sigmaaldrich.com/LT/en
Z249602-1EA | ALDRICH(R) MODIFIED, JACKETED DEAN-STAR& | 1X1EA | 1 | 1255 | Sigma-Aldrich | Z249602-1EA | https://www.sigmaaldrich.com/LT/en
Z249939-1PAK | WHEATON NARROW MOUTH BOTTLES WITH CAPS & | 1X1PAK | 1 | 129 | Sigma-Aldrich | Z249939-1PAK | https://www.sigmaaldrich.com/LT/en
Z249947-1PAK | WHEATON NARROW MOUTH BOTTLES WITH CAPS & | 1X1PAK | 1 | 84 | Sigma-Aldrich | Z249947-1PAK | https://www.sigmaaldrich.com/LT/en
Z249955-1PAK | WHEATON NARROW MOUTH BOTTLES WITH CAPS & | 1X1PAK | 1 | 93 | Sigma-Aldrich | Z249955-1PAK | https://www.sigmaaldrich.com/LT/en
Z249963-1PAK | WHEATON NARROW MOUTH BOTTLES WITH CAPS & | 1X1PAK | 1 | 79 | Sigma-Aldrich | Z249963-1PAK | https://www.sigmaaldrich.com/LT/en
Z249971-1PAK | WHEATON NARROW MOUTH BOTTLES WITH CAPS & | 1X1PAK | 1 | 78 | Sigma-Aldrich | Z249971-1PAK | https://www.sigmaaldrich.com/LT/en
Z249998-1PAK | WHEATON NARROW MOUTH BOTTLES WITH CAPS & | 1X1PAK | 1 | 108 | Sigma-Aldrich | Z249998-1PAK | https://www.sigmaaldrich.com/LT/en
Z250007-1PAK | WHEATON NARROW MOUTH BOTTLES WITH CAPS & | 1X1PAK | 1 | 134 | Sigma-Aldrich | Z250007-1PAK | https://www.sigmaaldrich.com/LT/en
Z250015-1PAK | WHEATON NARROW MOUTH BOTTLES WITH CAPS & | 1X1PAK | 1 | 96 | Sigma-Aldrich | Z250015-1PAK | https://www.sigmaaldrich.com/LT/en
Z250023-1PAK | WHEATON NARROW MOUTH BOTTLES WITH CAPS & | 1X1PAK | 1 | 108 | Sigma-Aldrich | Z250023-1PAK | https://www.sigmaaldrich.com/LT/en
Z250031-1PAK | WHEATON NARROW MOUTH BOTTLES WITH CAPS & | 1X1PAK | 1 | 69 | Sigma-Aldrich | Z250031-1PAK | https://www.sigmaaldrich.com/LT/en
Z250058-1PAK | WHEATON NARROW MOUTH BOTTLES WITH CAPS & | 1X1PAK | 1 | 95 | Sigma-Aldrich | Z250058-1PAK | https://www.sigmaaldrich.com/LT/en
Z250066-1PAK | WHEATON NARROW MOUTH BOTTLES WITH CAPS & | 1X1PAK | 1 | 122 | Sigma-Aldrich | Z250066-1PAK | https://www.sigmaaldrich.com/LT/en
Z250155-1PAK | WHEATON WIDE-MOUTH BOTTLES WITH CAPS CA& | 1X1PAK | 1 | 107 | Sigma-Aldrich | Z250155-1PAK | https://www.sigmaaldrich.com/LT/en
Z250163-1PAK | WHEATON WIDE-MOUTH BOTTLES WITH CAPS CA& | 1X1PAK | 1 | 123 | Sigma-Aldrich | Z250163-1PAK | https://www.sigmaaldrich.com/LT/en
Z250171-1PAK | WHEATON WIDE-MOUTH BOTTLES WITH CAPS CA& | 1X1PAK | 1 | 146 | Sigma-Aldrich | Z250171-1PAK | https://www.sigmaaldrich.com/LT/en
Z250198-1PAK | WHEATON WIDE-MOUTH BOTTLES WITH CAPS CA& | 1X1PAK | 1 | 196 | Sigma-Aldrich | Z250198-1PAK | https://www.sigmaaldrich.com/LT/en
Z250201-1PAK | WHEATON WIDE-MOUTH BOTTLES WITH CAPS CA& | 1X1PAK | 1 | 126 | Sigma-Aldrich | Z250201-1PAK | https://www.sigmaaldrich.com/LT/en
Z250228-1PAK | WHEATON WIDE-MOUTH BOTTLES WITH CAPS CA& | 1X1PAK | 1 | 165 | Sigma-Aldrich | Z250228-1PAK | https://www.sigmaaldrich.com/LT/en
Z250236-1EA | ALDRICH(R) FALLING-FILM DISTILLATION HE& | 1X1EA | 1 | 1137 | Sigma-Aldrich | Z250236-1EA | https://www.sigmaaldrich.com/LT/en
Z250244-1EA | ALDRICH(R) FALLING-FILM DISTILLATION HE& | 1X1EA | 1 | 908 | Sigma-Aldrich | Z250244-1EA | https://www.sigmaaldrich.com/LT/en
Z250325-1EA | ALDRICH(R) AZEOTROPIC DISTILLATION APPA& | 1X1EA | 1 | 587 | Sigma-Aldrich | Z250325-1EA | https://www.sigmaaldrich.com/LT/en
Z251119-1PAK | WHITE ANTI-STATIC DISPOSABLE POLYSTYREN& | 1X1PAK | 1 | 131 | Sigma-Aldrich | Z251119-1PAK | https://www.sigmaaldrich.com/LT/en
Z251127-1PAK | WHITE ANTI-STATIC DISPOSABLE POLYSTYREN& | 1X1PAK | 1 | 199 | Sigma-Aldrich | Z251127-1PAK | https://www.sigmaaldrich.com/LT/en
Z251135-1PAK | WHITE ANTI-STATIC DISPOSABLE POLYSTYREN& | 1X1PAK | 1 | 336 | Sigma-Aldrich | Z251135-1PAK | https://www.sigmaaldrich.com/LT/en
Z251208-1EA | OUTLET VALVE, SS, CGA 350 X 3/4IN NPTM & | 1X1EA | 1 | 310 | Sigma-Aldrich | Z251208-1EA | https://www.sigmaaldrich.com/LT/en
Z251216-1EA | OUTLET ADAPTER, BRASS, CGA 350 X 1/4 IN. | 1X1EA | 1 | 69 | Sigma-Aldrich | Z251216-1EA | https://www.sigmaaldrich.com/LT/en
Z251313-1EA | NITROGEN INLET ADAPTER, 1/4IN NPTF X HO& | 1X1EA | 1 | 48 | Sigma-Aldrich | Z251313-1EA | https://www.sigmaaldrich.com/LT/en
Z251526-1EA | PLUG, 1/4IN, FOR 1/4IN FERRULE LOCK END& | 1X1EA | 1 | 14 | Sigma-Aldrich | Z251526-1EA | https://www.sigmaaldrich.com/LT/en
Z251720-1EA | BIBASE RUBBER SUPPORT RING BLUE SILICON& | 1X1EA | 1 | 24 | Sigma-Aldrich | Z251720-1EA | https://www.sigmaaldrich.com/LT/en
Z251739-1EA | BIBASE RUBBER SUPPORT RING BLUE SILICON& | 1X1EA | 1 | 40 | Sigma-Aldrich | Z251739-1EA | https://www.sigmaaldrich.com/LT/en
Z251747-1EA | BIBASE RUBBER SUPPORT RING BLUE SILICON& | 1X1EA | 1 | 78 | Sigma-Aldrich | Z251747-1EA | https://www.sigmaaldrich.com/LT/en
Z252018-1PAK | NALGENE(R) DROP-DISPENSER BOTTLE CAPACI& | 1X1PAK | 1 | 27 | Sigma-Aldrich | Z252018-1PAK | https://www.sigmaaldrich.com/LT/en
Z252026-1PAK | NALGENE(R) DROP-DISPENSER BOTTLE CAPACI& | 1X1PAK | 1 | 36 | Sigma-Aldrich | Z252026-1PAK | https://www.sigmaaldrich.com/LT/en
Z252034-1PAK | NALGENE(R) DROP-DISPENSER BOTTLE CAPACI& | 1X1PAK | 1 | 43 | Sigma-Aldrich | Z252034-1PAK | https://www.sigmaaldrich.com/LT/en
Z252042-1PAK | NALGENE(R) DROP-DISPENSER BOTTLE CAPACI& | 1X1PAK | 1 | 50 | Sigma-Aldrich | Z252042-1PAK | https://www.sigmaaldrich.com/LT/en
Z252050-1PAK | NALGENE(R) DROP-DISPENSER BOTTLE CAPACI& | 1X1PAK | 1 | 33 | Sigma-Aldrich | Z252050-1PAK | https://www.sigmaaldrich.com/LT/en
Z252077-1PAK | NALGENE(R) POLYPROPYLENE SCREW-CLOSURE & | 1X1PAK | 1 | 9 | Sigma-Aldrich | Z252077-1PAK | https://www.sigmaaldrich.com/LT/en
Z252263-1EA | KIMAX(R) CENTRIFUGE TUBE, OIL AND WEATHE | 1X1EA | 1 | 116 | Sigma-Aldrich | Z252263-1EA | https://www.sigmaaldrich.com/LT/en
Z252271-1EA | ALDRICH(R) ANTICLIMB SPLASH-GUARD ADAPT& | 1X1EA | 1 | 135 | Sigma-Aldrich | Z252271-1EA | https://www.sigmaaldrich.com/LT/en
Z252298-1EA | ALDRICH(R) ANTICLIMB SPLASH-GUARD ADAPT& | 1X1EA | 1 | 136 | Sigma-Aldrich | Z252298-1EA | https://www.sigmaaldrich.com/LT/en
Z252301-1EA | ALDRICH(R) ANTICLIMB SPLASH-GUARD ADAPT& | 1X1EA | 1 | 137 | Sigma-Aldrich | Z252301-1EA | https://www.sigmaaldrich.com/LT/en
Z252328-1EA | ALDRICH(R) ANTICLIMB SPLASH-GUARD ADAPT& | 1X1EA | 1 | 182 | Sigma-Aldrich | Z252328-1EA | https://www.sigmaaldrich.com/LT/en
Z252336-1EA | ALDRICH(R) ANTICLIMB SPLASH-GUARD ADAPT& | 1X1EA | 1 | 138 | Sigma-Aldrich | Z252336-1EA | https://www.sigmaaldrich.com/LT/en
Z252352-1EA | ALDRICH(R) ANTICLIMB SPLASH-GUARD ADAPT& | 1X1EA | 1 | 135 | Sigma-Aldrich | Z252352-1EA | https://www.sigmaaldrich.com/LT/en
Z252360-1EA | ALDRICH(R) ANTICLIMB SPLASH-GUARD ADAPT& | 1X1EA | 1 | 139 | Sigma-Aldrich | Z252360-1EA | https://www.sigmaaldrich.com/LT/en
Z252379-1EA | ALDRICH(R) ANTICLIMB SPLASH-GUARD ADAPT& | 1X1EA | 1 | 137 | Sigma-Aldrich | Z252379-1EA | https://www.sigmaaldrich.com/LT/en
Z252530-1EA | ALDRICH(R) OFFSET ADAPTER WITHOUT DRIP-& | 1X1EA | 1 | 46 | Sigma-Aldrich | Z252530-1EA | https://www.sigmaaldrich.com/LT/en
Z252549-1EA | ALDRICH(R) OFFSET ADAPTER WITHOUT DRIP-& | 1X1EA | 1 | 49 | Sigma-Aldrich | Z252549-1EA | https://www.sigmaaldrich.com/LT/en
Z252778-1EA | 500 AND 750W ULTRASONIC PROCESSOR COUPL& | 1X1EA | 1 | 350 | Sigma-Aldrich | Z252778-1EA | https://www.sigmaaldrich.com/LT/en
Z252956-1PAK | ALDRICH(R) FLAVORS AND FRAGRANCES TEST & | 1X1PAK | 1 | 29 | Sigma-Aldrich | Z252956-1PAK | https://www.sigmaaldrich.com/LT/en
Z253170-1PAK | FRITWARE IMMERSION FILTERS DIAM. X L 40& | 1X1PAK | 1 | 51 | Sigma-Aldrich | Z253170-1PAK | https://www.sigmaaldrich.com/LT/en
Z253235-1EA | 90 DEGREE ELBOW CONNECTOR, SS, 1/4IN NP& | 1X1EA | 1 | 12 | Sigma-Aldrich | Z253235-1EA | https://www.sigmaaldrich.com/LT/en
Z254231-1SET | FILTER ADAPTER SET | 1X1SET | 1 | 41 | Sigma-Aldrich | Z254231-1SET | https://www.sigmaaldrich.com/LT/en
Z254258-1PAK | INDIVIDUAL FILTER ADAPTERS SIZE 1 | 1X1PAK | 1 | 61 | Sigma-Aldrich | Z254258-1PAK | https://www.sigmaaldrich.com/LT/en
Z254266-1PAK | INDIVIDUAL FILTER ADAPTERS SIZE 2 | 1X1PAK | 1 | 61 | Sigma-Aldrich | Z254266-1PAK | https://www.sigmaaldrich.com/LT/en
Z254274-1PAK | INDIVIDUAL FILTER ADAPTERS SIZE 3 | 1X1PAK | 1 | 69 | Sigma-Aldrich | Z254274-1PAK | https://www.sigmaaldrich.com/LT/en
Z254282-1PAK | INDIVIDUAL FILTER ADAPTERS SIZE 4 | 1X1PAK | 1 | 74 | Sigma-Aldrich | Z254282-1PAK | https://www.sigmaaldrich.com/LT/en
Z254290-1PAK | INDIVIDUAL FILTER ADAPTERS SIZE 5 | 1X1PAK | 1 | 78 | Sigma-Aldrich | Z254290-1PAK | https://www.sigmaaldrich.com/LT/en
Z254304-1PAK | INDIVIDUAL FILTER ADAPTERS SIZE 6 | 1X1PAK | 1 | 82 | Sigma-Aldrich | Z254304-1PAK | https://www.sigmaaldrich.com/LT/en
Z254312-1PAK | INDIVIDUAL FILTER ADAPTERS SIZE 7 | 1X1PAK | 1 | 87 | Sigma-Aldrich | Z254312-1PAK | https://www.sigmaaldrich.com/LT/en
Z254320-12EA | KIMAX(R) 51 SEROLOGICAL PIPETTES FOR CO& | 1X12EA | 1 | 160 | Sigma-Aldrich | Z254320-12EA | https://www.sigmaaldrich.com/LT/en
Z254320-1EA | KIMAX(R) 51 SEROLOGICAL PIPETTES FOR CO& | 1X1EA | 1 | 19 | Sigma-Aldrich | Z254320-1EA | https://www.sigmaaldrich.com/LT/en
Z254347-12EA | KIMAX(R) 51 SEROLOGICAL PIPETTES FOR CO& | 1X12EA | 1 | 172 | Sigma-Aldrich | Z254347-12EA | https://www.sigmaaldrich.com/LT/en
Z254347-1EA | KIMAX(R) 51 SEROLOGICAL PIPETTES FOR CO& | 1X1EA | 1 | 21 | Sigma-Aldrich | Z254347-1EA | https://www.sigmaaldrich.com/LT/en
Z254355-12EA | KIMAX(R) 51 SEROLOGICAL PIPETTES FOR CO& | 1X12EA | 1 | 197 | Sigma-Aldrich | Z254355-12EA | https://www.sigmaaldrich.com/LT/en
Z254355-1EA | KIMAX(R) 51 SEROLOGICAL PIPETTES FOR CO& | 1X1EA | 1 | 24 | Sigma-Aldrich | Z254355-1EA | https://www.sigmaaldrich.com/LT/en
Z254487-12EA | KIMAX(R) 51 SEROLOGICAL PIPETTES WITH S& | 1X12EA | 1 | 161 | Sigma-Aldrich | Z254487-12EA | https://www.sigmaaldrich.com/LT/en
Z254487-1EA | KIMAX(R) 51 SEROLOGICAL PIPETTES WITH S& | 1X1EA | 1 | 19 | Sigma-Aldrich | Z254487-1EA | https://www.sigmaaldrich.com/LT/en
Z254517-12EA | KIMAX(R) 51 SEROLOGICAL PIPETTES WITH S& | 1X12EA | 1 | 172 | Sigma-Aldrich | Z254517-12EA | https://www.sigmaaldrich.com/LT/en
Z254517-1EA | KIMAX(R) 51 SEROLOGICAL PIPETTES WITH S& | 1X1EA | 1 | 21 | Sigma-Aldrich | Z254517-1EA | https://www.sigmaaldrich.com/LT/en
Z254525-12EA | KIMAX(R) 51 SEROLOGICAL PIPETTES WITH S& | 1X12EA | 1 | 172 | Sigma-Aldrich | Z254525-12EA | https://www.sigmaaldrich.com/LT/en
Z254525-1EA | KIMAX(R) 51 SEROLOGICAL PIPETTES WITH S& | 1X1EA | 1 | 21 | Sigma-Aldrich | Z254525-1EA | https://www.sigmaaldrich.com/LT/en
Z254851-12EA | KIMAX(R) CENTRIFUGE TUBE CAPACITY 35 ML, | 1X12EA | 1 | 217 | Sigma-Aldrich | Z254851-12EA | https://www.sigmaaldrich.com/LT/en
Z254851-1EA | KIMAX(R) CENTRIFUGE TUBE CAPACITY 35 ML, | 1X1EA | 1 | 26 | Sigma-Aldrich | Z254851-1EA | https://www.sigmaaldrich.com/LT/en
Z254878-12EA | KIMAX(R) CENTRIFUGE TUBE CAPACITY 50 ML, | 1X12EA | 1 | 311 | Sigma-Aldrich | Z254878-12EA | https://www.sigmaaldrich.com/LT/en
Z254878-1EA | KIMAX(R) CENTRIFUGE TUBE CAPACITY 50 ML, | 1X1EA | 1 | 37 | Sigma-Aldrich | Z254878-1EA | https://www.sigmaaldrich.com/LT/en
Z254886-12EA | KIMAX(R) OIL CENTRIFUGE TUBE CAPACITY 1& | 1X12EA | 1 | 354 | Sigma-Aldrich | Z254886-12EA | https://www.sigmaaldrich.com/LT/en
Z254886-1EA | KIMAX(R) OIL CENTRIFUGE TUBE CAPACITY 1& | 1X1EA | 1 | 42 | Sigma-Aldrich | Z254886-1EA | https://www.sigmaaldrich.com/LT/en
Z255696-1EA | KONTES(R) NMR TUBE-SEALING MANIFOLD | 1X1EA | 1 | 174 | Sigma-Aldrich | Z255696-1EA | https://www.sigmaaldrich.com/LT/en
Z255858-1PAK | LATEX RUBBER LABORATORY TUBING SUITABLE& | 1X1PAK | 1 | 188 | Sigma-Aldrich | Z255858-1PAK | https://www.sigmaaldrich.com/LT/en
Z255912-1PAK | NALGENE(R) 180 VACUUM TUBING I.D. X O.D& | 1X1PAK | 1 | 128 | Sigma-Aldrich | Z255912-1PAK | https://www.sigmaaldrich.com/LT/en
Z255920-1PAK | NALGENE(R) 180 VACUUM TUBING I.D. X O.D& | 1X1PAK | 1 | 144 | Sigma-Aldrich | Z255920-1PAK | https://www.sigmaaldrich.com/LT/en
Z255939-1PAK | NALGENE(R) 180 VACUUM TUBING I.D. X O.D& | 1X1PAK | 1 | 265 | Sigma-Aldrich | Z255939-1PAK | https://www.sigmaaldrich.com/LT/en
Z255998-1PAK | GUM RUBBER LABORATORY TUBING TUBING I.D& | 1X1PAK | 1 | 107 | Sigma-Aldrich | Z255998-1PAK | https://www.sigmaaldrich.com/LT/en
Z256005-1PAK | GUM RUBBER LABORATORY TUBING TUBING I.D& | 1X1PAK | 1 | 130 | Sigma-Aldrich | Z256005-1PAK | https://www.sigmaaldrich.com/LT/en
Z256013-1PAK | GUM RUBBER LABORATORY TUBING TUBING I.D& | 1X1PAK | 1 | 161 | Sigma-Aldrich | Z256013-1PAK | https://www.sigmaaldrich.com/LT/en
Z256021-1PAK | GUM RUBBER LABORATORY TUBING TUBING I.D& | 1X1PAK | 1 | 203 | Sigma-Aldrich | Z256021-1PAK | https://www.sigmaaldrich.com/LT/en
Z256307-1EA | WRAP-IT TIE INSTALLING TOOL | 1X1EA | 1 | 357 | Sigma-Aldrich | Z256307-1EA | https://www.sigmaaldrich.com/LT/en
Z256331-250EA | WRAP-IT TIES L 7 1/2 IN. | 1X250EA | 1 | 52 | Sigma-Aldrich | Z256331-250EA | https://www.sigmaaldrich.com/LT/en
Z256617-1KT | KONTES(R) WILLIAMSON MICROSCALE GLASSWA& | 1X1KIT | 1 | 361 | Sigma-Aldrich | Z256617-1KT | https://www.sigmaaldrich.com/LT/en
Z256633-1KT | KONTES(R) WILLIAMSON MICROSCALE GLASSWA& | 1X1KIT | 1 | 171 | Sigma-Aldrich | Z256633-1KT | https://www.sigmaaldrich.com/LT/en
Z256641-1KT | KONTES(R) WILLIAMSON ST 14/20 MACROSCAL& | 1X1KIT | 1 | 677 | Sigma-Aldrich | Z256641-1KT | https://www.sigmaaldrich.com/LT/en
Z256668-1KT | KONTES(R) 14/10 MICROFLEX(R) GLASSWARE K | 1X1KIT | 1 | 553 | Sigma-Aldrich | Z256668-1KT | https://www.sigmaaldrich.com/LT/en
Z256765-1EA | ACE ADDITION FUNNEL THREADED STOPCOCK 0& | 1X1EA | 1 | 289 | Sigma-Aldrich | Z256765-1EA | https://www.sigmaaldrich.com/LT/en
Z256773-1EA | ACE ADDITION FUNNEL THREADED STOPCOCK 0& | 1X1EA | 1 | 437 | Sigma-Aldrich | Z256773-1EA | https://www.sigmaaldrich.com/LT/en
Z256803-1EA | ACE ALLIHN CONDENSER WITH ACE-THRED HOS& | 1X1EA | 1 | 204 | Sigma-Aldrich | Z256803-1EA | https://www.sigmaaldrich.com/LT/en
Z256811-1EA | ACE DOUBLE-JACKETED COILED CONDENSER WI& | 1X1EA | 1 | 459 | Sigma-Aldrich | Z256811-1EA | https://www.sigmaaldrich.com/LT/en
Z256870-1EA | ACE VACUUM TRAP WITH THREADED INLET/OUT& | 1X1EA | 1 | 209 | Sigma-Aldrich | Z256870-1EA | https://www.sigmaaldrich.com/LT/en
Z256889-1EA | ACE VACUUM TRAP WITH THREADED INLET/OUT& | 1X1EA | 1 | 213 | Sigma-Aldrich | Z256889-1EA | https://www.sigmaaldrich.com/LT/en
Z256897-1EA | ACE VACUUM TRAP WITH THREADED INLET/OUT& | 1X1EA | 1 | 238 | Sigma-Aldrich | Z256897-1EA | https://www.sigmaaldrich.com/LT/en
Z256900-1EA | ACE VACUUM TRAP WITH THREADED INLET/OUT& | 1X1EA | 1 | 268 | Sigma-Aldrich | Z256900-1EA | https://www.sigmaaldrich.com/LT/en
Z256919-1EA | ACE VACUUM TRAP WITH THREADED INLET/OUT& | 1X1EA | 1 | 382 | Sigma-Aldrich | Z256919-1EA | https://www.sigmaaldrich.com/LT/en
Z257397-1EA | SPIRIT-FILLED LOW-TEMPERATURE THERMOMET& | 1X1EA | 1 | 47 | Sigma-Aldrich | Z257397-1EA | https://www.sigmaaldrich.com/LT/en
Z257400-1EA | SPIRIT-FILLED LOW-TEMPERATURE THERMOMET& | 1X1EA | 1 | 45 | Sigma-Aldrich | Z257400-1EA | https://www.sigmaaldrich.com/LT/en
Z257419-1EA | SPIRIT-FILLED LOW-TEMPERATURE THERMOMET& | 1X1EA | 1 | 244 | Sigma-Aldrich | Z257419-1EA | https://www.sigmaaldrich.com/LT/en
Z257567-1EA | PROHEAT(R) HEAT GUN AC INPUT 120 V, 6 -& | 1X1EA | 1 | 143 | Sigma-Aldrich | Z257567-1EA | https://www.sigmaaldrich.com/LT/en
Z257575-1EA | PROHEAT(R) HEAT GUN AC INPUT 220 V, 3 -& | 1X1EA | 1 | 172 | Sigma-Aldrich | Z257575-1EA | https://www.sigmaaldrich.com/LT/en
Z257591-1EA | PROHEAT(R) VARITEMP(R) HEAT GUNS AC INP& | 1X1EA | 1 | 261 | Sigma-Aldrich | Z257591-1EA | https://www.sigmaaldrich.com/LT/en
Z257761-1EA | ENVIRO-SAFE(R) POCKET THERMOMETER -& | 1X1EA | 1 | 32 | Sigma-Aldrich | Z257761-1EA | https://www.sigmaaldrich.com/LT/en
Z257788-1EA | ENVIRO-SAFE(R) POCKET THERMOMETER -& | 1X1EA | 1 | 33 | Sigma-Aldrich | Z257788-1EA | https://www.sigmaaldrich.com/LT/en
Z257826-1EA | ENVIRO-SAFE(R) POCKET THERMOMETER -& | 1X1EA | 1 | 42 | Sigma-Aldrich | Z257826-1EA | https://www.sigmaaldrich.com/LT/en
Z257834-1EA | ENVIRO-SAFE(R) POCKET THERMOMETER -& | 1X1EA | 1 | 42 | Sigma-Aldrich | Z257834-1EA | https://www.sigmaaldrich.com/LT/en
Z258172-1PAK | DISPOSABLE PROTECTIVE SLEEVES, CLEAR PO& | 1X1PAK | 1 | 61 | Sigma-Aldrich | Z258172-1PAK | https://www.sigmaaldrich.com/LT/en
Z258415-1EA | VORTEX-GENIE(R) 2 MIXER AC INPUT 120 V | 1X1EA | 1 | 545 | Sigma-Aldrich | Z258415-1EA | https://www.sigmaaldrich.com/LT/en
Z258423-1EA | VORTEX-GENIE(R) 2 MIXER AC INPUT 220 V | 1X1EA | 1 | 544 | Sigma-Aldrich | Z258423-1EA | https://www.sigmaaldrich.com/LT/en
Z258458-1PAK | HEAD SET FOR VORTEX-GENIE(R) 2 LARGE S | 1X1PAK | 1 | 213 | Sigma-Aldrich | Z258458-1PAK | https://www.sigmaaldrich.com/LT/en
Z258466-1EA | VORTEX-GENIE(R) 2 POP-OFF CUP HEAD | 1X1EA | 1 | 41 | Sigma-Aldrich | Z258466-1EA | https://www.sigmaaldrich.com/LT/en
Z258474-1EA | VORTEX-GENIE(R) 2 RUBBER COVER FOR 3 IN& | 1X1EA | 1 | 42 | Sigma-Aldrich | Z258474-1EA | https://www.sigmaaldrich.com/LT/en
Z258709-1EA | ACE VACUUM-SUBLIMATION APPARATUS COMPLE& | 1X1EA | 1 | 616 | Sigma-Aldrich | Z258709-1EA | https://www.sigmaaldrich.com/LT/en
Z258717-1EA | ACE VACUUM-SUBLIMATION APPARATUS COMPLE& | 1X1EA | 1 | 1755 | Sigma-Aldrich | Z258717-1EA | https://www.sigmaaldrich.com/LT/en
Z258733-1EA | ACE VACUUM-SUBLIMATION APPARATUS REPL. & | 1X1EA | 1 | 81 | Sigma-Aldrich | Z258733-1EA | https://www.sigmaaldrich.com/LT/en
Z258989-1EA | FLEXIBLE STIRRER SHAFT L 91.4 CM (36 IN& | 1X1EA | 1 | 238 | Sigma-Aldrich | Z258989-1EA | https://www.sigmaaldrich.com/LT/en
Z258997-1EA | FLEXIBLE STIRRER SHAFT L 152.4 CM (60 I& | 1X1EA | 1 | 292 | Sigma-Aldrich | Z258997-1EA | https://www.sigmaaldrich.com/LT/en
Z259004-1EA | FLEXIBLE STIRRER SHAFT ADAPTER | 1X1EA | 1 | 20 | Sigma-Aldrich | Z259004-1EA | https://www.sigmaaldrich.com/LT/en
Z259322-1EA | INSTATHERM(R) OIL BATH LOW FORM, FITS F& | 1X1EA | 1 | 592 | Sigma-Aldrich | Z259322-1EA | https://www.sigmaaldrich.com/LT/en
Z259330-1EA | INSTATHERM(R) OIL BATH LOW FORM, FITS F& | 1X1EA | 1 | 639 | Sigma-Aldrich | Z259330-1EA | https://www.sigmaaldrich.com/LT/en
Z259349-1EA | INSTATHERM(R) OIL BATH LOW FORM, FITS F& | 1X1EA | 1 | 655 | Sigma-Aldrich | Z259349-1EA | https://www.sigmaaldrich.com/LT/en
Z259357-1EA | INSTATHERM(R) OIL BATH LOW FORM, FITS F& | 1X1EA | 1 | 716 | Sigma-Aldrich | Z259357-1EA | https://www.sigmaaldrich.com/LT/en
Z259365-1EA | INSTATHERM(R) OIL BATH LOW FORM, FITS F& | 1X1EA | 1 | 833 | Sigma-Aldrich | Z259365-1EA | https://www.sigmaaldrich.com/LT/en
Z259373-1EA | INSTATHERM(R) OIL BATH HIGH FORM, FITS & | 1X1EA | 1 | 847 | Sigma-Aldrich | Z259373-1EA | https://www.sigmaaldrich.com/LT/en
Z259381-1EA | INSTATHERM(R) OIL BATH HIGH FORM, FITS & | 1X1EA | 1 | 1020 | Sigma-Aldrich | Z259381-1EA | https://www.sigmaaldrich.com/LT/en
Z259403-1EA | INSTATHERM(R) OIL BATH HIGH FORM, FITS & | 1X1EA | 1 | 1225 | Sigma-Aldrich | Z259403-1EA | https://www.sigmaaldrich.com/LT/en
Z259497-1EA | ACE PHOTOCHEMICAL REACTOR VESSEL VESSEL& | 1X1EA | 1 | 522 | Sigma-Aldrich | Z259497-1EA | https://www.sigmaaldrich.com/LT/en
Z259527-1EA | ACE PHOTOCHEMICAL REACTOR VESSEL COMPLE& | 1X1EA | 1 | 700 | Sigma-Aldrich | Z259527-1EA | https://www.sigmaaldrich.com/LT/en
Z259535-1EA | ACE PHOTOCHEMICAL REACTOR VESSEL COMPLE& | 1X1EA | 1 | 722 | Sigma-Aldrich | Z259535-1EA | https://www.sigmaaldrich.com/LT/en
Z259551-1EA | ACE PHOTOCHEMICAL IMMERSION WELL QUARTZ | 1X1EA | 1 | 1098 | Sigma-Aldrich | Z259551-1EA | https://www.sigmaaldrich.com/LT/en
Z259993-1EA | FORTUNA(R) OPTIFIX(R) BASIC BOTTLE-TOP & | 1X1EA | 1 | 314 | Sigma-Aldrich | Z259993-1EA | https://www.sigmaaldrich.com/LT/en
Z260002-1EA | FORTUNA(R) OPTIFIX(R) BASIC BOTTLE-TOP & | 1X1EA | 1 | 314 | Sigma-Aldrich | Z260002-1EA | https://www.sigmaaldrich.com/LT/en
Z260010-1EA | FORTUNA(R) OPTIFIX(R) BASIC BOTTLE-TOP & | 1X1EA | 1 | 314 | Sigma-Aldrich | Z260010-1EA | https://www.sigmaaldrich.com/LT/en
Z260029-1EA | FORTUNA(R) OPTIFIX(R) BASIC BOTTLE-TOP & | 1X1EA | 1 | 432 | Sigma-Aldrich | Z260029-1EA | https://www.sigmaaldrich.com/LT/en
Z260037-1EA | FORTUNA(R) OPTIFIX(R) BASIC BOTTLE-TOP & | 1X1EA | 1 | 473 | Sigma-Aldrich | Z260037-1EA | https://www.sigmaaldrich.com/LT/en
Z260045-1EA | FORTUNA(R) OPTIFIX(R) BASIC BOTTLE-TOP & | 1X1EA | 1 | 797 | Sigma-Aldrich | Z260045-1EA | https://www.sigmaaldrich.com/LT/en
Z260061-1EA | FORTUNA(R) OPTIFIX(R) BASIC BOTTLE-TOP & | 1X1EA | 1 | 1675 | Sigma-Aldrich | Z260061-1EA | https://www.sigmaaldrich.com/LT/en
Z260088-1EA | FORTUNA(R) OPTIFIX(R) BASIC BOTTLE-TOP & | 1X1EA | 1 | 1875 | Sigma-Aldrich | Z260088-1EA | https://www.sigmaaldrich.com/LT/en
Z260096-1EA | FORTUNA(R) OPTIFIX(R) SOLVENT BOTTLE-TO& | 1X1EA | 1 | 314 | Sigma-Aldrich | Z260096-1EA | https://www.sigmaaldrich.com/LT/en
Z260118-1EA | FORTUNA(R) OPTIFIX(R) SOLVENT BOTTLE-TO& | 1X1EA | 1 | 314 | Sigma-Aldrich | Z260118-1EA | https://www.sigmaaldrich.com/LT/en
Z260126-1EA | FORTUNA(R) OPTIFIX(R) SOLVENT BOTTLE-TO& | 1X1EA | 1 | 314 | Sigma-Aldrich | Z260126-1EA | https://www.sigmaaldrich.com/LT/en
Z260134-1EA | FORTUNA(R) OPTIFIX(R) SOLVENT BOTTLE-TO& | 1X1EA | 1 | 432 | Sigma-Aldrich | Z260134-1EA | https://www.sigmaaldrich.com/LT/en
Z260142-1EA | FORTUNA(R) OPTIFIX(R) SOLVENT BOTTLE-TO& | 1X1EA | 1 | 473 | Sigma-Aldrich | Z260142-1EA | https://www.sigmaaldrich.com/LT/en
Z260150-1EA | FORTUNA(R) OPTIFIX(R) SOLVENT BOTTLE-TO& | 1X1EA | 1 | 797 | Sigma-Aldrich | Z260150-1EA | https://www.sigmaaldrich.com/LT/en
Z260169-1EA | FORTUNA(R) OPTIFIX(R) SOLVENT BOTTLE-TO& | 1X1EA | 1 | 1193 | Sigma-Aldrich | Z260169-1EA | https://www.sigmaaldrich.com/LT/en
Z260177-1EA | FORTUNA(R) OPTIFIX(R) SOLVENT BOTTLE-TO& | 1X1EA | 1 | 1675 | Sigma-Aldrich | Z260177-1EA | https://www.sigmaaldrich.com/LT/en
Z260185-1EA | FORTUNA(R) OPTIFIX(R) SOLVENT BOTTLE-TO& | 1X1EA | 1 | 1875 | Sigma-Aldrich | Z260185-1EA | https://www.sigmaaldrich.com/LT/en
Z260193-1EA | FORTUNA(R) OPTIFIX(R) SAFETY BOTTLE-TOP& | 1X1EA | 1 | 409 | Sigma-Aldrich | Z260193-1EA | https://www.sigmaaldrich.com/LT/en
Z260207-1EA | FORTUNA(R) OPTIFIX(R) SAFETY BOTTLE-TOP& | 1X1EA | 1 | 409 | Sigma-Aldrich | Z260207-1EA | https://www.sigmaaldrich.com/LT/en
Z260215-1EA | FORTUNA(R) OPTIFIX(R) SAFETY BOTTLE-TOP& | 1X1EA | 1 | 409 | Sigma-Aldrich | Z260215-1EA | https://www.sigmaaldrich.com/LT/en
Z260223-1EA | FORTUNA(R) OPTIFIX(R) SAFETY BOTTLE-TOP& | 1X1EA | 1 | 562 | Sigma-Aldrich | Z260223-1EA | https://www.sigmaaldrich.com/LT/en
Z260231-1EA | FORTUNA(R) OPTIFIX(R) SAFETY BOTTLE-TOP& | 1X1EA | 1 | 614 | Sigma-Aldrich | Z260231-1EA | https://www.sigmaaldrich.com/LT/en
Z260258-1EA | FORTUNA(R) OPTIFIX(R) SAFETY BOTTLE-TOP& | 1X1EA | 1 | 870 | Sigma-Aldrich | Z260258-1EA | https://www.sigmaaldrich.com/LT/en
Z260266-1EA | FORTUNA(R) UNIVERSAL(R) OPTIFIX(R) HF D& | 1X1EA | 1 | 734 | Sigma-Aldrich | Z260266-1EA | https://www.sigmaaldrich.com/LT/en
Z260274-1EA | FORTUNA(R) UNIVERSAL(R) OPTIFIX(R) HF D& | 1X1EA | 1 | 1092 | Sigma-Aldrich | Z260274-1EA | https://www.sigmaaldrich.com/LT/en
Z260517-1EA | SIDENTRY(TM) GLOVE BOX | 1X1EA | 1 | 2470 | Sigma-Aldrich | Z260517-1EA | https://www.sigmaaldrich.com/LT/en
Z260703-1EA | NALGENE(R) FEP SEPARATORY FUNNEL CAPACI& | 1X1EA | 1 | 322 | Sigma-Aldrich | Z260703-1EA | https://www.sigmaaldrich.com/LT/en
Z260738-1EA | NALGENE(R) FEP SEPARATORY FUNNEL CAPACI& | 1X1EA | 1 | 311 | Sigma-Aldrich | Z260738-1EA | https://www.sigmaaldrich.com/LT/en
Z260746-1EA | NALGENE(R) FEP SEPARATORY FUNNEL CAPACI& | 1X1EA | 1 | 484 | Sigma-Aldrich | Z260746-1EA | https://www.sigmaaldrich.com/LT/en
Z260754-1EA | NALGENE(R) FLUORINATED JERRICAN CARBOY & | 1X1EA | 1 | 63 | Sigma-Aldrich | Z260754-1EA | https://www.sigmaaldrich.com/LT/en
Z260762-1EA | NALGENE(R) FLUORINATED JERRICAN CARBOY & | 1X1EA | 1 | 91 | Sigma-Aldrich | Z260762-1EA | https://www.sigmaaldrich.com/LT/en
Z260770-1EA | NALGENE(R) FLUORINATED CARBOYS WITH SPI& | 1X1EA | 1 | 157 | Sigma-Aldrich | Z260770-1EA | https://www.sigmaaldrich.com/LT/en
Z260789-1EA | NALGENE(R) FLUORINATED CARBOYS WITH SPI& | 1X1EA | 1 | 188 | Sigma-Aldrich | Z260789-1EA | https://www.sigmaaldrich.com/LT/en
Z261017-1EA | NALGENE(R) POLYPROPYLENE SEPARATORY FUN& | 1X1EA | 1 | 61 | Sigma-Aldrich | Z261017-1EA | https://www.sigmaaldrich.com/LT/en
Z261025-1EA | NALGENE(R) POLYPROPYLENE SEPARATORY FUN& | 1X1EA | 1 | 165 | Sigma-Aldrich | Z261025-1EA | https://www.sigmaaldrich.com/LT/en
Z261068-1PAK | NALGENE(R) PASSPORT(TM) IP2 BOTTLES NAR& | 1X1PAK | 1 | 20 | Sigma-Aldrich | Z261068-1PAK | https://www.sigmaaldrich.com/LT/en
Z261076-1PAK | NALGENE(R) PASSPORT(TM) IP2 BOTTLES CAP& | 1X1PAK | 1 | 17 | Sigma-Aldrich | Z261076-1PAK | https://www.sigmaaldrich.com/LT/en
Z261084-1PAK | NALGENE(R) PASSPORT(TM) IP2 BOTTLES NAR& | 1X1PAK | 1 | 20 | Sigma-Aldrich | Z261084-1PAK | https://www.sigmaaldrich.com/LT/en
Z261092-1PAK | NALGENE(R) PASSPORT(TM) IP2 BOTTLES NAR& | 1X1PAK | 1 | 29 | Sigma-Aldrich | Z261092-1PAK | https://www.sigmaaldrich.com/LT/en
Z261106-1PAK | NALGENE(R) PASSPORT(TM) IP2 BOTTLES NAR& | 1X1PAK | 1 | 41 | Sigma-Aldrich | Z261106-1PAK | https://www.sigmaaldrich.com/LT/en
Z261114-1PAK | NALGENE(R) PASSPORT(TM) IP2 BOTTLES NAR& | 1X1PAK | 1 | 49 | Sigma-Aldrich | Z261114-1PAK | https://www.sigmaaldrich.com/LT/en
Z261130-1PAK | NALGENE(R) PASSPORT(TM) IP2 BOTTLES CAP& | 1X1PAK | 1 | 28 | Sigma-Aldrich | Z261130-1PAK | https://www.sigmaaldrich.com/LT/en
Z261149-1PAK | NALGENE(R) PASSPORT(TM) IP2 BOTTLES WID& | 1X1PAK | 1 | 44 | Sigma-Aldrich | Z261149-1PAK | https://www.sigmaaldrich.com/LT/en
Z261157-1PAK | NALGENE(R) PASSPORT(TM) IP2 BOTTLES WID& | 1X1PAK | 1 | 60 | Sigma-Aldrich | Z261157-1PAK | https://www.sigmaaldrich.com/LT/en
Z261165-1PAK | NALGENE(R) PASSPORT(TM) IP2 BOTTLES WID& | 1X1PAK | 1 | 73 | Sigma-Aldrich | Z261165-1PAK | https://www.sigmaaldrich.com/LT/en
Z261416-1EA | MANUAL GAS CONTROL VALVE STAINLESS STEE& | 1X1EA | 1 | 291 | Sigma-Aldrich | Z261416-1EA | https://www.sigmaaldrich.com/LT/en
Z261424-1EA | MANUAL GAS CONTROL VALVE STAINLESS STEE& | 1X1EA | 1 | 309 | Sigma-Aldrich | Z261424-1EA | https://www.sigmaaldrich.com/LT/en
Z261432-1EA | MANUAL GAS CONTROL VALVE STAINLESS STEE& | 1X1EA | 1 | 292 | Sigma-Aldrich | Z261432-1EA | https://www.sigmaaldrich.com/LT/en
Z261440-1EA | MANUAL GAS CONTROL VALVE STAINLESS STEE& | 1X1EA | 1 | 310 | Sigma-Aldrich | Z261440-1EA | https://www.sigmaaldrich.com/LT/en
Z261793-1EA | MANUAL GAS CONTROL VALVE MONEL, CGA INL& | 1X1EA | 1 | 482 | Sigma-Aldrich | Z261793-1EA | https://www.sigmaaldrich.com/LT/en
Z261807-1EA | MANUAL GAS CONTROL VALVE MONEL, CGA INL& | 1X1EA | 1 | 481 | Sigma-Aldrich | Z261807-1EA | https://www.sigmaaldrich.com/LT/en
Z261939-1EA | OPTIFIX(R) PTFE THREAD ADAPTER NECK THR& | 1X1EA | 1 | 42 | Sigma-Aldrich | Z261939-1EA | https://www.sigmaaldrich.com/LT/en
Z261947-1EA | OPTIFIX(R) PTFE THREAD ADAPTER NECK THR& | 1X1EA | 1 | 61 | Sigma-Aldrich | Z261947-1EA | https://www.sigmaaldrich.com/LT/en
Z261955-1EA | OPTIFIX(R) PTFE THREAD ADAPTER NECK THR& | 1X1EA | 1 | 61 | Sigma-Aldrich | Z261955-1EA | https://www.sigmaaldrich.com/LT/en
Z262250-1EA | KNF LABOPORT(R) SOLID PTFE VACUUM PUMP & | 1X1EA | 1 | 2264 | Sigma-Aldrich | Z262250-1EA | https://www.sigmaaldrich.com/LT/en
Z262269-1EA | KNF LABOPORT(R) SOLID PTFE VACUUM PUMP & | 1X1EA | 1 | 2588 | Sigma-Aldrich | Z262269-1EA | https://www.sigmaaldrich.com/LT/en
Z262277-1EA | KNF LABOPORT(R) SOLID PTFE VACUUM PUMP & | 1X1EA | 1 | 3489 | Sigma-Aldrich | Z262277-1EA | https://www.sigmaaldrich.com/LT/en
Z262374-1EA | KNF LABOPORT(R) VACUUM SYSTEM COMPONENT& | 1X1EA | 1 | 318 | Sigma-Aldrich | Z262374-1EA | https://www.sigmaaldrich.com/LT/en
Z262781-1PAK | WHEATON NARROW MOUTH BOTTLES WITH CAPS & | 1X1PAK | 1 | 152 | Sigma-Aldrich | Z262781-1PAK | https://www.sigmaaldrich.com/LT/en
Z262803-1PAK | WHEATON NARROW MOUTH BOTTLES WITH CAPS & | 1X1PAK | 1 | 80 | Sigma-Aldrich | Z262803-1PAK | https://www.sigmaaldrich.com/LT/en
Z262811-1PAK | WHEATON NARROW MOUTH BOTTLES WITH CAPS & | 1X1PAK | 1 | 91 | Sigma-Aldrich | Z262811-1PAK | https://www.sigmaaldrich.com/LT/en
Z262838-1PAK | WHEATON NARROW MOUTH BOTTLES WITH CAPS & | 1X1PAK | 1 | 62 | Sigma-Aldrich | Z262838-1PAK | https://www.sigmaaldrich.com/LT/en
Z262846-1PAK | WHEATON NARROW MOUTH BOTTLES WITH CAPS & | 1X1PAK | 1 | 77 | Sigma-Aldrich | Z262846-1PAK | https://www.sigmaaldrich.com/LT/en
Z262854-1PAK | WHEATON NARROW MOUTH BOTTLES WITH CAPS & | 1X1PAK | 1 | 107 | Sigma-Aldrich | Z262854-1PAK | https://www.sigmaaldrich.com/LT/en
Z262862-1PAK | WHEATON NARROW MOUTH BOTTLES WITH CAPS & | 1X1PAK | 1 | 131 | Sigma-Aldrich | Z262862-1PAK | https://www.sigmaaldrich.com/LT/en
Z262870-1PAK | WHEATON NARROW MOUTH BOTTLES WITH CAPS & | 1X1PAK | 1 | 83 | Sigma-Aldrich | Z262870-1PAK | https://www.sigmaaldrich.com/LT/en
Z262897-1PAK | WHEATON GLASS NARROW-MOUTH BOTTLES,AMBER | 1X1PAK | 1 | 73 | Sigma-Aldrich | Z262897-1PAK | https://www.sigmaaldrich.com/LT/en
Z262900-1PAK | WHEATON GLASS NARROW-MOUTH BOTTLES,AMBER | 1X1PAK | 1 | 90 | Sigma-Aldrich | Z262900-1PAK | https://www.sigmaaldrich.com/LT/en
Z262919-1PAK | WHEATON NARROW MOUTH BOTTLES WITH CAPS & | 1X1PAK | 1 | 119 | Sigma-Aldrich | Z262919-1PAK | https://www.sigmaaldrich.com/LT/en
Z262927-1PAK | WHEATON NARROW MOUTH BOTTLES WITH CAPS & | 1X1PAK | 1 | 136 | Sigma-Aldrich | Z262927-1PAK | https://www.sigmaaldrich.com/LT/en
Z262935-1PAK | WHEATON NARROW MOUTH BOTTLES WITH CAPS & | 1X1PAK | 1 | 81 | Sigma-Aldrich | Z262935-1PAK | https://www.sigmaaldrich.com/LT/en
Z262978-1PAK | WHEATON NARROW MOUTH BOTTLES WITH CAPS & | 1X1PAK | 1 | 88 | Sigma-Aldrich | Z262978-1PAK | https://www.sigmaaldrich.com/LT/en
Z262986-1PAK | WHEATON NARROW MOUTH BOTTLES WITH CAPS & | 1X1PAK | 1 | 118 | Sigma-Aldrich | Z262986-1PAK | https://www.sigmaaldrich.com/LT/en
Z262994-1PAK | WHEATON NARROW MOUTH BOTTLES WITH CAPS & | 1X1PAK | 1 | 173 | Sigma-Aldrich | Z262994-1PAK | https://www.sigmaaldrich.com/LT/en
Z263001-1PAK | WHEATON NARROW MOUTH BOTTLES WITH CAPS & | 1X1PAK | 1 | 96 | Sigma-Aldrich | Z263001-1PAK | https://www.sigmaaldrich.com/LT/en
Z263028-1PAK | WHEATON NARROW MOUTH BOTTLES WITH CAPS & | 1X1PAK | 1 | 108 | Sigma-Aldrich | Z263028-1PAK | https://www.sigmaaldrich.com/LT/en
Z263036-1PAK | WHEATON NARROW MOUTH BOTTLES WITH CAPS & | 1X1PAK | 1 | 64 | Sigma-Aldrich | Z263036-1PAK | https://www.sigmaaldrich.com/LT/en
Z263044-1PAK | WHEATON NARROW MOUTH BOTTLES WITH CAPS & | 1X1PAK | 1 | 90 | Sigma-Aldrich | Z263044-1PAK | https://www.sigmaaldrich.com/LT/en
Z263052-1PAK | WHEATON NARROW MOUTH BOTTLES WITH CAPS & | 1X1PAK | 1 | 119 | Sigma-Aldrich | Z263052-1PAK | https://www.sigmaaldrich.com/LT/en
Z263117-1PAK | WHEATON WIDE-MOUTH BOTTLES WITH CAPS CA& | 1X1PAK | 1 | 64 | Sigma-Aldrich | Z263117-1PAK | https://www.sigmaaldrich.com/LT/en
Z263125-1PAK | WHEATON WIDE-MOUTH BOTTLES WITH CAPS CA& | 1X1PAK | 1 | 91 | Sigma-Aldrich | Z263125-1PAK | https://www.sigmaaldrich.com/LT/en
Z263133-1PAK | WHEATON WIDE-MOUTH BOTTLES WITH CAPS CA& | 1X1PAK | 1 | 108 | Sigma-Aldrich | Z263133-1PAK | https://www.sigmaaldrich.com/LT/en
Z263141-1PAK | WHEATON WIDE-MOUTH BOTTLES WITH CAPS CA& | 1X1PAK | 1 | 146 | Sigma-Aldrich | Z263141-1PAK | https://www.sigmaaldrich.com/LT/en
Z263168-1PAK | WHEATON WIDE-MOUTH BOTTLES WITH CAPS CA& | 1X1PAK | 1 | 91 | Sigma-Aldrich | Z263168-1PAK | https://www.sigmaaldrich.com/LT/en
Z263176-1PAK | WHEATON WIDE-MOUTH BOTTLES WITH CAPS CA& | 1X1PAK | 1 | 118 | Sigma-Aldrich | Z263176-1PAK | https://www.sigmaaldrich.com/LT/en
Z263184-1PAK | WHEATON WIDE-MOUTH BOTTLES WITH CAPS CA& | 1X1PAK | 1 | 84 | Sigma-Aldrich | Z263184-1PAK | https://www.sigmaaldrich.com/LT/en
Z263192-1PAK | WHEATON WIDE-MOUTH BOTTLES WITH CAPS CA& | 1X1PAK | 1 | 110 | Sigma-Aldrich | Z263192-1PAK | https://www.sigmaaldrich.com/LT/en
Z263206-1PAK | WHEATON WIDE-MOUTH BOTTLES WITH CAPS CA& | 1X1PAK | 1 | 131 | Sigma-Aldrich | Z263206-1PAK | https://www.sigmaaldrich.com/LT/en
Z263222-1PAK | WHEATON WIDE-MOUTH BOTTLES WITH CAPS CA& | 1X1PAK | 1 | 84 | Sigma-Aldrich | Z263222-1PAK | https://www.sigmaaldrich.com/LT/en
Z263230-1PAK | WHEATON WIDE-MOUTH BOTTLES WITH CAPS CA& | 1X1PAK | 1 | 138 | Sigma-Aldrich | Z263230-1PAK | https://www.sigmaaldrich.com/LT/en
Z263249-1PAK | WHEATON WIDE-MOUTH BOTTLES WITH CAPS CA& | 1X1PAK | 1 | 176 | Sigma-Aldrich | Z263249-1PAK | https://www.sigmaaldrich.com/LT/en
Z263257-1PAK | WHEATON WIDE-MOUTH BOTTLES WITH CAPS CA& | 1X1PAK | 1 | 203 | Sigma-Aldrich | Z263257-1PAK | https://www.sigmaaldrich.com/LT/en
Z263273-1PAK | WHEATON WIDE-MOUTH BOTTLES WITH CAPS CA& | 1X1PAK | 1 | 121 | Sigma-Aldrich | Z263273-1PAK | https://www.sigmaaldrich.com/LT/en
Z263362-1PAK | WHEATON STRAIGHT-MOUTH BOTTLES WITH CAP& | 1X1PAK | 1 | 109 | Sigma-Aldrich | Z263362-1PAK | https://www.sigmaaldrich.com/LT/en
Z263370-1PAK | WHEATON STRAIGHT-MOUTH BOTTLES WITH CAP& | 1X1PAK | 1 | 118 | Sigma-Aldrich | Z263370-1PAK | https://www.sigmaaldrich.com/LT/en
Z263397-1PAK | WHEATON STRAIGHT-MOUTH BOTTLES WITH CAP& | 1X1PAK | 1 | 82 | Sigma-Aldrich | Z263397-1PAK | https://www.sigmaaldrich.com/LT/en
Z263400-1PAK | WHEATON STRAIGHT-MOUTH BOTTLES WITH CAP& | 1X1PAK | 1 | 109 | Sigma-Aldrich | Z263400-1PAK | https://www.sigmaaldrich.com/LT/en
Z263419-1PAK | WHEATON STRAIGHT-MOUTH BOTTLES WITH CAP& | 1X1PAK | 1 | 133 | Sigma-Aldrich | Z263419-1PAK | https://www.sigmaaldrich.com/LT/en
Z263427-1PAK | WHEATON STRAIGHT-MOUTH BOTTLES WITH CAP& | 1X1PAK | 1 | 180 | Sigma-Aldrich | Z263427-1PAK | https://www.sigmaaldrich.com/LT/en
Z263435-1PAK | WHEATON STRAIGHT-MOUTH BOTTLES WITH CAP& | 1X1PAK | 1 | 194 | Sigma-Aldrich | Z263435-1PAK | https://www.sigmaaldrich.com/LT/en
Z263451-1PAK | WHEATON STRAIGHT-MOUTH BOTTLES WITH CAP& | 1X1PAK | 1 | 134 | Sigma-Aldrich | Z263451-1PAK | https://www.sigmaaldrich.com/LT/en
Z263478-1PAK | WHEATON STRAIGHT-MOUTH BOTTLES WITH CAP& | 1X1PAK | 1 | 205 | Sigma-Aldrich | Z263478-1PAK | https://www.sigmaaldrich.com/LT/en
Z263486-1PAK | WHEATON STRAIGHT-MOUTH BOTTLES WITH CAP& | 1X1PAK | 1 | 232 | Sigma-Aldrich | Z263486-1PAK | https://www.sigmaaldrich.com/LT/en
Z263494-1EA | ADAPTER, 3/8IN TUBE TO 1/4IN HOSE BARB,& | 1X1EA | 1 | 30 | Sigma-Aldrich | Z263494-1EA | https://www.sigmaaldrich.com/LT/en
Z263524-1EA | FEMALE CONNECTOR, 3/8IN FERRULE LOCK X & | 1X1EA | 1 | 50 | Sigma-Aldrich | Z263524-1EA | https://www.sigmaaldrich.com/LT/en
Z263699-1EA | NEEDLE VALVE, SS, ANGLE PATTERN, 3/8IN & | 1X1EA | 1 | 283 | Sigma-Aldrich | Z263699-1EA | https://www.sigmaaldrich.com/LT/en
Z263702-1EA | BALL VALVE, SS, 3/8IN ULTRASEAL X 3/8IN& | 1X1EA | 1 | 374 | Sigma-Aldrich | Z263702-1EA | https://www.sigmaaldrich.com/LT/en
Z264768-1PAK | HYDRION(R) BRILLIANT PH DIP STIKS PH-RA& | 1X1PAK | 1 | 21 | Sigma-Aldrich | Z264768-1PAK | https://www.sigmaaldrich.com/LT/en
Z264776-1PAK | HYDRION(R) BRILLIANT PH DIP STIKS PH-RA& | 1X1PAK | 1 | 19 | Sigma-Aldrich | Z264776-1PAK | https://www.sigmaaldrich.com/LT/en
Z264784-1PAK | HYDRION(R) BRILLIANT PH DIP STIKS PH-RA& | 1X1PAK | 1 | 21 | Sigma-Aldrich | Z264784-1PAK | https://www.sigmaaldrich.com/LT/en
Z264792-1PAK | HYDRION(R) BRILLIANT PH DIP STIKS PH-RA& | 1X1PAK | 1 | 19 | Sigma-Aldrich | Z264792-1PAK | https://www.sigmaaldrich.com/LT/en
Z264881-1EA | HYDRION(R) PH JUMBO DISPENSER 1-12 PH | 1X1EA | 1 | 21 | Sigma-Aldrich | Z264881-1EA | https://www.sigmaaldrich.com/LT/en
Z264911-1EA | HYDRION(R) PH JUMBO DISPENSER 3-9 PH | 1X1EA | 1 | 19 | Sigma-Aldrich | Z264911-1EA | https://www.sigmaaldrich.com/LT/en
Z264946-1EA | ALDRICH(R) GLASS PH ELECTRODE BNC CONNE& | 1X1EA | 1 | 127 | Sigma-Aldrich | Z264946-1EA | https://www.sigmaaldrich.com/LT/en
Z265063-1EA | BUTANE FUEL MICROTORCH MT-51 HANDHELD T& | 1X1EA | 1 | 48 | Sigma-Aldrich | Z265063-1EA | https://www.sigmaaldrich.com/LT/en
Z265071-1PAK | SUPER-POLYFOIL(TM) SHEET SIZE 4 IN. X 4& | 1X1PAK | 1 | 45 | Sigma-Aldrich | Z265071-1PAK | https://www.sigmaaldrich.com/LT/en
Z265101-1PAK | SUPER-POLYFOIL(TM) SHEET SIZE 8 IN. X 8& | 1X1PAK | 1 | 77 | Sigma-Aldrich | Z265101-1PAK | https://www.sigmaaldrich.com/LT/en
Z265160-10PAK | MICROFLEX(R) ULTRA ONE(R) POWDER-FREE L& | 1X10PAK | 1 | 403 | Sigma-Aldrich | Z265160-10PAK | https://www.sigmaaldrich.com/LT/en
Z265160-1PAK | MICROFLEX(R) ULTRA ONE(R) POWDER-FREE L& | 1X1PAK | 1 | 57 | Sigma-Aldrich | Z265160-1PAK | https://www.sigmaaldrich.com/LT/en
Z265179-10PAK | MICROFLEX(R) ULTRA ONE(R) POWDER-FREE L& | 1X10PAK | 1 | 403 | Sigma-Aldrich | Z265179-10PAK | https://www.sigmaaldrich.com/LT/en
Z265179-1PAK | MICROFLEX(R) ULTRA ONE(R) POWDER-FREE L& | 1X1PAK | 1 | 57 | Sigma-Aldrich | Z265179-1PAK | https://www.sigmaaldrich.com/LT/en
Z265187-10PAK | MICROFLEX(R) ULTRA ONE(R) POWDER-FREE L& | 1X10PAK | 1 | 403 | Sigma-Aldrich | Z265187-10PAK | https://www.sigmaaldrich.com/LT/en
Z265187-1PAK | MICROFLEX(R) ULTRA ONE(R) POWDER-FREE L& | 1X1PAK | 1 | 57 | Sigma-Aldrich | Z265187-1PAK | https://www.sigmaaldrich.com/LT/en
Z265195-10PAK | MICROFLEX(R) ULTRA ONE(R) POWDER-FREE L& | 1X10PAK | 1 | 403 | Sigma-Aldrich | Z265195-10PAK | https://www.sigmaaldrich.com/LT/en
Z265195-1PAK | MICROFLEX(R) ULTRA ONE(R) POWDER-FREE L& | 1X1PAK | 1 | 57 | Sigma-Aldrich | Z265195-1PAK | https://www.sigmaaldrich.com/LT/en
Z265896-1EA | TAMER TABS | 1X1EA | 1 | 20 | Sigma-Aldrich | Z265896-1EA | https://www.sigmaaldrich.com/LT/en
Z265918-1EA | MICROPOROUS CARBON BOILING CHIPS | 1X1EA | 1 | 20 | Sigma-Aldrich | Z265918-1EA | https://www.sigmaaldrich.com/LT/en
Z265926-1EA | SOLID-GLASS BEADS SODA-LIME GLASS, DIAM& | 1X1EA | 1 | 37 | Sigma-Aldrich | Z265926-1EA | https://www.sigmaaldrich.com/LT/en
Z265934-1EA | SOLID-GLASS BEADS SODA-LIME GLASS, DIAM& | 1X1EA | 1 | 36 | Sigma-Aldrich | Z265934-1EA | https://www.sigmaaldrich.com/LT/en
Z265942-1EA | SOLID-GLASS BEADS SODA-LIME GLASS, DIAM& | 1X1EA | 1 | 34 | Sigma-Aldrich | Z265942-1EA | https://www.sigmaaldrich.com/LT/en
Z265950-1EA | SOLID-GLASS BEADS SODA-LIME GLASS, DIAM& | 1X1EA | 1 | 32 | Sigma-Aldrich | Z265950-1EA | https://www.sigmaaldrich.com/LT/en
Z265969-1EA | DISSECTING SCISSORS SHARP, CURVED, L 4 & | 1X1EA | 1 | 12 | Sigma-Aldrich | Z265969-1EA | https://www.sigmaaldrich.com/LT/en
Z265977-1EA | DISSECTING SCISSORS SHARP, STRAIGHT, L & | 1X1EA | 1 | 12 | Sigma-Aldrich | Z265977-1EA | https://www.sigmaaldrich.com/LT/en
Z265985-1EA | DISSECTING SCISSORS MAYO, STRAIGHT, L 5& | 1X1EA | 1 | 23 | Sigma-Aldrich | Z265985-1EA | https://www.sigmaaldrich.com/LT/en
Z265993-1EA | DISSECTING SCISSORS MAYO, CURVED, L 5 1& | 1X1EA | 1 | 24 | Sigma-Aldrich | Z265993-1EA | https://www.sigmaaldrich.com/LT/en
Z266086-1EA | TLC DESICCATING CABINET | 1X1EA | 1 | 613 | Sigma-Aldrich | Z266086-1EA | https://www.sigmaaldrich.com/LT/en
Z266132-1EA | TRIPLE TIMER | 1X1EA | 1 | 79 | Sigma-Aldrich | Z266132-1EA | https://www.sigmaaldrich.com/LT/en
Z266167-1EA | NALGENE(R) FEP BOTTLE NARROW-MOUTH, CAP& | 1X1EA | 1 | 159 | Sigma-Aldrich | Z266167-1EA | https://www.sigmaaldrich.com/LT/en
Z266175-1EA | NALGENE(R) FEP BOTTLE NARROW-MOUTH, CAP& | 1X1EA | 1 | 265 | Sigma-Aldrich | Z266175-1EA | https://www.sigmaaldrich.com/LT/en
Z266213-1EA | POLYMER-BODY COMBINATION PH ELECTRODES & | 1X1EA | 1 | 173 | Sigma-Aldrich | Z266213-1EA | https://www.sigmaaldrich.com/LT/en
Z266264-1EA | POLYMER-BODY COMBINATION PH ELECTRODES & | 1X1EA | 1 | 122 | Sigma-Aldrich | Z266264-1EA | https://www.sigmaaldrich.com/LT/en
Z266280-1EA | POLYMER-BODY COMBINATION PH ELECTRODES & | 1X1EA | 1 | 239 | Sigma-Aldrich | Z266280-1EA | https://www.sigmaaldrich.com/LT/en
Z266299-1EA | SPINBAR(R) MAGNETIC STIR BAR PTFE-COATED | 1X1EA | 1 | 12 | Sigma-Aldrich | Z266299-1EA | https://www.sigmaaldrich.com/LT/en
Z266302-1EA | SPINBAR(R) MAGNETIC STIR BAR PTFE-COATED | 1X1EA | 1 | 12 | Sigma-Aldrich | Z266302-1EA | https://www.sigmaaldrich.com/LT/en
Z266310-1EA | SPINBAR(R) MAGNETIC STIR BAR PTFE-COATED | 1X1EA | 1 | 12 | Sigma-Aldrich | Z266310-1EA | https://www.sigmaaldrich.com/LT/en
Z266329-1EA | SPINBAR(R) MAGNETIC STIR BAR PTFE-COATED | 1X1EA | 1 | 12 | Sigma-Aldrich | Z266329-1EA | https://www.sigmaaldrich.com/LT/en
Z266337-1EA | SPINBAR(R) MAGNETIC STIR BAR PTFE-COATED | 1X1EA | 1 | 12 | Sigma-Aldrich | Z266337-1EA | https://www.sigmaaldrich.com/LT/en
Z266345-1EA | SPINBAR(R) MAGNETIC STIR BAR PTFE-COATED | 1X1EA | 1 | 12 | Sigma-Aldrich | Z266345-1EA | https://www.sigmaaldrich.com/LT/en
Z266353-1EA | SPINBAR(R) MAGNETIC STIR BAR PTFE-COATED | 1X1EA | 1 | 12 | Sigma-Aldrich | Z266353-1EA | https://www.sigmaaldrich.com/LT/en
Z266361-1EA | SPINBAR(R) MAGNETIC STIR BAR PTFE-COATED | 1X1EA | 1 | 141 | Sigma-Aldrich | Z266361-1EA | https://www.sigmaaldrich.com/LT/en
Z266388-1EA | SPINBAR(R) MAGNETIC STIR BAR PTFE-COATED | 1X1EA | 1 | 152 | Sigma-Aldrich | Z266388-1EA | https://www.sigmaaldrich.com/LT/en
Z266396-1EA | SPINBAR(R) MAGNETIC STIR BAR PTFE-COATED | 1X1EA | 1 | 184 | Sigma-Aldrich | Z266396-1EA | https://www.sigmaaldrich.com/LT/en
Z268135-1EA | ALDRICH(R) DESICCATOR CABINET H X W X D& | 1X1EA | 1 | 497 | Sigma-Aldrich | Z268135-1EA | https://www.sigmaaldrich.com/LT/en
Z268143-1EA | ALDRICH(R) DESICCATOR CABINET H X W X D& | 1X1EA | 1 | 635 | Sigma-Aldrich | Z268143-1EA | https://www.sigmaaldrich.com/LT/en
Z268151-1EA | ALDRICH(R) DESICCATOR CABINET H X W X D& | 1X1EA | 1 | 704 | Sigma-Aldrich | Z268151-1EA | https://www.sigmaaldrich.com/LT/en
Z268178-1EA | ALDRICH(R) DESICCATOR CABINET H X W X D& | 1X1EA | 1 | 548 | Sigma-Aldrich | Z268178-1EA | https://www.sigmaaldrich.com/LT/en
Z268186-1EA | ALDRICH(R) DESICCATOR CABINET H X W X D& | 1X1EA | 1 | 735 | Sigma-Aldrich | Z268186-1EA | https://www.sigmaaldrich.com/LT/en
Z268194-1EA | ALDRICH(R) DESICCATOR CABINET H X W X D& | 1X1EA | 1 | 808 | Sigma-Aldrich | Z268194-1EA | https://www.sigmaaldrich.com/LT/en
Z268208-1EA | WASTE SOLVENT CONTAINER NALGENE RECTANG& | 1X1EA | 1 | 278 | Sigma-Aldrich | Z268208-1EA | https://www.sigmaaldrich.com/LT/en
Z268623-1PAK | SAFE-LAB(R) PTFE STOPPER JOINT: ST/NS 29 | 1X1PAK | 1 | 174 | Sigma-Aldrich | Z268623-1PAK | https://www.sigmaaldrich.com/LT/en
Z268658-1EA | SAFE-LAB(R) PTFE STOPPER JOINT: ST/NS 45 | 1X1EA | 1 | 221 | Sigma-Aldrich | Z268658-1EA | https://www.sigmaaldrich.com/LT/en
Z268682-1PAK | SAFE-LAB(R) PTFE STOPPER JOINT: ST/NS 14 | 1X1PAK | 1 | 138 | Sigma-Aldrich | Z268682-1PAK | https://www.sigmaaldrich.com/LT/en
Z268690-1PAK | SAFE-LAB(R) PTFE STOPPER JOINT: ST/NS 19 | 1X1PAK | 1 | 149 | Sigma-Aldrich | Z268690-1PAK | https://www.sigmaaldrich.com/LT/en
Z268704-1PAK | SAFE-LAB(R) PTFE STOPPER JOINT: ST/NS 24 | 1X1PAK | 1 | 145 | Sigma-Aldrich | Z268704-1PAK | https://www.sigmaaldrich.com/LT/en
Z268747-1EA | SAFE-LAB(R) PTFE STIRRER BEARING JOINT: | 1X1EA | 1 | 176 | Sigma-Aldrich | Z268747-1EA | https://www.sigmaaldrich.com/LT/en
Z268755-1EA | SAFE-LAB(R) PTFE STIRRER BEARING JOINT: | 1X1EA | 1 | 196 | Sigma-Aldrich | Z268755-1EA | https://www.sigmaaldrich.com/LT/en
Z268763-1PAK | SAFE-LAB(R) PTFE STIRRER BEARING REPLACE | 1X1PAK | 1 | 58 | Sigma-Aldrich | Z268763-1PAK | https://www.sigmaaldrich.com/LT/en
Z268771-1EA | SAFE-LAB(R) THERMOMETER/TUBING ADAPTER J | 1X1EA | 1 | 75 | Sigma-Aldrich | Z268771-1EA | https://www.sigmaaldrich.com/LT/en
Z268798-1EA | SAFE-LAB(R) THERMOMETER/TUBING ADAPTER J | 1X1EA | 1 | 84 | Sigma-Aldrich | Z268798-1EA | https://www.sigmaaldrich.com/LT/en
Z268801-1EA | SAFE-LAB(R) THERMOMETER/TUBING ADAPTER J | 1X1EA | 1 | 97 | Sigma-Aldrich | Z268801-1EA | https://www.sigmaaldrich.com/LT/en
Z268828-1EA | SAFE-LAB(R) THERMOMETER/TUBING ADAPTER J | 1X1EA | 1 | 106 | Sigma-Aldrich | Z268828-1EA | https://www.sigmaaldrich.com/LT/en
Z268836-1EA | SAFE-LAB(R) VACUUM ADAPTER JOINT: ST/NS | 1X1EA | 1 | 121 | Sigma-Aldrich | Z268836-1EA | https://www.sigmaaldrich.com/LT/en
Z268852-1EA | SAFE-LAB(R) VACUUM ADAPTER JOINT: ST/NS | 1X1EA | 1 | 144 | Sigma-Aldrich | Z268852-1EA | https://www.sigmaaldrich.com/LT/en
Z268887-1EA | SAFE-LAB(R) THERMOMETER/TUBING ADAPTER J | 1X1EA | 1 | 115 | Sigma-Aldrich | Z268887-1EA | https://www.sigmaaldrich.com/LT/en
Z269026-1EA | SAFE-LAB(R) GLASS STOPPER JOINT: ST/NS 2 | 1X1EA | 1 | 49 | Sigma-Aldrich | Z269026-1EA | https://www.sigmaaldrich.com/LT/en
Z269727-1EA | FRIGIMAT(R) DRY ICE MAKERS EUROPEAN CONN | 1X1EA | 1 | 1666 | Sigma-Aldrich | Z269727-1EA | https://www.sigmaaldrich.com/LT/en
Z269859-1EA | NALGENE(R) FILTERING FLASK CAPACITY 2,0& | 1X1EA | 1 | 64 | Sigma-Aldrich | Z269859-1EA | https://www.sigmaaldrich.com/LT/en
Z271160-1EA | HI-VAC(R) VACUUM VALVES ONE-WAY, BORE 0& | 1X1EA | 1 | 78 | Sigma-Aldrich | Z271160-1EA | https://www.sigmaaldrich.com/LT/en
Z271179-1EA | HI-VAC(R) VACUUM VALVES ONE-WAY, BORE 0& | 1X1EA | 1 | 128 | Sigma-Aldrich | Z271179-1EA | https://www.sigmaaldrich.com/LT/en
Z271187-1EA | HI-VAC(R) VACUUM VALVES ONE-WAY, O-RING& | 1X1EA | 1 | 153 | Sigma-Aldrich | Z271187-1EA | https://www.sigmaaldrich.com/LT/en
Z271195-1EA | HI-VAC(R) VACUUM VALVES 90 ANGLE, O-RI& | 1X1EA | 1 | 79 | Sigma-Aldrich | Z271195-1EA | https://www.sigmaaldrich.com/LT/en
Z271209-1EA | HI-VAC(R) VACUUM VALVES 90 ANGLE, O-RI& | 1X1EA | 1 | 118 | Sigma-Aldrich | Z271209-1EA | https://www.sigmaaldrich.com/LT/en
Z271217-1EA | HI-VAC(R) VACUUM VALVES 90 ANGLE, O-RI& | 1X1EA | 1 | 166 | Sigma-Aldrich | Z271217-1EA | https://www.sigmaaldrich.com/LT/en
Z271233-1EA | HI-VAC(R) VACUUM VALVES ONE-WAY, O-RING& | 1X1EA | 1 | 43 | Sigma-Aldrich | Z271233-1EA | https://www.sigmaaldrich.com/LT/en
Z271241-1EA | HI-VAC(R) VACUUM VALVES ONE-WAY, O-RING& | 1X1EA | 1 | 55 | Sigma-Aldrich | Z271241-1EA | https://www.sigmaaldrich.com/LT/en
Z271276-1EA | HI-VAC(R) VACUUM VALVES 90 ANGLE, O-RI& | 1X1EA | 1 | 71 | Sigma-Aldrich | Z271276-1EA | https://www.sigmaaldrich.com/LT/en
Z271284-1EA | HI-VAC(R) VACUUM VALVES 90 ANGLE, O-RI& | 1X1EA | 1 | 78 | Sigma-Aldrich | Z271284-1EA | https://www.sigmaaldrich.com/LT/en
Z271292-1EA | HI-VAC(R) VACUUM VALVES 90 ANGLE, O-RI& | 1X1EA | 1 | 121 | Sigma-Aldrich | Z271292-1EA | https://www.sigmaaldrich.com/LT/en
Z271306-1EA | HI-VAC(R) VACUUM VALVES 90 ANGLE, BORE& | 1X1EA | 1 | 115 | Sigma-Aldrich | Z271306-1EA | https://www.sigmaaldrich.com/LT/en
Z271314-1EA | HI-VAC(R) VACUUM VALVES BENT SIDE-ARM, & | 1X1EA | 1 | 53 | Sigma-Aldrich | Z271314-1EA | https://www.sigmaaldrich.com/LT/en
Z271322-1EA | HI-VAC(R) VACUUM VALVES BENT SIDE-ARM, & | 1X1EA | 1 | 78 | Sigma-Aldrich | Z271322-1EA | https://www.sigmaaldrich.com/LT/en
Z271330-1EA | HI-VAC(R) VACUUM VALVES THREE-WAY, O-RI& | 1X1EA | 1 | 159 | Sigma-Aldrich | Z271330-1EA | https://www.sigmaaldrich.com/LT/en
Z271349-1EA | HI-VAC(R) VACUUM VALVES THREE-WAY, O-RI& | 1X1EA | 1 | 179 | Sigma-Aldrich | Z271349-1EA | https://www.sigmaaldrich.com/LT/en
Z271861-1PAK | WILMAD(R) NMR TUBES DIAM. 3 MM, MICROSA& | 1X1PAK | 1 | 86 | Sigma-Aldrich | Z271861-1PAK | https://www.sigmaaldrich.com/LT/en
Z271918-1EA | WILMAD(R) SCREW-CAP NMR TUBE DIAM. 5 MM& | 1X1EA | 1 | 27 | Sigma-Aldrich | Z271918-1EA | https://www.sigmaaldrich.com/LT/en
Z271926-1EA | WILMAD(R) SCREW-CAP NMR TUBE DIAM. 5 MM& | 1X1EA | 1 | 26 | Sigma-Aldrich | Z271926-1EA | https://www.sigmaaldrich.com/LT/en
Z271934-1EA | WILMAD(R) SCREW-CAP NMR TUBE LIMIT 300 & | 1X1EA | 1 | 35 | Sigma-Aldrich | Z271934-1EA | https://www.sigmaaldrich.com/LT/en
Z271942-1EA | WILMAD(R) SCREW-CAP NMR TUBE LIMIT 500 & | 1X1EA | 1 | 39 | Sigma-Aldrich | Z271942-1EA | https://www.sigmaaldrich.com/LT/en
Z271950-1EA | WILMAD(R) SCREW-CAP NMR TUBE LIMIT 600 & | 1X1EA | 1 | 49 | Sigma-Aldrich | Z271950-1EA | https://www.sigmaaldrich.com/LT/en
Z271969-1EA | WILMAD(R) SCREW-CAP NMR TUBE DIAM. 10 M& | 1X1EA | 1 | 59 | Sigma-Aldrich | Z271969-1EA | https://www.sigmaaldrich.com/LT/en
Z271977-1EA | WILMAD(R) SCREW-CAP NMR TUBE DIAM. 10 M& | 1X1EA | 1 | 60 | Sigma-Aldrich | Z271977-1EA | https://www.sigmaaldrich.com/LT/en
Z271985-1PAK | WILMAD(R) NMR TUBES 5MM DIAM., PRECISION | 1X1PAK | 1 | 45 | Sigma-Aldrich | Z271985-1PAK | https://www.sigmaaldrich.com/LT/en
Z271993-1PAK | WILMAD(R) NMR TUBES 5MM DIAM., PRECISION | 1X1PAK | 1 | 63 | Sigma-Aldrich | Z271993-1PAK | https://www.sigmaaldrich.com/LT/en
Z272019-1PAK | WILMAD(R) NMR TUBES 5MM DIAM., PRECISION | 1X1PAK | 1 | 95 | Sigma-Aldrich | Z272019-1PAK | https://www.sigmaaldrich.com/LT/en
Z272027-1PAK | WILMAD NMR TUBES, 5MM, PRECISION GRADE,& | 1X1PAK | 1 | 133 | Sigma-Aldrich | Z272027-1PAK | https://www.sigmaaldrich.com/LT/en
Z272035-1PAK | WILMAD(R) NMR TUBES 10MM DIAM., PRECISIO | 1X1PAK | 1 | 188 | Sigma-Aldrich | Z272035-1PAK | https://www.sigmaaldrich.com/LT/en
Z272043-1PAK | WILMAD(R) NMR TUBES 10MM DIAM., PRECISIO | 1X1PAK | 1 | 209 | Sigma-Aldrich | Z272043-1PAK | https://www.sigmaaldrich.com/LT/en
Z272051-1PAK | WILMAD(R) NMR TUBES 10MM DIAM., PRECISIO | 1X1PAK | 1 | 224 | Sigma-Aldrich | Z272051-1PAK | https://www.sigmaaldrich.com/LT/en
Z272078-1PAK | POLYPROPYLENE NMR TUBE CAPS NMR TUBE SI& | 1X1PAK | 1 | 12 | Sigma-Aldrich | Z272078-1PAK | https://www.sigmaaldrich.com/LT/en
Z272086-1PAK | POLYPROPYLENE NMR TUBE CAPS NMR TUBE SI& | 1X1PAK | 1 | 12 | Sigma-Aldrich | Z272086-1PAK | https://www.sigmaaldrich.com/LT/en
Z272116-1PAK | WILMAD(R) NMR TUBES 5MM DIAM., PRECISION | 1X1PAK | 1 | 80 | Sigma-Aldrich | Z272116-1PAK | https://www.sigmaaldrich.com/LT/en
Z272744-1EA | NALGENE(R) PFA BEAKER CAPACITY 50 ML | 1X1EA | 1 | 35 | Sigma-Aldrich | Z272744-1EA | https://www.sigmaaldrich.com/LT/en
Z272752-1EA | NALGENE(R) PFA BEAKER CAPACITY 100 ML | 1X1EA | 1 | 40 | Sigma-Aldrich | Z272752-1EA | https://www.sigmaaldrich.com/LT/en
Z272779-1EA | NALGENE(R) PFA BEAKER CAPACITY 250 ML | 1X1EA | 1 | 92 | Sigma-Aldrich | Z272779-1EA | https://www.sigmaaldrich.com/LT/en
Z272795-1EA | NALGENE(R) PFA BEAKER CAPACITY 600 ML | 1X1EA | 1 | 134 | Sigma-Aldrich | Z272795-1EA | https://www.sigmaaldrich.com/LT/en
Z272809-1EA | NALGENE(R) PFA BEAKER CAPACITY 1000 ML | 1X1EA | 1 | 194 | Sigma-Aldrich | Z272809-1EA | https://www.sigmaaldrich.com/LT/en
Z273198-1EA | ALCOJET(R) DETERGENT | 1X1EA | 1 | 48 | Sigma-Aldrich | Z273198-1EA | https://www.sigmaaldrich.com/LT/en
Z273228-1PAK | ALCONOX(R) DETERGENT PACKETS | 1X1PAK | 1 | 120 | Sigma-Aldrich | Z273228-1PAK | https://www.sigmaaldrich.com/LT/en
Z273236-1EA | CITRANOX(R) ACID DETERGENT | 1X1EA | 1 | 83 | Sigma-Aldrich | Z273236-1EA | https://www.sigmaaldrich.com/LT/en
Z273236-4EA | CITRANOX ACID DETERGENT, LIQUID, 3.8L | 1X4EA | 1 | 246 | Sigma-Aldrich | Z273236-4EA | https://www.sigmaaldrich.com/LT/en
Z273244-1PAK | ALCOTABS(R) EFFERVESCENT TABLETS | 1X1PAK | 1 | 50 | Sigma-Aldrich | Z273244-1PAK | https://www.sigmaaldrich.com/LT/en
Z273252-1EA | DETOJET(R) | 1X1EA | 1 | 24 | Sigma-Aldrich | Z273252-1EA | https://www.sigmaaldrich.com/LT/en
Z641642-100EA | Schott culturetube w cap GL45,16x100 mm | 1X100EA | 1 | 52 | Sigma-Aldrich | Z641642-100EA | https://www.sigmaaldrich.com/LT/en
Z329622-50EA | PLASTIBRAND(R) WASH BOTTLES, LDPE CAPAC& | 1X50EA | 1 | 196 | Sigma-Aldrich | Z329622-50EA | https://www.sigmaaldrich.com/LT/en
146153-1KG | SILICONE OIL, FOR MP & BP APPARATUS | 1X1KG | 1 | 138 | Sigma-Aldrich | 146153-1KG | https://www.sigmaaldrich.com/LT/en
146153-3KG | SILICONE OIL, FOR MP & BP APPARATUS | 1X3KG | 1 | 265 | Sigma-Aldrich | 146153-3KG | https://www.sigmaaldrich.com/LT/en
146153-500G | SILICONE OIL, FOR MP & BP APPARATUS | 1X500G | 1 | 81 | Sigma-Aldrich | 146153-500G | https://www.sigmaaldrich.com/LT/en
D9402-100FT | DIALYSIS TUBING CELLULOSE MEMBRANE AVG.& | 1X100FT | 1 | 178 | Sigma-Aldrich | D9402-100FT | https://www.sigmaaldrich.com/LT/en
Z685313-1EA | PLATINUM DISH, WITH REINFORCED RIM, CAP& | 1X1EA | 1 | 1559 | Sigma-Aldrich | Z685313-1EA | https://www.sigmaaldrich.com/LT/en
Z685364-1EA | PLATINUM COMBUSTION BOAT, 3 ML, 60 MM L& | 1X1EA | 1 | 1343 | Sigma-Aldrich | Z685364-1EA | https://www.sigmaaldrich.com/LT/en
Z685380-1EA | PLATINUM COMBUSTION BOAT, 12 ML, 100 MM& | 1X1EA | 1 | 2117 | Sigma-Aldrich | Z685380-1EA | https://www.sigmaaldrich.com/LT/en
Z685267-1EA | PLATINUM CRUCIBLE, WITH REINFORCED RIM,& | 1X1EA | 1 | 1343 | Sigma-Aldrich | Z685267-1EA | https://www.sigmaaldrich.com/LT/en
Z685275-1EA | PLATINUM CRUCIBLE, WITH REINFORCED RIM,& | 1X1EA | 1 | 1480 | Sigma-Aldrich | Z685275-1EA | https://www.sigmaaldrich.com/LT/en
Z685305-1EA | PLATINUM CRUCIBLE, WITH REINFORCED RIM,& | 1X1EA | 1 | 3244 | Sigma-Aldrich | Z685305-1EA | https://www.sigmaaldrich.com/LT/en
Z685100-1EA | ACE POWDER FUNNEL WITH FLAT SIDE, 75 MM& | 1X1EA | 1 | 57 | Sigma-Aldrich | Z685100-1EA | https://www.sigmaaldrich.com/LT/en
Z685348-1EA | PLATINUM DISH, WITH REINFORCED RIM, CAP& | 1X1EA | 1 | 1862 | Sigma-Aldrich | Z685348-1EA | https://www.sigmaaldrich.com/LT/en
Z685402-1EA | PLATINUM COMBUSTION BOAT, 6 ML, 60 MM L& | 1X1EA | 1 | 1265 | Sigma-Aldrich | Z685402-1EA | https://www.sigmaaldrich.com/LT/en
Z685372-1EA | PLATINUM COMBUSTION BOAT, 3 ML, 60 MM L& | 1X1EA | 1 | 1323 | Sigma-Aldrich | Z685372-1EA | https://www.sigmaaldrich.com/LT/en
Z685283-1EA | PLATINUM CRUCIBLE, WITH REINFORCED RIM,& | 1X1EA | 1 | 2352 | Sigma-Aldrich | Z685283-1EA | https://www.sigmaaldrich.com/LT/en
Z685410-1EA | PLATINUM COMBUSTION BOAT, 9 ML, 85 MM L& | 1X1EA | 1 | 1500 | Sigma-Aldrich | Z685410-1EA | https://www.sigmaaldrich.com/LT/en
CLS3022P100-12EA | CORNING(R) REUSABLE GRADUATED CYLINDER& | 1X12EA | 1 | 258 | Sigma-Aldrich | CLS3022P100-12EA | https://www.sigmaaldrich.com/LT/en
CLS1000P2L-6EA | CORNING(R) REUSABLE BEAKER, LOW FORM, P& | 1X6EA | 1 | 149 | Sigma-Aldrich | CLS1000P2L-6EA | https://www.sigmaaldrich.com/LT/en
Z685119-1EA | ACE POWDER FUNNEL WITH FLAT SIDE, 75 MM& | 1X1EA | 1 | 75 | Sigma-Aldrich | Z685119-1EA | https://www.sigmaaldrich.com/LT/en
CLS1015P250-12EA | CORNING(R) REUSABLE BEAKER, POLYPROPYLE& | 1X12EA | 1 | 128 | Sigma-Aldrich | CLS1015P250-12EA | https://www.sigmaaldrich.com/LT/en
Z273260-1EA | AQUET(R) LIQUID DETERGENT | 1X1EA | 1 | 72 | Sigma-Aldrich | Z273260-1EA | https://www.sigmaaldrich.com/LT/en
Z273295-12EA | VIONEX(R) ANTIMICROBIAL LIQUID SOAP | 1X12EA | 1 | 614 | Sigma-Aldrich | Z273295-12EA | https://www.sigmaaldrich.com/LT/en
Z273295-1EA | VIONEX(R) ANTIMICROBIAL LIQUID SOAP | 1X1EA | 1 | 63 | Sigma-Aldrich | Z273295-1EA | https://www.sigmaaldrich.com/LT/en
Z273546-1EA | KRYTOX(R) LVP GREASE | 1X1EA | 1 | 153 | Sigma-Aldrich | Z273546-1EA | https://www.sigmaaldrich.com/LT/en
Z273554-1EA | DOW CORNING(R) HIGH-VACUUM SILICONE GRE& | 1X1EA | 1 | 44 | Sigma-Aldrich | Z273554-1EA | https://www.sigmaaldrich.com/LT/en
Z273562-1EA | APIEZON(R) GREASE H | 1X1EA | 1 | 306 | Sigma-Aldrich | Z273562-1EA | https://www.sigmaaldrich.com/LT/en
Z273570-1EA | APIEZON(R) GREASE L | 1X1EA | 1 | 306 | Sigma-Aldrich | Z273570-1EA | https://www.sigmaaldrich.com/LT/en
Z273589-1EA | APIEZON(R) GREASE M | 1X1EA | 1 | 356 | Sigma-Aldrich | Z273589-1EA | https://www.sigmaaldrich.com/LT/en
Z273597-1EA | APIEZON(R) GREASE N | 1X1EA | 1 | 345 | Sigma-Aldrich | Z273597-1EA | https://www.sigmaaldrich.com/LT/en
Z273600-1EA | APIEZON(R) GREASE T | 1X1EA | 1 | 305 | Sigma-Aldrich | Z273600-1EA | https://www.sigmaaldrich.com/LT/en
Z273619-1EA | SOLID-GLASS BEADS BOROSILICATE, DIAM. 1& | 1X1EA | 1 | 255 | Sigma-Aldrich | Z273619-1EA | https://www.sigmaaldrich.com/LT/en
Z273619-4EA | SOLID-GLASS BEADS BOROSILICATE, DIAM. 1& | 1X4EA | 1 | 917 | Sigma-Aldrich | Z273619-4EA | https://www.sigmaaldrich.com/LT/en
Z273627-1EA | SOLID-GLASS BEADS BOROSILICATE, DIAM. 2& | 1X1EA | 1 | 201 | Sigma-Aldrich | Z273627-1EA | https://www.sigmaaldrich.com/LT/en
Z273627-4EA | SOLID-GLASS BEADS BOROSILICATE, DIAM. 2& | 1X4EA | 1 | 721 | Sigma-Aldrich | Z273627-4EA | https://www.sigmaaldrich.com/LT/en
Z273910-1EA | SNOOP(R) GAS LEAK DETECTOR | 1X1EA | 1 | 24 | Sigma-Aldrich | Z273910-1EA | https://www.sigmaaldrich.com/LT/en
Z273961-1EA | FRIO-TEMP(R) BOTTLE THERMOMETER REFRIGE& | 1X1EA | 1 | 105 | Sigma-Aldrich | Z273961-1EA | https://www.sigmaaldrich.com/LT/en
Z273988-1EA | FRIO-TEMP(R) BOTTLE THERMOMETER INCUBAT& | 1X1EA | 1 | 106 | Sigma-Aldrich | Z273988-1EA | https://www.sigmaaldrich.com/LT/en
Z273996-1EA | FRIO-TEMP(R) BOTTLE THERMOMETER LOW FRE& | 1X1EA | 1 | 103 | Sigma-Aldrich | Z273996-1EA | https://www.sigmaaldrich.com/LT/en
Z274011-1EA | FRIO-TEMP(R) BOTTLE THERMOMETER OVEN, 2& | 1X1EA | 1 | 86 | Sigma-Aldrich | Z274011-1EA | https://www.sigmaaldrich.com/LT/en
Z274089-1EA | TECHWARE PP BENCH TRAY | 1X1EA | 1 | 228 | Sigma-Aldrich | Z274089-1EA | https://www.sigmaaldrich.com/LT/en
Z274240-1KT | ALDRICH(R) TUBE FITTING KIT FOR TUBING & | 1X1KIT | 1 | 159 | Sigma-Aldrich | Z274240-1KT | https://www.sigmaaldrich.com/LT/en
Z274259-1KT | ALDRICH(R) TUBE FITTING KIT FOR TUBING & | 1X1KIT | 1 | 155 | Sigma-Aldrich | Z274259-1KT | https://www.sigmaaldrich.com/LT/en
Z274275-1PAK | WILMAD(R) NMR TUBES 5MM DIAM., PRECISION | 1X1PAK | 1 | 78 | Sigma-Aldrich | Z274275-1PAK | https://www.sigmaaldrich.com/LT/en
Z274291-1PAK | WILMAD(R) NMR TUBES 5MM DIAM., PRECISION | 1X1PAK | 1 | 104 | Sigma-Aldrich | Z274291-1PAK | https://www.sigmaaldrich.com/LT/en
Z274321-1PAK | WILMAD(R) NMR TUBES DIAM. 3 MM, MICROSA& | 1X1PAK | 1 | 84 | Sigma-Aldrich | Z274321-1PAK | https://www.sigmaaldrich.com/LT/en
Z274348-1PAK | WILMAD(R) NMR TUBES DIAM. 3 MM, MICROSA& | 1X1PAK | 1 | 88 | Sigma-Aldrich | Z274348-1PAK | https://www.sigmaaldrich.com/LT/en
Z274356-1PAK | WILMAD(R) NMR TUBES DIAM. 3 MM, MICROSA& | 1X1PAK | 1 | 92 | Sigma-Aldrich | Z274356-1PAK | https://www.sigmaaldrich.com/LT/en
Z274364-1PAK | WILMAD(R) NMR TUBES DIAM. 3 MM, MICROSA& | 1X1PAK | 1 | 100 | Sigma-Aldrich | Z274364-1PAK | https://www.sigmaaldrich.com/LT/en
Z274372-1PAK | WILMAD(R) NMR TUBES DIAM. 3 MM, MICROSA& | 1X1PAK | 1 | 114 | Sigma-Aldrich | Z274372-1PAK | https://www.sigmaaldrich.com/LT/en
Z274380-1PAK | WILMAD(R) NMR TUBES DIAM. 3 MM, MICROSA& | 1X1PAK | 1 | 101 | Sigma-Aldrich | Z274380-1PAK | https://www.sigmaaldrich.com/LT/en
Z274399-1PAK | WILMAD(R) NMR TUBES DIAM. 3 MM, MICROSA& | 1X1PAK | 1 | 111 | Sigma-Aldrich | Z274399-1PAK | https://www.sigmaaldrich.com/LT/en
Z274402-1PAK | WILMAD(R) NMR TUBES DIAM. 3 MM, MICROSA& | 1X1PAK | 1 | 128 | Sigma-Aldrich | Z274402-1PAK | https://www.sigmaaldrich.com/LT/en
Z274410-1PAK | WILMAD(R) NMR TUBES DIAM. 3 MM, MICROSA& | 1X1PAK | 1 | 119 | Sigma-Aldrich | Z274410-1PAK | https://www.sigmaaldrich.com/LT/en
Z274429-1PAK | WILMAD(R) NMR TUBES DIAM. 3 MM, MICROSA& | 1X1PAK | 1 | 134 | Sigma-Aldrich | Z274429-1PAK | https://www.sigmaaldrich.com/LT/en
Z274437-1PAK | WILMAD(R) NMR TUBES DIAM. 3 MM, MICROSA& | 1X1PAK | 1 | 146 | Sigma-Aldrich | Z274437-1PAK | https://www.sigmaaldrich.com/LT/en
Z274445-1PAK | WILMAD(R) NMR TUBES 5MM DIAM., PRECISION | 1X1PAK | 1 | 45 | Sigma-Aldrich | Z274445-1PAK | https://www.sigmaaldrich.com/LT/en
Z274453-1PAK | WILMAD(R) NMR TUBES 5MM DIAM., PRECISION | 1X1PAK | 1 | 47 | Sigma-Aldrich | Z274453-1PAK | https://www.sigmaaldrich.com/LT/en
Z274461-1PAK | WILMAD(R) NMR TUBES 5MM DIAM., PRECISION | 1X1PAK | 1 | 74 | Sigma-Aldrich | Z274461-1PAK | https://www.sigmaaldrich.com/LT/en
Z274488-1PAK | WILMAD(R) NMR TUBES 5MM DIAM., PRECISION | 1X1PAK | 1 | 74 | Sigma-Aldrich | Z274488-1PAK | https://www.sigmaaldrich.com/LT/en
Z274496-1PAK | WILMAD(R) NMR TUBES 5MM DIAM., PRECISION | 1X1PAK | 1 | 82 | Sigma-Aldrich | Z274496-1PAK | https://www.sigmaaldrich.com/LT/en
Z274518-1PAK | WILMAD(R) NMR TUBES 5MM DIAM., PRECISION | 1X1PAK | 1 | 91 | Sigma-Aldrich | Z274518-1PAK | https://www.sigmaaldrich.com/LT/en
Z274526-1PAK | WILMAD(R) NMR TUBES 5MM DIAM., PRECISION | 1X1PAK | 1 | 94 | Sigma-Aldrich | Z274526-1PAK | https://www.sigmaaldrich.com/LT/en
Z274534-1PAK | WILMAD(R) NMR TUBES 5MM DIAM., PRECISION | 1X1PAK | 1 | 100 | Sigma-Aldrich | Z274534-1PAK | https://www.sigmaaldrich.com/LT/en
Z274542-1PAK | WILMAD(R) NMR TUBES 5MM DIAM., PRECISION | 1X1PAK | 1 | 125 | Sigma-Aldrich | Z274542-1PAK | https://www.sigmaaldrich.com/LT/en
Z274550-1PAK | WILMAD(R) NMR TUBES 5MM DIAM., PRECISION | 1X1PAK | 1 | 146 | Sigma-Aldrich | Z274550-1PAK | https://www.sigmaaldrich.com/LT/en
Z274569-1PAK | WILMAD(R) NMR TUBES 5MM DIAM., PRECISION | 1X1PAK | 1 | 160 | Sigma-Aldrich | Z274569-1PAK | https://www.sigmaaldrich.com/LT/en
Z274682-1PAK | WILMAD(R) NMR TUBES 10MM DIAM., PRECISIO | 1X1PAK | 1 | 125 | Sigma-Aldrich | Z274682-1PAK | https://www.sigmaaldrich.com/LT/en
Z274690-1PAK | WILMAD(R) NMR TUBES 10MM DIAM., PRECISIO | 1X1PAK | 1 | 137 | Sigma-Aldrich | Z274690-1PAK | https://www.sigmaaldrich.com/LT/en
Z274704-1PAK | WILMAD(R) NMR TUBES 10MM DIAM., PRECISIO | 1X1PAK | 1 | 142 | Sigma-Aldrich | Z274704-1PAK | https://www.sigmaaldrich.com/LT/en
Z274712-1PAK | WILMAD(R) NMR TUBES 10MM DIAM., PRECISIO | 1X1PAK | 1 | 191 | Sigma-Aldrich | Z274712-1PAK | https://www.sigmaaldrich.com/LT/en
Z274720-1PAK | WILMAD(R) NMR TUBES 10MM DIAM., PRECISIO | 1X1PAK | 1 | 206 | Sigma-Aldrich | Z274720-1PAK | https://www.sigmaaldrich.com/LT/en
Z274739-1PAK | WILMAD(R) NMR TUBES 10MM DIAM., PRECISIO | 1X1PAK | 1 | 217 | Sigma-Aldrich | Z274739-1PAK | https://www.sigmaaldrich.com/LT/en
Z274747-1PAK | WILMAD(R) NMR TUBES 10MM DIAM., PRECISIO | 1X1PAK | 1 | 229 | Sigma-Aldrich | Z274747-1PAK | https://www.sigmaaldrich.com/LT/en
Z274755-1PAK | WILMAD(R) NMR TUBES 10MM DIAM., PRECISIO | 1X1PAK | 1 | 240 | Sigma-Aldrich | Z274755-1PAK | https://www.sigmaaldrich.com/LT/en
Z274763-1PAK | WILMAD(R) NMR TUBES 10MM DIAM., PRECISIO | 1X1PAK | 1 | 251 | Sigma-Aldrich | Z274763-1PAK | https://www.sigmaaldrich.com/LT/en
Z274771-1PAK | WILMAD(R) NMR TUBES 10MM DIAM., PRECISIO | 1X1PAK | 1 | 99 | Sigma-Aldrich | Z274771-1PAK | https://www.sigmaaldrich.com/LT/en
Z274798-1PAK | WILMAD(R) NMR TUBES 10MM DIAM., PRECISIO | 1X1PAK | 1 | 103 | Sigma-Aldrich | Z274798-1PAK | https://www.sigmaaldrich.com/LT/en
Z274801-1PAK | WILMAD(R) NMR TUBES DIAM. 10 MM, 100MHZ& | 1X1PAK | 1 | 101 | Sigma-Aldrich | Z274801-1PAK | https://www.sigmaaldrich.com/LT/en
Z274860-1KT | MAINTENANCE KIT FOR KNF LABOPORT(R) SOL& | 1X1KIT | 1 | 147 | Sigma-Aldrich | Z274860-1KT | https://www.sigmaaldrich.com/LT/en
Z274879-1KT | MAINTENANCE KIT FOR KNF LABOPORT(R) SOL& | 1X1KIT | 1 | 193 | Sigma-Aldrich | Z274879-1KT | https://www.sigmaaldrich.com/LT/en
Z274887-1KT | MAINTENANCE KIT FOR KNF LABOPORT(R) SOL& | 1X1KIT | 1 | 249 | Sigma-Aldrich | Z274887-1KT | https://www.sigmaaldrich.com/LT/en
Z274909-1PAK | KIMAX(R) WEIGHING BOTTLE, STYLE I CAPACI | 1X1PAK | 1 | 206 | Sigma-Aldrich | Z274909-1PAK | https://www.sigmaaldrich.com/LT/en
Z274925-1PAK | KIMAX(R) WEIGHING BOTTLE, STYLE I CAPACI | 1X1PAK | 1 | 265 | Sigma-Aldrich | Z274925-1PAK | https://www.sigmaaldrich.com/LT/en
Z274933-1PAK | KIMAX(R) WEIGHING BOTTLE, STYLE I CAPACI | 1X1PAK | 1 | 306 | Sigma-Aldrich | Z274933-1PAK | https://www.sigmaaldrich.com/LT/en
Z274941-1PAK | KIMAX(R) WEIGHING BOTTLE, STYLE I CAPACI | 1X1PAK | 1 | 355 | Sigma-Aldrich | Z274941-1PAK | https://www.sigmaaldrich.com/LT/en
Z274941-2PAK | KIMAX(R) WEIGHING BOTTLE, STYLE I CAPACI | 1X2PAK | 1 | 526 | Sigma-Aldrich | Z274941-2PAK | https://www.sigmaaldrich.com/LT/en
Z274968-1PAK | KIMAX(R) WEIGHING BOTTLE, STYLE I CAPACI | 1X1PAK | 1 | 156 | Sigma-Aldrich | Z274968-1PAK | https://www.sigmaaldrich.com/LT/en
Z274976-1PAK | KIMAX(R) WEIGHING BOTTLE, STYLE I CAPACI | 1X1PAK | 1 | 183 | Sigma-Aldrich | Z274976-1PAK | https://www.sigmaaldrich.com/LT/en
Z274984-1EA | 500 AND 750W ULTRASONIC PROCESSOR ACCES& | 1X1EA | 1 | 167 | Sigma-Aldrich | Z274984-1EA | https://www.sigmaaldrich.com/LT/en
Z275042-1PAK | KIMAX(R) WEIGHING BOTTLE, STYLE I CAPACI | 1X1PAK | 1 | 208 | Sigma-Aldrich | Z275042-1PAK | https://www.sigmaaldrich.com/LT/en
Z275077-1PAK | KIMAX(R) WEIGHING BOTTLE, STYLE II CAPAC | 1X1PAK | 1 | 271 | Sigma-Aldrich | Z275077-1PAK | https://www.sigmaaldrich.com/LT/en
Z275085-1PAK | KIMAX(R) WEIGHING BOTTLE, STYLE II CAPAC | 1X1PAK | 1 | 302 | Sigma-Aldrich | Z275085-1PAK | https://www.sigmaaldrich.com/LT/en
Z275263-1EA | CANNON-FENSKE VISCOMETER TUBE SIZE 25 | 1X1EA | 1 | 182 | Sigma-Aldrich | Z275263-1EA | https://www.sigmaaldrich.com/LT/en
Z275271-1EA | CANNON-FENSKE VISCOMETER TUBE SIZE 50 | 1X1EA | 1 | 182 | Sigma-Aldrich | Z275271-1EA | https://www.sigmaaldrich.com/LT/en
Z275298-1EA | CANNON-FENSKE VISCOMETER TUBE SIZE 75 | 1X1EA | 1 | 182 | Sigma-Aldrich | Z275298-1EA | https://www.sigmaaldrich.com/LT/en
Z275301-1EA | CANNON-FENSKE VISCOMETER TUBE SIZE 100 | 1X1EA | 1 | 182 | Sigma-Aldrich | Z275301-1EA | https://www.sigmaaldrich.com/LT/en
Z275328-1EA | CANNON-FENSKE VISCOMETER TUBE SIZE 150 | 1X1EA | 1 | 182 | Sigma-Aldrich | Z275328-1EA | https://www.sigmaaldrich.com/LT/en
Z275336-1EA | CANNON-FENSKE VISCOMETER TUBE SIZE 200 | 1X1EA | 1 | 182 | Sigma-Aldrich | Z275336-1EA | https://www.sigmaaldrich.com/LT/en
Z275344-1EA | CANNON-FENSKE VISCOMETER TUBE SIZE 300 | 1X1EA | 1 | 182 | Sigma-Aldrich | Z275344-1EA | https://www.sigmaaldrich.com/LT/en
Z275409-1EA | OSTWALD VISCOMETER TUBE | 1X1EA | 1 | 308 | Sigma-Aldrich | Z275409-1EA | https://www.sigmaaldrich.com/LT/en
Z275727-1PAK | NALGENE(R) STIRRING RODS POLYPROPYLENE | 1X1PAK | 1 | 42 | Sigma-Aldrich | Z275727-1PAK | https://www.sigmaaldrich.com/LT/en
Z275743-1EA | NALGENE(R) PIPETTE JARS SIZE D, MAX. PI& | 1X1EA | 1 | 142 | Sigma-Aldrich | Z275743-1EA | https://www.sigmaaldrich.com/LT/en
Z275751-1EA | NALGENE(R) PIPETTE JARS SIZE E, MAX. PI& | 1X1EA | 1 | 197 | Sigma-Aldrich | Z275751-1EA | https://www.sigmaaldrich.com/LT/en
Z275786-1EA | NALGENE(R) PIPETTE BASKETS SIZE B, MAX.& | 1X1EA | 1 | 155 | Sigma-Aldrich | Z275786-1EA | https://www.sigmaaldrich.com/LT/en
Z275794-1EA | NALGENE(R) PIPETTE BASKETS SIZE D, MAX.& | 1X1EA | 1 | 166 | Sigma-Aldrich | Z275794-1EA | https://www.sigmaaldrich.com/LT/en
Z275808-1EA | NALGENE(R) PIPETTE BASKETS SIZE E, MAX.& | 1X1EA | 1 | 215 | Sigma-Aldrich | Z275808-1EA | https://www.sigmaaldrich.com/LT/en
Z276235-1PAK | NMR PRESSURE CAPS WITH LONG BODY FOR 5M& | 1X1PAK | 1 | 13 | Sigma-Aldrich | Z276235-1PAK | https://www.sigmaaldrich.com/LT/en
Z276243-1EA | WILMAD(R) MICROPROBE NMR TUBE | 1X1EA | 1 | 59 | Sigma-Aldrich | Z276243-1EA | https://www.sigmaaldrich.com/LT/en
Z276278-1PAK | WILMAD(R) NMR TUBES 5MM DIAM., ECONOMY 1 | 1X1PAK | 1 | 12 | Sigma-Aldrich | Z276278-1PAK | https://www.sigmaaldrich.com/LT/en
Z276286-1PAK | WILMAD(R) NMR TUBES 5MM DIAM., ECONOMY | 1X1PAK | 1 | 15 | Sigma-Aldrich | Z276286-1PAK | https://www.sigmaaldrich.com/LT/en
Z276294-1PAK | WILMAD(R) NMR TUBES 5MM DIAM., ECONOMY 1 | 1X1PAK | 1 | 17 | Sigma-Aldrich | Z276294-1PAK | https://www.sigmaaldrich.com/LT/en
Z276537-1EA | ACE HIRSCH FILTER FUNNEL CAPACITY 25 ML& | 1X1EA | 1 | 69 | Sigma-Aldrich | Z276537-1EA | https://www.sigmaaldrich.com/LT/en
Z276545-1EA | ACE HIRSCH FILTER FUNNEL CAPACITY 170 M& | 1X1EA | 1 | 94 | Sigma-Aldrich | Z276545-1EA | https://www.sigmaaldrich.com/LT/en
Z276553-1EA | ACE HIRSCH FILTER FUNNEL CAPACITY 25 ML& | 1X1EA | 1 | 69 | Sigma-Aldrich | Z276553-1EA | https://www.sigmaaldrich.com/LT/en
Z276561-1EA | ACE HIRSCH FILTER FUNNEL CAPACITY 170 M& | 1X1EA | 1 | 94 | Sigma-Aldrich | Z276561-1EA | https://www.sigmaaldrich.com/LT/en
Z276596-1EA | GAS CYLINDER HAND TRUCK NO. OF CYLINDER& | 1X1EA | 1 | 476 | Sigma-Aldrich | Z276596-1EA | https://www.sigmaaldrich.com/LT/en
Z277118-1EA | ACE VACUUM MANIFOLD WITH FIRESTONE VALV& | 1X1EA | 1 | 980 | Sigma-Aldrich | Z277118-1EA | https://www.sigmaaldrich.com/LT/en
Z277126-1EA | ACE VACUUM MANIFOLD WITH FIRESTONE VALV& | 1X1EA | 1 | 1088 | Sigma-Aldrich | Z277126-1EA | https://www.sigmaaldrich.com/LT/en
Z277134-1EA | ACE VACUUM MANIFOLD WITH FIRESTONE VALV& | 1X1EA | 1 | 1147 | Sigma-Aldrich | Z277134-1EA | https://www.sigmaaldrich.com/LT/en
Z277665-1EA | ACE HIRSCH FILTER FUNNEL CAPACITY 25 ML& | 1X1EA | 1 | 90 | Sigma-Aldrich | Z277665-1EA | https://www.sigmaaldrich.com/LT/en
Z277940-1EA | DUAL SCALE BI-METAL THERMOMETER -5-+50 & | 1X1EA | 1 | 41 | Sigma-Aldrich | Z277940-1EA | https://www.sigmaaldrich.com/LT/en
Z277959-1EA | DUAL SCALE BI-METAL THERMOMETER -10-+10& | 1X1EA | 1 | 41 | Sigma-Aldrich | Z277959-1EA | https://www.sigmaaldrich.com/LT/en
Z277967-1EA | DUAL SCALE POCKET BI-METAL THERMOMETER & | 1X1EA | 1 | 25 | Sigma-Aldrich | Z277967-1EA | https://www.sigmaaldrich.com/LT/en
Z277975-1EA | DUAL SCALE POCKET BI-METAL THERMOMETER & | 1X1EA | 1 | 25 | Sigma-Aldrich | Z277975-1EA | https://www.sigmaaldrich.com/LT/en
Z277983-1EA | DUAL SCALE POCKET BI-METAL THERMOMETER & | 1X1EA | 1 | 25 | Sigma-Aldrich | Z277983-1EA | https://www.sigmaaldrich.com/LT/en
Z278262-1EA | ROUND BOTTOM FLASK CAPACITY 25 ML | 1X1EA | 1 | 34 | Sigma-Aldrich | Z278262-1EA | https://www.sigmaaldrich.com/LT/en
Z278270-1EA | ACE MICRO/MINI-LAB(R) PEAR-SHAPED FLASK& | 1X1EA | 1 | 33 | Sigma-Aldrich | Z278270-1EA | https://www.sigmaaldrich.com/LT/en
Z278319-1EA | CONICAL REACTION VIAL CAPACITY 8 ML | 1X1EA | 1 | 131 | Sigma-Aldrich | Z278319-1EA | https://www.sigmaaldrich.com/LT/en
Z278327-1EA | CONICAL REACTION VIAL CAPACITY 10 ML | 1X1EA | 1 | 122 | Sigma-Aldrich | Z278327-1EA | https://www.sigmaaldrich.com/LT/en
Z278351-1EA | ACE MICRO/MINI-LAB(R) HICKMAN-HINKLE ST& | 1X1EA | 1 | 96 | Sigma-Aldrich | Z278351-1EA | https://www.sigmaaldrich.com/LT/en
Z278378-1EA | GAS-WASHING BOTTLE | 1X1EA | 1 | 70 | Sigma-Aldrich | Z278378-1EA | https://www.sigmaaldrich.com/LT/en
Z278386-1EA | ACE MICRO/MINI-LAB(R) PTFE SPINNING BAN& | 1X1EA | 1 | 120 | Sigma-Aldrich | Z278386-1EA | https://www.sigmaaldrich.com/LT/en
Z278394-1EA | ACE MICROSCALE MULTI-PURPOSE ADAPTER MU& | 1X1EA | 1 | 80 | Sigma-Aldrich | Z278394-1EA | https://www.sigmaaldrich.com/LT/en
Z278408-1EA | HEAT TRANSFER BLOCK FOUR HOLES | 1X1EA | 1 | 24 | Sigma-Aldrich | Z278408-1EA | https://www.sigmaaldrich.com/LT/en
Z278416-1EA | HEAT TRANSFER BLOCK THREE BOWL-SHAPED R& | 1X1EA | 1 | 59 | Sigma-Aldrich | Z278416-1EA | https://www.sigmaaldrich.com/LT/en
Z278432-1PAK | ACE REPLACEMENT CAP WITH HOLE | 1X1PAK | 1 | 25 | Sigma-Aldrich | Z278432-1PAK | https://www.sigmaaldrich.com/LT/en
Z278440-1PAK | ACE REPLACEMENT SEPTA | 1X1PAK | 1 | 76 | Sigma-Aldrich | Z278440-1PAK | https://www.sigmaaldrich.com/LT/en
Z278491-1EA | DETERGENT 8(R) | 1X1EA | 1 | 149 | Sigma-Aldrich | Z278491-1EA | https://www.sigmaaldrich.com/LT/en
Z278513-1EA | WILMAD(R) COAXIAL INSERT STEM L 50 MM, & | 1X1EA | 1 | 49 | Sigma-Aldrich | Z278513-1EA | https://www.sigmaaldrich.com/LT/en
Z278521-1EA | WILMAD(R) COAXIAL INSERT STEM L 32 MM, & | 1X1EA | 1 | 37 | Sigma-Aldrich | Z278521-1EA | https://www.sigmaaldrich.com/LT/en
Z278580-1EA | ALDRICH(R) OFFSET ADAPTER WITHOUT DRIP-& | 1X1EA | 1 | 44 | Sigma-Aldrich | Z278580-1EA | https://www.sigmaaldrich.com/LT/en
Z278629-1EA | ALDRICH(R) TLC DEVELOPMENT CHAMBER SING& | 1X1EA | 1 | 35 | Sigma-Aldrich | Z278629-1EA | https://www.sigmaaldrich.com/LT/en
Z278750-1EA | BYTAC(R) SURFACE PROTECTION LAMINATE SIZ | 1X1EA | 1 | 288 | Sigma-Aldrich | Z278750-1EA | https://www.sigmaaldrich.com/LT/en
Z278769-1EA | BYTAC(R) SURFACE PROTECTION LAMINATE PTF | 1X1EA | 1 | 541 | Sigma-Aldrich | Z278769-1EA | https://www.sigmaaldrich.com/LT/en
Z278785-1EA | BYTAC(R) SURFACE PROTECTION LAMINATE SIZ | 1X1EA | 1 | 288 | Sigma-Aldrich | Z278785-1EA | https://www.sigmaaldrich.com/LT/en
Z278793-1EA | BYTAC(R) SURFACE PROTECTION LAMINATE SIZ | 1X1EA | 1 | 638 | Sigma-Aldrich | Z278793-1EA | https://www.sigmaaldrich.com/LT/en
Z279080-1EA | TEDLAR(R) GAS SAMPLING BAG ON/OFF, CAPA& | 1X1EA | 1 | 84 | Sigma-Aldrich | Z279080-1EA | https://www.sigmaaldrich.com/LT/en
Z279099-1EA | TEDLAR(R) GAS SAMPLING BAG ON/OFF, CAPA& | 1X1EA | 1 | 92 | Sigma-Aldrich | Z279099-1EA | https://www.sigmaaldrich.com/LT/en
Z279102-1EA | TEDLAR(R) GAS SAMPLING BAG SEPTUM, CAPA& | 1X1EA | 1 | 87 | Sigma-Aldrich | Z279102-1EA | https://www.sigmaaldrich.com/LT/en
Z279110-1EA | TEDLAR(R) GAS SAMPLING BAG SEPTUM, CAPA& | 1X1EA | 1 | 100 | Sigma-Aldrich | Z279110-1EA | https://www.sigmaaldrich.com/LT/en
Z279129-1EA | FEP GAS SAMPLING BAG ON/OFF, CAPACITY, & | 1X1EA | 1 | 80 | Sigma-Aldrich | Z279129-1EA | https://www.sigmaaldrich.com/LT/en
Z279137-1EA | FEP GAS SAMPLING BAG ON/OFF, CAPACITY, & | 1X1EA | 1 | 94 | Sigma-Aldrich | Z279137-1EA | https://www.sigmaaldrich.com/LT/en
Z279145-1EA | FEP GAS SAMPLING BAG SEPTUM, CAPACITY, & | 1X1EA | 1 | 66 | Sigma-Aldrich | Z279145-1EA | https://www.sigmaaldrich.com/LT/en
Z279153-1EA | FEP GAS SAMPLING BAG SEPTUM, CAPACITY, & | 1X1EA | 1 | 85 | Sigma-Aldrich | Z279153-1EA | https://www.sigmaaldrich.com/LT/en
Z279234-1EA | NALGENE(R) AUTOMATIC SELF-ZEROING BURET& | 1X1EA | 1 | 139 | Sigma-Aldrich | Z279234-1EA | https://www.sigmaaldrich.com/LT/en
Z279730-25EA | SUBA-SEAL(R) SILICONE RUBBER SEPTA FITS& | 1X25EA | 1 | 95 | Sigma-Aldrich | Z279730-25EA | https://www.sigmaaldrich.com/LT/en
Z279749-25EA | SUBA-SEAL(R) SILICONE RUBBER SEPTA FITS& | 1X25EA | 1 | 123 | Sigma-Aldrich | Z279749-25EA | https://www.sigmaaldrich.com/LT/en
Z279765-10EA | SUBA-SEAL(R) SILICONE RUBBER SEPTA FITS& | 1X10EA | 1 | 83 | Sigma-Aldrich | Z279765-10EA | https://www.sigmaaldrich.com/LT/en
Z279773-10EA | SUBA-SEAL(R) SILICONE RUBBER SEPTA FITS& | 1X10EA | 1 | 97 | Sigma-Aldrich | Z279773-10EA | https://www.sigmaaldrich.com/LT/en
Z279781-5EA | SUBA-SEAL(R) SILICONE RUBBER SEPTA FITS& | 1X5EA | 1 | 130 | Sigma-Aldrich | Z279781-5EA | https://www.sigmaaldrich.com/LT/en
Z279897-1PAK | NORPRENE(R) A-60-G LABORATORY TUBING I.D | 1X1PAK | 1 | 63 | Sigma-Aldrich | Z279897-1PAK | https://www.sigmaaldrich.com/LT/en
Z279900-1PAK | NORPRENE(R) A-60-G LABORATORY TUBING I.D | 1X1PAK | 1 | 65 | Sigma-Aldrich | Z279900-1PAK | https://www.sigmaaldrich.com/LT/en
Z279919-1PAK | NORPRENE(R) A-60-G LABORATORY TUBING I.D | 1X1PAK | 1 | 71 | Sigma-Aldrich | Z279919-1PAK | https://www.sigmaaldrich.com/LT/en
Z279927-1PAK | NORPRENE(R) A-60-G LABORATORY TUBING I.D | 1X1PAK | 1 | 105 | Sigma-Aldrich | Z279927-1PAK | https://www.sigmaaldrich.com/LT/en
Z279935-1PAK | NORPRENE(R) A-60-G LABORATORY TUBING I.D | 1X1PAK | 1 | 79 | Sigma-Aldrich | Z279935-1PAK | https://www.sigmaaldrich.com/LT/en
Z279943-1PAK | NORPRENE(R) A-60-G LABORATORY TUBING I.D | 1X1PAK | 1 | 125 | Sigma-Aldrich | Z279943-1PAK | https://www.sigmaaldrich.com/LT/en
Z279951-1PAK | NORPRENE(R) A-60-G LABORATORY TUBING I.D | 1X1PAK | 1 | 182 | Sigma-Aldrich | Z279951-1PAK | https://www.sigmaaldrich.com/LT/en
Z279978-1PAK | NORPRENE(R) A-60-G LABORATORY TUBING I.D | 1X1PAK | 1 | 99 | Sigma-Aldrich | Z279978-1PAK | https://www.sigmaaldrich.com/LT/en
Z279986-1PAK | NORPRENE(R) A-60-G LABORATORY TUBING I.D | 1X1PAK | 1 | 146 | Sigma-Aldrich | Z279986-1PAK | https://www.sigmaaldrich.com/LT/en
Z279994-1PAK | NORPRENE(R) A-60-G LABORATORY TUBING I.D | 1X1PAK | 1 | 174 | Sigma-Aldrich | Z279994-1PAK | https://www.sigmaaldrich.com/LT/en
Z280003-1PAK | NORPRENE(R) A-60-G LABORATORY TUBING I.D | 1X1PAK | 1 | 241 | Sigma-Aldrich | Z280003-1PAK | https://www.sigmaaldrich.com/LT/en
Z280011-1PAK | NORPRENE(R) A-60-G LABORATORY TUBING I.D | 1X1PAK | 1 | 157 | Sigma-Aldrich | Z280011-1PAK | https://www.sigmaaldrich.com/LT/en
Z280038-1PAK | NORPRENE(R) A-60-G LABORATORY TUBING I.D | 1X1PAK | 1 | 361 | Sigma-Aldrich | Z280038-1PAK | https://www.sigmaaldrich.com/LT/en
Z280046-1PAK | NORPRENE(R) A-60-G LABORATORY TUBING I.D | 1X1PAK | 1 | 416 | Sigma-Aldrich | Z280046-1PAK | https://www.sigmaaldrich.com/LT/en
Z280054-1PAK | NORPRENE(R) A-60-G LABORATORY TUBING I.D | 1X1PAK | 1 | 539 | Sigma-Aldrich | Z280054-1PAK | https://www.sigmaaldrich.com/LT/en
Z280348-1PAK | PVC LABORATORY TUBING I.D. X O.D. 1/16 | 1X1PAK | 1 | 21 | Sigma-Aldrich | Z280348-1PAK | https://www.sigmaaldrich.com/LT/en
Z280356-1PAK | PVC LABORATORY TUBING I.D. X O.D. 1/8 | 1X1PAK | 1 | 25 | Sigma-Aldrich | Z280356-1PAK | https://www.sigmaaldrich.com/LT/en
Z280364-1PAK | PVC LABORATORY TUBING I.D. X O.D. 3/16 | 1X1PAK | 1 | 33 | Sigma-Aldrich | Z280364-1PAK | https://www.sigmaaldrich.com/LT/en
Z280372-1PAK | PVC LABORATORY TUBING I.D. X O.D. 1/4 | 1X1PAK | 1 | 39 | Sigma-Aldrich | Z280372-1PAK | https://www.sigmaaldrich.com/LT/en
Z280380-1PAK | PVC LABORATORY TUBING I.D. X O.D. 1/8 | 1X1PAK | 1 | 96 | Sigma-Aldrich | Z280380-1PAK | https://www.sigmaaldrich.com/LT/en
Z280399-1PAK | PVC LABORATORY TUBING I.D. X O.D. 3/8 & | 1X1PAK | 1 | 55 | Sigma-Aldrich | Z280399-1PAK | https://www.sigmaaldrich.com/LT/en
Z280402-1PAK | PVC LABORATORY TUBING I.D. X O.D. 3/8 | 1X1PAK | 1 | 120 | Sigma-Aldrich | Z280402-1PAK | https://www.sigmaaldrich.com/LT/en
Z280410-1PAK | PVC LABORATORY TUBING I.D. X O.D. 1/2 | 1X1PAK | 1 | 71 | Sigma-Aldrich | Z280410-1PAK | https://www.sigmaaldrich.com/LT/en
Z280429-1PAK | PVC LABORATORY TUBING I.D. X O.D. 1/2 & | 1X1PAK | 1 | 153 | Sigma-Aldrich | Z280429-1PAK | https://www.sigmaaldrich.com/LT/en
Z280453-1PAK | QUANTOFIX(R) TEST STICKS NITRITE (NO2-) | 1X1PAK | 1 | 43 | Sigma-Aldrich | Z280453-1PAK | https://www.sigmaaldrich.com/LT/en
Z281239-1EA | ANTI-STATIC BRUSH | 1X1EA | 1 | 78 | Sigma-Aldrich | Z281239-1EA | https://www.sigmaaldrich.com/LT/en
Z281247-1PAK | LABORATORY BRUSHES MICRO TUBE, L 7 IN.,& | 1X1PAK | 1 | 25 | Sigma-Aldrich | Z281247-1PAK | https://www.sigmaaldrich.com/LT/en
Z281255-1PAK | LABORATORY BRUSHES TEST TUBE, L 9 IN., & | 1X1PAK | 1 | 27 | Sigma-Aldrich | Z281255-1PAK | https://www.sigmaaldrich.com/LT/en
Z281263-1PAK | LABORATORY BRUSHES TEST TUBE, L 10 IN.,& | 1X1PAK | 1 | 30 | Sigma-Aldrich | Z281263-1PAK | https://www.sigmaaldrich.com/LT/en
Z281271-1PAK | LABORATORY BRUSHES CYLINDER, L 11 IN., & | 1X1PAK | 1 | 43 | Sigma-Aldrich | Z281271-1PAK | https://www.sigmaaldrich.com/LT/en
Z281298-1PAK | LABORATORY BRUSHES CYLINDER, L 20 IN., & | 1X1PAK | 1 | 55 | Sigma-Aldrich | Z281298-1PAK | https://www.sigmaaldrich.com/LT/en
Z281301-1PAK | LABORATORY BRUSHES NARROW TUBE, L 12 IN& | 1X1PAK | 1 | 26 | Sigma-Aldrich | Z281301-1PAK | https://www.sigmaaldrich.com/LT/en
Z281328-1PAK | LABORATORY BRUSHES PIPETTE, L 17 IN., B& | 1X1PAK | 1 | 37 | Sigma-Aldrich | Z281328-1PAK | https://www.sigmaaldrich.com/LT/en
Z281336-1PAK | LABORATORY BRUSHES FUNNEL, L 13 IN., BR& | 1X1PAK | 1 | 58 | Sigma-Aldrich | Z281336-1PAK | https://www.sigmaaldrich.com/LT/en
Z281344-1PAK | LABORATORY BRUSHES FLASK, L 12 IN., BRU& | 1X1PAK | 1 | 44 | Sigma-Aldrich | Z281344-1PAK | https://www.sigmaaldrich.com/LT/en
Z281352-1PAK | LABORATORY BRUSHES CENTRIFUGE, L 12 IN.& | 1X1PAK | 1 | 39 | Sigma-Aldrich | Z281352-1PAK | https://www.sigmaaldrich.com/LT/en
Z281360-1PAK | LABORATORY BRUSHES BURETTE, L 30 IN., B& | 1X1PAK | 1 | 49 | Sigma-Aldrich | Z281360-1PAK | https://www.sigmaaldrich.com/LT/en
Z281379-1PAK | LABORATORY BRUSHES BURETTE, L 36 IN., B& | 1X1PAK | 1 | 54 | Sigma-Aldrich | Z281379-1PAK | https://www.sigmaaldrich.com/LT/en
Z281387-1EA | BASIC LABORATORY BRUSH KIT | 1X1EA | 1 | 68 | Sigma-Aldrich | Z281387-1EA | https://www.sigmaaldrich.com/LT/en
Z281395-1EA | SAMPLER BRUSH KIT | 1X1EA | 1 | 64 | Sigma-Aldrich | Z281395-1EA | https://www.sigmaaldrich.com/LT/en
Z281409-1EA | UVEX(R) STEALTH(TM) SAFETY GOGGLES GRAY& | 1X1EA | 1 | 39 | Sigma-Aldrich | Z281409-1EA | https://www.sigmaaldrich.com/LT/en
Z281514-1PAK | VIKEM(R) PIPETTE AID | 1X1PAK | 1 | 58 | Sigma-Aldrich | Z281514-1PAK | https://www.sigmaaldrich.com/LT/en
Z281573-1EA | OAKTON(R) THERMOMETER/TIMER | 1X1EA | 1 | 53 | Sigma-Aldrich | Z281573-1EA | https://www.sigmaaldrich.com/LT/en
Z281751-1EA | CHEM-FLEX TRANSFER LINE TUBE L 60 IN. | 1X1EA | 1 | 73 | Sigma-Aldrich | Z281751-1EA | https://www.sigmaaldrich.com/LT/en
Z281778-1EA | CHEM-FLEX TRANSFER LINE TUBE L 120 IN. | 1X1EA | 1 | 97 | Sigma-Aldrich | Z281778-1EA | https://www.sigmaaldrich.com/LT/en
Z281905-1EA | POLYMER CONDUCTIVITY CELL, FOR OYSTER & | 1X1EA | 1 | 104 | Sigma-Aldrich | Z281905-1EA | https://www.sigmaaldrich.com/LT/en
Z281980-1EA | COORS(R) ALUMINA MORTAR CAPACITY 1.5 ML& | 1X1EA | 1 | 123 | Sigma-Aldrich | Z281980-1EA | https://www.sigmaaldrich.com/LT/en
Z281999-1EA | COORS(R) ALUMINA MORTAR CAPACITY 7 ML, & | 1X1EA | 1 | 131 | Sigma-Aldrich | Z281999-1EA | https://www.sigmaaldrich.com/LT/en
Z282006-1EA | COORS(R) ALUMINA MORTAR CAPACITY 15 ML,& | 1X1EA | 1 | 160 | Sigma-Aldrich | Z282006-1EA | https://www.sigmaaldrich.com/LT/en
Z282014-1EA | COORS(R) ALUMINA MORTAR CAPACITY 80 ML,& | 1X1EA | 1 | 280 | Sigma-Aldrich | Z282014-1EA | https://www.sigmaaldrich.com/LT/en
Z282022-1EA | COORS(R) ALUMINA MORTAR CAPACITY 30 ML,& | 1X1EA | 1 | 163 | Sigma-Aldrich | Z282022-1EA | https://www.sigmaaldrich.com/LT/en
Z282030-1EA | COORS(R) ALUMINA PESTLE FOR Z281980 | 1X1EA | 1 | 61 | Sigma-Aldrich | Z282030-1EA | https://www.sigmaaldrich.com/LT/en
Z282049-1EA | COORS(R) ALUMINA PESTLE FOR Z281999 | 1X1EA | 1 | 73 | Sigma-Aldrich | Z282049-1EA | https://www.sigmaaldrich.com/LT/en
Z282057-1EA | COORS(R) ALUMINA PESTLE FOR Z282006 | 1X1EA | 1 | 87 | Sigma-Aldrich | Z282057-1EA | https://www.sigmaaldrich.com/LT/en
Z282065-1EA | COORS(R) ALUMINA PESTLE FOR Z282014 | 1X1EA | 1 | 125 | Sigma-Aldrich | Z282065-1EA | https://www.sigmaaldrich.com/LT/en
Z282073-1EA | COORS(R) ALUMINA PESTLE FOR Z282022 | 1X1EA | 1 | 86 | Sigma-Aldrich | Z282073-1EA | https://www.sigmaaldrich.com/LT/en
Z282081-1EA | COORS(R) APOTHECARY MORTAR O.D. X H 100& | 1X1EA | 1 | 272 | Sigma-Aldrich | Z282081-1EA | https://www.sigmaaldrich.com/LT/en
Z282103-1EA | COORS(R) APOTHECARY PESTLE | 1X1EA | 1 | 167 | Sigma-Aldrich | Z282103-1EA | https://www.sigmaaldrich.com/LT/en
Z282111-1PAK | KECK(R) QUICK-DISCONNECT ADAPTER GLASSW& | 1X1PAK | 1 | 108 | Sigma-Aldrich | Z282111-1PAK | https://www.sigmaaldrich.com/LT/en
Z282138-1PAK | KECK(R) QUICK-DISCONNECT ADAPTER GLASSW& | 1X1PAK | 1 | 108 | Sigma-Aldrich | Z282138-1PAK | https://www.sigmaaldrich.com/LT/en
Z282154-1PAK | KECK(R) QUICK-DISCONNECT ADAPTER COUPLI& | 1X1PAK | 1 | 78 | Sigma-Aldrich | Z282154-1PAK | https://www.sigmaaldrich.com/LT/en
Z282162-1PAK | KECK(R) QUICK-DISCONNECT ADAPTER FLASK/& | 1X1PAK | 1 | 160 | Sigma-Aldrich | Z282162-1PAK | https://www.sigmaaldrich.com/LT/en
Z282170-1PAK | KECK(R) QUICK-DISCONNECT ADAPTER TUBING& | 1X1PAK | 1 | 81 | Sigma-Aldrich | Z282170-1PAK | https://www.sigmaaldrich.com/LT/en
Z282189-1PAK | KECK(R) QUICK-DISCONNECT ADAPTER TUBING& | 1X1PAK | 1 | 75 | Sigma-Aldrich | Z282189-1PAK | https://www.sigmaaldrich.com/LT/en
Z282324-1EA | PORCELAIN DESICCATOR PLATE PLATE DIAM. & | 1X1EA | 1 | 77 | Sigma-Aldrich | Z282324-1EA | https://www.sigmaaldrich.com/LT/en
Z282332-1EA | PORCELAIN DESICCATOR PLATE PLATE DIAM. & | 1X1EA | 1 | 89 | Sigma-Aldrich | Z282332-1EA | https://www.sigmaaldrich.com/LT/en
Z282340-1EA | PORCELAIN DESICCATOR PLATE PLATE DIAM. & | 1X1EA | 1 | 115 | Sigma-Aldrich | Z282340-1EA | https://www.sigmaaldrich.com/LT/en
Z282359-1EA | PORCELAIN DESICCATOR PLATE PLATE DIAM. & | 1X1EA | 1 | 139 | Sigma-Aldrich | Z282359-1EA | https://www.sigmaaldrich.com/LT/en
Z282383-1EA | ALDRICH(R) NMR-TUBE CLEANER MODEL A, JO& | 1X1EA | 1 | 107 | Sigma-Aldrich | Z282383-1EA | https://www.sigmaaldrich.com/LT/en
Z282391-1EA | ALDRICH(R) NMR-TUBE CLEANER MODEL C, JO& | 1X1EA | 1 | 151 | Sigma-Aldrich | Z282391-1EA | https://www.sigmaaldrich.com/LT/en
Z282413-1EA | SPINPLUS(R) SPINBAR(R) ASSORTMENT PTFE-C | 1X1EA | 1 | 83 | Sigma-Aldrich | Z282413-1EA | https://www.sigmaaldrich.com/LT/en
Z282421-1EA | SPINBAR(R) ASSORTMENT PTFE-COATED POLYGO | 1X1EA | 1 | 149 | Sigma-Aldrich | Z282421-1EA | https://www.sigmaaldrich.com/LT/en
Z282448-1EA | SPINPAK(R) STIR BAR SIZE 1/2 IN. X 5/ | 1X1EA | 1 | 28 | Sigma-Aldrich | Z282448-1EA | https://www.sigmaaldrich.com/LT/en
Z282456-1EA | SPINPAK(R) STIR BAR SIZE 1 IN. X 5/16 | 1X1EA | 1 | 31 | Sigma-Aldrich | Z282456-1EA | https://www.sigmaaldrich.com/LT/en
Z282464-1EA | SPINPAK(R) STIR BAR SIZE 1 1/2 IN. X 5 | 1X1EA | 1 | 36 | Sigma-Aldrich | Z282464-1EA | https://www.sigmaaldrich.com/LT/en
Z282472-1EA | SPINPAK(R) STIR BAR SIZE 2 IN. X 5/16 | 1X1EA | 1 | 37 | Sigma-Aldrich | Z282472-1EA | https://www.sigmaaldrich.com/LT/en
Z282774-1PAK | LAB SPOONS L 9 IN., NICKEL-STAINLESS ST& | 1X1PAK | 1 | 57 | Sigma-Aldrich | Z282774-1PAK | https://www.sigmaaldrich.com/LT/en
Z283274-1EA | ALDRICH(R) HEAVY-DUTY SPATULA L 12 IN. | 1X1EA | 1 | 32 | Sigma-Aldrich | Z283274-1EA | https://www.sigmaaldrich.com/LT/en
Z283282-1EA | ALDRICH(R) HEAVY-DUTY SPATULA L 18 IN. | 1X1EA | 1 | 38 | Sigma-Aldrich | Z283282-1EA | https://www.sigmaaldrich.com/LT/en
Z283304-1EA | ALDRICH(R) FRITTED FILTER FUNNEL FOR SO& | 1X1EA | 1 | 484 | Sigma-Aldrich | Z283304-1EA | https://www.sigmaaldrich.com/LT/en
Z283312-1EA | ALDRICH(R) FRITTED FILTER FUNNEL FOR SO& | 1X1EA | 1 | 284 | Sigma-Aldrich | Z283312-1EA | https://www.sigmaaldrich.com/LT/en
Z283320-1EA | ALDRICH(R) FRITTED FILTER FUNNEL FOR SO& | 1X1EA | 1 | 296 | Sigma-Aldrich | Z283320-1EA | https://www.sigmaaldrich.com/LT/en
Z283770-1EA | OPTIFIX(R) PTFE THREAD ADAPTER NECK THR& | 1X1EA | 1 | 42 | Sigma-Aldrich | Z283770-1EA | https://www.sigmaaldrich.com/LT/en
Z283789-3EA | SPINBAR(R) MAGNETIC STIRRING FLEAS WHITE | 1X3EA | 1 | 20 | Sigma-Aldrich | Z283789-3EA | https://www.sigmaaldrich.com/LT/en
Z283797-3EA | SPINBAR(R) MAGNETIC STIRRING FLEAS WHITE | 1X3EA | 1 | 20 | Sigma-Aldrich | Z283797-3EA | https://www.sigmaaldrich.com/LT/en
Z283800-3EA | SPINBAR(R) MAGNETIC STIRRING FLEAS WHITE | 1X3EA | 1 | 22 | Sigma-Aldrich | Z283800-3EA | https://www.sigmaaldrich.com/LT/en
Z283819-3EA | SPINBAR(R) MAGNETIC STIRRING FLEAS WHITE | 1X3EA | 1 | 20 | Sigma-Aldrich | Z283819-3EA | https://www.sigmaaldrich.com/LT/en
Z283827-3EA | SPINBAR(R) MAGNETIC STIRRING FLEAS WHITE | 1X3EA | 1 | 20 | Sigma-Aldrich | Z283827-3EA | https://www.sigmaaldrich.com/LT/en
Z283835-3EA | SPINBAR(R) MAGNETIC STIRRING FLEAS WHITE | 1X3EA | 1 | 22 | Sigma-Aldrich | Z283835-3EA | https://www.sigmaaldrich.com/LT/en
Z283843-3EA | SPINBAR(R) MAGNETIC STIRRING FLEAS WHITE | 1X3EA | 1 | 22 | Sigma-Aldrich | Z283843-3EA | https://www.sigmaaldrich.com/LT/en
Z283851-3EA | SPINBAR(R) MAGNETIC STIRRING FLEAS WHITE | 1X3EA | 1 | 25 | Sigma-Aldrich | Z283851-3EA | https://www.sigmaaldrich.com/LT/en
Z283878-3EA | SPINBAR(R) MAGNETIC STIRRING FLEAS WHITE | 1X3EA | 1 | 22 | Sigma-Aldrich | Z283878-3EA | https://www.sigmaaldrich.com/LT/en
Z283886-3EA | SPINBAR(R) MAGNETIC STIRRING FLEAS WHITE | 1X3EA | 1 | 22 | Sigma-Aldrich | Z283886-3EA | https://www.sigmaaldrich.com/LT/en
Z283894-3EA | SPINBAR(R) MAGNETIC STIR BAR TAPERED DES | 1X3EA | 1 | 17 | Sigma-Aldrich | Z283894-3EA | https://www.sigmaaldrich.com/LT/en
Z283908-3EA | SPINBAR(R) MAGNETIC STIR BAR TAPERED DES | 1X3EA | 1 | 20 | Sigma-Aldrich | Z283908-3EA | https://www.sigmaaldrich.com/LT/en
Z283916-3EA | SPINBAR(R) MAGNETIC STIR BAR TAPERED DES | 1X3EA | 1 | 21 | Sigma-Aldrich | Z283916-3EA | https://www.sigmaaldrich.com/LT/en
Z283924-3EA | SPINBAR(R) MAGNETIC STIR BAR TAPERED DES | 1X3EA | 1 | 25 | Sigma-Aldrich | Z283924-3EA | https://www.sigmaaldrich.com/LT/en
Z283932-3EA | SPINWEDGE(R) MAGNETIC STIRRING BAR SIZE | 1X3EA | 1 | 32 | Sigma-Aldrich | Z283932-3EA | https://www.sigmaaldrich.com/LT/en
Z283940-3EA | SPINWEDGE(R) MAGNETIC STIRRING BAR SIZE | 1X3EA | 1 | 34 | Sigma-Aldrich | Z283940-3EA | https://www.sigmaaldrich.com/LT/en
Z283959-3EA | SPINWEDGE(R) MAGNETIC STIRRING BAR SIZE | 1X3EA | 1 | 52 | Sigma-Aldrich | Z283959-3EA | https://www.sigmaaldrich.com/LT/en
Z283967-3EA | SPINWEDGE(R) MAGNETIC STIRRING BAR SIZE | 1X3EA | 1 | 55 | Sigma-Aldrich | Z283967-3EA | https://www.sigmaaldrich.com/LT/en
Z283975-3EA | SPINBAR(R) MAGNETIC STIR BAR PTFE-COATED | 1X3EA | 1 | 21 | Sigma-Aldrich | Z283975-3EA | https://www.sigmaaldrich.com/LT/en
Z283983-3EA | SPINBAR(R) MAGNETIC STIR BAR PTFE-COATED | 1X3EA | 1 | 21 | Sigma-Aldrich | Z283983-3EA | https://www.sigmaaldrich.com/LT/en
Z283991-3EA | SPINBAR(R) MAGNETIC STIR BAR PTFE-COATED | 1X3EA | 1 | 19 | Sigma-Aldrich | Z283991-3EA | https://www.sigmaaldrich.com/LT/en
Z284009-3EA | SPINBAR(R) MAGNETIC STIR BAR PTFE-COATED | 1X3EA | 1 | 24 | Sigma-Aldrich | Z284009-3EA | https://www.sigmaaldrich.com/LT/en
Z284017-3EA | SPINBAR(R) MAGNETIC STIR BAR PTFE-COATED | 1X3EA | 1 | 25 | Sigma-Aldrich | Z284017-3EA | https://www.sigmaaldrich.com/LT/en
Z284025-3EA | SPINBAR(R) MAGNETIC STIR BAR PTFE-COATED | 1X3EA | 1 | 30 | Sigma-Aldrich | Z284025-3EA | https://www.sigmaaldrich.com/LT/en
Z284033-3EA | SPINBAR(R) MAGNETIC STIR BAR PTFE-COATED | 1X3EA | 1 | 39 | Sigma-Aldrich | Z284033-3EA | https://www.sigmaaldrich.com/LT/en
Z284041-1EA | SPINBAR(R) MAGNETIC STIR BAR PTFE-COATED | 1X1EA | 1 | 27 | Sigma-Aldrich | Z284041-1EA | https://www.sigmaaldrich.com/LT/en
Z284068-1EA | SPINBAR(R) MAGNETIC STIR BAR PTFE-COATED | 1X1EA | 1 | 29 | Sigma-Aldrich | Z284068-1EA | https://www.sigmaaldrich.com/LT/en
Z284076-1EA | DOUBLE SPINFIN(R) MAGNETIC STIRRING BAR | 1X1EA | 1 | 22 | Sigma-Aldrich | Z284076-1EA | https://www.sigmaaldrich.com/LT/en
Z284084-1EA | DOUBLE SPINFIN(R) MAGNETIC STIRRING BAR | 1X1EA | 1 | 26 | Sigma-Aldrich | Z284084-1EA | https://www.sigmaaldrich.com/LT/en
Z284092-1EA | DOUBLE SPINFIN(R) MAGNETIC STIRRING BAR | 1X1EA | 1 | 28 | Sigma-Aldrich | Z284092-1EA | https://www.sigmaaldrich.com/LT/en
Z284106-1EA | SPINRING(R) MAGNETIC STIRRING BAR SIZE | 1X1EA | 1 | 41 | Sigma-Aldrich | Z284106-1EA | https://www.sigmaaldrich.com/LT/en
Z284114-1EA | SPINRING(R) MAGNETIC STIRRING BAR SIZE 1 | 1X1EA | 1 | 46 | Sigma-Aldrich | Z284114-1EA | https://www.sigmaaldrich.com/LT/en
Z284122-1EA | SPINRING(R) MAGNETIC STIRRING BAR SIZE 1 | 1X1EA | 1 | 47 | Sigma-Aldrich | Z284122-1EA | https://www.sigmaaldrich.com/LT/en
Z284130-1EA | SPINRING(R) MAGNETIC STIRRING BAR SIZE 2 | 1X1EA | 1 | 51 | Sigma-Aldrich | Z284130-1EA | https://www.sigmaaldrich.com/LT/en
Z284203-1EA | SPINSTAR(R) MAGNETIC STIRRING BAR FITS B | 1X1EA | 1 | 48 | Sigma-Aldrich | Z284203-1EA | https://www.sigmaaldrich.com/LT/en
Z284211-1EA | SPINSTAR(R) MAGNETIC STIRRING BAR FITS B | 1X1EA | 1 | 59 | Sigma-Aldrich | Z284211-1EA | https://www.sigmaaldrich.com/LT/en
Z284238-1EA | SPINSTAR(R) MAGNETIC STIRRING BAR FITS B | 1X1EA | 1 | 63 | Sigma-Aldrich | Z284238-1EA | https://www.sigmaaldrich.com/LT/en
Z284246-1EA | SPINBAR(R) PYREX(R) MAGNETIC STIR BARS G | 1X1EA | 1 | 20 | Sigma-Aldrich | Z284246-1EA | https://www.sigmaaldrich.com/LT/en
Z284254-1EA | SPINBAR(R) PYREX(R) MAGNETIC STIR BARS G | 1X1EA | 1 | 21 | Sigma-Aldrich | Z284254-1EA | https://www.sigmaaldrich.com/LT/en
Z284262-1EA | SPINBAR(R) PYREX(R) MAGNETIC STIR BARS G | 1X1EA | 1 | 23 | Sigma-Aldrich | Z284262-1EA | https://www.sigmaaldrich.com/LT/en
Z284270-1EA | SPINBAR(R) PYREX(R) MAGNETIC STIR BARS G | 1X1EA | 1 | 26 | Sigma-Aldrich | Z284270-1EA | https://www.sigmaaldrich.com/LT/en
Z284289-3EA | SPINBAR(R) MAGNETIC STIR BAR PTFE-COATED | 1X3EA | 1 | 23 | Sigma-Aldrich | Z284289-3EA | https://www.sigmaaldrich.com/LT/en
Z284300-3EA | SPINBAR(R) MAGNETIC STIR BAR PTFE-COATED | 1X3EA | 1 | 23 | Sigma-Aldrich | Z284300-3EA | https://www.sigmaaldrich.com/LT/en
Z284319-3EA | SPINBAR(R) MAGNETIC STIR BAR PTFE-COATED | 1X3EA | 1 | 25 | Sigma-Aldrich | Z284319-3EA | https://www.sigmaaldrich.com/LT/en
Z284335-3EA | SPINBAR(R) MAGNETIC STIR BAR PTFE-COATED | 1X3EA | 1 | 25 | Sigma-Aldrich | Z284335-3EA | https://www.sigmaaldrich.com/LT/en
Z284343-3EA | SPINBAR(R) MAGNETIC STIR BAR PTFE-COATED | 1X3EA | 1 | 27 | Sigma-Aldrich | Z284343-3EA | https://www.sigmaaldrich.com/LT/en
Z284351-3EA | SPINBAR(R) MAGNETIC STIR BAR PTFE-COATED | 1X3EA | 1 | 27 | Sigma-Aldrich | Z284351-3EA | https://www.sigmaaldrich.com/LT/en
Z284378-3EA | SPINBAR(R) MAGNETIC STIR BAR PTFE-COATED | 1X3EA | 1 | 27 | Sigma-Aldrich | Z284378-3EA | https://www.sigmaaldrich.com/LT/en
Z284386-3EA | SPINBAR(R) MAGNETIC STIR BAR PTFE-COATED | 1X3EA | 1 | 33 | Sigma-Aldrich | Z284386-3EA | https://www.sigmaaldrich.com/LT/en
Z284408-3EA | SPINBAR(R) MAGNETIC STIR BAR PTFE-COATED | 1X3EA | 1 | 33 | Sigma-Aldrich | Z284408-3EA | https://www.sigmaaldrich.com/LT/en
Z284416-3EA | SPINBAR(R) MAGNETIC STIR BAR PTFE-COATED | 1X3EA | 1 | 35 | Sigma-Aldrich | Z284416-3EA | https://www.sigmaaldrich.com/LT/en
Z284424-3EA | SPINBAR(R) MAGNETIC STIR BAR PTFE-COATED | 1X3EA | 1 | 35 | Sigma-Aldrich | Z284424-3EA | https://www.sigmaaldrich.com/LT/en
Z284440-3EA | SPINBAR(R) MAGNETIC STIR BAR PTFE-COATE& | 1X3EA | 1 | 24 | Sigma-Aldrich | Z284440-3EA | https://www.sigmaaldrich.com/LT/en
Z284459-3EA | SPINBAR(R) MAGNETIC STIR BAR PTFE-COATE& | 1X3EA | 1 | 24 | Sigma-Aldrich | Z284459-3EA | https://www.sigmaaldrich.com/LT/en
Z284467-3EA | SPINBAR(R) MAGNETIC STIR BAR WITH REMOVA | 1X3EA | 1 | 25 | Sigma-Aldrich | Z284467-3EA | https://www.sigmaaldrich.com/LT/en
Z284475-3EA | SPINBAR(R) MAGNETIC STIR BAR WITH REMOVA | 1X3EA | 1 | 32 | Sigma-Aldrich | Z284475-3EA | https://www.sigmaaldrich.com/LT/en
Z284483-3EA | SPINBAR(R) MAGNETIC STIR BAR WITH REMOVA | 1X3EA | 1 | 42 | Sigma-Aldrich | Z284483-3EA | https://www.sigmaaldrich.com/LT/en
Z284491-1EA | SPINBAR(R) MAGNETIC STIR BAR WITH REMOVA | 1X1EA | 1 | 31 | Sigma-Aldrich | Z284491-1EA | https://www.sigmaaldrich.com/LT/en
Z284505-1EA | ALDRICH(R) LARGE-CAPACITY COLD TRAP BUL& | 1X1EA | 1 | 499 | Sigma-Aldrich | Z284505-1EA | https://www.sigmaaldrich.com/LT/en
Z284521-1EA | ALDRICH(R) LARGE-CAPACITY COLD TRAP BUL& | 1X1EA | 1 | 561 | Sigma-Aldrich | Z284521-1EA | https://www.sigmaaldrich.com/LT/en
Z284548-1EA | ALDRICH(R) LARGE-CAPACITY COLD TRAP REP& | 1X1EA | 1 | 206 | Sigma-Aldrich | Z284548-1EA | https://www.sigmaaldrich.com/LT/en
Z284718-1EA | J-KEM(R) BASIC TEMPERATURE CONTROLLER MO | 1X1EA | 1 | 1304 | Sigma-Aldrich | Z284718-1EA | https://www.sigmaaldrich.com/LT/en
Z284726-1EA | ALDRICH(R) FRITTED FILTER FUNNEL CAPACI& | 1X1EA | 1 | 115 | Sigma-Aldrich | Z284726-1EA | https://www.sigmaaldrich.com/LT/en
Z284734-1EA | ALDRICH(R) FRITTED FILTER FUNNEL CAPACI& | 1X1EA | 1 | 232 | Sigma-Aldrich | Z284734-1EA | https://www.sigmaaldrich.com/LT/en
Z284742-1EA | ALDRICH(R) FRITTED FILTER FUNNEL CAPACI& | 1X1EA | 1 | 96 | Sigma-Aldrich | Z284742-1EA | https://www.sigmaaldrich.com/LT/en
Z284750-1PAK | SCREW-CAPS FOR ALDRICH(R) FRITTED FILTE& | 1X1PAK | 1 | 39 | Sigma-Aldrich | Z284750-1PAK | https://www.sigmaaldrich.com/LT/en
Z284769-1PAK | SCREW-CAPS FOR ALDRICH(R) FRITTED FILTE& | 1X1PAK | 1 | 81 | Sigma-Aldrich | Z284769-1PAK | https://www.sigmaaldrich.com/LT/en
Z284777-1PAK | SCREW-CAPS FOR ALDRICH(R) FRITTED FILTE& | 1X1PAK | 1 | 45 | Sigma-Aldrich | Z284777-1PAK | https://www.sigmaaldrich.com/LT/en
Z284785-1EA | GLAS-COL(R) SERIES O HEMISPHERICAL HEAT& | 1X1EA | 1 | 187 | Sigma-Aldrich | Z284785-1EA | https://www.sigmaaldrich.com/LT/en
Z284793-1EA | GLAS-COL(R) SERIES O HEMISPHERICAL HEAT& | 1X1EA | 1 | 206 | Sigma-Aldrich | Z284793-1EA | https://www.sigmaaldrich.com/LT/en
Z284807-1EA | GLAS-COL(R) SERIES O HEMISPHERICAL HEAT& | 1X1EA | 1 | 207 | Sigma-Aldrich | Z284807-1EA | https://www.sigmaaldrich.com/LT/en
Z284815-1EA | GLAS-COL(R) SERIES O HEMISPHERICAL HEAT& | 1X1EA | 1 | 210 | Sigma-Aldrich | Z284815-1EA | https://www.sigmaaldrich.com/LT/en
Z284823-1EA | GLAS-COL(R) SERIES O HEMISPHERICAL HEAT& | 1X1EA | 1 | 228 | Sigma-Aldrich | Z284823-1EA | https://www.sigmaaldrich.com/LT/en
Z284831-1EA | GLAS-COL(R) SERIES O HEMISPHERICAL HEAT& | 1X1EA | 1 | 228 | Sigma-Aldrich | Z284831-1EA | https://www.sigmaaldrich.com/LT/en
Z284858-1EA | GLAS-COL(R) SERIES O HEMISPHERICAL HEAT& | 1X1EA | 1 | 255 | Sigma-Aldrich | Z284858-1EA | https://www.sigmaaldrich.com/LT/en
Z284866-1EA | GLAS-COL(R) SERIES O HEMISPHERICAL HEAT& | 1X1EA | 1 | 287 | Sigma-Aldrich | Z284866-1EA | https://www.sigmaaldrich.com/LT/en
Z284874-1EA | GLAS-COL(R) SERIES O HEMISPHERICAL HEAT& | 1X1EA | 1 | 314 | Sigma-Aldrich | Z284874-1EA | https://www.sigmaaldrich.com/LT/en
Z284882-1EA | GLAS-COL(R) SERIES O HEMISPHERICAL HEAT& | 1X1EA | 1 | 347 | Sigma-Aldrich | Z284882-1EA | https://www.sigmaaldrich.com/LT/en
Z284890-1EA | GLAS-COL(R) SERIES O HEMISPHERICAL HEAT& | 1X1EA | 1 | 424 | Sigma-Aldrich | Z284890-1EA | https://www.sigmaaldrich.com/LT/en
Z284904-1EA | GLAS-COL(R) SERIES O HEMISPHERICAL HEAT& | 1X1EA | 1 | 858 | Sigma-Aldrich | Z284904-1EA | https://www.sigmaaldrich.com/LT/en
Z284912-1EA | GLAS-COL(R) SERIES O SPHERICAL HEATING & | 1X1EA | 1 | 391 | Sigma-Aldrich | Z284912-1EA | https://www.sigmaaldrich.com/LT/en
Z284920-1EA | GLAS-COL(R) SERIES O SPHERICAL HEATING & | 1X1EA | 1 | 393 | Sigma-Aldrich | Z284920-1EA | https://www.sigmaaldrich.com/LT/en
Z284939-1EA | GLAS-COL(R) SERIES O SPHERICAL HEATING & | 1X1EA | 1 | 393 | Sigma-Aldrich | Z284939-1EA | https://www.sigmaaldrich.com/LT/en
Z284947-1EA | GLAS-COL(R) SERIES O SPHERICAL HEATING & | 1X1EA | 1 | 395 | Sigma-Aldrich | Z284947-1EA | https://www.sigmaaldrich.com/LT/en
Z284955-1EA | GLAS-COL(R) SERIES O SPHERICAL HEATING & | 1X1EA | 1 | 407 | Sigma-Aldrich | Z284955-1EA | https://www.sigmaaldrich.com/LT/en
Z284963-1EA | GLAS-COL(R) SERIES O SPHERICAL HEATING & | 1X1EA | 1 | 407 | Sigma-Aldrich | Z284963-1EA | https://www.sigmaaldrich.com/LT/en
Z284971-1EA | GLAS-COL(R) SERIES O SPHERICAL HEATING & | 1X1EA | 1 | 463 | Sigma-Aldrich | Z284971-1EA | https://www.sigmaaldrich.com/LT/en
Z284998-1EA | GLAS-COL(R) SERIES O SPHERICAL HEATING & | 1X1EA | 1 | 776 | Sigma-Aldrich | Z284998-1EA | https://www.sigmaaldrich.com/LT/en
Z285005-1EA | GLAS-COL(R) SERIES O SPHERICAL HEATING & | 1X1EA | 1 | 813 | Sigma-Aldrich | Z285005-1EA | https://www.sigmaaldrich.com/LT/en
Z285013-1EA | GLAS-COL(R) SERIES O SPHERICAL HEATING & | 1X1EA | 1 | 853 | Sigma-Aldrich | Z285013-1EA | https://www.sigmaaldrich.com/LT/en
Z285021-1EA | GLAS-COL(R) SERIES O SPHERICAL HEATING & | 1X1EA | 1 | 1010 | Sigma-Aldrich | Z285021-1EA | https://www.sigmaaldrich.com/LT/en
Z285048-1EA | GLAS-COL(R) SERIES O SPHERICAL HEATING & | 1X1EA | 1 | 1755 | Sigma-Aldrich | Z285048-1EA | https://www.sigmaaldrich.com/LT/en
Z285056-1EA | GLAS-COL(R) SERIES O EXTENSION SUPPORT & | 1X1EA | 1 | 101 | Sigma-Aldrich | Z285056-1EA | https://www.sigmaaldrich.com/LT/en
Z285064-1EA | GLAS-COL(R) SERIES O EXTENSION SUPPORT & | 1X1EA | 1 | 104 | Sigma-Aldrich | Z285064-1EA | https://www.sigmaaldrich.com/LT/en
Z285072-1EA | GLAS-COL(R) SERIES O EXTENSION SUPPORT & | 1X1EA | 1 | 104 | Sigma-Aldrich | Z285072-1EA | https://www.sigmaaldrich.com/LT/en
Z285080-1EA | GLAS-COL(R) SERIES O EXTENSION SUPPORT & | 1X1EA | 1 | 107 | Sigma-Aldrich | Z285080-1EA | https://www.sigmaaldrich.com/LT/en
Z285099-1EA | GLAS-COL(R) SERIES O EXTENSION SUPPORT & | 1X1EA | 1 | 115 | Sigma-Aldrich | Z285099-1EA | https://www.sigmaaldrich.com/LT/en
Z285102-1EA | GLAS-COL(R) SERIES O EXTENSION SUPPORT & | 1X1EA | 1 | 117 | Sigma-Aldrich | Z285102-1EA | https://www.sigmaaldrich.com/LT/en
Z285110-1EA | GLAS-COL(R) SERIES O EXTENSION SUPPORT & | 1X1EA | 1 | 121 | Sigma-Aldrich | Z285110-1EA | https://www.sigmaaldrich.com/LT/en
Z285129-1EA | GLAS-COL(R) SERIES O EXTENSION SUPPORT & | 1X1EA | 1 | 125 | Sigma-Aldrich | Z285129-1EA | https://www.sigmaaldrich.com/LT/en
Z285137-1EA | Glas-Col(R) Series O hemispherical heati | 1X1EA | 1 | 383 | Sigma-Aldrich | Z285137-1EA | https://www.sigmaaldrich.com/LT/en
Z285145-1EA | GLAS-COL(R) SERIES O HEMISPHERICAL HEAT& | 1X1EA | 1 | 411 | Sigma-Aldrich | Z285145-1EA | https://www.sigmaaldrich.com/LT/en
Z285153-1EA | GLAS-COL(R) SERIES O HEMISPHERICAL HEAT& | 1X1EA | 1 | 452 | Sigma-Aldrich | Z285153-1EA | https://www.sigmaaldrich.com/LT/en
Z285161-1EA | GLAS-COL(R) SERIES O HEMISPHERICAL HEAT& | 1X1EA | 1 | 486 | Sigma-Aldrich | Z285161-1EA | https://www.sigmaaldrich.com/LT/en
Z285188-1EA | GLAS-COL(R) SERIES O HEMISPHERICAL HEAT& | 1X1EA | 1 | 604 | Sigma-Aldrich | Z285188-1EA | https://www.sigmaaldrich.com/LT/en
Z285196-1EA | GLAS-COL(R) SERIES TM HEMISPHERICAL HEA& | 1X1EA | 1 | 283 | Sigma-Aldrich | Z285196-1EA | https://www.sigmaaldrich.com/LT/en
Z285218-1EA | GLAS-COL(R) SERIES TM HEMISPHERICAL HEA& | 1X1EA | 1 | 283 | Sigma-Aldrich | Z285218-1EA | https://www.sigmaaldrich.com/LT/en
Z285226-1EA | GLAS-COL(R) SERIES TM HEMISPHERICAL HEA& | 1X1EA | 1 | 283 | Sigma-Aldrich | Z285226-1EA | https://www.sigmaaldrich.com/LT/en
Z285234-1EA | GLAS-COL(R) SERIES TM HEMISPHERICAL HEA& | 1X1EA | 1 | 283 | Sigma-Aldrich | Z285234-1EA | https://www.sigmaaldrich.com/LT/en
Z285242-1EA | GLAS-COL(R) SERIES TM HEMISPHERICAL HEA& | 1X1EA | 1 | 290 | Sigma-Aldrich | Z285242-1EA | https://www.sigmaaldrich.com/LT/en
Z285250-1EA | GLAS-COL(R) SERIES TM HEMISPHERICAL HEA& | 1X1EA | 1 | 310 | Sigma-Aldrich | Z285250-1EA | https://www.sigmaaldrich.com/LT/en
Z285269-1EA | GLAS-COL(R) SERIES TM HEMISPHERICAL HEA& | 1X1EA | 1 | 334 | Sigma-Aldrich | Z285269-1EA | https://www.sigmaaldrich.com/LT/en
Z285277-1EA | GLAS-COL(R) SERIES TM HEMISPHERICAL HEA& | 1X1EA | 1 | 352 | Sigma-Aldrich | Z285277-1EA | https://www.sigmaaldrich.com/LT/en
Z285285-1EA | GLAS-COL(R) SERIES TM HEMISPHERICAL HEA& | 1X1EA | 1 | 369 | Sigma-Aldrich | Z285285-1EA | https://www.sigmaaldrich.com/LT/en
Z285293-1EA | GLAS-COL(R) SERIES TM HEMISPHERICAL HEA& | 1X1EA | 1 | 440 | Sigma-Aldrich | Z285293-1EA | https://www.sigmaaldrich.com/LT/en
Z285307-1EA | GLAS-COL(R) SERIES TM HEMISPHERICAL HEA& | 1X1EA | 1 | 544 | Sigma-Aldrich | Z285307-1EA | https://www.sigmaaldrich.com/LT/en
Z285315-1EA | GLAS-COL(R) SERIES TM REACTION FLASK MA& | 1X1EA | 1 | 437 | Sigma-Aldrich | Z285315-1EA | https://www.sigmaaldrich.com/LT/en
Z285323-1EA | GLAS-COL(R) SERIES TM REACTION FLASK MA& | 1X1EA | 1 | 464 | Sigma-Aldrich | Z285323-1EA | https://www.sigmaaldrich.com/LT/en
Z285331-1EA | GLAS-COL(R) SERIES TM REACTION FLASK MA& | 1X1EA | 1 | 501 | Sigma-Aldrich | Z285331-1EA | https://www.sigmaaldrich.com/LT/en
Z285358-1EA | GLAS-COL(R) SERIES TM REACTION FLASK MA& | 1X1EA | 1 | 409 | Sigma-Aldrich | Z285358-1EA | https://www.sigmaaldrich.com/LT/en
Z285366-1EA | GLAS-COL(R) SERIES TM REACTION FLASK MA& | 1X1EA | 1 | 426 | Sigma-Aldrich | Z285366-1EA | https://www.sigmaaldrich.com/LT/en
Z285374-1EA | GLAS-COL(R) SERIES TM REACTION FLASK MA& | 1X1EA | 1 | 438 | Sigma-Aldrich | Z285374-1EA | https://www.sigmaaldrich.com/LT/en
Z285382-1EA | GLAS-COL(R) SERIES TM REACTION FLASK MA& | 1X1EA | 1 | 493 | Sigma-Aldrich | Z285382-1EA | https://www.sigmaaldrich.com/LT/en
Z285390-1EA | GLAS-COL(R) SERIES TM REACTION FLASK MA& | 1X1EA | 1 | 537 | Sigma-Aldrich | Z285390-1EA | https://www.sigmaaldrich.com/LT/en
Z285447-1EA | ALDRICH(R) STRAIGHT VACUUM-DISTILLING A& | 1X1EA | 1 | 65 | Sigma-Aldrich | Z285447-1EA | https://www.sigmaaldrich.com/LT/en
Z285455-1EA | ALDRICH(R) STRAIGHT VACUUM-DISTILLING A& | 1X1EA | 1 | 85 | Sigma-Aldrich | Z285455-1EA | https://www.sigmaaldrich.com/LT/en
Z285463-1EA | POWRTROL HEAT CONTROLLERS AC INPUT 120 & | 1X1EA | 1 | 243 | Sigma-Aldrich | Z285463-1EA | https://www.sigmaaldrich.com/LT/en
Z285498-1EA | DIGITROL II TEMPERATURE CONTROLLER AC I& | 1X1EA | 1 | 1078 | Sigma-Aldrich | Z285498-1EA | https://www.sigmaaldrich.com/LT/en
Z285501-1EA | DIGITROL II TEMPERATURE CONTROLLER AC I& | 1X1EA | 1 | 1245 | Sigma-Aldrich | Z285501-1EA | https://www.sigmaaldrich.com/LT/en
Z285528-1EA | GLAS-COL(R) MICRO MANTLES FOR FLASK SIZ& | 1X1EA | 1 | 180 | Sigma-Aldrich | Z285528-1EA | https://www.sigmaaldrich.com/LT/en
Z285536-1EA | GLAS-COL(R) MICRO MANTLES FOR FLASK SIZ& | 1X1EA | 1 | 180 | Sigma-Aldrich | Z285536-1EA | https://www.sigmaaldrich.com/LT/en
Z285544-1EA | GLAS-COL(R) MICRO MANTLES FOR FLASK SIZ& | 1X1EA | 1 | 195 | Sigma-Aldrich | Z285544-1EA | https://www.sigmaaldrich.com/LT/en
Z285552-1EA | GLAS-COL(R) STIRMANTLES FOR FLASK SIZE,& | 1X1EA | 1 | 640 | Sigma-Aldrich | Z285552-1EA | https://www.sigmaaldrich.com/LT/en
Z285560-1EA | GLAS-COL(R) STIRMANTLES FOR FLASK SIZE,& | 1X1EA | 1 | 656 | Sigma-Aldrich | Z285560-1EA | https://www.sigmaaldrich.com/LT/en
Z285579-1EA | GLAS-COL(R) STIRMANTLES FOR FLASK SIZE,& | 1X1EA | 1 | 660 | Sigma-Aldrich | Z285579-1EA | https://www.sigmaaldrich.com/LT/en
Z286028-1PAK | WILMAD(R) NMR TUBES 5MM DIAM., PRECISION | 1X1PAK | 1 | 45 | Sigma-Aldrich | Z286028-1PAK | https://www.sigmaaldrich.com/LT/en
Z286036-1PAK | WILMAD(R) NMR TUBES 5MM DIAM., PRECISION | 1X1PAK | 1 | 53 | Sigma-Aldrich | Z286036-1PAK | https://www.sigmaaldrich.com/LT/en
Z286044-1PAK | WILMAD(R) NMR TUBES 5MM DIAM., PRECISION | 1X1PAK | 1 | 57 | Sigma-Aldrich | Z286044-1PAK | https://www.sigmaaldrich.com/LT/en
Z286079-1EA | ACE VACUUM MANIFOLD SYSTEM | 1X1EA | 1 | 1813 | Sigma-Aldrich | Z286079-1EA | https://www.sigmaaldrich.com/LT/en
Z286206-1KT | MICHEL-MILLER HPLPLC STARTER KIT ANALYT& | 1X1KIT | 1 | 1265 | Sigma-Aldrich | Z286206-1KT | https://www.sigmaaldrich.com/LT/en
Z286397-1EA | FEP SAMPLE TUBE LINER RECOMMENDED OUTER& | 1X1EA | 1 | 12 | Sigma-Aldrich | Z286397-1EA | https://www.sigmaaldrich.com/LT/en
Z286400-1EA | FEP SAMPLE TUBE LINER RECOMMENDED OUTER& | 1X1EA | 1 | 12 | Sigma-Aldrich | Z286400-1EA | https://www.sigmaaldrich.com/LT/en
Z286419-1EA | FEP SAMPLE TUBE LINER RECOMMENDED OUTER& | 1X1EA | 1 | 18 | Sigma-Aldrich | Z286419-1EA | https://www.sigmaaldrich.com/LT/en
Z286435-1EA | NALGENE(R) STOPCOCK 2-WAY, BORE SIZE 2 & | 1X1EA | 1 | 95 | Sigma-Aldrich | Z286435-1EA | https://www.sigmaaldrich.com/LT/en
Z286435-6EA | NALGENE(R) STOPCOCK 2-WAY, BORE SIZE 2 & | 1X6EA | 1 | 208 | Sigma-Aldrich | Z286435-6EA | https://www.sigmaaldrich.com/LT/en
Z286443-1EA | NALGENE(R) STOPCOCK 2-WAY, BORE SIZE 4 & | 1X1EA | 1 | 48 | Sigma-Aldrich | Z286443-1EA | https://www.sigmaaldrich.com/LT/en
Z286443-6EA | NALGENE(R) STOPCOCK 2-WAY, BORE SIZE 4 & | 1X6EA | 1 | 208 | Sigma-Aldrich | Z286443-6EA | https://www.sigmaaldrich.com/LT/en
Z286451-1EA | NALGENE(R) STOPCOCK 3-WAY, BORE SIZE 2 & | 1X1EA | 1 | 108 | Sigma-Aldrich | Z286451-1EA | https://www.sigmaaldrich.com/LT/en
Z286451-4EA | NALGENE(R) STOPCOCK 3-WAY, BORE SIZE 2 & | 1X4EA | 1 | 159 | Sigma-Aldrich | Z286451-4EA | https://www.sigmaaldrich.com/LT/en
Z286478-1EA | NALGENE(R) STOPCOCK 3-WAY, BORE SIZE 4 & | 1X1EA | 1 | 54 | Sigma-Aldrich | Z286478-1EA | https://www.sigmaaldrich.com/LT/en
Z286478-4EA | NALGENE(R) STOPCOCK 3-WAY, BORE SIZE 4 & | 1X4EA | 1 | 159 | Sigma-Aldrich | Z286478-4EA | https://www.sigmaaldrich.com/LT/en
Z286486-1EA | WASTE SOLVENT FUNNELS FOR CONTAINER CAP& | 1X1EA | 1 | 159 | Sigma-Aldrich | Z286486-1EA | https://www.sigmaaldrich.com/LT/en
Z286494-1EA | WASTE SOLVENT FUNNELS FOR CONTAINER CAP& | 1X1EA | 1 | 163 | Sigma-Aldrich | Z286494-1EA | https://www.sigmaaldrich.com/LT/en
Z286508-1EA | WASTE SOLVENT FUNNELS FOR CONTAINER CAP& | 1X1EA | 1 | 160 | Sigma-Aldrich | Z286508-1EA | https://www.sigmaaldrich.com/LT/en
Z286516-1EA | WASTE SOLVENT FUNNELS FOR CONTAINER CAP& | 1X1EA | 1 | 204 | Sigma-Aldrich | Z286516-1EA | https://www.sigmaaldrich.com/LT/en
Z286672-1EA | PTFE HOLDER FOR WILMAD(R) 5 MM MICROCEL& | 1X1EA | 1 | 64 | Sigma-Aldrich | Z286672-1EA | https://www.sigmaaldrich.com/LT/en
Z286680-1EA | POSITIONING ROD FOR WILMAD(R) 5 MM MICR& | 1X1EA | 1 | 44 | Sigma-Aldrich | Z286680-1EA | https://www.sigmaaldrich.com/LT/en
Z286702-1EA | MICROCELLS FOR WILMAD(R) 5 MM MICROCELL& | 1X1EA | 1 | 34 | Sigma-Aldrich | Z286702-1EA | https://www.sigmaaldrich.com/LT/en
Z286710-1EA | MICROCELLS FOR WILMAD(R) 5 MM MICROCELL& | 1X1EA | 1 | 33 | Sigma-Aldrich | Z286710-1EA | https://www.sigmaaldrich.com/LT/en
Z286729-1EA | MICROCELLS FOR WILMAD(R) 5 MM MICROCELL& | 1X1EA | 1 | 35 | Sigma-Aldrich | Z286729-1EA | https://www.sigmaaldrich.com/LT/en
Z287253-1EA | ALDRICH(R) LOW-PRESSURE BASIC THREE STA& | 1X1EA | 1 | 261 | Sigma-Aldrich | Z287253-1EA | https://www.sigmaaldrich.com/LT/en
Z287261-1EA | ALDRICH(R) LOW-PRESSURE THREE STATION M& | 1X1EA | 1 | 491 | Sigma-Aldrich | Z287261-1EA | https://www.sigmaaldrich.com/LT/en
Z287288-1EA | ALDRICH LOW-PRESSURE MANIFOLD BRASS TEE& | 1X1EA | 1 | 13 | Sigma-Aldrich | Z287288-1EA | https://www.sigmaaldrich.com/LT/en
Z287318-1EA | ALDRICH(R) LOW-PRESSURE MANIFOLD NEEDLE& | 1X1EA | 1 | 44 | Sigma-Aldrich | Z287318-1EA | https://www.sigmaaldrich.com/LT/en
Z287326-1EA | ALDRICH(R) LOW-PRESSURE MANIFOLD HOSE B& | 1X1EA | 1 | 15 | Sigma-Aldrich | Z287326-1EA | https://www.sigmaaldrich.com/LT/en
Z287334-1EA | ALDRICH(R) LOW-PRESSURE MANIFOLD NIPPLE& | 1X1EA | 1 | 13 | Sigma-Aldrich | Z287334-1EA | https://www.sigmaaldrich.com/LT/en
Z287342-1EA | ALDRICH(R) LOW-PRESSURE MANIFOLD PLUG P& | 1X1EA | 1 | 13 | Sigma-Aldrich | Z287342-1EA | https://www.sigmaaldrich.com/LT/en
Z288136-1EA | DRYING TUBE INSERT FOR BUCHI(R) MODEL T& | 1X1EA | 1 | 111 | Sigma-Aldrich | Z288136-1EA | https://www.sigmaaldrich.com/LT/en
Z288144-1EA | DRYING TUBE WITH STOPCOCK FOR BUCHI(R) & | 1X1EA | 1 | 666 | Sigma-Aldrich | Z288144-1EA | https://www.sigmaaldrich.com/LT/en
Z288225-1EA | KNF LABOPORT(R) MINI-PUMP PUMP WITH VAC& | 1X1EA | 1 | 860 | Sigma-Aldrich | Z288225-1EA | https://www.sigmaaldrich.com/LT/en
Z288241-1EA | GLASS DRY ICE TRAP | 1X1EA | 1 | 952 | Sigma-Aldrich | Z288241-1EA | https://www.sigmaaldrich.com/LT/en
Z288284-1EA | KNF LABOPORT(R) MINI-PUMP PUMP ONLY, AC& | 1X1EA | 1 | 735 | Sigma-Aldrich | Z288284-1EA | https://www.sigmaaldrich.com/LT/en
Z288306-1EA | KNF LABOPORT(R) MINI-PUMP PUMP WITH PRE& | 1X1EA | 1 | 860 | Sigma-Aldrich | Z288306-1EA | https://www.sigmaaldrich.com/LT/en
Z288330-1EA | KNF LABOPORT(R) VACUUM SYSTEM COMPONENT& | 1X1EA | 1 | 255 | Sigma-Aldrich | Z288330-1EA | https://www.sigmaaldrich.com/LT/en
Z288349-10PAK | MICROFLEX(TM) 63-864 DIAMOND GRIP(TM) P& | 1X10PAK | 1 | 366 | Sigma-Aldrich | Z288349-10PAK | https://www.sigmaaldrich.com/LT/en
Z288349-1PAK | MICROFLEX(TM) 63-864 DIAMOND GRIP(TM) P& | 1X1PAK | 1 | 52 | Sigma-Aldrich | Z288349-1PAK | https://www.sigmaaldrich.com/LT/en
Z288357-10PAK | MICROFLEX(TM) 63-864 DIAMOND GRIP(TM) P& | 1X10PAK | 1 | 356 | Sigma-Aldrich | Z288357-10PAK | https://www.sigmaaldrich.com/LT/en
Z288357-1PAK | MICROFLEX(TM) 63-864 DIAMOND GRIP(TM) P& | 1X1PAK | 1 | 52 | Sigma-Aldrich | Z288357-1PAK | https://www.sigmaaldrich.com/LT/en
Z288365-10PAK | MICROFLEX(TM) 63-864 DIAMOND GRIP(TM) P& | 1X10PAK | 1 | 366 | Sigma-Aldrich | Z288365-10PAK | https://www.sigmaaldrich.com/LT/en
Z288365-1PAK | MICROFLEX(TM) 63-864 DIAMOND GRIP(TM) P& | 1X1PAK | 1 | 52 | Sigma-Aldrich | Z288365-1PAK | https://www.sigmaaldrich.com/LT/en
Z288373-10PAK | MICROFLEX(TM) 63-864 DIAMOND GRIP(TM) P& | 1X10PAK | 1 | 366 | Sigma-Aldrich | Z288373-10PAK | https://www.sigmaaldrich.com/LT/en
Z288373-1PAK | MICROFLEX(TM) 63-864 DIAMOND GRIP(TM) P& | 1X1PAK | 1 | 52 | Sigma-Aldrich | Z288373-1PAK | https://www.sigmaaldrich.com/LT/en
Z288497-1EA | ALDRICH(R) IMPERIAL MINI-SPILL KITS CAP& | 1X1EA | 1 | 75 | Sigma-Aldrich | Z288497-1EA | https://www.sigmaaldrich.com/LT/en
Z288500-1EA | ALDRICH(R) IMPERIAL MINI-SPILL KITS CAP& | 1X1EA | 1 | 120 | Sigma-Aldrich | Z288500-1EA | https://www.sigmaaldrich.com/LT/en
Z289590-1EA | FINE TEST SIEVES BRASS FRAME, PORE SIZE& | 1X1EA | 1 | 84 | Sigma-Aldrich | Z289590-1EA | https://www.sigmaaldrich.com/LT/en
Z289647-1EA | FINE TEST SIEVES BRASS FRAME, PORE SIZE& | 1X1EA | 1 | 84 | Sigma-Aldrich | Z289647-1EA | https://www.sigmaaldrich.com/LT/en
Z289698-1EA | FINE TEST SIEVES BRASS FRAME, PORE SIZE& | 1X1EA | 1 | 84 | Sigma-Aldrich | Z289698-1EA | https://www.sigmaaldrich.com/LT/en
Z289744-1EA | FINE TEST SIEVES BRASS FRAME, PORE SIZE& | 1X1EA | 1 | 84 | Sigma-Aldrich | Z289744-1EA | https://www.sigmaaldrich.com/LT/en
Z289841-1EA | FINE TEST SIEVES BRASS FRAME, PORE SIZE& | 1X1EA | 1 | 187 | Sigma-Aldrich | Z289841-1EA | https://www.sigmaaldrich.com/LT/en
Z289868-1EA | FINE TEST SIEVES BRASS FRAME, PORE SIZE& | 1X1EA | 1 | 247 | Sigma-Aldrich | Z289868-1EA | https://www.sigmaaldrich.com/LT/en
Z289922-1EA | FINE TEST SIEVES SS FRAME, PORE SIZE 50& | 1X1EA | 1 | 100 | Sigma-Aldrich | Z289922-1EA | https://www.sigmaaldrich.com/LT/en
Z289957-1EA | FINE TEST SIEVES SS FRAME, PORE SIZE 30& | 1X1EA | 1 | 100 | Sigma-Aldrich | Z289957-1EA | https://www.sigmaaldrich.com/LT/en
Z290408-1EA | SIGMA-ALDRICH(TM) VACUUM FILTRATION ASS& | 1X1EA | 1 | 460 | Sigma-Aldrich | Z290408-1EA | https://www.sigmaaldrich.com/LT/en
Z290416-1EA | SIGMA-ALDRICH(TM) VACUUM FILTRATION ASS& | 1X1EA | 1 | 618 | Sigma-Aldrich | Z290416-1EA | https://www.sigmaaldrich.com/LT/en
Z290424-1EA | SIGMA-ALDRICH(TM) VACUUM FILTRATION ASS& | 1X1EA | 1 | 1225 | Sigma-Aldrich | Z290424-1EA | https://www.sigmaaldrich.com/LT/en
Z290432-1EA | SIGMA-ALDRICH(TM) VACUUM FILTRATION ASS& | 1X1EA | 1 | 384 | Sigma-Aldrich | Z290432-1EA | https://www.sigmaaldrich.com/LT/en
Z290440-1EA | SIGMA-ALDRICH(TM) VACUUM FILTRATION ASS& | 1X1EA | 1 | 214 | Sigma-Aldrich | Z290440-1EA | https://www.sigmaaldrich.com/LT/en
Z290459-1EA | VACUUM FILTRATION ASSEMBLY FLASKS SIDE-& | 1X1EA | 1 | 78 | Sigma-Aldrich | Z290459-1EA | https://www.sigmaaldrich.com/LT/en
Z290467-1EA | SIGMA-ALDRICH(TM) VACUUM FILTRATION ASS& | 1X1EA | 1 | 248 | Sigma-Aldrich | Z290467-1EA | https://www.sigmaaldrich.com/LT/en
Z290475-1EA | SIGMA-ALDRICH(TM) VACUUM FILTRATION ASS& | 1X1EA | 1 | 209 | Sigma-Aldrich | Z290475-1EA | https://www.sigmaaldrich.com/LT/en
Z290483-1EA | VACUUM FILTRATION ASSEMBLY FLASKS SIDE-& | 1X1EA | 1 | 74 | Sigma-Aldrich | Z290483-1EA | https://www.sigmaaldrich.com/LT/en
Z290491-1EA | SIGMA-ALDRICH(TM) VACUUM FILTRATION ASS& | 1X1EA | 1 | 294 | Sigma-Aldrich | Z290491-1EA | https://www.sigmaaldrich.com/LT/en
Z290505-1EA | SIGMA-ALDRICH(TM) VACUUM FILTRATION ASS& | 1X1EA | 1 | 231 | Sigma-Aldrich | Z290505-1EA | https://www.sigmaaldrich.com/LT/en
Z290521-1EA | VACUUM FILTRATION ASSEMBLY FUNNEL TOPS & | 1X1EA | 1 | 109 | Sigma-Aldrich | Z290521-1EA | https://www.sigmaaldrich.com/LT/en
Z290548-1EA | VACUUM FILTRATION ASSEMBLY FUNNEL TOPS & | 1X1EA | 1 | 126 | Sigma-Aldrich | Z290548-1EA | https://www.sigmaaldrich.com/LT/en
Z290556-1EA | VACUUM FILTRATION ASSEMBLY FUNNEL TOPS & | 1X1EA | 1 | 148 | Sigma-Aldrich | Z290556-1EA | https://www.sigmaaldrich.com/LT/en
Z290564-1EA | VACUUM FILTRATION ASSEMBLY REPLACEMENT & | 1X1EA | 1 | 74 | Sigma-Aldrich | Z290564-1EA | https://www.sigmaaldrich.com/LT/en
Z290572-5EA | VACUUM FILTRATION ASSEMBLY REPLACEMENT & | 1X5EA | 1 | 100 | Sigma-Aldrich | Z290572-5EA | https://www.sigmaaldrich.com/LT/en
Z290602-1EA | VACUUM FILTRATION ASSEMBLY FUNNEL STEMS& | 1X1EA | 1 | 294 | Sigma-Aldrich | Z290602-1EA | https://www.sigmaaldrich.com/LT/en
Z290610-1EA | VACUUM FILTRATION ASSEMBLY FLASKS COLLE& | 1X1EA | 1 | 177 | Sigma-Aldrich | Z290610-1EA | https://www.sigmaaldrich.com/LT/en
Z290637-1EA | VACUUM FILTRATION ASSEMBLY FLASKS COLLE& | 1X1EA | 1 | 244 | Sigma-Aldrich | Z290637-1EA | https://www.sigmaaldrich.com/LT/en
Z290645-1EA | VACUUM FILTRATION ASSEMBLY FUNNEL TOPS & | 1X1EA | 1 | 261 | Sigma-Aldrich | Z290645-1EA | https://www.sigmaaldrich.com/LT/en
Z290653-1EA | VACUUM FILTRATION ASSEMBLY FUNNEL STEMS& | 1X1EA | 1 | 558 | Sigma-Aldrich | Z290653-1EA | https://www.sigmaaldrich.com/LT/en
Z290661-1EA | VACUUM FILTRATION ASSEMBLY REPLACEMENT & | 1X1EA | 1 | 133 | Sigma-Aldrich | Z290661-1EA | https://www.sigmaaldrich.com/LT/en
Z290688-1EA | VACUUM FILTRATION ASSEMBLY FUNNEL STEMS& | 1X1EA | 1 | 119 | Sigma-Aldrich | Z290688-1EA | https://www.sigmaaldrich.com/LT/en
Z290696-1EA | VACUUM FILTRATION ASSEMBLY FUNNEL TOPS & | 1X1EA | 1 | 86 | Sigma-Aldrich | Z290696-1EA | https://www.sigmaaldrich.com/LT/en
Z290726-1EA | VACUUM FILTRATION ASSEMBLY FUNNEL STEMS& | 1X1EA | 1 | 109 | Sigma-Aldrich | Z290726-1EA | https://www.sigmaaldrich.com/LT/en
Z290734-1EA | VACUUM FILTRATION ASSEMBLY REPLACEMENT & | 1X1EA | 1 | 57 | Sigma-Aldrich | Z290734-1EA | https://www.sigmaaldrich.com/LT/en
Z290742-5EA | VACUUM FILTRATION ASSEMBLY REPLACEMENT & | 1X5EA | 1 | 94 | Sigma-Aldrich | Z290742-5EA | https://www.sigmaaldrich.com/LT/en
Z290750-1EA | VACUUM FILTRATION ASSEMBLY FUNNEL STEMS& | 1X1EA | 1 | 115 | Sigma-Aldrich | Z290750-1EA | https://www.sigmaaldrich.com/LT/en
Z290769-1EA | VACUUM FILTRATION ASSEMBLY FUNNEL STEMS& | 1X1EA | 1 | 195 | Sigma-Aldrich | Z290769-1EA | https://www.sigmaaldrich.com/LT/en
Z290777-25EA | VACUUM FILTRATION ASSEMBLY REPLACEMENT & | 1X25EA | 1 | 75 | Sigma-Aldrich | Z290777-25EA | https://www.sigmaaldrich.com/LT/en
Z290785-25EA | NYLON FILTER MEMBRANES PORE SIZE 0.45 M& | 1X25EA | 1 | 102 | Sigma-Aldrich | Z290785-25EA | https://www.sigmaaldrich.com/LT/en
Z290793-100EA | NYLON FILTER MEMBRANES PORE SIZE 0.45 M& | 1X100EA | 1 | 172 | Sigma-Aldrich | Z290793-100EA | https://www.sigmaaldrich.com/LT/en
Z290807-100EA | NYLON FILTER MEMBRANES PORE SIZE 0.22 M& | 1X100EA | 1 | 172 | Sigma-Aldrich | Z290807-100EA | https://www.sigmaaldrich.com/LT/en
Z290815-100EA | NYLON FILTER MEMBRANES PORE SIZE 0.45 M& | 1X100EA | 1 | 127 | Sigma-Aldrich | Z290815-100EA | https://www.sigmaaldrich.com/LT/en
Z290823-100EA | NYLON FILTER MEMBRANES PORE SIZE 0.2 MM& | 1X100EA | 1 | 122 | Sigma-Aldrich | Z290823-100EA | https://www.sigmaaldrich.com/LT/en
Z300020-1EA | 3M(R) DISPOSABLE HALF-MASK RESPIRATOR C& | 1X1EA | 1 | 30 | Sigma-Aldrich | Z300020-1EA | https://www.sigmaaldrich.com/LT/en
Z300853-1EA | QUICKFIT(R) REDUCTION ADAPTERS TOP FEMA& | 1X1EA | 1 | 23 | Sigma-Aldrich | Z300853-1EA | https://www.sigmaaldrich.com/LT/en
Z300861-1EA | QUICKFIT(R) REDUCTION ADAPTERS TOP FEMA& | 1X1EA | 1 | 23 | Sigma-Aldrich | Z300861-1EA | https://www.sigmaaldrich.com/LT/en
Z300888-1EA | QUICKFIT(R) REDUCTION ADAPTERS TOP FEMA& | 1X1EA | 1 | 23 | Sigma-Aldrich | Z300888-1EA | https://www.sigmaaldrich.com/LT/en
Z300896-1EA | QUICKFIT(R) REDUCTION ADAPTERS TOP FEMA& | 1X1EA | 1 | 23 | Sigma-Aldrich | Z300896-1EA | https://www.sigmaaldrich.com/LT/en
Z300918-1EA | QUICKFIT(R) REDUCTION ADAPTERS TOP FEMA& | 1X1EA | 1 | 23 | Sigma-Aldrich | Z300918-1EA | https://www.sigmaaldrich.com/LT/en
Z300926-1EA | QUICKFIT(R) REDUCTION ADAPTERS TOP FEMA& | 1X1EA | 1 | 23 | Sigma-Aldrich | Z300926-1EA | https://www.sigmaaldrich.com/LT/en
Z300934-1EA | QUICKFIT(R) REDUCTION ADAPTERS TOP FEMA& | 1X1EA | 1 | 23 | Sigma-Aldrich | Z300934-1EA | https://www.sigmaaldrich.com/LT/en
Z300969-1EA | QUICKFIT(R) REDUCTION ADAPTERS TOP FEMA& | 1X1EA | 1 | 23 | Sigma-Aldrich | Z300969-1EA | https://www.sigmaaldrich.com/LT/en
Z300977-1EA | QUICKFIT(R) REDUCTION ADAPTERS TOP FEMA& | 1X1EA | 1 | 27 | Sigma-Aldrich | Z300977-1EA | https://www.sigmaaldrich.com/LT/en
Z300985-1EA | QUICKFIT(R) REDUCTION ADAPTERS TOP FEMA& | 1X1EA | 1 | 36 | Sigma-Aldrich | Z300985-1EA | https://www.sigmaaldrich.com/LT/en
Z300993-1EA | QUICKFIT(R) REDUCTION ADAPTERS TOP FEMA& | 1X1EA | 1 | 44 | Sigma-Aldrich | Z300993-1EA | https://www.sigmaaldrich.com/LT/en
Z301027-1EA | QUICKFIT(R) REDUCTION ADAPTERS TOP FEMA& | 1X1EA | 1 | 47 | Sigma-Aldrich | Z301027-1EA | https://www.sigmaaldrich.com/LT/en
Z301035-1EA | QUICKFIT(R) REDUCTION ADAPTERS TOP FEMA& | 1X1EA | 1 | 48 | Sigma-Aldrich | Z301035-1EA | https://www.sigmaaldrich.com/LT/en
Z301078-1EA | QUICKFIT(R) REDUCTION ADAPTERS TOP FEMA& | 1X1EA | 1 | 32 | Sigma-Aldrich | Z301078-1EA | https://www.sigmaaldrich.com/LT/en
Z301086-1EA | QUICKFIT(R) EXPANSION ADAPTER TOP FEMAL& | 1X1EA | 1 | 39 | Sigma-Aldrich | Z301086-1EA | https://www.sigmaaldrich.com/LT/en
Z301094-1EA | QUICKFIT(R) EXPANSION ADAPTER TOP FEMAL& | 1X1EA | 1 | 27 | Sigma-Aldrich | Z301094-1EA | https://www.sigmaaldrich.com/LT/en
Z301108-1EA | QUICKFIT EXPANSION ADAPTER, 24/29 SOCKET | 1X1EA | 1 | 27 | Sigma-Aldrich | Z301108-1EA | https://www.sigmaaldrich.com/LT/en
Z301116-1EA | QUICKFIT(R) EXPANSION ADAPTER TOP FEMAL& | 1X1EA | 1 | 27 | Sigma-Aldrich | Z301116-1EA | https://www.sigmaaldrich.com/LT/en
Z301124-1EA | QUICKFIT(R) EXPANSION ADAPTER TOP FEMAL& | 1X1EA | 1 | 41 | Sigma-Aldrich | Z301124-1EA | https://www.sigmaaldrich.com/LT/en
Z301132-1EA | QUICKFIT(R) EXPANSION ADAPTER TOP FEMAL& | 1X1EA | 1 | 41 | Sigma-Aldrich | Z301132-1EA | https://www.sigmaaldrich.com/LT/en
Z301140-1EA | QUICKFIT(R) EXPANSION ADAPTER TOP FEMAL& | 1X1EA | 1 | 42 | Sigma-Aldrich | Z301140-1EA | https://www.sigmaaldrich.com/LT/en
Z301159-1EA | QUICKFIT(R) EXPANSION ADAPTER TOP FEMAL& | 1X1EA | 1 | 43 | Sigma-Aldrich | Z301159-1EA | https://www.sigmaaldrich.com/LT/en
Z301167-1EA | QUICKFIT(R) EXPANSION ADAPTER TOP FEMAL& | 1X1EA | 1 | 44 | Sigma-Aldrich | Z301167-1EA | https://www.sigmaaldrich.com/LT/en
Z301175-1EA | QUICKFIT(R) EXPANSION ADAPTER TOP FEMAL& | 1X1EA | 1 | 45 | Sigma-Aldrich | Z301175-1EA | https://www.sigmaaldrich.com/LT/en
Z301302-1EA | QUICKFIT(R) PLAIN BENDS JOINT: ST/NS 14& | 1X1EA | 1 | 36 | Sigma-Aldrich | Z301302-1EA | https://www.sigmaaldrich.com/LT/en
Z301310-1EA | QUICKFIT(R) PLAIN BENDS JOINT: ST/NS 19& | 1X1EA | 1 | 36 | Sigma-Aldrich | Z301310-1EA | https://www.sigmaaldrich.com/LT/en
Z301329-1EA | QUICKFIT(R) PLAIN BENDS JOINT: ST/NS 24& | 1X1EA | 1 | 36 | Sigma-Aldrich | Z301329-1EA | https://www.sigmaaldrich.com/LT/en
Z301337-1EA | QUICKFIT(R) PLAIN BENDS JOINT: ST/NS 29& | 1X1EA | 1 | 43 | Sigma-Aldrich | Z301337-1EA | https://www.sigmaaldrich.com/LT/en
Z302325-1EA | QUICKFIT(R) CONE/SCREW-THREAD ADAPTERS & | 1X1EA | 1 | 33 | Sigma-Aldrich | Z302325-1EA | https://www.sigmaaldrich.com/LT/en
Z302333-1EA | QUICKFIT(R) CONE/SCREW-THREAD ADAPTERS & | 1X1EA | 1 | 33 | Sigma-Aldrich | Z302333-1EA | https://www.sigmaaldrich.com/LT/en
Z302341-1EA | QUICKFIT(R) CONE/SCREW-THREAD ADAPTERS & | 1X1EA | 1 | 40 | Sigma-Aldrich | Z302341-1EA | https://www.sigmaaldrich.com/LT/en
Z302368-1EA | QUICKFIT(R) CONE/SCREW-THREAD ADAPTERS & | 1X1EA | 1 | 46 | Sigma-Aldrich | Z302368-1EA | https://www.sigmaaldrich.com/LT/en
Z302384-1EA | QUICKFIT(R) CONE/SCREW-THREAD ADAPTERS & | 1X1EA | 1 | 33 | Sigma-Aldrich | Z302384-1EA | https://www.sigmaaldrich.com/LT/en
Z302392-1EA | QUICKFIT(R) CONE/SCREW-THREAD ADAPTERS & | 1X1EA | 1 | 33 | Sigma-Aldrich | Z302392-1EA | https://www.sigmaaldrich.com/LT/en
Z302406-1EA | QUICKFIT(R) CONE/SCREW-THREAD ADAPTERS & | 1X1EA | 1 | 40 | Sigma-Aldrich | Z302406-1EA | https://www.sigmaaldrich.com/LT/en
Z302414-1EA | QUICKFIT(R) CONE/SCREW-THREAD ADAPTERS & | 1X1EA | 1 | 46 | Sigma-Aldrich | Z302414-1EA | https://www.sigmaaldrich.com/LT/en
Z302430-1EA | QUICKFIT(R) CONE/SCREW-THREAD ADAPTERS & | 1X1EA | 1 | 33 | Sigma-Aldrich | Z302430-1EA | https://www.sigmaaldrich.com/LT/en
Z302449-1EA | QUICKFIT(R) CONE/SCREW-THREAD ADAPTERS & | 1X1EA | 1 | 46 | Sigma-Aldrich | Z302449-1EA | https://www.sigmaaldrich.com/LT/en
Z302457-1EA | QUICKFIT(R) CONE/SCREW-THREAD ADAPTERS & | 1X1EA | 1 | 52 | Sigma-Aldrich | Z302457-1EA | https://www.sigmaaldrich.com/LT/en
Z302473-1EA | QUICKFIT(R) CONE/SCREW-THREAD ADAPTERS & | 1X1EA | 1 | 39 | Sigma-Aldrich | Z302473-1EA | https://www.sigmaaldrich.com/LT/en
Z302570-1EA | QUICKFIT(R) ROUND-BOTTOM FLASKS CAPACIT& | 1X1EA | 1 | 21 | Sigma-Aldrich | Z302570-1EA | https://www.sigmaaldrich.com/LT/en
Z302570-5EA | QUICKFIT(R) ROUND-BOTTOM FLASKS CAPACIT& | 1X5EA | 1 | 74 | Sigma-Aldrich | Z302570-5EA | https://www.sigmaaldrich.com/LT/en
Z302589-1EA | QUICKFIT(R) ROUND-BOTTOM FLASKS CAPACIT& | 1X1EA | 1 | 21 | Sigma-Aldrich | Z302589-1EA | https://www.sigmaaldrich.com/LT/en
Z302589-5EA | QUICKFIT(R) ROUND-BOTTOM FLASKS CAPACIT& | 1X5EA | 1 | 74 | Sigma-Aldrich | Z302589-5EA | https://www.sigmaaldrich.com/LT/en
Z302597-1EA | QUICKFIT(R) ROUND-BOTTOM FLASKS CAPACIT& | 1X1EA | 1 | 19 | Sigma-Aldrich | Z302597-1EA | https://www.sigmaaldrich.com/LT/en
Z302600-1EA | QUICKFIT ROUND-BOTTOM FLASK, SHORT NECK, | 1X1EA | 1 | 22 | Sigma-Aldrich | Z302600-1EA | https://www.sigmaaldrich.com/LT/en
Z302619-1EA | QUICKFIT(R) ROUND-BOTTOM FLASKS CAPACIT& | 1X1EA | 1 | 28 | Sigma-Aldrich | Z302619-1EA | https://www.sigmaaldrich.com/LT/en
Z302627-1EA | QUICKFIT(R) ROUND-BOTTOM FLASKS CAPACIT& | 1X1EA | 1 | 30 | Sigma-Aldrich | Z302627-1EA | https://www.sigmaaldrich.com/LT/en
Z302635-1EA | QUICKFIT(R) ROUND-BOTTOM FLASKS CAPACIT& | 1X1EA | 1 | 19 | Sigma-Aldrich | Z302635-1EA | https://www.sigmaaldrich.com/LT/en
Z302643-1EA | QUICKFIT(R) ROUND-BOTTOM FLASKS CAPACIT& | 1X1EA | 1 | 24 | Sigma-Aldrich | Z302643-1EA | https://www.sigmaaldrich.com/LT/en
Z302651-1EA | QUICKFIT(R) ROUND-BOTTOM FLASKS CAPACIT& | 1X1EA | 1 | 28 | Sigma-Aldrich | Z302651-1EA | https://www.sigmaaldrich.com/LT/en
Z302678-1EA | QUICKFIT(R) ROUND-BOTTOM FLASKS CAPACIT& | 1X1EA | 1 | 30 | Sigma-Aldrich | Z302678-1EA | https://www.sigmaaldrich.com/LT/en
Z302724-1EA | QUICKFIT(R) ROUND-BOTTOM FLASKS CAPACIT& | 1X1EA | 1 | 23 | Sigma-Aldrich | Z302724-1EA | https://www.sigmaaldrich.com/LT/en
Z302732-1EA | QUICKFIT(R) ROUND-BOTTOM FLASKS CAPACIT& | 1X1EA | 1 | 28 | Sigma-Aldrich | Z302732-1EA | https://www.sigmaaldrich.com/LT/en
Z302759-1EA | QUICKFIT(R) ROUND-BOTTOM FLASKS CAPACIT& | 1X1EA | 1 | 30 | Sigma-Aldrich | Z302759-1EA | https://www.sigmaaldrich.com/LT/en
Z302767-1EA | QUICKFIT(R) ROUND-BOTTOM FLASKS CAPACIT& | 1X1EA | 1 | 35 | Sigma-Aldrich | Z302767-1EA | https://www.sigmaaldrich.com/LT/en
Z302767-5EA | QUICKFIT(R) ROUND-BOTTOM FLASKS CAPACIT& | 1X5EA | 1 | 128 | Sigma-Aldrich | Z302767-5EA | https://www.sigmaaldrich.com/LT/en
Z302775-1EA | QUICKFIT(R) ROUND-BOTTOM FLASKS CAPACIT& | 1X1EA | 1 | 39 | Sigma-Aldrich | Z302775-1EA | https://www.sigmaaldrich.com/LT/en
Z302783-1EA | QUICKFIT(R) ROUND-BOTTOM FLASKS CAPACIT& | 1X1EA | 1 | 60 | Sigma-Aldrich | Z302783-1EA | https://www.sigmaaldrich.com/LT/en
Z302791-1EA | QUICKFIT(R) ROUND-BOTTOM FLASKS CAPACIT& | 1X1EA | 1 | 99 | Sigma-Aldrich | Z302791-1EA | https://www.sigmaaldrich.com/LT/en
Z302805-1EA | QUICKFIT(R) ROUND-BOTTOM FLASKS CAPACIT& | 1X1EA | 1 | 28 | Sigma-Aldrich | Z302805-1EA | https://www.sigmaaldrich.com/LT/en
Z302805-5EA | QUICKFIT(R) ROUND-BOTTOM FLASKS CAPACIT& | 1X5EA | 1 | 100 | Sigma-Aldrich | Z302805-5EA | https://www.sigmaaldrich.com/LT/en
Z302813-1EA | QUICKFIT(R) ROUND-BOTTOM FLASKS CAPACIT& | 1X1EA | 1 | 30 | Sigma-Aldrich | Z302813-1EA | https://www.sigmaaldrich.com/LT/en
Z302821-1EA | QUICKFIT(R) ROUND-BOTTOM FLASKS CAPACIT& | 1X1EA | 1 | 30 | Sigma-Aldrich | Z302821-1EA | https://www.sigmaaldrich.com/LT/en
Z302848-1EA | QUICKFIT(R) ROUND-BOTTOM FLASKS CAPACIT& | 1X1EA | 1 | 35 | Sigma-Aldrich | Z302848-1EA | https://www.sigmaaldrich.com/LT/en
Z302848-5EA | QUICKFIT(R) ROUND-BOTTOM FLASKS CAPACIT& | 1X5EA | 1 | 128 | Sigma-Aldrich | Z302848-5EA | https://www.sigmaaldrich.com/LT/en
Z302856-1EA | QUICKFIT(R) ROUND-BOTTOM FLASKS CAPACIT& | 1X1EA | 1 | 39 | Sigma-Aldrich | Z302856-1EA | https://www.sigmaaldrich.com/LT/en
Z302864-1EA | QUICKFIT(R) ROUND-BOTTOM FLASKS CAPACIT& | 1X1EA | 1 | 60 | Sigma-Aldrich | Z302864-1EA | https://www.sigmaaldrich.com/LT/en
Z302872-1EA | QUICKFIT(R) ROUND-BOTTOM FLASKS CAPACIT& | 1X1EA | 1 | 112 | Sigma-Aldrich | Z302872-1EA | https://www.sigmaaldrich.com/LT/en
Z302902-1EA | QUICKFIT(R) ROUND-BOTTOM FLASKS CAPACIT& | 1X1EA | 1 | 52 | Sigma-Aldrich | Z302902-1EA | https://www.sigmaaldrich.com/LT/en
Z302953-1EA | QUICKFIT(R) PEAR-SHAPED FLASKS CAPACITY& | 1X1EA | 1 | 27 | Sigma-Aldrich | Z302953-1EA | https://www.sigmaaldrich.com/LT/en
Z302961-1EA | QUICKFIT(R) PEAR-SHAPED FLASKS CAPACITY& | 1X1EA | 1 | 21 | Sigma-Aldrich | Z302961-1EA | https://www.sigmaaldrich.com/LT/en
Z302988-1EA | QUICKFIT(R) PEAR-SHAPED FLASKS CAPACITY& | 1X1EA | 1 | 24 | Sigma-Aldrich | Z302988-1EA | https://www.sigmaaldrich.com/LT/en
Z302996-1EA | QUICKFIT(R) PEAR-SHAPED FLASKS CAPACITY& | 1X1EA | 1 | 18 | Sigma-Aldrich | Z302996-1EA | https://www.sigmaaldrich.com/LT/en
Z303003-1EA | QUICKFIT(R) PEAR-SHAPED FLASKS CAPACITY& | 1X1EA | 1 | 18 | Sigma-Aldrich | Z303003-1EA | https://www.sigmaaldrich.com/LT/en
Z303011-1EA | QUICKFIT(R) PEAR-SHAPED FLASKS CAPACITY& | 1X1EA | 1 | 27 | Sigma-Aldrich | Z303011-1EA | https://www.sigmaaldrich.com/LT/en
Z303038-1EA | QUICKFIT(R) PEAR-SHAPED FLASKS CAPACITY& | 1X1EA | 1 | 27 | Sigma-Aldrich | Z303038-1EA | https://www.sigmaaldrich.com/LT/en
Z303089-1EA | QUICKFIT(R) AIR CONDENSER LENGTH 200 MM& | 1X1EA | 1 | 22 | Sigma-Aldrich | Z303089-1EA | https://www.sigmaaldrich.com/LT/en
Z303097-1EA | QUICKFIT(R) AIR CONDENSER LENGTH 150 MM& | 1X1EA | 1 | 22 | Sigma-Aldrich | Z303097-1EA | https://www.sigmaaldrich.com/LT/en
Z303100-1EA | QUICKFIT(R) AIR CONDENSER LENGTH 400 MM& | 1X1EA | 1 | 29 | Sigma-Aldrich | Z303100-1EA | https://www.sigmaaldrich.com/LT/en
Z303119-1EA | QUICKFIT(R) AIR CONDENSER LENGTH 300 MM& | 1X1EA | 1 | 32 | Sigma-Aldrich | Z303119-1EA | https://www.sigmaaldrich.com/LT/en
Z303127-1EA | QUICKFIT(R) AIR CONDENSER LENGTH 550 MM& | 1X1EA | 1 | 49 | Sigma-Aldrich | Z303127-1EA | https://www.sigmaaldrich.com/LT/en
Z303151-1EA | QUICKFIT(R) LIEBIG CONDENSER LENGTH 160& | 1X1EA | 1 | 45 | Sigma-Aldrich | Z303151-1EA | https://www.sigmaaldrich.com/LT/en
Z303178-1EA | QUICKFIT(R) LIEBIG CONDENSER LENGTH 200& | 1X1EA | 1 | 47 | Sigma-Aldrich | Z303178-1EA | https://www.sigmaaldrich.com/LT/en
Z303186-1EA | QUICKFIT(R) LIEBIG CONDENSER LENGTH 250& | 1X1EA | 1 | 47 | Sigma-Aldrich | Z303186-1EA | https://www.sigmaaldrich.com/LT/en
Z303194-1EA | QUICKFIT(R) LIEBIG CONDENSER LENGTH 400& | 1X1EA | 1 | 52 | Sigma-Aldrich | Z303194-1EA | https://www.sigmaaldrich.com/LT/en
Z303208-1EA | QUICKFIT(R) LIEBIG CONDENSER LENGTH 200& | 1X1EA | 1 | 57 | Sigma-Aldrich | Z303208-1EA | https://www.sigmaaldrich.com/LT/en
Z303216-1EA | QUICKFIT(R) LIEBIG CONDENSER LENGTH 400& | 1X1EA | 1 | 54 | Sigma-Aldrich | Z303216-1EA | https://www.sigmaaldrich.com/LT/en
Z303224-1EA | QUICKFIT(R) LIEBIG CONDENSER LENGTH 250& | 1X1EA | 1 | 89 | Sigma-Aldrich | Z303224-1EA | https://www.sigmaaldrich.com/LT/en
Z303232-1EA | QUICKFIT(R) LIEBIG CONDENSER LENGTH 400& | 1X1EA | 1 | 57 | Sigma-Aldrich | Z303232-1EA | https://www.sigmaaldrich.com/LT/en
Z303240-1EA | QUICKFIT(R) COIL (GRAHAM) CONDENSER LEN& | 1X1EA | 1 | 77 | Sigma-Aldrich | Z303240-1EA | https://www.sigmaaldrich.com/LT/en
Z303259-1EA | QUICKFIT GRAHAM COIL CONDENSER, SCREWTH' | 1X1EA | 1 | 134 | Sigma-Aldrich | Z303259-1EA | https://www.sigmaaldrich.com/LT/en
Z303267-1EA | QUICKFIT(R) COIL (GRAHAM) CONDENSER LEN& | 1X1EA | 1 | 77 | Sigma-Aldrich | Z303267-1EA | https://www.sigmaaldrich.com/LT/en
Z303275-1EA | QUICKFIT GRAHAM COIL CONDENSER, SCREWTH' | 1X1EA | 1 | 134 | Sigma-Aldrich | Z303275-1EA | https://www.sigmaaldrich.com/LT/en
Z303291-1EA | QUICKFIT GRAHAM COIL CONDENSER, SCREWTH' | 1X1EA | 1 | 134 | Sigma-Aldrich | Z303291-1EA | https://www.sigmaaldrich.com/LT/en
Z303305-1EA | QUICKFIT(R) JACKETED COIL CONDENSER L 1& | 1X1EA | 1 | 187 | Sigma-Aldrich | Z303305-1EA | https://www.sigmaaldrich.com/LT/en
Z303313-1EA | QUICKFIT(R) JACKETED COIL CONDENSER L 1& | 1X1EA | 1 | 187 | Sigma-Aldrich | Z303313-1EA | https://www.sigmaaldrich.com/LT/en
Z303321-1EA | QUICKFIT(R) JACKETED COIL CONDENSER L 1& | 1X1EA | 1 | 252 | Sigma-Aldrich | Z303321-1EA | https://www.sigmaaldrich.com/LT/en
Z303348-1EA | QUICKFIT(R) DOUBLE SURFACE (DAVIES) CON& | 1X1EA | 1 | 101 | Sigma-Aldrich | Z303348-1EA | https://www.sigmaaldrich.com/LT/en
Z303356-1EA | QUICKFIT(R) DOUBLE SURFACE (DAVIES) CON& | 1X1EA | 1 | 101 | Sigma-Aldrich | Z303356-1EA | https://www.sigmaaldrich.com/LT/en
Z303372-1EA | QUICKFIT(R) DOUBLE SURFACE (DAVIES) CON& | 1X1EA | 1 | 101 | Sigma-Aldrich | Z303372-1EA | https://www.sigmaaldrich.com/LT/en
Z303380-1EA | QUICKFIT(R) DOUBLE SURFACE (DAVIES) CON& | 1X1EA | 1 | 107 | Sigma-Aldrich | Z303380-1EA | https://www.sigmaaldrich.com/LT/en
Z303399-1EA | QUICKFIT(R) DOUBLE SURFACE (DAVIES) CON& | 1X1EA | 1 | 107 | Sigma-Aldrich | Z303399-1EA | https://www.sigmaaldrich.com/LT/en
Z303410-1PAK | PLASTIC HOSE CONNECTORS FOR QUICKFIT(R)& | 1X1PAK | 1 | 70 | Sigma-Aldrich | Z303410-1PAK | https://www.sigmaaldrich.com/LT/en
Z303429-1PAK | O-RING FOR PLASTIC HOSE CONNECTORS FOR & | 1X1PAK | 1 | 10 | Sigma-Aldrich | Z303429-1PAK | https://www.sigmaaldrich.com/LT/en
Z303437-1EA | QUICKFIT(R) TWO-NECK, ROUND-BOTTOM FLAS& | 1X1EA | 1 | 44 | Sigma-Aldrich | Z303437-1EA | https://www.sigmaaldrich.com/LT/en
Z303445-1EA | QUICKFIT(R) TWO-NECK, ROUND-BOTTOM FLAS& | 1X1EA | 1 | 42 | Sigma-Aldrich | Z303445-1EA | https://www.sigmaaldrich.com/LT/en
Z303453-1EA | QUICKFIT(R) TWO-NECK, ROUND-BOTTOM FLAS& | 1X1EA | 1 | 47 | Sigma-Aldrich | Z303453-1EA | https://www.sigmaaldrich.com/LT/en
Z303461-1EA | QUICKFIT(R) TWO-NECK, ROUND-BOTTOM FLAS& | 1X1EA | 1 | 78 | Sigma-Aldrich | Z303461-1EA | https://www.sigmaaldrich.com/LT/en
Z303496-1EA | QUICKFIT(R) THREE-NECK ROUND-BOTTOM FLA& | 1X1EA | 1 | 60 | Sigma-Aldrich | Z303496-1EA | https://www.sigmaaldrich.com/LT/en
Z303518-1EA | QUICKFIT(R) THREE-NECK ROUND-BOTTOM FLA& | 1X1EA | 1 | 68 | Sigma-Aldrich | Z303518-1EA | https://www.sigmaaldrich.com/LT/en
Z303526-1EA | QUICKFIT(R) THREE-NECK ROUND-BOTTOM FLA& | 1X1EA | 1 | 73 | Sigma-Aldrich | Z303526-1EA | https://www.sigmaaldrich.com/LT/en
Z303534-1EA | QUICKFIT(R) THREE-NECK ROUND-BOTTOM FLA& | 1X1EA | 1 | 68 | Sigma-Aldrich | Z303534-1EA | https://www.sigmaaldrich.com/LT/en
Z303542-1EA | QUICKFIT(R) THREE-NECK ROUND-BOTTOM FLA& | 1X1EA | 1 | 70 | Sigma-Aldrich | Z303542-1EA | https://www.sigmaaldrich.com/LT/en
Z303550-1EA | QUICKFIT 3-NECK R.B. FLASK, 500ML, 24/29 | 1X1EA | 1 | 72 | Sigma-Aldrich | Z303550-1EA | https://www.sigmaaldrich.com/LT/en
Z303569-1EA | QUICKFIT(R) THREE-NECK ROUND-BOTTOM FLA& | 1X1EA | 1 | 80 | Sigma-Aldrich | Z303569-1EA | https://www.sigmaaldrich.com/LT/en
Z303577-1EA | QUICKFIT(R) THREE-NECK ROUND-BOTTOM FLA& | 1X1EA | 1 | 79 | Sigma-Aldrich | Z303577-1EA | https://www.sigmaaldrich.com/LT/en
Z303585-1EA | QUICKFIT(R) THREE-NECK ROUND-BOTTOM FLA& | 1X1EA | 1 | 135 | Sigma-Aldrich | Z303585-1EA | https://www.sigmaaldrich.com/LT/en
Z303593-1EA | QUICKFIT(R) THREE-NECK ROUND-BOTTOM FLA& | 1X1EA | 1 | 135 | Sigma-Aldrich | Z303593-1EA | https://www.sigmaaldrich.com/LT/en
Z303607-1EA | QUICKFIT(R) THREE-NECK ROUND-BOTTOM FLA& | 1X1EA | 1 | 163 | Sigma-Aldrich | Z303607-1EA | https://www.sigmaaldrich.com/LT/en
Z303623-1EA | QUICKFIT(R) THREE-NECK ROUND-BOTTOM FLA& | 1X1EA | 1 | 68 | Sigma-Aldrich | Z303623-1EA | https://www.sigmaaldrich.com/LT/en
Z303631-1EA | QUICKFIT(R) THREE-NECK ROUND-BOTTOM FLA& | 1X1EA | 1 | 104 | Sigma-Aldrich | Z303631-1EA | https://www.sigmaaldrich.com/LT/en
Z303658-1EA | QUICKFIT(R) THREE-NECK ROUND-BOTTOM FLA& | 1X1EA | 1 | 108 | Sigma-Aldrich | Z303658-1EA | https://www.sigmaaldrich.com/LT/en
Z303666-1EA | QUICKFIT(R) THREE-NECK ROUND-BOTTOM FLA& | 1X1EA | 1 | 113 | Sigma-Aldrich | Z303666-1EA | https://www.sigmaaldrich.com/LT/en
Z303690-1EA | QUICKFIT(R) THREE-NECK ROUND-BOTTOM FLA& | 1X1EA | 1 | 186 | Sigma-Aldrich | Z303690-1EA | https://www.sigmaaldrich.com/LT/en
Z303712-1EA | QUICKFIT(R) THREE-NECK ROUND-BOTTOM FLA& | 1X1EA | 1 | 170 | Sigma-Aldrich | Z303712-1EA | https://www.sigmaaldrich.com/LT/en
Z303747-1EA | QUICKFIT(R) THREE-NECK ROUND-BOTTOM FLA& | 1X1EA | 1 | 210 | Sigma-Aldrich | Z303747-1EA | https://www.sigmaaldrich.com/LT/en
Z303763-1EA | QUICKFIT(R) THREE-NECK ROUND-BOTTOM FLA& | 1X1EA | 1 | 195 | Sigma-Aldrich | Z303763-1EA | https://www.sigmaaldrich.com/LT/en
Z303798-1EA | QUICKFIT(R) WIDE-NECK REACTION FLASK CA& | 1X1EA | 1 | 104 | Sigma-Aldrich | Z303798-1EA | https://www.sigmaaldrich.com/LT/en
Z303801-1EA | QUICKFIT(R) WIDE-NECK REACTION FLASK CA& | 1X1EA | 1 | 138 | Sigma-Aldrich | Z303801-1EA | https://www.sigmaaldrich.com/LT/en
Z303828-1EA | QUICKFIT(R) WIDE-NECK REACTION FLASK CA& | 1X1EA | 1 | 154 | Sigma-Aldrich | Z303828-1EA | https://www.sigmaaldrich.com/LT/en
Z303844-1EA | QUICKFIT(R) WIDE-NECK REACTION FLASK CA& | 1X1EA | 1 | 182 | Sigma-Aldrich | Z303844-1EA | https://www.sigmaaldrich.com/LT/en
Z303860-1EA | QUICKFIT(R) WIDE-NECK REACTION FLASK CA& | 1X1EA | 1 | 301 | Sigma-Aldrich | Z303860-1EA | https://www.sigmaaldrich.com/LT/en
Z303879-1EA | QUICKFIT(R) WIDE-NECK REACTION FLASK CA& | 1X1EA | 1 | 349 | Sigma-Aldrich | Z303879-1EA | https://www.sigmaaldrich.com/LT/en
Z303887-1EA | QUICKFIT(R) FLAT FLANGE LIDS FOR REACTI& | 1X1EA | 1 | 120 | Sigma-Aldrich | Z303887-1EA | https://www.sigmaaldrich.com/LT/en
Z303909-1EA | QUICKFIT(R) FLAT FLANGE LIDS FOR REACTI& | 1X1EA | 1 | 139 | Sigma-Aldrich | Z303909-1EA | https://www.sigmaaldrich.com/LT/en
Z303933-1EA | QUICKFIT(R) FLAT FLANGE LIDS FOR REACTI& | 1X1EA | 1 | 174 | Sigma-Aldrich | Z303933-1EA | https://www.sigmaaldrich.com/LT/en
Z303941-1EA | CLIPS FOR QUICKFIT(R) FLAT-FLANGE REACT& | 1X1EA | 1 | 37 | Sigma-Aldrich | Z303941-1EA | https://www.sigmaaldrich.com/LT/en
Z303984-1EA | QUICKFIT(R) PLAIN STILLHEAD QUICKFIT SH& | 1X1EA | 1 | 34 | Sigma-Aldrich | Z303984-1EA | https://www.sigmaaldrich.com/LT/en
Z303992-1EA | QUICKFIT(R) PLAIN STILLHEAD QUICKFIT SH& | 1X1EA | 1 | 40 | Sigma-Aldrich | Z303992-1EA | https://www.sigmaaldrich.com/LT/en
Z304018-1EA | QUICKFIT(R) PLAIN STILLHEAD QUICKFIT SH& | 1X1EA | 1 | 43 | Sigma-Aldrich | Z304018-1EA | https://www.sigmaaldrich.com/LT/en
Z304026-1EA | QUICKFIT(R) PLAIN STILLHEAD QUICKFIT SH& | 1X1EA | 1 | 60 | Sigma-Aldrich | Z304026-1EA | https://www.sigmaaldrich.com/LT/en
Z304042-1EA | QUICKFIT CLAISEN HEAD, WITH 14/23 CONES | 1X1EA | 1 | 86 | Sigma-Aldrich | Z304042-1EA | https://www.sigmaaldrich.com/LT/en
Z304069-1EA | QUICKFIT CLAISEN HEAD, WITH 24/29 CONES | 1X1EA | 1 | 80 | Sigma-Aldrich | Z304069-1EA | https://www.sigmaaldrich.com/LT/en
Z304085-1EA | QUICKFIT(R) VIGREUX COLUMN L 360 MM, JO& | 1X1EA | 1 | 107 | Sigma-Aldrich | Z304085-1EA | https://www.sigmaaldrich.com/LT/en
Z304093-1EA | QUICKFIT(R) VIGREUX COLUMN L 360 MM, JO& | 1X1EA | 1 | 196 | Sigma-Aldrich | Z304093-1EA | https://www.sigmaaldrich.com/LT/en
Z304190-1EA | QUICKFIT SPIRAL COLUMN PACKING SUPPORT, | 1X1EA | 1 | 21 | Sigma-Aldrich | Z304190-1EA | https://www.sigmaaldrich.com/LT/en
Z304204-1EA | QUICKFIT SPIRAL COLUMN PACKING SUPPORT, | 1X1EA | 1 | 19 | Sigma-Aldrich | Z304204-1EA | https://www.sigmaaldrich.com/LT/en
Z304220-1EA | QUICKFIT(R) SEPARATING FUNNELS CAPACITY& | 1X1EA | 1 | 96 | Sigma-Aldrich | Z304220-1EA | https://www.sigmaaldrich.com/LT/en
Z304239-1EA | QUICKFIT SEPARATING FUNNEL, PEAR-SHAPED, | 1X1EA | 1 | 98 | Sigma-Aldrich | Z304239-1EA | https://www.sigmaaldrich.com/LT/en
Z304247-1EA | QUICKFIT(R) SEPARATING FUNNELS CAPACITY& | 1X1EA | 1 | 96 | Sigma-Aldrich | Z304247-1EA | https://www.sigmaaldrich.com/LT/en
Z304255-1EA | QUICKFIT(R) SEPARATING FUNNELS CAPACITY& | 1X1EA | 1 | 98 | Sigma-Aldrich | Z304255-1EA | https://www.sigmaaldrich.com/LT/en
Z304263-1EA | QUICKFIT(R) SEPARATING FUNNELS CAPACITY& | 1X1EA | 1 | 117 | Sigma-Aldrich | Z304263-1EA | https://www.sigmaaldrich.com/LT/en
Z304271-1EA | QUICKFIT(R) SEPARATING FUNNELS CAPACITY& | 1X1EA | 1 | 119 | Sigma-Aldrich | Z304271-1EA | https://www.sigmaaldrich.com/LT/en
Z304298-1EA | QUICKFIT(R) SEPARATING FUNNELS CAPACITY& | 1X1EA | 1 | 118 | Sigma-Aldrich | Z304298-1EA | https://www.sigmaaldrich.com/LT/en
Z304344-1EA | QUICKFIT(R) DROPPING FUNNEL CAPACITY 10& | 1X1EA | 1 | 88 | Sigma-Aldrich | Z304344-1EA | https://www.sigmaaldrich.com/LT/en
Z304352-1EA | QUICKFIT(R) DROPPING FUNNEL CAPACITY 10& | 1X1EA | 1 | 93 | Sigma-Aldrich | Z304352-1EA | https://www.sigmaaldrich.com/LT/en
Z304484-1EA | QUICKFIT(R) PRESSURE EQUALISING DROPPIN& | 1X1EA | 1 | 155 | Sigma-Aldrich | Z304484-1EA | https://www.sigmaaldrich.com/LT/en
Z304514-1EA | QUICKFIT(R) PRESSURE EQUALISING DROPPIN& | 1X1EA | 1 | 169 | Sigma-Aldrich | Z304514-1EA | https://www.sigmaaldrich.com/LT/en
Z304522-1EA | QUICKFIT(R) PRESSURE EQUALISING DROPPIN& | 1X1EA | 1 | 173 | Sigma-Aldrich | Z304522-1EA | https://www.sigmaaldrich.com/LT/en
Z304581-1EA | QUICKFIT(R) GROUND-GLASS STOPPERS JOINT& | 1X1EA | 1 | 10 | Sigma-Aldrich | Z304581-1EA | https://www.sigmaaldrich.com/LT/en
Z304603-1EA | QUICKFIT(R) GROUND-GLASS STOPPERS JOINT& | 1X1EA | 1 | 10 | Sigma-Aldrich | Z304603-1EA | https://www.sigmaaldrich.com/LT/en
Z304611-1EA | QUICKFIT(R) GROUND-GLASS STOPPERS JOINT& | 1X1EA | 1 | 10 | Sigma-Aldrich | Z304611-1EA | https://www.sigmaaldrich.com/LT/en
Z304638-1EA | QUICKFIT(R) GROUND-GLASS STOPPERS JOINT& | 1X1EA | 1 | 11 | Sigma-Aldrich | Z304638-1EA | https://www.sigmaaldrich.com/LT/en
Z304646-1EA | QUICKFIT(R) GROUND-GLASS STOPPERS JOINT& | 1X1EA | 1 | 12 | Sigma-Aldrich | Z304646-1EA | https://www.sigmaaldrich.com/LT/en
Z304654-1EA | QUICKFIT(R) GROUND-GLASS STOPPERS JOINT& | 1X1EA | 1 | 23 | Sigma-Aldrich | Z304654-1EA | https://www.sigmaaldrich.com/LT/en
Z304662-1EA | QUICKFIT(R) GROUND-GLASS STOPPERS JOINT& | 1X1EA | 1 | 38 | Sigma-Aldrich | Z304662-1EA | https://www.sigmaaldrich.com/LT/en
Z304751-1EA | QUICKFIT(R) AIR/STEAM INLET TUBE DIAM. & | 1X1EA | 1 | 11 | Sigma-Aldrich | Z304751-1EA | https://www.sigmaaldrich.com/LT/en
Z304778-1EA | QUICKFIT(R) POWDER FUNNELS JOINT: ST/NS& | 1X1EA | 1 | 41 | Sigma-Aldrich | Z304778-1EA | https://www.sigmaaldrich.com/LT/en
Z304786-1EA | QUICKFIT(R) POWDER FUNNELS JOINT: ST/NS& | 1X1EA | 1 | 45 | Sigma-Aldrich | Z304786-1EA | https://www.sigmaaldrich.com/LT/en
Z304794-1EA | QUICKFIT(R) POWDER FUNNELS JOINT: ST/NS& | 1X1EA | 1 | 47 | Sigma-Aldrich | Z304794-1EA | https://www.sigmaaldrich.com/LT/en
Z304808-1EA | QUICKFIT(R) POWDER FUNNELS JOINT: ST/NS& | 1X1EA | 1 | 46 | Sigma-Aldrich | Z304808-1EA | https://www.sigmaaldrich.com/LT/en
Z304816-1EA | QUICKFIT(R) POWDER FUNNELS JOINT: ST/NS& | 1X1EA | 1 | 48 | Sigma-Aldrich | Z304816-1EA | https://www.sigmaaldrich.com/LT/en
Z304824-1EA | QUICKFIT(R) DRYING TUBE JOINT: ST/NS 14& | 1X1EA | 1 | 30 | Sigma-Aldrich | Z304824-1EA | https://www.sigmaaldrich.com/LT/en
Z304832-1EA | QUICKFIT(R) DRYING TUBE JOINT: ST/NS 19& | 1X1EA | 1 | 34 | Sigma-Aldrich | Z304832-1EA | https://www.sigmaaldrich.com/LT/en
Z304840-1EA | QUICKFIT(R) DRYING TUBE JOINT: ST/NS 24& | 1X1EA | 1 | 39 | Sigma-Aldrich | Z304840-1EA | https://www.sigmaaldrich.com/LT/en
Z304859-1EA | QUICKFIT(R) DRYING TUBE JOINT: ST/NS 29& | 1X1EA | 1 | 56 | Sigma-Aldrich | Z304859-1EA | https://www.sigmaaldrich.com/LT/en
Z304956-1EA | 3M 4255 ORGANIC VAPOUR AND PARTICULATERE | 1X1EA | 1 | 40 | Sigma-Aldrich | Z304956-1EA | https://www.sigmaaldrich.com/LT/en
Z305154-10EA | DURAN(R) GRADUATED LABORATORY BOTTLES C& | 1X10EA | 1 | 80 | Sigma-Aldrich | Z305154-10EA | https://www.sigmaaldrich.com/LT/en
Z305162-10EA | DURAN(R) GRADUATED LABORATORY BOTTLES C& | 1X10EA | 1 | 85 | Sigma-Aldrich | Z305162-10EA | https://www.sigmaaldrich.com/LT/en
Z305170-10EA | DURAN(R) GRADUATED LABORATORY BOTTLES C& | 1X10EA | 1 | 73 | Sigma-Aldrich | Z305170-10EA | https://www.sigmaaldrich.com/LT/en
Z305189-10EA | DURAN(R) GRADUATED LABORATORY BOTTLES C& | 1X10EA | 1 | 82 | Sigma-Aldrich | Z305189-10EA | https://www.sigmaaldrich.com/LT/en
Z305197-10EA | DURAN(R) GRADUATED LABORATORY BOTTLES C& | 1X10EA | 1 | 101 | Sigma-Aldrich | Z305197-10EA | https://www.sigmaaldrich.com/LT/en
Z305200-10EA | DURAN(R) GRADUATED LABORATORY BOTTLES C& | 1X10EA | 1 | 144 | Sigma-Aldrich | Z305200-10EA | https://www.sigmaaldrich.com/LT/en
Z305219-10EA | DURAN(R) GRADUATED LABORATORY BOTTLES C& | 1X10EA | 1 | 338 | Sigma-Aldrich | Z305219-10EA | https://www.sigmaaldrich.com/LT/en
Z305227-1EA | DURAN(R) GRADUATED LABORATORY BOTTLES C& | 1X1EA | 1 | 150 | Sigma-Aldrich | Z305227-1EA | https://www.sigmaaldrich.com/LT/en
Z305235-1EA | DURAN(R) GRADUATED LABORATORY BOTTLES C& | 1X1EA | 1 | 255 | Sigma-Aldrich | Z305235-1EA | https://www.sigmaaldrich.com/LT/en
Z305243-1EA | DURAN GRADUATED LAB BOTTLE, 20L, CLEAR G | 1X1EA | 1 | 546 | Sigma-Aldrich | Z305243-1EA | https://www.sigmaaldrich.com/LT/en
Z305251-1EA | STUART(R) DISTINCTION WATER STILL AC IN& | 1X1EA | 1 | 2568 | Sigma-Aldrich | Z305251-1EA | https://www.sigmaaldrich.com/LT/en
Z305278-1EA | BIBBY DISTINCTION WATER STILL, 220 VOLTS | 1X1EA | 1 | 2568 | Sigma-Aldrich | Z305278-1EA | https://www.sigmaaldrich.com/LT/en
Z305286-1EA | SPARE 240 VOLT HEATING ELEMENT, FOR BIBB | 1X1EA | 1 | 490 | Sigma-Aldrich | Z305286-1EA | https://www.sigmaaldrich.com/LT/en
Z305308-1EA | REPLACEMENT GLASS BOILER, FOR BIBBY DIST | 1X1EA | 1 | 592 | Sigma-Aldrich | Z305308-1EA | https://www.sigmaaldrich.com/LT/en
Z305316-1EA | REPLACEMENT GLASS CONDENSER FOR BIBBY DI | 1X1EA | 1 | 812 | Sigma-Aldrich | Z305316-1EA | https://www.sigmaaldrich.com/LT/en
Z305375-1EA | BOLLE FRISCO EYESHIELDS BLUE | 1X1EA | 1 | 19 | Sigma-Aldrich | Z305375-1EA | https://www.sigmaaldrich.com/LT/en
Z305499-1EA | NECK CORD, FOR EYESHIELDS AND SPECTACLES | 1X1EA | 1 | 9 | Sigma-Aldrich | Z305499-1EA | https://www.sigmaaldrich.com/LT/en
Z305960-1PAK | TRADITIONAL SAFETY SPECTACLES, COBALT BL | 1X1PAK | 1 | 36 | Sigma-Aldrich | Z305960-1PAK | https://www.sigmaaldrich.com/LT/en
Z306339-5EA | VOLAC VOLUMETRIC FLASKS, BOROSILICATE, 5 | 1X5EA | 1 | 46 | Sigma-Aldrich | Z306339-5EA | https://www.sigmaaldrich.com/LT/en
Z306347-5EA | VOLAC VOLUMETRIC FLASKS, BOROSILICATE, 5 | 1X5EA | 1 | 56 | Sigma-Aldrich | Z306347-5EA | https://www.sigmaaldrich.com/LT/en
Z306355-5EA | VOLAC VOLUMETRIC FLASKS, BOROSILICATE, 1 | 1X5EA | 1 | 46 | Sigma-Aldrich | Z306355-5EA | https://www.sigmaaldrich.com/LT/en
Z306363-5EA | VOLAC VOLUMETRIC FLASKS, BOROSILICATE, 1 | 1X5EA | 1 | 56 | Sigma-Aldrich | Z306363-5EA | https://www.sigmaaldrich.com/LT/en
Z306371-5EA | VOLAC VOLUMETRIC FLASKS, BOROSILICATE, 1 | 1X5EA | 1 | 51 | Sigma-Aldrich | Z306371-5EA | https://www.sigmaaldrich.com/LT/en
Z306398-5EA | VOLAC VOLUMETRIC FLASKS, BOROSILICATE, 2 | 1X5EA | 1 | 48 | Sigma-Aldrich | Z306398-5EA | https://www.sigmaaldrich.com/LT/en
Z306401-5EA | VOLAC VOLUMETRIC FLASKS, BOROSILICATE, 2 | 1X5EA | 1 | 58 | Sigma-Aldrich | Z306401-5EA | https://www.sigmaaldrich.com/LT/en
Z306428-5EA | VOLAC VOLUMETRIC FLASKS, BOROSILICATE, 2 | 1X5EA | 1 | 48 | Sigma-Aldrich | Z306428-5EA | https://www.sigmaaldrich.com/LT/en
Z306436-5EA | VOLAC VOLUMETRIC FLASKS, BOROSILICATE, 2 | 1X5EA | 1 | 58 | Sigma-Aldrich | Z306436-5EA | https://www.sigmaaldrich.com/LT/en
Z306444-5EA | VOLAC VOLUMETRIC FLASKS, BOROSILICATE, 5 | 1X5EA | 1 | 54 | Sigma-Aldrich | Z306444-5EA | https://www.sigmaaldrich.com/LT/en
Z306452-5EA | VOLAC VOLUMETRIC FLASKS, BOROSILICATE, 5 | 1X5EA | 1 | 64 | Sigma-Aldrich | Z306452-5EA | https://www.sigmaaldrich.com/LT/en
Z306460-5EA | VOLAC VOLUMETRIC FLASKS, BOROSILICATE, 1 | 1X5EA | 1 | 55 | Sigma-Aldrich | Z306460-5EA | https://www.sigmaaldrich.com/LT/en
Z306479-5EA | VOLAC VOLUMETRIC FLASKS, BOROSILICATE, 1 | 1X5EA | 1 | 66 | Sigma-Aldrich | Z306479-5EA | https://www.sigmaaldrich.com/LT/en
Z306525-2EA | VOLAC VOLUMETRIC FLASKS, BOROSILICATE, 5 | 1X2EA | 1 | 41 | Sigma-Aldrich | Z306525-2EA | https://www.sigmaaldrich.com/LT/en
Z306533-2EA | VOLAC VOLUMETRIC FLASKS, BOROSILICATE, 5 | 1X2EA | 1 | 45 | Sigma-Aldrich | Z306533-2EA | https://www.sigmaaldrich.com/LT/en
Z306541-2EA | VOLAC VOLUMETRIC FLASKS, BOROSILICATE, 1 | 1X2EA | 1 | 64 | Sigma-Aldrich | Z306541-2EA | https://www.sigmaaldrich.com/LT/en
Z306568-2EA | VOLAC VOLUMETRIC FLASKS, BOROSILICATE, 1 | 1X2EA | 1 | 68 | Sigma-Aldrich | Z306568-2EA | https://www.sigmaaldrich.com/LT/en
Z308471-1EA | QUICKFIT(R) SINTERED BOTTLE HEADS FOR U& | 1X1EA | 1 | 73 | Sigma-Aldrich | Z308471-1EA | https://www.sigmaaldrich.com/LT/en
Z308501-1EA | QUICKFIT(R) SINTERED BOTTLE HEADS FOR U& | 1X1EA | 1 | 74 | Sigma-Aldrich | Z308501-1EA | https://www.sigmaaldrich.com/LT/en
Z308536-1EA | QUICKFIT(R) SINTERED BOTTLE HEADS FOR U& | 1X1EA | 1 | 73 | Sigma-Aldrich | Z308536-1EA | https://www.sigmaaldrich.com/LT/en
Z308544-1EA | QUICKFIT SINTERED BOTTLE HEAD, 165MM STE | 1X1EA | 1 | 103 | Sigma-Aldrich | Z308544-1EA | https://www.sigmaaldrich.com/LT/en
Z308579-1EA | QUICKFIT(R) DRECHSEL BOTTLES, CAPACITY & | 1X1EA | 1 | 35 | Sigma-Aldrich | Z308579-1EA | https://www.sigmaaldrich.com/LT/en
Z308587-1EA | QUICKFIT(R) DRECHSEL BOTTLES, CAPACITY & | 1X1EA | 1 | 41 | Sigma-Aldrich | Z308587-1EA | https://www.sigmaaldrich.com/LT/en
Z308595-1EA | QUICKFIT(R) DRECHSEL BOTTLES, CAPACITY & | 1X1EA | 1 | 45 | Sigma-Aldrich | Z308595-1EA | https://www.sigmaaldrich.com/LT/en
Z308633-5EA | QUICKFIT CONICAL FLASK, 10ML, 14/23 SOCK | 1X5EA | 1 | 108 | Sigma-Aldrich | Z308633-5EA | https://www.sigmaaldrich.com/LT/en
Z308668-5EA | QUICKFIT CONICAL FLASK, 25ML, 14/23 SOCK | 1X5EA | 1 | 114 | Sigma-Aldrich | Z308668-5EA | https://www.sigmaaldrich.com/LT/en
Z308692-1EA | QUICKFIT(R) CONICAL FLASKS CAPACITY 50 & | 1X1EA | 1 | 27 | Sigma-Aldrich | Z308692-1EA | https://www.sigmaaldrich.com/LT/en
Z308692-5EA | QUICKFIT(R) CONICAL FLASKS CAPACITY 50 & | 1X5EA | 1 | 98 | Sigma-Aldrich | Z308692-5EA | https://www.sigmaaldrich.com/LT/en
Z308706-1EA | QUICKFIT(R) CONICAL FLASKS CAPACITY 50 & | 1X1EA | 1 | 27 | Sigma-Aldrich | Z308706-1EA | https://www.sigmaaldrich.com/LT/en
Z308706-5EA | QUICKFIT(R) CONICAL FLASKS CAPACITY 50 & | 1X5EA | 1 | 98 | Sigma-Aldrich | Z308706-5EA | https://www.sigmaaldrich.com/LT/en
Z308714-1EA | QUICKFIT(R) CONICAL FLASKS CAPACITY 50 & | 1X1EA | 1 | 27 | Sigma-Aldrich | Z308714-1EA | https://www.sigmaaldrich.com/LT/en
Z308722-1EA | QUICKFIT(R) CONICAL FLASKS CAPACITY 100& | 1X1EA | 1 | 30 | Sigma-Aldrich | Z308722-1EA | https://www.sigmaaldrich.com/LT/en
Z308722-5EA | QUICKFIT(R) CONICAL FLASKS CAPACITY 100& | 1X5EA | 1 | 108 | Sigma-Aldrich | Z308722-5EA | https://www.sigmaaldrich.com/LT/en
Z308730-1EA | QUICKFIT(R) CONICAL FLASKS CAPACITY 100& | 1X1EA | 1 | 30 | Sigma-Aldrich | Z308730-1EA | https://www.sigmaaldrich.com/LT/en
Z308730-5EA | QUICKFIT(R) CONICAL FLASKS CAPACITY 100& | 1X5EA | 1 | 108 | Sigma-Aldrich | Z308730-5EA | https://www.sigmaaldrich.com/LT/en
Z308749-1EA | QUICKFIT(R) CONICAL FLASKS CAPACITY 100& | 1X1EA | 1 | 30 | Sigma-Aldrich | Z308749-1EA | https://www.sigmaaldrich.com/LT/en
Z308749-5EA | QUICKFIT(R) CONICAL FLASKS CAPACITY 100& | 1X5EA | 1 | 108 | Sigma-Aldrich | Z308749-5EA | https://www.sigmaaldrich.com/LT/en
Z308757-1EA | QUICKFIT(R) CONICAL FLASKS CAPACITY 100& | 1X1EA | 1 | 30 | Sigma-Aldrich | Z308757-1EA | https://www.sigmaaldrich.com/LT/en
Z308757-5EA | QUICKFIT(R) CONICAL FLASKS CAPACITY 100& | 1X5EA | 1 | 108 | Sigma-Aldrich | Z308757-5EA | https://www.sigmaaldrich.com/LT/en
Z308781-1EA | QUICKFIT(R) CONICAL FLASKS CAPACITY 150& | 1X1EA | 1 | 34 | Sigma-Aldrich | Z308781-1EA | https://www.sigmaaldrich.com/LT/en
Z308781-5EA | QUICKFIT CONICAL FLASK, 150ML, 24/29 SOC | 1X5EA | 1 | 125 | Sigma-Aldrich | Z308781-5EA | https://www.sigmaaldrich.com/LT/en
Z308803-1EA | QUICKFIT CONICAL FLASK, 150ML, 29/32 SOC | 1X1EA | 1 | 34 | Sigma-Aldrich | Z308803-1EA | https://www.sigmaaldrich.com/LT/en
Z308803-5EA | QUICKFIT CONICAL FLASK, 150ML, 29/32 SOC | 1X5EA | 1 | 125 | Sigma-Aldrich | Z308803-5EA | https://www.sigmaaldrich.com/LT/en
Z308811-1EA | QUICKFIT(R) CONICAL FLASKS CAPACITY 250& | 1X1EA | 1 | 31 | Sigma-Aldrich | Z308811-1EA | https://www.sigmaaldrich.com/LT/en
Z308838-1EA | QUICKFIT(R) CONICAL FLASKS CAPACITY 250& | 1X1EA | 1 | 30 | Sigma-Aldrich | Z308838-1EA | https://www.sigmaaldrich.com/LT/en
Z308846-1EA | QUICKFIT(R) CONICAL FLASKS CAPACITY 250& | 1X1EA | 1 | 33 | Sigma-Aldrich | Z308846-1EA | https://www.sigmaaldrich.com/LT/en
Z308862-1EA | QUICKFIT(R) CONICAL FLASKS CAPACITY 500& | 1X1EA | 1 | 33 | Sigma-Aldrich | Z308862-1EA | https://www.sigmaaldrich.com/LT/en
Z308870-1EA | QUICKFIT(R) CONICAL FLASKS CAPACITY 500& | 1X1EA | 1 | 33 | Sigma-Aldrich | Z308870-1EA | https://www.sigmaaldrich.com/LT/en
Z308870-5EA | QUICKFIT(R) CONICAL FLASKS CAPACITY 500& | 1X5EA | 1 | 122 | Sigma-Aldrich | Z308870-5EA | https://www.sigmaaldrich.com/LT/en
Z308889-1EA | QUICKFIT(R) CONICAL FLASKS CAPACITY 500& | 1X1EA | 1 | 33 | Sigma-Aldrich | Z308889-1EA | https://www.sigmaaldrich.com/LT/en
Z308889-5EA | QUICKFIT(R) CONICAL FLASKS CAPACITY 500& | 1X5EA | 1 | 122 | Sigma-Aldrich | Z308889-5EA | https://www.sigmaaldrich.com/LT/en
Z308900-1EA | QUICKFIT CONICAL FLASK, 1000ML, 24/29 SO | 1X1EA | 1 | 40 | Sigma-Aldrich | Z308900-1EA | https://www.sigmaaldrich.com/LT/en
Z308919-1EA | QUICKFIT CONICAL FLASK, 1000ML, 29/32 SO | 1X1EA | 1 | 40 | Sigma-Aldrich | Z308919-1EA | https://www.sigmaaldrich.com/LT/en
Z308935-1EA | QUICKFIT(R) CONICAL FLASKS CAPACITY 200& | 1X1EA | 1 | 88 | Sigma-Aldrich | Z308935-1EA | https://www.sigmaaldrich.com/LT/en
Z308951-1EA | QUICKFIT GROUND SLEEVE STIRRER GLAND, FO | 1X1EA | 1 | 110 | Sigma-Aldrich | Z308951-1EA | https://www.sigmaaldrich.com/LT/en
Z308978-1EA | QUICKFIT(R) GROUND SLEEVE STIRRER GLAND& | 1X1EA | 1 | 152 | Sigma-Aldrich | Z308978-1EA | https://www.sigmaaldrich.com/LT/en
Z308986-1EA | QUICKFIT(R) GROUND SLEEVE STIRRER GLAND& | 1X1EA | 1 | 209 | Sigma-Aldrich | Z308986-1EA | https://www.sigmaaldrich.com/LT/en
Z308994-1EA | QUICKFIT(R) STIRRER SHAFT SHAFT D X L 6& | 1X1EA | 1 | 45 | Sigma-Aldrich | Z308994-1EA | https://www.sigmaaldrich.com/LT/en
Z309028-1EA | QUICKFIT(R) STIRRER SHAFT BLADES SHAFT & | 1X1EA | 1 | 18 | Sigma-Aldrich | Z309028-1EA | https://www.sigmaaldrich.com/LT/en
Z309036-1EA | QUICKFIT(R) STIRRER SHAFT BLADES SHAFT & | 1X1EA | 1 | 29 | Sigma-Aldrich | Z309036-1EA | https://www.sigmaaldrich.com/LT/en
Z309052-1EA | QUICKFIT(R) FLAT FLANGE LIDS FOR REACTI& | 1X1EA | 1 | 161 | Sigma-Aldrich | Z309052-1EA | https://www.sigmaaldrich.com/LT/en
Z309060-1EA | QUICKFIT(R) FLAT FLANGE LIDS FOR REACTI& | 1X1EA | 1 | 166 | Sigma-Aldrich | Z309060-1EA | https://www.sigmaaldrich.com/LT/en
Z309079-1EA | QUICKFIT(R) FLAT FLANGE LIDS FOR REACTI& | 1X1EA | 1 | 174 | Sigma-Aldrich | Z309079-1EA | https://www.sigmaaldrich.com/LT/en
Z309117-1EA | QUICKFIT(R) SOXHLET EXTRACTION ASSEMBLI& | 1X1EA | 1 | 251 | Sigma-Aldrich | Z309117-1EA | https://www.sigmaaldrich.com/LT/en
Z309125-1EA | QUICKFIT SOXHLET ASSEMBLY, 200ML, WITH E | 1X1EA | 1 | 302 | Sigma-Aldrich | Z309125-1EA | https://www.sigmaaldrich.com/LT/en
Z309133-1EA | QUICKFIT(R) SOXHLET EXTRACTOR BODY 20 M& | 1X1EA | 1 | 91 | Sigma-Aldrich | Z309133-1EA | https://www.sigmaaldrich.com/LT/en
Z309141-1EA | QUICKFIT(R) SOXHLET EXTRACTOR BODY 40 M& | 1X1EA | 1 | 103 | Sigma-Aldrich | Z309141-1EA | https://www.sigmaaldrich.com/LT/en
Z309168-1EA | QUICKFIT(R) SOXHLET EXTRACTOR BODY 60 M& | 1X1EA | 1 | 104 | Sigma-Aldrich | Z309168-1EA | https://www.sigmaaldrich.com/LT/en
Z309176-1EA | QUICKFIT(R) SOXHLET EXTRACTOR BODY 100 & | 1X1EA | 1 | 105 | Sigma-Aldrich | Z309176-1EA | https://www.sigmaaldrich.com/LT/en
Z309184-1EA | QUICKFIT(R) SOXHLET EXTRACTOR BODY 200 & | 1X1EA | 1 | 131 | Sigma-Aldrich | Z309184-1EA | https://www.sigmaaldrich.com/LT/en
Z309192-1EA | QUICKFIT(R) ALLIHN CONDENSER LENGTH 250& | 1X1EA | 1 | 149 | Sigma-Aldrich | Z309192-1EA | https://www.sigmaaldrich.com/LT/en
Z309214-1EA | QUICKFIT(R) ALLIHN CONDENSER LENGTH 250& | 1X1EA | 1 | 155 | Sigma-Aldrich | Z309214-1EA | https://www.sigmaaldrich.com/LT/en
Z309257-1EA | QUICKFIT(R) THREE-NECK ROUND-BOTTOM FLA& | 1X1EA | 1 | 59 | Sigma-Aldrich | Z309257-1EA | https://www.sigmaaldrich.com/LT/en
Z309400-1EA | QUICKFIT(R) FLAT-BOTTOM BOILING FLASKS & | 1X1EA | 1 | 35 | Sigma-Aldrich | Z309400-1EA | https://www.sigmaaldrich.com/LT/en
Z309400-5EA | QUICKFIT(R) FLAT-BOTTOM BOILING FLASKS & | 1X5EA | 1 | 127 | Sigma-Aldrich | Z309400-5EA | https://www.sigmaaldrich.com/LT/en
Z309478-1EA | QUICKFIT(R) FLAT-BOTTOM BOILING FLASKS & | 1X1EA | 1 | 49 | Sigma-Aldrich | Z309478-1EA | https://www.sigmaaldrich.com/LT/en
Z309478-2EA | QUICKFIT(R) FLAT-BOTTOM BOILING FLASKS & | 1X2EA | 1 | 71 | Sigma-Aldrich | Z309478-2EA | https://www.sigmaaldrich.com/LT/en
Z310727-1PAK | VOLAC(R) PASTEUR PIPETTE NON-PLUGGED, L& | 1X1PAK | 1 | 45 | Sigma-Aldrich | Z310727-1PAK | https://www.sigmaaldrich.com/LT/en
Z310735-1PAK | PASTEUR PIPETTE, GLASS, PLAIN, VOLAC, 23 | 1X1PAK | 1 | 49 | Sigma-Aldrich | Z310735-1PAK | https://www.sigmaaldrich.com/LT/en
Z310743-1PAK | PASTEUR PIPETTE, GLASS, PLUGGED, VOLAC, | 1X1PAK | 1 | 101 | Sigma-Aldrich | Z310743-1PAK | https://www.sigmaaldrich.com/LT/en
Z310751-1PAK | PASTEUR PIPETTE, GLASS, PLUGGED, VOLAC, | 1X1PAK | 1 | 104 | Sigma-Aldrich | Z310751-1PAK | https://www.sigmaaldrich.com/LT/en
Z310778-1PAK | VOLAC MINI VOLUMETRIC FLASK, BOROSILICAT | 1X1PAK | 1 | 113 | Sigma-Aldrich | Z310778-1PAK | https://www.sigmaaldrich.com/LT/en
Z310794-1PAK | VOLAC MINI VOLUMETRIC FLASK, BOROSILICAT | 1X1PAK | 1 | 79 | Sigma-Aldrich | Z310794-1PAK | https://www.sigmaaldrich.com/LT/en
Z310816-1PAK | VOLAC MINI VOLUMETRIC FLASK, BOROSILICAT | 1X1PAK | 1 | 113 | Sigma-Aldrich | Z310816-1PAK | https://www.sigmaaldrich.com/LT/en
Z310832-1PAK | VOLAC MINI VOLUMETRIC FLASK, BOROSILICAT | 1X1PAK | 1 | 113 | Sigma-Aldrich | Z310832-1PAK | https://www.sigmaaldrich.com/LT/en
Z314641-1EA | HIRSCHMANN EM DISPENSER, 0.2 - 1ML | 1X1EA | 1 | 302 | Sigma-Aldrich | Z314641-1EA | https://www.sigmaaldrich.com/LT/en
Z314668-1EA | HIRSCHMANN EM DISPENSER, 0.4 - 2ML | 1X1EA | 1 | 302 | Sigma-Aldrich | Z314668-1EA | https://www.sigmaaldrich.com/LT/en
Z314684-1EA | HIRSCHMANN EM DISPENSER, 2 - 10ML | 1X1EA | 1 | 302 | Sigma-Aldrich | Z314684-1EA | https://www.sigmaaldrich.com/LT/en
Z314692-1EA | HIRSCHMANN(R) EM DISPENSER, ADJUSTABLE & | 1X1EA | 1 | 397 | Sigma-Aldrich | Z314692-1EA | https://www.sigmaaldrich.com/LT/en
Z314706-1EA | HIRSCHMANN(R) EM DISPENSER, ADJUSTABLE & | 1X1EA | 1 | 435 | Sigma-Aldrich | Z314706-1EA | https://www.sigmaaldrich.com/LT/en
Z314714-1EA | HIRSCHMANN(R) DISPENSER ACCESSORIES THR& | 1X1EA | 1 | 10 | Sigma-Aldrich | Z314714-1EA | https://www.sigmaaldrich.com/LT/en
Z314722-1EA | HIRSCHMANN(R) DISPENSER ACCESSORIES THR& | 1X1EA | 1 | 10 | Sigma-Aldrich | Z314722-1EA | https://www.sigmaaldrich.com/LT/en
Z314730-1EA | HIRSCHMANN(R) DISPENSER ACCESSORIES THR& | 1X1EA | 1 | 10 | Sigma-Aldrich | Z314730-1EA | https://www.sigmaaldrich.com/LT/en
Z314749-1EA | HIRSCHMANN(R) DISPENSER ACCESSORIES THR& | 1X1EA | 1 | 11 | Sigma-Aldrich | Z314749-1EA | https://www.sigmaaldrich.com/LT/en
Z314757-1EA | HIRSCHMANN(R) DISPENSER ACCESSORIES THR& | 1X1EA | 1 | 11 | Sigma-Aldrich | Z314757-1EA | https://www.sigmaaldrich.com/LT/en
Z314765-1EA | HIRSCHMANN(R) DISPENSER ACCESSORIES DIS& | 1X1EA | 1 | 15 | Sigma-Aldrich | Z314765-1EA | https://www.sigmaaldrich.com/LT/en
Z314773-1EA | HIRSCHMANN(R) DISPENSER ACCESSORIES DIS& | 1X1EA | 1 | 22 | Sigma-Aldrich | Z314773-1EA | https://www.sigmaaldrich.com/LT/en
Z314781-1EA | HIRSCHMANN(R) DISPENSER ACCESSORIES 310& | 1X1EA | 1 | 10 | Sigma-Aldrich | Z314781-1EA | https://www.sigmaaldrich.com/LT/en
Z314803-1EA | HIRSCHMANN(R) DISPENSER ACCESSORIES 310& | 1X1EA | 1 | 10 | Sigma-Aldrich | Z314803-1EA | https://www.sigmaaldrich.com/LT/en
Z314811-1EA | HIRSCHMANN(R) DISPENSER ACCESSORIES 400& | 1X1EA | 1 | 13 | Sigma-Aldrich | Z314811-1EA | https://www.sigmaaldrich.com/LT/en
Z314838-1EA | HIRSCHMANN(R) DISPENSER ACCESSORIES 400& | 1X1EA | 1 | 13 | Sigma-Aldrich | Z314838-1EA | https://www.sigmaaldrich.com/LT/en
Z314846-1EA | REPLACEMENT SPANNER FOR EM DISPENSERS | 1X1EA | 1 | 16 | Sigma-Aldrich | Z314846-1EA | https://www.sigmaaldrich.com/LT/en
Z314951-1EA | HIRSCHMANN(R) PIPETUS(R) RECHARGEABLE P& | 1X1EA | 1 | 453 | Sigma-Aldrich | Z314951-1EA | https://www.sigmaaldrich.com/LT/en
Z315001-1EA | HIRSCHMANN(R) PIPETUS(R) JUNIOR PIPETTE& | 1X1EA | 1 | 148 | Sigma-Aldrich | Z315001-1EA | https://www.sigmaaldrich.com/LT/en
Z315028-1EA | HIRSCHMANN(R) PIPETUS(R) PIPETTE CONTRO& | 1X1EA | 1 | 34 | Sigma-Aldrich | Z315028-1EA | https://www.sigmaaldrich.com/LT/en
Z315036-1EA | HIRSCHMANN(R) PIPETUS(R) PIPETTE CONTRO& | 1X1EA | 1 | 10 | Sigma-Aldrich | Z315036-1EA | https://www.sigmaaldrich.com/LT/en
Z315044-1EA | HIRSCHMANN(R) PIPETUS(R) PIPETTE CONTRO& | 1X1EA | 1 | 35 | Sigma-Aldrich | Z315044-1EA | https://www.sigmaaldrich.com/LT/en
Z315052-1EA | HIRSCHMANN(R) PIPETUS(R) PIPETTE CONTRO& | 1X1EA | 1 | 31 | Sigma-Aldrich | Z315052-1EA | https://www.sigmaaldrich.com/LT/en
Z315060-1EA | HIRSCHMANN(R) PIPETUS(R) PIPETTE CONTRO& | 1X1EA | 1 | 58 | Sigma-Aldrich | Z315060-1EA | https://www.sigmaaldrich.com/LT/en
Z315095-1EA | HIRSCHMANN(R) PIPETUS(R)-STANDARD PIPET& | 1X1EA | 1 | 132 | Sigma-Aldrich | Z315095-1EA | https://www.sigmaaldrich.com/LT/en
Z315109-1EA | HIRSCHMANN(TM) PIPETUS(TM) RECHARGABLE & | 1X1EA | 1 | 88 | Sigma-Aldrich | Z315109-1EA | https://www.sigmaaldrich.com/LT/en
Z316199-1EA | HIRSCHMANN(R) EM DISPENSER, ADJUSTABLE & | 1X1EA | 1 | 223 | Sigma-Aldrich | Z316199-1EA | https://www.sigmaaldrich.com/LT/en
Z316202-1EA | HIRSCHMANN(R) EM DISPENSER, ADJUSTABLE & | 1X1EA | 1 | 323 | Sigma-Aldrich | Z316202-1EA | https://www.sigmaaldrich.com/LT/en
Z316210-1EA | HIRSCHMANN(R) PIPETUS(R)-AKKU RECHARGAB& | 1X1EA | 1 | 58 | Sigma-Aldrich | Z316210-1EA | https://www.sigmaaldrich.com/LT/en
Z316318-1EA | HIRSCHMANN(R) PIPETUS(R) PIPETTE CONTRO& | 1X1EA | 1 | 12 | Sigma-Aldrich | Z316318-1EA | https://www.sigmaaldrich.com/LT/en
Z316326-1EA | HIRSCHMANN(R) PIPETUS(R) PIPETTE CONTRO& | 1X1EA | 1 | 24 | Sigma-Aldrich | Z316326-1EA | https://www.sigmaaldrich.com/LT/en
Z317403-1EA | DURAN(R) DESICCATOR I.D. 100 MM | 1X1EA | 1 | 145 | Sigma-Aldrich | Z317403-1EA | https://www.sigmaaldrich.com/LT/en
Z317411-1EA | DURAN(R) DESICCATOR I.D. 150 MM | 1X1EA | 1 | 170 | Sigma-Aldrich | Z317411-1EA | https://www.sigmaaldrich.com/LT/en
Z317438-1EA | DURAN(R) DESICCATOR I.D. 200 MM | 1X1EA | 1 | 202 | Sigma-Aldrich | Z317438-1EA | https://www.sigmaaldrich.com/LT/en
Z317446-1EA | DURAN DESICCATOR, FLAT FLANGE, KNOBBED L | 1X1EA | 1 | 313 | Sigma-Aldrich | Z317446-1EA | https://www.sigmaaldrich.com/LT/en
Z317454-1EA | DURAN DESICCATOR, FLAT FLANGE, KNOBBED L | 1X1EA | 1 | 476 | Sigma-Aldrich | Z317454-1EA | https://www.sigmaaldrich.com/LT/en
Z317462-1EA | DURAN(R) VACUUM DESICCATORS I.D. X H 10& | 1X1EA | 1 | 215 | Sigma-Aldrich | Z317462-1EA | https://www.sigmaaldrich.com/LT/en
Z317470-1EA | DURAN DESICCATOR, FLAT FLANGE, VACUUM ST | 1X1EA | 1 | 227 | Sigma-Aldrich | Z317470-1EA | https://www.sigmaaldrich.com/LT/en
Z317489-1EA | DURAN DESICCATOR, FLAT FLANGE, VACUUM ST | 1X1EA | 1 | 272 | Sigma-Aldrich | Z317489-1EA | https://www.sigmaaldrich.com/LT/en
Z317497-1EA | DURAN DESICCATOR, FLAT FLANGE, VACUUM ST | 1X1EA | 1 | 406 | Sigma-Aldrich | Z317497-1EA | https://www.sigmaaldrich.com/LT/en
Z317500-1EA | DURAN(R) VACUUM DESICCATORS I.D. X H 30& | 1X1EA | 1 | 574 | Sigma-Aldrich | Z317500-1EA | https://www.sigmaaldrich.com/LT/en
Z317543-1EA | DESICCATOR PLATE, PORCELAIN, FOR DURAN 1 | 1X1EA | 1 | 33 | Sigma-Aldrich | Z317543-1EA | https://www.sigmaaldrich.com/LT/en
Z317551-1EA | DESICCATOR PLATE, PORCELAIN, FOR DURAN 1 | 1X1EA | 1 | 51 | Sigma-Aldrich | Z317551-1EA | https://www.sigmaaldrich.com/LT/en
Z317578-1EA | DESICCATOR PLATE, PORCELAIN FOR DURAN 20 | 1X1EA | 1 | 98 | Sigma-Aldrich | Z317578-1EA | https://www.sigmaaldrich.com/LT/en
Z317586-1EA | DESICCATOR PLATE, PORCELAIN FOR DURAN 25 | 1X1EA | 1 | 136 | Sigma-Aldrich | Z317586-1EA | https://www.sigmaaldrich.com/LT/en
Z317594-1EA | DESICCATOR PLATE, PORCELAIN,FOR DURAN 30 | 1X1EA | 1 | 186 | Sigma-Aldrich | Z317594-1EA | https://www.sigmaaldrich.com/LT/en
Z317608-1EA | DESICCATOR PLATE, METAL, FOR DURAN 100MM | 1X1EA | 1 | 10 | Sigma-Aldrich | Z317608-1EA | https://www.sigmaaldrich.com/LT/en
Z317616-1EA | DESICCATOR PLATE, METAL, FOR DURAN 150MM | 1X1EA | 1 | 18 | Sigma-Aldrich | Z317616-1EA | https://www.sigmaaldrich.com/LT/en
Z317624-1EA | DESICCATOR PLATE, METAL, FOR DURAN 200MM | 1X1EA | 1 | 24 | Sigma-Aldrich | Z317624-1EA | https://www.sigmaaldrich.com/LT/en
Z317632-1EA | DESICCATOR PLATE, METAL, FOR DURAN 250MM | 1X1EA | 1 | 31 | Sigma-Aldrich | Z317632-1EA | https://www.sigmaaldrich.com/LT/en
Z317640-1EA | DESICCATOR PLATE, METAL, FOR DURAN 300MM | 1X1EA | 1 | 39 | Sigma-Aldrich | Z317640-1EA | https://www.sigmaaldrich.com/LT/en
Z317713-1EA | DURAN DESICCATOR BASE, GROOVED FLANGE, 2 | 1X1EA | 1 | 156 | Sigma-Aldrich | Z317713-1EA | https://www.sigmaaldrich.com/LT/en
Z317748-1EA | DURAN(R) DESICCATOR REPLACEMENT LIDS KNO | 1X1EA | 1 | 75 | Sigma-Aldrich | Z317748-1EA | https://www.sigmaaldrich.com/LT/en
Z317756-1EA | DURAN(R) DESICCATOR REPLACEMENT LIDS KNO | 1X1EA | 1 | 96 | Sigma-Aldrich | Z317756-1EA | https://www.sigmaaldrich.com/LT/en
Z317772-1EA | DURAN(R) DESICCATOR REPLACEMENT LIDS KN& | 1X1EA | 1 | 99 | Sigma-Aldrich | Z317772-1EA | https://www.sigmaaldrich.com/LT/en
Z317780-1EA | DURAN(R) DESICCATOR REPLACEMENT LIDS KNO | 1X1EA | 1 | 134 | Sigma-Aldrich | Z317780-1EA | https://www.sigmaaldrich.com/LT/en
Z317799-1EA | DURAN(R) DESICCATOR REPLACEMENT LIDS JOI | 1X1EA | 1 | 87 | Sigma-Aldrich | Z317799-1EA | https://www.sigmaaldrich.com/LT/en
Z317802-1EA | DURAN(R) DESICCATOR REPLACEMENT LIDS JOI | 1X1EA | 1 | 98 | Sigma-Aldrich | Z317802-1EA | https://www.sigmaaldrich.com/LT/en
Z317810-1EA | DURAN(R) DESICCATOR REPLACEMENT LIDS JOI | 1X1EA | 1 | 105 | Sigma-Aldrich | Z317810-1EA | https://www.sigmaaldrich.com/LT/en
Z317829-1EA | DURAN(R) DESICCATOR REPLACEMENT LIDS JOI | 1X1EA | 1 | 130 | Sigma-Aldrich | Z317829-1EA | https://www.sigmaaldrich.com/LT/en
Z317837-1EA | DURAN(R) DESICCATOR REPLACEMENT LIDS JOI | 1X1EA | 1 | 186 | Sigma-Aldrich | Z317837-1EA | https://www.sigmaaldrich.com/LT/en
Z317926-1EA | DURAN VACUUM STOPCOCK WITH PTFE SPINDLE, | 1X1EA | 1 | 43 | Sigma-Aldrich | Z317926-1EA | https://www.sigmaaldrich.com/LT/en
Z318760-1EA | RETORT ROD, 600MM | 1X1EA | 1 | 72 | Sigma-Aldrich | Z318760-1EA | https://www.sigmaaldrich.com/LT/en
Z319198-1EA | BUCHI(R) MODEL B-585 OVEN FLASK ROTATIO& | 1X1EA | 1 | 426 | Sigma-Aldrich | Z319198-1EA | https://www.sigmaaldrich.com/LT/en
Z319201-1EA | VAPOR DUCT FOR BUCHI(R) MODEL B-585 OVE& | 1X1EA | 1 | 381 | Sigma-Aldrich | Z319201-1EA | https://www.sigmaaldrich.com/LT/en
Z319228-1EA | VAPOR DUCT FOR BUCHI(R) MODEL B-585 OVE& | 1X1EA | 1 | 501 | Sigma-Aldrich | Z319228-1EA | https://www.sigmaaldrich.com/LT/en
Z319244-1EA | COOLING DEVICE FOR BUCHI(R) MODEL B-585& | 1X1EA | 1 | 50 | Sigma-Aldrich | Z319244-1EA | https://www.sigmaaldrich.com/LT/en
Z319260-1EA | DRYING TUBE SUBLIMATION INSERT FOR BUCH& | 1X1EA | 1 | 870 | Sigma-Aldrich | Z319260-1EA | https://www.sigmaaldrich.com/LT/en
Z319333-1PAK | BUCHI(R) MELTING POINT CAPILLARIES BUCH& | 1X1PAK | 1 | 39 | Sigma-Aldrich | Z319333-1PAK | https://www.sigmaaldrich.com/LT/en
Z319341-1PAK | BUCHI(R) MELTING POINT CAPILLARIES BUCH& | 1X1PAK | 1 | 254 | Sigma-Aldrich | Z319341-1PAK | https://www.sigmaaldrich.com/LT/en
Z319368-1PAK | BUCHI(R) BOILING POINT TUBES | 1X1PAK | 1 | 262 | Sigma-Aldrich | Z319368-1PAK | https://www.sigmaaldrich.com/LT/en
Z319449-1EA | BUCHI EVAPORATING FLASK, 250ML, ST29/32 | 1X1EA | 1 | 88 | Sigma-Aldrich | Z319449-1EA | https://www.sigmaaldrich.com/LT/en
Z319600-1EA | BUCHI(R) RECEIVING FLASK CAPACITY 50 ML& | 1X1EA | 1 | 123 | Sigma-Aldrich | Z319600-1EA | https://www.sigmaaldrich.com/LT/en
Z319619-1EA | BUCHI(R) RECEIVING FLASK CAPACITY 100 M& | 1X1EA | 1 | 94 | Sigma-Aldrich | Z319619-1EA | https://www.sigmaaldrich.com/LT/en
Z319627-1EA | BUCHI(R) RECEIVING FLASK CAPACITY 250 M& | 1X1EA | 1 | 96 | Sigma-Aldrich | Z319627-1EA | https://www.sigmaaldrich.com/LT/en
Z319635-1EA | BUCHI(R) RECEIVING FLASK CAPACITY 3000 & | 1X1EA | 1 | 274 | Sigma-Aldrich | Z319635-1EA | https://www.sigmaaldrich.com/LT/en
Z319651-1EA | BUCHI(R) ROTARY EVAPORATOR CONDENSER CO& | 1X1EA | 1 | 226 | Sigma-Aldrich | Z319651-1EA | https://www.sigmaaldrich.com/LT/en
Z319678-1EA | BUCHI(R) ROTARY EVAPORATOR CONDENSER CO& | 1X1EA | 1 | 1088 | Sigma-Aldrich | Z319678-1EA | https://www.sigmaaldrich.com/LT/en
Z319910-1EA | BUCHI(R) MODEL B-585 OVEN FLASK TERMINA& | 1X1EA | 1 | 136 | Sigma-Aldrich | Z319910-1EA | https://www.sigmaaldrich.com/LT/en
Z319929-1EA | BUCHI(R) MODEL B-585 OVEN FLASK MIDDLE & | 1X1EA | 1 | 141 | Sigma-Aldrich | Z319929-1EA | https://www.sigmaaldrich.com/LT/en
Z319937-1EA | BUCHI(R) MODEL B-585 OVEN FLASK TERMINA& | 1X1EA | 1 | 134 | Sigma-Aldrich | Z319937-1EA | https://www.sigmaaldrich.com/LT/en
Z319945-1EA | BUCHI(R) MODEL B-585 OVEN FLASK MIDDLE & | 1X1EA | 1 | 136 | Sigma-Aldrich | Z319945-1EA | https://www.sigmaaldrich.com/LT/en
Z319953-1EA | BUCHI(R) MODEL B-585 OVEN FLASK TERMINA& | 1X1EA | 1 | 167 | Sigma-Aldrich | Z319953-1EA | https://www.sigmaaldrich.com/LT/en
Z319961-1EA | BUCHI(R) MODEL B-585 OVEN FLASK MIDDLE & | 1X1EA | 1 | 159 | Sigma-Aldrich | Z319961-1EA | https://www.sigmaaldrich.com/LT/en
Z319988-1EA | VAPOR DUCT FOR BUCHI(R) MODEL B-585 OVE& | 1X1EA | 1 | 66 | Sigma-Aldrich | Z319988-1EA | https://www.sigmaaldrich.com/LT/en
Z320056-1PAK | PLASTIC CAP FOR QUICKFIT(R) CONE/SCREW & | 1X1PAK | 1 | 43 | Sigma-Aldrich | Z320056-1PAK | https://www.sigmaaldrich.com/LT/en
Z320064-1PAK | PLASTIC CAP FOR QUICKFIT(R) CONE/SCREW & | 1X1PAK | 1 | 43 | Sigma-Aldrich | Z320064-1PAK | https://www.sigmaaldrich.com/LT/en
Z320072-1PAK | REPLACEMENT PLASTIC CAP QC24/2, FOR QUIC | 1X1PAK | 1 | 58 | Sigma-Aldrich | Z320072-1PAK | https://www.sigmaaldrich.com/LT/en
Z320080-1PAK | PLASTIC CAP FOR QUICKFIT(R) CONE/SCREW & | 1X1PAK | 1 | 64 | Sigma-Aldrich | Z320080-1PAK | https://www.sigmaaldrich.com/LT/en
Z320099-1PAK | REPLACEMENT PLASTIC CAP QC28/13, FOR QUI | 1X1PAK | 1 | 64 | Sigma-Aldrich | Z320099-1PAK | https://www.sigmaaldrich.com/LT/en
Z320102-1PAK | REPLACEMENT PLASTIC CAP QC28/21, FOR QUI | 1X1PAK | 1 | 64 | Sigma-Aldrich | Z320102-1PAK | https://www.sigmaaldrich.com/LT/en
Z320110-1PAK | RUBBER RING FOR QUICKFIT(R) CONE/SCREW & | 1X1PAK | 1 | 18 | Sigma-Aldrich | Z320110-1PAK | https://www.sigmaaldrich.com/LT/en
Z320129-1PAK | RUBBER RING FOR QUICKFIT(R) CONE/SCREW & | 1X1PAK | 1 | 26 | Sigma-Aldrich | Z320129-1PAK | https://www.sigmaaldrich.com/LT/en
Z320137-1PAK | RUBBER RING FOR QUICKFIT(R) CONE/SCREW & | 1X1PAK | 1 | 44 | Sigma-Aldrich | Z320137-1PAK | https://www.sigmaaldrich.com/LT/en
Z320145-1PAK | RUBBER RING FOR QUICKFIT(R) CONE/SCREW & | 1X1PAK | 1 | 43 | Sigma-Aldrich | Z320145-1PAK | https://www.sigmaaldrich.com/LT/en
Z320161-1PAK | RUBBER RING FOR QUICKFIT(R) CONE/SCREW & | 1X1PAK | 1 | 72 | Sigma-Aldrich | Z320161-1PAK | https://www.sigmaaldrich.com/LT/en
Z320188-1PAK | RUBBER RING FOR QUICKFIT(R) CONE/SCREW & | 1X1PAK | 1 | 64 | Sigma-Aldrich | Z320188-1PAK | https://www.sigmaaldrich.com/LT/en
Z320196-1PAK | PTFE WASHER FOR QUICKFIT(R) CONE/SCREW & | 1X1PAK | 1 | 16 | Sigma-Aldrich | Z320196-1PAK | https://www.sigmaaldrich.com/LT/en
Z320218-1PAK | PTFE WASHER FOR QUICKFIT(R) CONE/SCREW & | 1X1PAK | 1 | 18 | Sigma-Aldrich | Z320218-1PAK | https://www.sigmaaldrich.com/LT/en
Z320226-1PAK | PTFE WASHER FOR QUICKFIT(R) CONE/SCREW & | 1X1PAK | 1 | 33 | Sigma-Aldrich | Z320226-1PAK | https://www.sigmaaldrich.com/LT/en
Z320234-1PAK | PTFE WASHER FOR QUICKFIT(R) CONE/SCREW & | 1X1PAK | 1 | 33 | Sigma-Aldrich | Z320234-1PAK | https://www.sigmaaldrich.com/LT/en
Z320242-1PAK | PTFE WASHER FOR QUICKFIT(R) CONE/SCREW & | 1X1PAK | 1 | 30 | Sigma-Aldrich | Z320242-1PAK | https://www.sigmaaldrich.com/LT/en
Z320250-1PAK | PTFE WASHER FOR QUICKFIT(R) CONE/SCREW & | 1X1PAK | 1 | 51 | Sigma-Aldrich | Z320250-1PAK | https://www.sigmaaldrich.com/LT/en
Z320269-1PAK | PTFE WASHER FOR QUICKFIT(R) CONE/SCREW & | 1X1PAK | 1 | 29 | Sigma-Aldrich | Z320269-1PAK | https://www.sigmaaldrich.com/LT/en
Z320277-1PAK | PTFE WASHER FOR QUICKFIT(R) CONE/SCREW & | 1X1PAK | 1 | 29 | Sigma-Aldrich | Z320277-1PAK | https://www.sigmaaldrich.com/LT/en
Z320285-1PAK | REPLACEMENT RUBBER RING QR28/11, FOR QUI | 1X1PAK | 1 | 83 | Sigma-Aldrich | Z320285-1PAK | https://www.sigmaaldrich.com/LT/en
Z322172-1EA | QUICKFIT(R) RIGHT-ANGLE TUBING ADAPTER & | 1X1EA | 1 | 23 | Sigma-Aldrich | Z322172-1EA | https://www.sigmaaldrich.com/LT/en
Z322180-1EA | QUICKFIT(R) RIGHT-ANGLE TUBING ADAPTER & | 1X1EA | 1 | 24 | Sigma-Aldrich | Z322180-1EA | https://www.sigmaaldrich.com/LT/en
Z322199-1EA | QUICKFIT(R) RIGHT-ANGLE TUBING ADAPTER & | 1X1EA | 1 | 24 | Sigma-Aldrich | Z322199-1EA | https://www.sigmaaldrich.com/LT/en
Z322202-1EA | QUICKFIT(R) RIGHT-ANGLE TUBING ADAPTER & | 1X1EA | 1 | 30 | Sigma-Aldrich | Z322202-1EA | https://www.sigmaaldrich.com/LT/en
Z322210-1EA | QUICKFIT(R) RIGHT-ANGLE TUBING ADAPTER & | 1X1EA | 1 | 35 | Sigma-Aldrich | Z322210-1EA | https://www.sigmaaldrich.com/LT/en
Z322229-1EA | QUICKFIT(R) STRAIGHT TUBING ADAPTER JOI& | 1X1EA | 1 | 29 | Sigma-Aldrich | Z322229-1EA | https://www.sigmaaldrich.com/LT/en
Z322245-1EA | QUICKFIT(R) STRAIGHT TUBING ADAPTER JOI& | 1X1EA | 1 | 39 | Sigma-Aldrich | Z322245-1EA | https://www.sigmaaldrich.com/LT/en
Z322652-1EA | PLASTIBRAND(R) BEAKER, PTFE, LOW FORM C& | 1X1EA | 1 | 18 | Sigma-Aldrich | Z322652-1EA | https://www.sigmaaldrich.com/LT/en
Z322660-1EA | PLASTIBRAND(R) BEAKER, PTFE, LOW FORM C& | 1X1EA | 1 | 24 | Sigma-Aldrich | Z322660-1EA | https://www.sigmaaldrich.com/LT/en
Z322679-1EA | PLASTIBRAND(R) BEAKER, PTFE, LOW FORM C& | 1X1EA | 1 | 27 | Sigma-Aldrich | Z322679-1EA | https://www.sigmaaldrich.com/LT/en
Z322687-1EA | PLASTIBRAND(R) BEAKER, PTFE, LOW FORM C& | 1X1EA | 1 | 41 | Sigma-Aldrich | Z322687-1EA | https://www.sigmaaldrich.com/LT/en
Z322695-1EA | PLASTIBRAND(R) BEAKER, PTFE, LOW FORM C& | 1X1EA | 1 | 51 | Sigma-Aldrich | Z322695-1EA | https://www.sigmaaldrich.com/LT/en
Z322709-1EA | PLASTIBRAND(R) BEAKER, PTFE, LOW FORM C& | 1X1EA | 1 | 79 | Sigma-Aldrich | Z322709-1EA | https://www.sigmaaldrich.com/LT/en
Z322717-1EA | PLASTIBRAND(R) BEAKER, PTFE, LOW FORM C& | 1X1EA | 1 | 83 | Sigma-Aldrich | Z322717-1EA | https://www.sigmaaldrich.com/LT/en
Z322733-1EA | PLASTIBRAND(R) BEAKER, PTFE, LOW FORM C& | 1X1EA | 1 | 176 | Sigma-Aldrich | Z322733-1EA | https://www.sigmaaldrich.com/LT/en
Z322741-1EA | PLASTIBRAND(R) BEAKER, PTFE, LOW FORM C& | 1X1EA | 1 | 371 | Sigma-Aldrich | Z322741-1EA | https://www.sigmaaldrich.com/LT/en
Z323225-1EA | PLASTIBRAND(R) WIDE-MOUTH BOTTLES WITH & | 1X1EA | 1 | 91 | Sigma-Aldrich | Z323225-1EA | https://www.sigmaaldrich.com/LT/en
Z323241-1EA | PLASTIBRAND(R) WIDE-MOUTH BOTTLES WITH & | 1X1EA | 1 | 131 | Sigma-Aldrich | Z323241-1EA | https://www.sigmaaldrich.com/LT/en
Z323268-1EA | PLASTIBRAND(R) WIDE-MOUTH BOTTLES WITH & | 1X1EA | 1 | 218 | Sigma-Aldrich | Z323268-1EA | https://www.sigmaaldrich.com/LT/en
Z323276-1EA | PLASTIBRAND(R) WIDE-MOUTH BOTTLES WITH & | 1X1EA | 1 | 300 | Sigma-Aldrich | Z323276-1EA | https://www.sigmaaldrich.com/LT/en
Z323284-1EA | PLASTIBRAND(R) WIDE-MOUTH BOTTLES WITH & | 1X1EA | 1 | 498 | Sigma-Aldrich | Z323284-1EA | https://www.sigmaaldrich.com/LT/en
Z323322-2EA | BRAND BLAUBRAND(R) MICROBURETTE, BANG P& | 1X2EA | 1 | 348 | Sigma-Aldrich | Z323322-2EA | https://www.sigmaaldrich.com/LT/en
Z323330-2EA | BRAND BLAUBRAND(R) MICROBURETTE, BANG P& | 1X2EA | 1 | 381 | Sigma-Aldrich | Z323330-2EA | https://www.sigmaaldrich.com/LT/en
Z323349-2EA | BRAND BLAUBRAND(R) MICROBURETTE, BANG P& | 1X2EA | 1 | 381 | Sigma-Aldrich | Z323349-2EA | https://www.sigmaaldrich.com/LT/en
Z323381-2EA | BRAND BLAUBRAND(R) BURETTE, LATERAL STO& | 1X2EA | 1 | 186 | Sigma-Aldrich | Z323381-2EA | https://www.sigmaaldrich.com/LT/en
Z323403-2EA | BRAND BLAUBRAND(R) BURETTE, LATERAL STO& | 1X2EA | 1 | 186 | Sigma-Aldrich | Z323403-2EA | https://www.sigmaaldrich.com/LT/en
Z323411-2EA | BRAND BLAUBRAND(R) BURETTE, LATERAL STO& | 1X2EA | 1 | 186 | Sigma-Aldrich | Z323411-2EA | https://www.sigmaaldrich.com/LT/en
Z323497-2EA | BRAND SILBERBRAND BURETTE, LATERAL STOP& | 1X2EA | 1 | 147 | Sigma-Aldrich | Z323497-2EA | https://www.sigmaaldrich.com/LT/en
Z323500-2EA | BRAND SILBERBRAND BURETTE, LATERAL STOP& | 1X2EA | 1 | 147 | Sigma-Aldrich | Z323500-2EA | https://www.sigmaaldrich.com/LT/en
Z323519-2EA | BRAND(R) SILBERBRAND BURETTE, LATERAL ST | 1X2EA | 1 | 147 | Sigma-Aldrich | Z323519-2EA | https://www.sigmaaldrich.com/LT/en
Z323527-2EA | BRAND BLAUBRAND(R) BURETTE, STRAIGHT ST& | 1X2EA | 1 | 156 | Sigma-Aldrich | Z323527-2EA | https://www.sigmaaldrich.com/LT/en
Z323535-2EA | BRAND BLAUBRAND(R) BURETTE, STRAIGHT ST& | 1X2EA | 1 | 156 | Sigma-Aldrich | Z323535-2EA | https://www.sigmaaldrich.com/LT/en
Z323543-2EA | BRAND BLAUBRAND(R) BURETTE, STRAIGHT ST& | 1X2EA | 1 | 156 | Sigma-Aldrich | Z323543-2EA | https://www.sigmaaldrich.com/LT/en
Z323772-1EA | BRAND SILBERBRAND AUTOMATIC BURETTE, PE& | 1X1EA | 1 | 305 | Sigma-Aldrich | Z323772-1EA | https://www.sigmaaldrich.com/LT/en
Z323780-1EA | BRAND SILBERBRAND AUTOMATIC BURETTE, PE& | 1X1EA | 1 | 305 | Sigma-Aldrich | Z323780-1EA | https://www.sigmaaldrich.com/LT/en
Z323810-1EA | BRAND SILBERBRAND AUTOMATIC BURETTE, PE& | 1X1EA | 1 | 270 | Sigma-Aldrich | Z323810-1EA | https://www.sigmaaldrich.com/LT/en
Z323829-1EA | BRAND SILBERBRAND AUTOMATIC BURETTE, PE& | 1X1EA | 1 | 270 | Sigma-Aldrich | Z323829-1EA | https://www.sigmaaldrich.com/LT/en
Z323861-1EA | BRAND BLAUBRAND(R) AUTOMATIC BURETTE, P& | 1X1EA | 1 | 307 | Sigma-Aldrich | Z323861-1EA | https://www.sigmaaldrich.com/LT/en
Z323888-1EA | BRAND BLAUBRAND(R) AUTOMATIC BURETTE, P& | 1X1EA | 1 | 307 | Sigma-Aldrich | Z323888-1EA | https://www.sigmaaldrich.com/LT/en
Z323896-1EA | BRAND BLAUBRAND(R) AUTOMATIC BURETTE, P& | 1X1EA | 1 | 307 | Sigma-Aldrich | Z323896-1EA | https://www.sigmaaldrich.com/LT/en
Z323942-1EA | BRAND BLAUBRAND(R) AUTOMATIC BURETTE, P& | 1X1EA | 1 | 277 | Sigma-Aldrich | Z323942-1EA | https://www.sigmaaldrich.com/LT/en
Z323950-1EA | BRAND BLAUBRAND(R) AUTOMATIC BURETTE, P& | 1X1EA | 1 | 277 | Sigma-Aldrich | Z323950-1EA | https://www.sigmaaldrich.com/LT/en
Z323969-1EA | BRAND BLAUBRAND(R) AUTOMATIC BURETTE, P& | 1X1EA | 1 | 277 | Sigma-Aldrich | Z323969-1EA | https://www.sigmaaldrich.com/LT/en
Z323977-1EA | BRAND RESERVOIR BOTTLE FOR AUTOMATIC BU& | 1X1EA | 1 | 86 | Sigma-Aldrich | Z323977-1EA | https://www.sigmaaldrich.com/LT/en
Z323985-1EA | BRAND RESERVOIR BOTTLE FOR AUTOMATIC BU& | 1X1EA | 1 | 30 | Sigma-Aldrich | Z323985-1EA | https://www.sigmaaldrich.com/LT/en
Z323993-1EA | BRAND RESERVOIR BOTTLE FOR AUTOMATIC BU& | 1X1EA | 1 | 63 | Sigma-Aldrich | Z323993-1EA | https://www.sigmaaldrich.com/LT/en
Z324019-1EA | BRAND RESERVOIR BOTTLE FOR AUTOMATIC BU& | 1X1EA | 1 | 27 | Sigma-Aldrich | Z324019-1EA | https://www.sigmaaldrich.com/LT/en
Z324027-1EA | BRAND ASPIRATOR BULB FOR AUTOMATIC BURE& | 1X1EA | 1 | 14 | Sigma-Aldrich | Z324027-1EA | https://www.sigmaaldrich.com/LT/en
Z324124-1EA | PLASTIBRAND(R) DRAIN RACK, 72 PEGS POLY& | 1X1EA | 1 | 229 | Sigma-Aldrich | Z324124-1EA | https://www.sigmaaldrich.com/LT/en
Z324140-2EA | BRAND SILBERBRAND ETERNA MEASURING CYLI& | 1X2EA | 1 | 18 | Sigma-Aldrich | Z324140-2EA | https://www.sigmaaldrich.com/LT/en
Z324159-2EA | BRAND SILBERBRAND ETERNA MEASURING CYLI& | 1X2EA | 1 | 18 | Sigma-Aldrich | Z324159-2EA | https://www.sigmaaldrich.com/LT/en
Z324167-2EA | BRAND SILBERBRAND ETERNA MEASURING CYLI& | 1X2EA | 1 | 19 | Sigma-Aldrich | Z324167-2EA | https://www.sigmaaldrich.com/LT/en
Z324175-2EA | BRAND SILBERBRAND ETERNA MEASURING CYLI& | 1X2EA | 1 | 19 | Sigma-Aldrich | Z324175-2EA | https://www.sigmaaldrich.com/LT/en
Z324183-2EA | BRAND SILBERBRAND ETERNA MEASURING CYLI& | 1X2EA | 1 | 22 | Sigma-Aldrich | Z324183-2EA | https://www.sigmaaldrich.com/LT/en
Z324191-2EA | BRAND SILBERBRAND ETERNA MEASURING CYLI& | 1X2EA | 1 | 41 | Sigma-Aldrich | Z324191-2EA | https://www.sigmaaldrich.com/LT/en
Z324205-2EA | BRAND SILBERBRAND ETERNA MEASURING CYLI& | 1X2EA | 1 | 66 | Sigma-Aldrich | Z324205-2EA | https://www.sigmaaldrich.com/LT/en
Z324221-1EA | BRAND SILBERBRAND ETERNA MEASURING CYLI& | 1X1EA | 1 | 92 | Sigma-Aldrich | Z324221-1EA | https://www.sigmaaldrich.com/LT/en
Z324310-2EA | BRAND BLAUBRAND(R) MEASURING CYLINDER V& | 1X2EA | 1 | 22 | Sigma-Aldrich | Z324310-2EA | https://www.sigmaaldrich.com/LT/en
Z324329-2EA | BRAND BLAUBRAND(R) MEASURING CYLINDER V& | 1X2EA | 1 | 22 | Sigma-Aldrich | Z324329-2EA | https://www.sigmaaldrich.com/LT/en
Z324337-2EA | BRAND BLAUBRAND(R) MEASURING CYLINDER V& | 1X2EA | 1 | 23 | Sigma-Aldrich | Z324337-2EA | https://www.sigmaaldrich.com/LT/en
Z324345-2EA | BRAND BLAUBRAND(R) MEASURING CYLINDER V& | 1X2EA | 1 | 25 | Sigma-Aldrich | Z324345-2EA | https://www.sigmaaldrich.com/LT/en
Z324353-2EA | BRAND BLAUBRAND(R) MEASURING CYLINDER V& | 1X2EA | 1 | 27 | Sigma-Aldrich | Z324353-2EA | https://www.sigmaaldrich.com/LT/en
Z324361-2EA | BRAND BLAUBRAND(R) MEASURING CYLINDER V& | 1X2EA | 1 | 51 | Sigma-Aldrich | Z324361-2EA | https://www.sigmaaldrich.com/LT/en
Z324388-2EA | BRAND BLAUBRAND(R) MEASURING CYLINDER V& | 1X2EA | 1 | 86 | Sigma-Aldrich | Z324388-2EA | https://www.sigmaaldrich.com/LT/en
Z324418-1EA | BRAND BLAUBRAND(R) MEASURING CYLINDER V& | 1X1EA | 1 | 114 | Sigma-Aldrich | Z324418-1EA | https://www.sigmaaldrich.com/LT/en
Z324426-2EA | BRAND BLAUBRAND(R) ETERNA MEASURING CYL& | 1X2EA | 1 | 22 | Sigma-Aldrich | Z324426-2EA | https://www.sigmaaldrich.com/LT/en
Z324442-2EA | BRAND BLAUBRAND(R) ETERNA MEASURING CYL& | 1X2EA | 1 | 22 | Sigma-Aldrich | Z324442-2EA | https://www.sigmaaldrich.com/LT/en
Z324450-2EA | BRAND BLAUBRAND(R) ETERNA MEASURING CYL& | 1X2EA | 1 | 23 | Sigma-Aldrich | Z324450-2EA | https://www.sigmaaldrich.com/LT/en
Z324469-2EA | BRAND BLAUBRAND(R) ETERNA MEASURING CYL& | 1X2EA | 1 | 25 | Sigma-Aldrich | Z324469-2EA | https://www.sigmaaldrich.com/LT/en
Z324477-2EA | BRAND BLAUBRAND(R) ETERNA MEASURING CYL& | 1X2EA | 1 | 27 | Sigma-Aldrich | Z324477-2EA | https://www.sigmaaldrich.com/LT/en
Z324485-2EA | BRAND BLAUBRAND(R) ETERNA MEASURING CYL& | 1X2EA | 1 | 51 | Sigma-Aldrich | Z324485-2EA | https://www.sigmaaldrich.com/LT/en
Z324493-2EA | BRAND BLAUBRAND(R) ETERNA MEASURING CYL& | 1X2EA | 1 | 86 | Sigma-Aldrich | Z324493-2EA | https://www.sigmaaldrich.com/LT/en
Z324523-2EA | BRAND SILBERBRAND ETERNA MEASURING CYLI& | 1X2EA | 1 | 18 | Sigma-Aldrich | Z324523-2EA | https://www.sigmaaldrich.com/LT/en
Z324558-2EA | BRAND SILBERBRAND ETERNA MEASURING CYLI& | 1X2EA | 1 | 18 | Sigma-Aldrich | Z324558-2EA | https://www.sigmaaldrich.com/LT/en
Z324566-2EA | BRAND SILBERBRAND ETERNA MEASURING CYLI& | 1X2EA | 1 | 18 | Sigma-Aldrich | Z324566-2EA | https://www.sigmaaldrich.com/LT/en
Z324574-2EA | BRAND SILBERBRAND ETERNA MEASURING CYLI& | 1X2EA | 1 | 22 | Sigma-Aldrich | Z324574-2EA | https://www.sigmaaldrich.com/LT/en
Z324582-2EA | BRAND SILBERBRAND ETERNA MEASURING CYLI& | 1X2EA | 1 | 41 | Sigma-Aldrich | Z324582-2EA | https://www.sigmaaldrich.com/LT/en
Z324590-2EA | BRAND SILBERBRAND ETERNA MEASURING CYLI& | 1X2EA | 1 | 64 | Sigma-Aldrich | Z324590-2EA | https://www.sigmaaldrich.com/LT/en
Z324620-2EA | BRAND SILBERBRAND ETERNA MIXING CYLINDE& | 1X2EA | 1 | 36 | Sigma-Aldrich | Z324620-2EA | https://www.sigmaaldrich.com/LT/en
Z324639-2EA | BRAND SILBERBRAND ETERNA MIXING CYLINDE& | 1X2EA | 1 | 38 | Sigma-Aldrich | Z324639-2EA | https://www.sigmaaldrich.com/LT/en
Z324647-2EA | BRAND SILBERBRAND ETERNA MIXING CYLINDE& | 1X2EA | 1 | 43 | Sigma-Aldrich | Z324647-2EA | https://www.sigmaaldrich.com/LT/en
Z324655-2EA | BRAND SILBERBRAND ETERNA MIXING CYLINDE& | 1X2EA | 1 | 46 | Sigma-Aldrich | Z324655-2EA | https://www.sigmaaldrich.com/LT/en
Z324663-2EA | BRAND SILBERBRAND ETERNA MIXING CYLINDE& | 1X2EA | 1 | 67 | Sigma-Aldrich | Z324663-2EA | https://www.sigmaaldrich.com/LT/en
Z324671-2EA | BRAND SILBERBRAND ETERNA MIXING CYLINDE& | 1X2EA | 1 | 104 | Sigma-Aldrich | Z324671-2EA | https://www.sigmaaldrich.com/LT/en
Z324701-2EA | BRAND BLAUBRAND(R) MIXING CYLINDER VOLU& | 1X2EA | 1 | 47 | Sigma-Aldrich | Z324701-2EA | https://www.sigmaaldrich.com/LT/en
Z324728-2EA | BRAND BLAUBRAND(R) MIXING CYLINDER VOLU& | 1X2EA | 1 | 50 | Sigma-Aldrich | Z324728-2EA | https://www.sigmaaldrich.com/LT/en
Z324736-2EA | BRAND BLAUBRAND(R) MIXING CYLINDER VOLU& | 1X2EA | 1 | 57 | Sigma-Aldrich | Z324736-2EA | https://www.sigmaaldrich.com/LT/en
Z324744-2EA | BRAND BLAUBRAND(R) MIXING CYLINDER VOLU& | 1X2EA | 1 | 62 | Sigma-Aldrich | Z324744-2EA | https://www.sigmaaldrich.com/LT/en
Z324752-2EA | BRAND BLAUBRAND(R) MIXING CYLINDER VOLU& | 1X2EA | 1 | 91 | Sigma-Aldrich | Z324752-2EA | https://www.sigmaaldrich.com/LT/en
Z324760-2EA | BRAND BLAUBRAND(R) MIXING CYLINDER VOLU& | 1X2EA | 1 | 127 | Sigma-Aldrich | Z324760-2EA | https://www.sigmaaldrich.com/LT/en
Z324795-12EA | BRAND SILBERBRAND ETERNA VOLUMETRIC PIP& | 1X12EA | 1 | 56 | Sigma-Aldrich | Z324795-12EA | https://www.sigmaaldrich.com/LT/en
Z324809-12EA | BRAND SILBERBRAND ETERNA VOLUMETRIC PIP& | 1X12EA | 1 | 56 | Sigma-Aldrich | Z324809-12EA | https://www.sigmaaldrich.com/LT/en
Z324825-6EA | BRAND SILBERBRAND ETERNA VOLUMETRIC PIP& | 1X6EA | 1 | 30 | Sigma-Aldrich | Z324825-6EA | https://www.sigmaaldrich.com/LT/en
Z324833-6EA | BRAND SILBERBRAND ETERNA VOLUMETRIC PIP& | 1X6EA | 1 | 38 | Sigma-Aldrich | Z324833-6EA | https://www.sigmaaldrich.com/LT/en
Z324868-6EA | BRAND SILBERBRAND ETERNA VOLUMETRIC PIP& | 1X6EA | 1 | 45 | Sigma-Aldrich | Z324868-6EA | https://www.sigmaaldrich.com/LT/en
Z324876-6EA | BRAND SILBERBRAND ETERNA VOLUMETRIC PIP& | 1X6EA | 1 | 47 | Sigma-Aldrich | Z324876-6EA | https://www.sigmaaldrich.com/LT/en
Z324884-6EA | BRAND SILBERBRAND ETERNA VOLUMETRIC PIP& | 1X6EA | 1 | 58 | Sigma-Aldrich | Z324884-6EA | https://www.sigmaaldrich.com/LT/en
Z324892-6EA | BRAND SILBERBRAND ETERNA VOLUMETRIC PIP& | 1X6EA | 1 | 79 | Sigma-Aldrich | Z324892-6EA | https://www.sigmaaldrich.com/LT/en
Z324906-12EA | BRAND BLAUBRAND(R) BULB PIPETTE, CALIBR& | 1X12EA | 1 | 72 | Sigma-Aldrich | Z324906-12EA | https://www.sigmaaldrich.com/LT/en
Z324914-12EA | BRAND BLAUBRAND(R) BULB PIPETTE, CALIBR& | 1X12EA | 1 | 61 | Sigma-Aldrich | Z324914-12EA | https://www.sigmaaldrich.com/LT/en
Z324922-12EA | BRAND BLAUBRAND(R) BULB PIPETTE, CALIBR& | 1X12EA | 1 | 61 | Sigma-Aldrich | Z324922-12EA | https://www.sigmaaldrich.com/LT/en
Z324930-6EA | BRAND BLAUBRAND(R) BULB PIPETTE, CALIBR& | 1X6EA | 1 | 41 | Sigma-Aldrich | Z324930-6EA | https://www.sigmaaldrich.com/LT/en
Z324949-6EA | BRAND BLAUBRAND(R) BULB PIPETTE, CALIBR& | 1X6EA | 1 | 34 | Sigma-Aldrich | Z324949-6EA | https://www.sigmaaldrich.com/LT/en
Z324957-6EA | BRAND BLAUBRAND(R) BULB PIPETTE, CALIBR& | 1X6EA | 1 | 40 | Sigma-Aldrich | Z324957-6EA | https://www.sigmaaldrich.com/LT/en
Z324965-6EA | BRAND BLAUBRAND(R) BULB PIPETTE, CALIBR& | 1X6EA | 1 | 37 | Sigma-Aldrich | Z324965-6EA | https://www.sigmaaldrich.com/LT/en
Z324973-6EA | BRAND BLAUBRAND(R) BULB PIPETTE, CALIBR& | 1X6EA | 1 | 51 | Sigma-Aldrich | Z324973-6EA | https://www.sigmaaldrich.com/LT/en
Z324981-6EA | BRAND BLAUBRAND(R) BULB PIPETTE, CALIBR& | 1X6EA | 1 | 51 | Sigma-Aldrich | Z324981-6EA | https://www.sigmaaldrich.com/LT/en
Z325007-6EA | BRAND BLAUBRAND(R) BULB PIPETTE, CALIBR& | 1X6EA | 1 | 51 | Sigma-Aldrich | Z325007-6EA | https://www.sigmaaldrich.com/LT/en
Z325015-6EA | BRAND BLAUBRAND(R) BULB PIPETTE, CALIBR& | 1X6EA | 1 | 51 | Sigma-Aldrich | Z325015-6EA | https://www.sigmaaldrich.com/LT/en
Z325023-6EA | BRAND(TM) BLAUBRAND(R) GRADUATED PIPETT | 1X6EA | 1 | 40 | Sigma-Aldrich | Z325023-6EA | https://www.sigmaaldrich.com/LT/en
Z325031-6EA | BRAND BLAUBRAND(R) BULB PIPETTE, CALIBR& | 1X6EA | 1 | 51 | Sigma-Aldrich | Z325031-6EA | https://www.sigmaaldrich.com/LT/en
Z325058-6EA | BRAND BLAUBRAND(R) BULB PIPETTE, CALIBR& | 1X6EA | 1 | 51 | Sigma-Aldrich | Z325058-6EA | https://www.sigmaaldrich.com/LT/en
Z325066-6EA | BRAND BLAUBRAND(R) BULB PIPETTE, CALIBR& | 1X6EA | 1 | 52 | Sigma-Aldrich | Z325066-6EA | https://www.sigmaaldrich.com/LT/en
Z325074-6EA | BRAND BLAUBRAND(R) BULB PIPETTE, CALIBR& | 1X6EA | 1 | 61 | Sigma-Aldrich | Z325074-6EA | https://www.sigmaaldrich.com/LT/en
Z325082-6EA | BRAND BLAUBRAND(R) BULB PIPETTE, CALIBR& | 1X6EA | 1 | 75 | Sigma-Aldrich | Z325082-6EA | https://www.sigmaaldrich.com/LT/en
Z325090-6EA | BRAND BLAUBRAND(R) BULB PIPETTE, CALIBR& | 1X6EA | 1 | 69 | Sigma-Aldrich | Z325090-6EA | https://www.sigmaaldrich.com/LT/en
Z325104-6EA | BRAND BLAUBRAND(R) BULB PIPETTE, CALIBR& | 1X6EA | 1 | 96 | Sigma-Aldrich | Z325104-6EA | https://www.sigmaaldrich.com/LT/en
Z325112-12EA | BRAND BLAUBRAND(R) ETERNA VOLUMETRIC PI& | 1X12EA | 1 | 61 | Sigma-Aldrich | Z325112-12EA | https://www.sigmaaldrich.com/LT/en
Z325120-12EA | BRAND BLAUBRAND(R) ETERNA VOLUMETRIC PI& | 1X12EA | 1 | 61 | Sigma-Aldrich | Z325120-12EA | https://www.sigmaaldrich.com/LT/en
Z325139-6EA | BRAND BLAUBRAND(R) ETERNA VOLUMETRIC PI& | 1X6EA | 1 | 37 | Sigma-Aldrich | Z325139-6EA | https://www.sigmaaldrich.com/LT/en
Z325147-6EA | BRAND BLAUBRAND(R) ETERNA VOLUMETRIC PI& | 1X6EA | 1 | 40 | Sigma-Aldrich | Z325147-6EA | https://www.sigmaaldrich.com/LT/en
Z325155-6EA | BRAND BLAUBRAND(R) ETERNA VOLUMETRIC PI& | 1X6EA | 1 | 51 | Sigma-Aldrich | Z325155-6EA | https://www.sigmaaldrich.com/LT/en
Z325163-6EA | BRAND BLAUBRAND(R) ETERNA VOLUMETRIC PI& | 1X6EA | 1 | 52 | Sigma-Aldrich | Z325163-6EA | https://www.sigmaaldrich.com/LT/en
Z325171-6EA | BRAND BLAUBRAND(R) ETERNA VOLUMETRIC PI& | 1X6EA | 1 | 69 | Sigma-Aldrich | Z325171-6EA | https://www.sigmaaldrich.com/LT/en
Z325287-12EA | BRAND BLAUBRAND(R) BULB PIPETTE, CALIBR& | 1X12EA | 1 | 87 | Sigma-Aldrich | Z325287-12EA | https://www.sigmaaldrich.com/LT/en
Z325295-12EA | BRAND BLAUBRAND(R) BULB PIPETTE, CALIBR& | 1X12EA | 1 | 81 | Sigma-Aldrich | Z325295-12EA | https://www.sigmaaldrich.com/LT/en
Z325309-12EA | BRAND BLAUBRAND(R) BULB PIPETTE, CALIBR& | 1X12EA | 1 | 81 | Sigma-Aldrich | Z325309-12EA | https://www.sigmaaldrich.com/LT/en
Z325317-6EA | BRAND BLAUBRAND(R) BULB PIPETTE, CALIBR& | 1X6EA | 1 | 43 | Sigma-Aldrich | Z325317-6EA | https://www.sigmaaldrich.com/LT/en
Z325325-6EA | BRAND BLAUBRAND(R) BULB PIPETTE, CALIBR& | 1X6EA | 1 | 49 | Sigma-Aldrich | Z325325-6EA | https://www.sigmaaldrich.com/LT/en
Z325333-6EA | BRAND BLAUBRAND(R) BULB PIPETTE, CALIBR& | 1X6EA | 1 | 51 | Sigma-Aldrich | Z325333-6EA | https://www.sigmaaldrich.com/LT/en
Z325341-6EA | BRAND BLAUBRAND(R) BULB PIPETTE, CALIBR& | 1X6EA | 1 | 61 | Sigma-Aldrich | Z325341-6EA | https://www.sigmaaldrich.com/LT/en
Z325368-6EA | BRAND BLAUBRAND(R) BULB PIPETTE, CALIBR& | 1X6EA | 1 | 67 | Sigma-Aldrich | Z325368-6EA | https://www.sigmaaldrich.com/LT/en
Z325376-6EA | BRAND BLAUBRAND(R) BULB PIPETTE, CALIBR& | 1X6EA | 1 | 68 | Sigma-Aldrich | Z325376-6EA | https://www.sigmaaldrich.com/LT/en
Z325384-6EA | BRAND BLAUBRAND(R) BULB PIPETTE, CALIBR& | 1X6EA | 1 | 82 | Sigma-Aldrich | Z325384-6EA | https://www.sigmaaldrich.com/LT/en
Z325457-12EA | BRAND SILBERBRAND ETERNA GRADUATED PIPE& | 1X12EA | 1 | 45 | Sigma-Aldrich | Z325457-12EA | https://www.sigmaaldrich.com/LT/en
Z325465-12EA | BRAND SILBERBRAND ETERNA GRADUATED PIPE& | 1X12EA | 1 | 45 | Sigma-Aldrich | Z325465-12EA | https://www.sigmaaldrich.com/LT/en
Z325473-12EA | BRAND SILBERBRAND ETERNA GRADUATED PIPE& | 1X12EA | 1 | 59 | Sigma-Aldrich | Z325473-12EA | https://www.sigmaaldrich.com/LT/en
Z325481-12EA | BRAND SILBERBRAND ETERNA GRADUATED PIPE& | 1X12EA | 1 | 45 | Sigma-Aldrich | Z325481-12EA | https://www.sigmaaldrich.com/LT/en
Z325511-12EA | BRAND SILBERBRAND ETERNA GRADUATED PIPE& | 1X12EA | 1 | 50 | Sigma-Aldrich | Z325511-12EA | https://www.sigmaaldrich.com/LT/en
Z325538-12EA | BRAND SILBERBRAND ETERNA GRADUATED PIPE& | 1X12EA | 1 | 47 | Sigma-Aldrich | Z325538-12EA | https://www.sigmaaldrich.com/LT/en
Z325546-12EA | BRAND SILBERBRAND ETERNA GRADUATED PIPE& | 1X12EA | 1 | 50 | Sigma-Aldrich | Z325546-12EA | https://www.sigmaaldrich.com/LT/en
Z325554-6EA | BRAND SILBERBRAND ETERNA GRADUATED PIPE& | 1X6EA | 1 | 48 | Sigma-Aldrich | Z325554-6EA | https://www.sigmaaldrich.com/LT/en
Z325562-6EA | BRAND SILBERBRAND ETERNA GRADUATED PIPE& | 1X6EA | 1 | 48 | Sigma-Aldrich | Z325562-6EA | https://www.sigmaaldrich.com/LT/en
Z325600-12EA | BRAND(TM) BLAUBRAND(R) GRADUATED PIPETT& | 1X12EA | 1 | 76 | Sigma-Aldrich | Z325600-12EA | https://www.sigmaaldrich.com/LT/en
Z325643-12EA | BRAND(R) MACRO PIPETTE CONTROLLER REPLA | 1X12EA | 1 | 60 | Sigma-Aldrich | Z325643-12EA | https://www.sigmaaldrich.com/LT/en
Z325651-12EA | BRAND(TM) BLAUBRAND(R) GRADUATED PIPETT& | 1X12EA | 1 | 60 | Sigma-Aldrich | Z325651-12EA | https://www.sigmaaldrich.com/LT/en
Z325678-12EA | BRAND(TM) BLAUBRAND(R) MICROPIPETTES, | 1X12EA | 1 | 78 | Sigma-Aldrich | Z325678-12EA | https://www.sigmaaldrich.com/LT/en
Z325686-12EA | BRAND(TM) BLAUBRAND(R) GRADUATED PIPETT& | 1X12EA | 1 | 60 | Sigma-Aldrich | Z325686-12EA | https://www.sigmaaldrich.com/LT/en
Z325694-12EA | BRAND(TM) BLAUBRAND(R) GRADUATED PIPETT& | 1X12EA | 1 | 60 | Sigma-Aldrich | Z325694-12EA | https://www.sigmaaldrich.com/LT/en
Z325708-12EA | BRAND(R) DISPENSETTE(R) S ANALOG-ADJUST | 1X12EA | 1 | 72 | Sigma-Aldrich | Z325708-12EA | https://www.sigmaaldrich.com/LT/en
Z325716-12EA | BRAND(TM) BLAUBRAND(R) GRADUATED PIPETT& | 1X12EA | 1 | 70 | Sigma-Aldrich | Z325716-12EA | https://www.sigmaaldrich.com/LT/en
Z325724-12EA | BRAND(R) DISPENSETTE(R) S ANALOG-ADJUST | 1X12EA | 1 | 72 | Sigma-Aldrich | Z325724-12EA | https://www.sigmaaldrich.com/LT/en
Z325732-6EA | BRAND(TM) BLAUBRAND(R) GRADUATED PIPETT& | 1X6EA | 1 | 74 | Sigma-Aldrich | Z325732-6EA | https://www.sigmaaldrich.com/LT/en
Z325740-6EA | BRAND(TM) BLAUBRAND(R) GRADUATED PIPETT& | 1X6EA | 1 | 74 | Sigma-Aldrich | Z325740-6EA | https://www.sigmaaldrich.com/LT/en
Z325759-6EA | BRAND(TM) BLAUBRAND(R) GRADUATED PIPETT& | 1X6EA | 1 | 121 | Sigma-Aldrich | Z325759-6EA | https://www.sigmaaldrich.com/LT/en
Z325767-12EA | BRAND(TM) BLAUBRAND(R) GRADUATED PIPETT | 1X12EA | 1 | 81 | Sigma-Aldrich | Z325767-12EA | https://www.sigmaaldrich.com/LT/en
Z325775-12EA | BRAND BLAUBRAND(R) GRADUATED PIPETTE, C& | 1X12EA | 1 | 81 | Sigma-Aldrich | Z325775-12EA | https://www.sigmaaldrich.com/LT/en
Z325791-12EA | BRAND(TM) BLAUBRAND(R) GRADUATED PIPETT& | 1X12EA | 1 | 76 | Sigma-Aldrich | Z325791-12EA | https://www.sigmaaldrich.com/LT/en
Z325805-12EA | BRAND(TM) BLAUBRAND(R) GRADUATED PIPETT& | 1X12EA | 1 | 60 | Sigma-Aldrich | Z325805-12EA | https://www.sigmaaldrich.com/LT/en
Z325813-12EA | BRAND(TM) BLAUBRAND(R) GRADUATED PIPETT& | 1X12EA | 1 | 78 | Sigma-Aldrich | Z325813-12EA | https://www.sigmaaldrich.com/LT/en
Z325821-12EA | BRAND(TM) BLAUBRAND(R) GRADUATED PIPETT& | 1X12EA | 1 | 60 | Sigma-Aldrich | Z325821-12EA | https://www.sigmaaldrich.com/LT/en
Z325848-12EA | BRAND(TM) BLAUBRAND(R) GRADUATED PIPETT& | 1X12EA | 1 | 72 | Sigma-Aldrich | Z325848-12EA | https://www.sigmaaldrich.com/LT/en
Z325856-12EA | BRAND(TM) BLAUBRAND(R) GRADUATED PIPETT& | 1X12EA | 1 | 72 | Sigma-Aldrich | Z325856-12EA | https://www.sigmaaldrich.com/LT/en
Z325864-6EA | BRAND(TM) BLAUBRAND(R) GRADUATED PIPETT& | 1X6EA | 1 | 74 | Sigma-Aldrich | Z325864-6EA | https://www.sigmaaldrich.com/LT/en
Z325880-12EA | BRAND(TM) BLAUBRAND(R) ETERNA GRADUATED& | 1X12EA | 1 | 76 | Sigma-Aldrich | Z325880-12EA | https://www.sigmaaldrich.com/LT/en
Z325899-12EA | BRAND(TM) BLAUBRAND(R) ETERNA GRADUATED& | 1X12EA | 1 | 60 | Sigma-Aldrich | Z325899-12EA | https://www.sigmaaldrich.com/LT/en
Z325902-12EA | BRAND(TM) BLAUBRAND(R) ETERNA GRADUATED& | 1X12EA | 1 | 60 | Sigma-Aldrich | Z325902-12EA | https://www.sigmaaldrich.com/LT/en
Z325910-12EA | BRAND(TM) BLAUBRAND(R) ETERNA GRADUATED& | 1X12EA | 1 | 72 | Sigma-Aldrich | Z325910-12EA | https://www.sigmaaldrich.com/LT/en
Z325929-12EA | BRAND(TM) BLAUBRAND(R) ETERNA GRADUATED& | 1X12EA | 1 | 70 | Sigma-Aldrich | Z325929-12EA | https://www.sigmaaldrich.com/LT/en
Z325937-12EA | BRAND(TM) BLAUBRAND(R) ETERNA GRADUATED& | 1X12EA | 1 | 72 | Sigma-Aldrich | Z325937-12EA | https://www.sigmaaldrich.com/LT/en
Z325945-6EA | BRAND(TM) BLAUBRAND(R) ETERNA GRADUATED& | 1X6EA | 1 | 74 | Sigma-Aldrich | Z325945-6EA | https://www.sigmaaldrich.com/LT/en
Z325953-6EA | BRAND(TM) BLAUBRAND(R) ETERNA GRADUATED& | 1X6EA | 1 | 74 | Sigma-Aldrich | Z325953-6EA | https://www.sigmaaldrich.com/LT/en
Z326003-12EA | BRAND(TM) BLAUBRAND(R) ETERNA GRADUATED& | 1X12EA | 1 | 72 | Sigma-Aldrich | Z326003-12EA | https://www.sigmaaldrich.com/LT/en
Z326011-12EA | BRAND(TM) BLAUBRAND(R) ETERNA GRADUATED& | 1X12EA | 1 | 72 | Sigma-Aldrich | Z326011-12EA | https://www.sigmaaldrich.com/LT/en
Z326038-12EA | BRAND BLAUBRAND(R) GRADUATED PIPETTE, C& | 1X12EA | 1 | 72 | Sigma-Aldrich | Z326038-12EA | https://www.sigmaaldrich.com/LT/en
Z326046-12EA | BRAND BLAUBRAND(R) GRADUATED PIPETTE, C& | 1X12EA | 1 | 72 | Sigma-Aldrich | Z326046-12EA | https://www.sigmaaldrich.com/LT/en
Z326178-2EA | BRAND BLAUBRAND(R) VOLUMETRIC FLASK 10 & | 1X2EA | 1 | 24 | Sigma-Aldrich | Z326178-2EA | https://www.sigmaaldrich.com/LT/en
Z326186-2EA | BRAND BLAUBRAND(R) VOLUMETRIC FLASK 20 & | 1X2EA | 1 | 25 | Sigma-Aldrich | Z326186-2EA | https://www.sigmaaldrich.com/LT/en
Z326194-2EA | BRAND BLAUBRAND(R) VOLUMETRIC FLASK 25 & | 1X2EA | 1 | 25 | Sigma-Aldrich | Z326194-2EA | https://www.sigmaaldrich.com/LT/en
Z326208-2EA | BRAND BLAUBRAND(R) VOLUMETRIC FLASK 50 & | 1X2EA | 1 | 27 | Sigma-Aldrich | Z326208-2EA | https://www.sigmaaldrich.com/LT/en
Z326216-2EA | BRAND BLAUBRAND(R) VOLUMETRIC FLASK 100& | 1X2EA | 1 | 30 | Sigma-Aldrich | Z326216-2EA | https://www.sigmaaldrich.com/LT/en
Z326224-2EA | BRAND BLAUBRAND(R) VOLUMETRIC FLASK 200& | 1X2EA | 1 | 41 | Sigma-Aldrich | Z326224-2EA | https://www.sigmaaldrich.com/LT/en
Z326232-2EA | BRAND BLAUBRAND(R) VOLUMETRIC FLASK 250& | 1X2EA | 1 | 42 | Sigma-Aldrich | Z326232-2EA | https://www.sigmaaldrich.com/LT/en
Z326240-2EA | BRAND BLAUBRAND(R) VOLUMETRIC FLASK 500& | 1X2EA | 1 | 53 | Sigma-Aldrich | Z326240-2EA | https://www.sigmaaldrich.com/LT/en
Z326267-2EA | BRAND SILBERBRAND VOLUMETRIC FLASK 10 M& | 1X2EA | 1 | 30 | Sigma-Aldrich | Z326267-2EA | https://www.sigmaaldrich.com/LT/en
Z326283-2EA | BRAND SILBERBRAND VOLUMETRIC FLASK 25 M& | 1X2EA | 1 | 31 | Sigma-Aldrich | Z326283-2EA | https://www.sigmaaldrich.com/LT/en
Z326291-2EA | BRAND SILBERBRAND VOLUMETRIC FLASK 50 M& | 1X2EA | 1 | 36 | Sigma-Aldrich | Z326291-2EA | https://www.sigmaaldrich.com/LT/en
Z326305-2EA | BRAND SILBERBRAND VOLUMETRIC FLASK 100 & | 1X2EA | 1 | 39 | Sigma-Aldrich | Z326305-2EA | https://www.sigmaaldrich.com/LT/en
Z326313-2EA | BRAND SILBERBRAND VOLUMETRIC FLASK 200 & | 1X2EA | 1 | 44 | Sigma-Aldrich | Z326313-2EA | https://www.sigmaaldrich.com/LT/en
Z326321-2EA | BRAND SILBERBRAND VOLUMETRIC FLASK 250 & | 1X2EA | 1 | 46 | Sigma-Aldrich | Z326321-2EA | https://www.sigmaaldrich.com/LT/en
Z326348-2EA | BRAND SILBERBRAND VOLUMETRIC FLASK 500 & | 1X2EA | 1 | 55 | Sigma-Aldrich | Z326348-2EA | https://www.sigmaaldrich.com/LT/en
Z326372-1EA | BRAND SILBERBRAND VOLUMETRIC FLASK 5000& | 1X1EA | 1 | 136 | Sigma-Aldrich | Z326372-1EA | https://www.sigmaaldrich.com/LT/en
Z326380-2EA | BRAND BLAUBRAND(R) VOLUMETRIC FLASK, PP | 1X2EA | 1 | 54 | Sigma-Aldrich | Z326380-2EA | https://www.sigmaaldrich.com/LT/en
Z326399-2EA | BRAND BLAUBRAND(R) VOLUMETRIC FLASK, PP | 1X2EA | 1 | 54 | Sigma-Aldrich | Z326399-2EA | https://www.sigmaaldrich.com/LT/en
Z326402-2EA | BRAND BLAUBRAND(R) VOLUMETRIC FLASK, PP | 1X2EA | 1 | 54 | Sigma-Aldrich | Z326402-2EA | https://www.sigmaaldrich.com/LT/en
Z326410-2EA | BRAND BLAUBRAND(R) VOLUMETRIC FLASK, PP | 1X2EA | 1 | 54 | Sigma-Aldrich | Z326410-2EA | https://www.sigmaaldrich.com/LT/en
Z326429-2EA | BRAND BLAUBRAND(R) VOLUMETRIC FLASK, PP | 1X2EA | 1 | 57 | Sigma-Aldrich | Z326429-2EA | https://www.sigmaaldrich.com/LT/en
Z326437-2EA | BRAND BLAUBRAND(R) VOLUMETRIC FLASK, PP | 1X2EA | 1 | 58 | Sigma-Aldrich | Z326437-2EA | https://www.sigmaaldrich.com/LT/en
Z326445-2EA | BRAND BLAUBRAND(R) VOLUMETRIC FLASK, PP | 1X2EA | 1 | 58 | Sigma-Aldrich | Z326445-2EA | https://www.sigmaaldrich.com/LT/en
Z326453-2EA | BRAND BLAUBRAND(R) VOLUMETRIC FLASK, PP | 1X2EA | 1 | 73 | Sigma-Aldrich | Z326453-2EA | https://www.sigmaaldrich.com/LT/en
Z326461-2EA | BRAND BLAUBRAND(R) VOLUMETRIC FLASK, PP | 1X2EA | 1 | 80 | Sigma-Aldrich | Z326461-2EA | https://www.sigmaaldrich.com/LT/en
Z326488-2EA | BRAND BLAUBRAND(R) VOLUMETRIC FLASK, PP | 1X2EA | 1 | 100 | Sigma-Aldrich | Z326488-2EA | https://www.sigmaaldrich.com/LT/en
Z326534-2EA | BRAND BLAUBRAND(R) VOLUMETRIC FLASK, PP& | 1X2EA | 1 | 32 | Sigma-Aldrich | Z326534-2EA | https://www.sigmaaldrich.com/LT/en
Z326542-2EA | BRAND BLAUBRAND(R) VOLUMETRIC FLASK, PP& | 1X2EA | 1 | 33 | Sigma-Aldrich | Z326542-2EA | https://www.sigmaaldrich.com/LT/en
Z326550-2EA | BRAND BLAUBRAND(R) VOLUMETRIC FLASK, PP& | 1X2EA | 1 | 33 | Sigma-Aldrich | Z326550-2EA | https://www.sigmaaldrich.com/LT/en
Z326569-2EA | BRAND BLAUBRAND(R) VOLUMETRIC FLASK, PP& | 1X2EA | 1 | 33 | Sigma-Aldrich | Z326569-2EA | https://www.sigmaaldrich.com/LT/en
Z326577-2EA | BRAND BLAUBRAND(R) VOLUMETRIC FLASK, PP& | 1X2EA | 1 | 36 | Sigma-Aldrich | Z326577-2EA | https://www.sigmaaldrich.com/LT/en
Z326585-2EA | BRAND BLAUBRAND(R) VOLUMETRIC FLASK, PP& | 1X2EA | 1 | 37 | Sigma-Aldrich | Z326585-2EA | https://www.sigmaaldrich.com/LT/en
Z326593-2EA | BRAND BLAUBRAND(R) VOLUMETRIC FLASK, PP& | 1X2EA | 1 | 40 | Sigma-Aldrich | Z326593-2EA | https://www.sigmaaldrich.com/LT/en
Z326607-2EA | BRAND BLAUBRAND(R) VOLUMETRIC FLASK, PP& | 1X2EA | 1 | 40 | Sigma-Aldrich | Z326607-2EA | https://www.sigmaaldrich.com/LT/en
Z326615-2EA | BRAND BLAUBRAND(R) VOLUMETRIC FLASK, PP& | 1X2EA | 1 | 46 | Sigma-Aldrich | Z326615-2EA | https://www.sigmaaldrich.com/LT/en
Z326623-2EA | BRAND BLAUBRAND(R) VOLUMETRIC FLASK, PP& | 1X2EA | 1 | 48 | Sigma-Aldrich | Z326623-2EA | https://www.sigmaaldrich.com/LT/en
Z326631-2EA | BRAND BLAUBRAND(R) VOLUMETRIC FLASK, PP& | 1X2EA | 1 | 57 | Sigma-Aldrich | Z326631-2EA | https://www.sigmaaldrich.com/LT/en
Z326682-1EA | BRAND BLAUBRAND(R) VOLUMETRIC FLASK, PP& | 1X1EA | 1 | 131 | Sigma-Aldrich | Z326682-1EA | https://www.sigmaaldrich.com/LT/en
Z326690-1EA | BRAND BLAUBRAND(R) VOLUMETRIC FLASK, PP& | 1X1EA | 1 | 258 | Sigma-Aldrich | Z326690-1EA | https://www.sigmaaldrich.com/LT/en
Z326704-2EA | BRAND BLAUBRAND(R) ETERNA VOLUMETRIC FL& | 1X2EA | 1 | 32 | Sigma-Aldrich | Z326704-2EA | https://www.sigmaaldrich.com/LT/en
Z326712-2EA | BRAND BLAUBRAND(R) ETERNA VOLUMETRIC FL& | 1X2EA | 1 | 33 | Sigma-Aldrich | Z326712-2EA | https://www.sigmaaldrich.com/LT/en
Z326720-2EA | BRAND BLAUBRAND(R) ETERNA VOLUMETRIC FL& | 1X2EA | 1 | 33 | Sigma-Aldrich | Z326720-2EA | https://www.sigmaaldrich.com/LT/en
Z326739-2EA | BRAND BLAUBRAND(R) ETERNA VOLUMETRIC FL& | 1X2EA | 1 | 33 | Sigma-Aldrich | Z326739-2EA | https://www.sigmaaldrich.com/LT/en
Z326747-2EA | BRAND BLAUBRAND(R) ETERNA VOLUMETRIC FL& | 1X2EA | 1 | 36 | Sigma-Aldrich | Z326747-2EA | https://www.sigmaaldrich.com/LT/en
Z326755-2EA | BRAND BLAUBRAND(R) ETERNA VOLUMETRIC FL& | 1X2EA | 1 | 37 | Sigma-Aldrich | Z326755-2EA | https://www.sigmaaldrich.com/LT/en
Z326763-2EA | BRAND BLAUBRAND(R) ETERNA VOLUMETRIC FL& | 1X2EA | 1 | 40 | Sigma-Aldrich | Z326763-2EA | https://www.sigmaaldrich.com/LT/en
Z326771-2EA | BRAND BLAUBRAND(R) ETERNA VOLUMETRIC FL& | 1X2EA | 1 | 46 | Sigma-Aldrich | Z326771-2EA | https://www.sigmaaldrich.com/LT/en
Z326798-2EA | BRAND BLAUBRAND(R) ETERNA VOLUMETRIC FL& | 1X2EA | 1 | 48 | Sigma-Aldrich | Z326798-2EA | https://www.sigmaaldrich.com/LT/en
Z326801-2EA | BRAND BLAUBRAND(R) ETERNA VOLUMETRIC FL& | 1X2EA | 1 | 57 | Sigma-Aldrich | Z326801-2EA | https://www.sigmaaldrich.com/LT/en
Z326844-2EA | BRAND BLAUBRAND(R) VOLUMETRIC FLASK, GL& | 1X2EA | 1 | 38 | Sigma-Aldrich | Z326844-2EA | https://www.sigmaaldrich.com/LT/en
Z326852-2EA | BRAND BLAUBRAND(R) VOLUMETRIC FLASK, GL& | 1X2EA | 1 | 38 | Sigma-Aldrich | Z326852-2EA | https://www.sigmaaldrich.com/LT/en
Z326860-2EA | BRAND BLAUBRAND(R) VOLUMETRIC FLASK, GL& | 1X2EA | 1 | 39 | Sigma-Aldrich | Z326860-2EA | https://www.sigmaaldrich.com/LT/en
Z326879-2EA | BRAND BLAUBRAND(R) VOLUMETRIC FLASK, GL& | 1X2EA | 1 | 39 | Sigma-Aldrich | Z326879-2EA | https://www.sigmaaldrich.com/LT/en
Z326887-2EA | BRAND BLAUBRAND(R) VOLUMETRIC FLASK, GL& | 1X2EA | 1 | 42 | Sigma-Aldrich | Z326887-2EA | https://www.sigmaaldrich.com/LT/en
Z326895-2EA | BRAND BLAUBRAND(R) VOLUMETRIC FLASK, GL& | 1X2EA | 1 | 43 | Sigma-Aldrich | Z326895-2EA | https://www.sigmaaldrich.com/LT/en
Z326909-2EA | BRAND BLAUBRAND(R) VOLUMETRIC FLASK, GL& | 1X2EA | 1 | 46 | Sigma-Aldrich | Z326909-2EA | https://www.sigmaaldrich.com/LT/en
Z326917-2EA | BRAND BLAUBRAND(R) VOLUMETRIC FLASK, GL& | 1X2EA | 1 | 47 | Sigma-Aldrich | Z326917-2EA | https://www.sigmaaldrich.com/LT/en
Z326925-2EA | BRAND BLAUBRAND(R) VOLUMETRIC FLASK, GL& | 1X2EA | 1 | 51 | Sigma-Aldrich | Z326925-2EA | https://www.sigmaaldrich.com/LT/en
Z326933-2EA | BRAND BLAUBRAND(R) VOLUMETRIC FLASK, GL& | 1X2EA | 1 | 53 | Sigma-Aldrich | Z326933-2EA | https://www.sigmaaldrich.com/LT/en
Z326941-2EA | BRAND BLAUBRAND(R) VOLUMETRIC FLASK, GL& | 1X2EA | 1 | 63 | Sigma-Aldrich | Z326941-2EA | https://www.sigmaaldrich.com/LT/en
Z326984-1EA | BRAND BLAUBRAND(R) VOLUMETRIC FLASK, GL& | 1X1EA | 1 | 143 | Sigma-Aldrich | Z326984-1EA | https://www.sigmaaldrich.com/LT/en
Z326992-2EA | BRAND BLAUBRAND(R) VOLUMETRIC FLASK, GL& | 1X2EA | 1 | 64 | Sigma-Aldrich | Z326992-2EA | https://www.sigmaaldrich.com/LT/en
Z327018-2EA | BRAND BLAUBRAND(R) VOLUMETRIC FLASK, GL& | 1X2EA | 1 | 64 | Sigma-Aldrich | Z327018-2EA | https://www.sigmaaldrich.com/LT/en
Z327026-2EA | BRAND BLAUBRAND(R) VOLUMETRIC FLASK, GL& | 1X2EA | 1 | 64 | Sigma-Aldrich | Z327026-2EA | https://www.sigmaaldrich.com/LT/en
Z327034-2EA | BRAND BLAUBRAND(R) VOLUMETRIC FLASK, GL& | 1X2EA | 1 | 64 | Sigma-Aldrich | Z327034-2EA | https://www.sigmaaldrich.com/LT/en
Z327042-2EA | BRAND BLAUBRAND(R) VOLUMETRIC FLASK, GL& | 1X2EA | 1 | 66 | Sigma-Aldrich | Z327042-2EA | https://www.sigmaaldrich.com/LT/en
Z327050-2EA | BRAND BLAUBRAND(R) VOLUMETRIC FLASK, GL& | 1X2EA | 1 | 68 | Sigma-Aldrich | Z327050-2EA | https://www.sigmaaldrich.com/LT/en
Z327069-2EA | BRAND BLAUBRAND(R) VOLUMETRIC FLASK, GL& | 1X2EA | 1 | 69 | Sigma-Aldrich | Z327069-2EA | https://www.sigmaaldrich.com/LT/en
Z327077-2EA | BRAND BLAUBRAND(R) VOLUMETRIC FLASK, GL& | 1X2EA | 1 | 83 | Sigma-Aldrich | Z327077-2EA | https://www.sigmaaldrich.com/LT/en
Z327085-2EA | BRAND BLAUBRAND(R) VOLUMETRIC FLASK, GL& | 1X2EA | 1 | 90 | Sigma-Aldrich | Z327085-2EA | https://www.sigmaaldrich.com/LT/en
Z327093-2EA | BRAND BLAUBRAND(R) VOLUMETRIC FLASK, GL& | 1X2EA | 1 | 112 | Sigma-Aldrich | Z327093-2EA | https://www.sigmaaldrich.com/LT/en
Z327247-10EA | PLASTIBRAND(R) GRADUATED CYLINDER, PMP,& | 1X10EA | 1 | 38 | Sigma-Aldrich | Z327247-10EA | https://www.sigmaaldrich.com/LT/en
Z327255-10EA | PLASTIBRAND(R) GRADUATED CYLINDERS, PMP& | 1X10EA | 1 | 55 | Sigma-Aldrich | Z327255-10EA | https://www.sigmaaldrich.com/LT/en
Z327263-2EA | PLASTIBRAND(R) GRADUATED CYLINDER, PMP & | 1X2EA | 1 | 17 | Sigma-Aldrich | Z327263-2EA | https://www.sigmaaldrich.com/LT/en
Z327271-10EA | PLASTIBRAND(R) GRADUATED CYLINDER, PMP,& | 1X10EA | 1 | 49 | Sigma-Aldrich | Z327271-10EA | https://www.sigmaaldrich.com/LT/en
Z327298-10EA | PLASTIBRAND(R) GRADUATED CYLINDERS, PMP& | 1X10EA | 1 | 71 | Sigma-Aldrich | Z327298-10EA | https://www.sigmaaldrich.com/LT/en
Z327301-2EA | PLASTIBRAND(R) GRADUATED CYLINDER, PMP & | 1X2EA | 1 | 18 | Sigma-Aldrich | Z327301-2EA | https://www.sigmaaldrich.com/LT/en
Z327328-10EA | PLASTIBRAND(R) GRADUATED CYLINDER, PMP,& | 1X10EA | 1 | 59 | Sigma-Aldrich | Z327328-10EA | https://www.sigmaaldrich.com/LT/en
Z327336-10EA | PLASTIBRAND(R) GRADUATED CYLINDERS, PMP& | 1X10EA | 1 | 85 | Sigma-Aldrich | Z327336-10EA | https://www.sigmaaldrich.com/LT/en
Z327344-2EA | PLASTIBRAND(R) GRADUATED CYLINDER, PMP & | 1X2EA | 1 | 19 | Sigma-Aldrich | Z327344-2EA | https://www.sigmaaldrich.com/LT/en
Z327352-10EA | PLASTIBRAND(R) GRADUATED CYLINDER, PMP,& | 1X10EA | 1 | 76 | Sigma-Aldrich | Z327352-10EA | https://www.sigmaaldrich.com/LT/en
Z327360-10EA | PLASTIBRAND(R) GRADUATED CYLINDERS, PMP& | 1X10EA | 1 | 109 | Sigma-Aldrich | Z327360-10EA | https://www.sigmaaldrich.com/LT/en
Z327379-2EA | PLASTIBRAND(R) GRADUATED CYLINDER, PMP & | 1X2EA | 1 | 26 | Sigma-Aldrich | Z327379-2EA | https://www.sigmaaldrich.com/LT/en
Z327387-5EA | PLASTIBRAND(R) GRADUATED CYLINDER, PMP,& | 1X5EA | 1 | 59 | Sigma-Aldrich | Z327387-5EA | https://www.sigmaaldrich.com/LT/en
Z327395-5EA | PLASTIBRAND(R) GRADUATED CYLINDERS, PMP& | 1X5EA | 1 | 82 | Sigma-Aldrich | Z327395-5EA | https://www.sigmaaldrich.com/LT/en
Z327409-2EA | PLASTIBRAND(R) GRADUATED CYLINDER, PMP & | 1X2EA | 1 | 40 | Sigma-Aldrich | Z327409-2EA | https://www.sigmaaldrich.com/LT/en
Z327417-5EA | PLASTIBRAND(R) GRADUATED CYLINDER, PMP,& | 1X5EA | 1 | 90 | Sigma-Aldrich | Z327417-5EA | https://www.sigmaaldrich.com/LT/en
Z327425-5EA | PLASTIBRAND(R) GRADUATED CYLINDERS, PMP& | 1X5EA | 1 | 121 | Sigma-Aldrich | Z327425-5EA | https://www.sigmaaldrich.com/LT/en
Z327433-2EA | PLASTIBRAND(R) GRADUATED CYLINDER, PMP & | 1X2EA | 1 | 61 | Sigma-Aldrich | Z327433-2EA | https://www.sigmaaldrich.com/LT/en
Z327441-5EA | PLASTIBRAND(R) GRADUATED CYLINDER, PMP,& | 1X5EA | 1 | 139 | Sigma-Aldrich | Z327441-5EA | https://www.sigmaaldrich.com/LT/en
Z327468-5EA | PLASTIBRAND(R) GRADUATED CYLINDERS, PMP& | 1X5EA | 1 | 182 | Sigma-Aldrich | Z327468-5EA | https://www.sigmaaldrich.com/LT/en
Z327484-1EA | PLASTIBRAND(R) GRADUATED CYLINDER, PMP,& | 1X1EA | 1 | 46 | Sigma-Aldrich | Z327484-1EA | https://www.sigmaaldrich.com/LT/en
Z327492-1EA | PLASTIBRAND(R) GRADUATED CYLINDERS, PMP& | 1X1EA | 1 | 54 | Sigma-Aldrich | Z327492-1EA | https://www.sigmaaldrich.com/LT/en
Z327506-1EA | PLASTIBRAND(R) GRADUATED CYLINDER, PMP & | 1X1EA | 1 | 72 | Sigma-Aldrich | Z327506-1EA | https://www.sigmaaldrich.com/LT/en
Z327514-10EA | PLASTIBRAND(R) GRADUATED CYLINDER, PP, & | 1X10EA | 1 | 25 | Sigma-Aldrich | Z327514-10EA | https://www.sigmaaldrich.com/LT/en
Z327522-10EA | PLASTIBRAND(R) GRADUATED CYLINDER, PP, & | 1X10EA | 1 | 38 | Sigma-Aldrich | Z327522-10EA | https://www.sigmaaldrich.com/LT/en
Z327530-10EA | PLASTIBRAND(R) GRADUATED CYLINDER, PP, & | 1X10EA | 1 | 30 | Sigma-Aldrich | Z327530-10EA | https://www.sigmaaldrich.com/LT/en
Z327549-10EA | PLASTIBRAND(R) GRADUATED CYLINDER, PP, & | 1X10EA | 1 | 48 | Sigma-Aldrich | Z327549-10EA | https://www.sigmaaldrich.com/LT/en
Z327557-10EA | PLASTIBRAND(R) GRADUATED CYLINDER, PP, & | 1X10EA | 1 | 33 | Sigma-Aldrich | Z327557-10EA | https://www.sigmaaldrich.com/LT/en
Z327565-10EA | PLASTIBRAND(R) GRADUATED CYLINDER, PP, & | 1X10EA | 1 | 54 | Sigma-Aldrich | Z327565-10EA | https://www.sigmaaldrich.com/LT/en
Z327573-10EA | PLASTIBRAND(R) GRADUATED CYLINDER, PP, & | 1X10EA | 1 | 42 | Sigma-Aldrich | Z327573-10EA | https://www.sigmaaldrich.com/LT/en
Z327581-10EA | PLASTIBRAND(R) GRADUATED CYLINDER, PP, & | 1X10EA | 1 | 71 | Sigma-Aldrich | Z327581-10EA | https://www.sigmaaldrich.com/LT/en
Z327603-5EA | PLASTIBRAND(R) GRADUATED CYLINDER, PP, & | 1X5EA | 1 | 33 | Sigma-Aldrich | Z327603-5EA | https://www.sigmaaldrich.com/LT/en
Z327611-5EA | PLASTIBRAND(R) GRADUATED CYLINDER, PP, & | 1X5EA | 1 | 55 | Sigma-Aldrich | Z327611-5EA | https://www.sigmaaldrich.com/LT/en
Z327638-5EA | PLASTIBRAND(R) GRADUATED CYLINDER, PP, & | 1X5EA | 1 | 45 | Sigma-Aldrich | Z327638-5EA | https://www.sigmaaldrich.com/LT/en
Z327646-5EA | PLASTIBRAND(R) GRADUATED CYLINDER, PP, & | 1X5EA | 1 | 73 | Sigma-Aldrich | Z327646-5EA | https://www.sigmaaldrich.com/LT/en
Z327654-5EA | PLASTIBRAND(R) GRADUATED CYLINDER, PP, & | 1X5EA | 1 | 62 | Sigma-Aldrich | Z327654-5EA | https://www.sigmaaldrich.com/LT/en
Z327670-5EA | PLASTIBRAND(R) GRADUATED CYLINDER, PP, & | 1X5EA | 1 | 98 | Sigma-Aldrich | Z327670-5EA | https://www.sigmaaldrich.com/LT/en
Z327689-1EA | PLASTIBRAND(R) GRADUATED CYLINDER, PP, & | 1X1EA | 1 | 28 | Sigma-Aldrich | Z327689-1EA | https://www.sigmaaldrich.com/LT/en
Z327697-1EA | PLASTIBRAND(R) GRADUATED CYLINDER, PP, & | 1X1EA | 1 | 36 | Sigma-Aldrich | Z327697-1EA | https://www.sigmaaldrich.com/LT/en
Z327700-12EA | PLASTIBRAND(R) VOLUMETRIC PIPETTE, PP, & | 1X12EA | 1 | 99 | Sigma-Aldrich | Z327700-12EA | https://www.sigmaaldrich.com/LT/en
Z327719-12EA | PLASTIBRAND(R) VOLUMETRIC PIPETTE, PP, & | 1X12EA | 1 | 117 | Sigma-Aldrich | Z327719-12EA | https://www.sigmaaldrich.com/LT/en
Z327727-6EA | PLASTIBRAND(R) VOLUMETRIC PIPETTE, PP, & | 1X6EA | 1 | 89 | Sigma-Aldrich | Z327727-6EA | https://www.sigmaaldrich.com/LT/en
Z327735-6EA | PLASTIBRAND(R) VOLUMETRIC PIPETTE, PP, & | 1X6EA | 1 | 93 | Sigma-Aldrich | Z327735-6EA | https://www.sigmaaldrich.com/LT/en
Z327743-6EA | PLASTIBRAND(R) VOLUMETRIC PIPETTE, PP, & | 1X6EA | 1 | 93 | Sigma-Aldrich | Z327743-6EA | https://www.sigmaaldrich.com/LT/en
Z327751-6EA | PLASTIBRAND(R) VOLUMETRIC PIPETTE, PP, & | 1X6EA | 1 | 99 | Sigma-Aldrich | Z327751-6EA | https://www.sigmaaldrich.com/LT/en
Z327778-12EA | PLASTIBRAND(R) GRADUATED PIPETTE, PP, H& | 1X12EA | 1 | 112 | Sigma-Aldrich | Z327778-12EA | https://www.sigmaaldrich.com/LT/en
Z327786-12EA | PLASTIBRAND(R) GRADUATED PIPETTE, PP, H& | 1X12EA | 1 | 117 | Sigma-Aldrich | Z327786-12EA | https://www.sigmaaldrich.com/LT/en
Z327794-12EA | PLASTIBRAND(R) GRADUATED PIPETTE, PP, H& | 1X12EA | 1 | 122 | Sigma-Aldrich | Z327794-12EA | https://www.sigmaaldrich.com/LT/en
Z327808-12EA | PLASTIBRAND(R) GRADUATED PIPETTE, PP, H& | 1X12EA | 1 | 161 | Sigma-Aldrich | Z327808-12EA | https://www.sigmaaldrich.com/LT/en
Z327816-12EA | PLASTIBRAND(R) GRADUATED PIPETTE, PP, H& | 1X12EA | 1 | 132 | Sigma-Aldrich | Z327816-12EA | https://www.sigmaaldrich.com/LT/en
Z328235-1EA | BRAND(R) TRANSFERPETTOR(R) POSITIVE DIS& | 1X1EA | 1 | 192 | Sigma-Aldrich | Z328235-1EA | https://www.sigmaaldrich.com/LT/en
Z328243-1EA | BRAND(R) TRANSFERPETTOR(R) POSITIVE DIS& | 1X1EA | 1 | 192 | Sigma-Aldrich | Z328243-1EA | https://www.sigmaaldrich.com/LT/en
Z328286-1EA | BRAND(R) TRANSFERPETTOR(R) POSITIVE DIS | 1X1EA | 1 | 192 | Sigma-Aldrich | Z328286-1EA | https://www.sigmaaldrich.com/LT/en
Z328294-1EA | BRAND(R) TRANSFERPETTOR(R) POSITIVE DIS& | 1X1EA | 1 | 192 | Sigma-Aldrich | Z328294-1EA | https://www.sigmaaldrich.com/LT/en
Z328308-1EA | BRAND(R) TRANSFERPETTOR(R) POSITIVE DIS& | 1X1EA | 1 | 192 | Sigma-Aldrich | Z328308-1EA | https://www.sigmaaldrich.com/LT/en
Z328316-1EA | BRAND(R) TRANSFERPETTOR(R) POSITIVE DIS& | 1X1EA | 1 | 192 | Sigma-Aldrich | Z328316-1EA | https://www.sigmaaldrich.com/LT/en
Z328324-1EA | BRAND(R) TRANSFERPETTOR(R) POSITIVE DIS& | 1X1EA | 1 | 192 | Sigma-Aldrich | Z328324-1EA | https://www.sigmaaldrich.com/LT/en
Z328332-1EA | BRAND(R) TRANSFERPETTOR(R) POSITIVE DIS& | 1X1EA | 1 | 192 | Sigma-Aldrich | Z328332-1EA | https://www.sigmaaldrich.com/LT/en
Z328340-1EA | BRAND(R) TRANSFERPETTOR(R) POSITIVE DIS& | 1X1EA | 1 | 192 | Sigma-Aldrich | Z328340-1EA | https://www.sigmaaldrich.com/LT/en
Z328359-1EA | BRAND(R) TRANSFERPETTOR(R) POSITIVE DIS& | 1X1EA | 1 | 334 | Sigma-Aldrich | Z328359-1EA | https://www.sigmaaldrich.com/LT/en
Z328367-1EA | BRAND(R) TRANSFERPETTOR(R) POSITIVE DIS& | 1X1EA | 1 | 334 | Sigma-Aldrich | Z328367-1EA | https://www.sigmaaldrich.com/LT/en
Z328375-1EA | BRAND(R) TRANSFERPETTOR(R) POSITIVE DIS& | 1X1EA | 1 | 334 | Sigma-Aldrich | Z328375-1EA | https://www.sigmaaldrich.com/LT/en
Z328383-1EA | BRAND(R) TRANSFERPETTOR(R) POSITIVE DIS& | 1X1EA | 1 | 334 | Sigma-Aldrich | Z328383-1EA | https://www.sigmaaldrich.com/LT/en
Z328391-1EA | BRAND(R) TRANSFERPETTOR(R) POSITIVE DIS& | 1X1EA | 1 | 334 | Sigma-Aldrich | Z328391-1EA | https://www.sigmaaldrich.com/LT/en
Z328405-1EA | BRAND(R) TRANSFERPETTOR(R) POSITIVE DIS& | 1X1EA | 1 | 334 | Sigma-Aldrich | Z328405-1EA | https://www.sigmaaldrich.com/LT/en
Z328413-1EA | BRAND(R) TRANSFERPETTOR(R) POSITIVE DIS& | 1X1EA | 1 | 334 | Sigma-Aldrich | Z328413-1EA | https://www.sigmaaldrich.com/LT/en
Z328421-1EA | BRAND(R) TRANSFERPETTOR(R) POSITIVE DIS& | 1X1EA | 1 | 334 | Sigma-Aldrich | Z328421-1EA | https://www.sigmaaldrich.com/LT/en
Z328448-1EA | BRAND(R) TRANSFERPETTOR(R) STATION FOR & | 1X1EA | 1 | 102 | Sigma-Aldrich | Z328448-1EA | https://www.sigmaaldrich.com/LT/en
Z328456-1EA | BRAND(R) TRANSFERPETTOR(R) STATION FOR & | 1X1EA | 1 | 123 | Sigma-Aldrich | Z328456-1EA | https://www.sigmaaldrich.com/LT/en
Z328464-1PAK | BRAND(R) TRANSFERPETTOR(R) CAPS VOLUME & | 1X1PAK | 1 | 29 | Sigma-Aldrich | Z328464-1PAK | https://www.sigmaaldrich.com/LT/en
Z328472-1PAK | BRAND(R) TRANSFERPETTOR(R) CAPS VOLUME & | 1X1PAK | 1 | 29 | Sigma-Aldrich | Z328472-1PAK | https://www.sigmaaldrich.com/LT/en
Z328480-1PAK | BRAND(R) TRANSFERPETTOR(R) CAPS VOLUME & | 1X1PAK | 1 | 29 | Sigma-Aldrich | Z328480-1PAK | https://www.sigmaaldrich.com/LT/en
Z328499-1PAK | BRAND(R) TRANSFERPETTOR(R) CAPS VOLUME & | 1X1PAK | 1 | 29 | Sigma-Aldrich | Z328499-1PAK | https://www.sigmaaldrich.com/LT/en
Z328502-1PAK | BRAND(R) TRANSFERPETTOR(R) CAPS VOLUME & | 1X1PAK | 1 | 29 | Sigma-Aldrich | Z328502-1PAK | https://www.sigmaaldrich.com/LT/en
Z328537-1PAK | BRAND(R) TRANSFERPETTOR(R) CAPS VOLUME & | 1X1PAK | 1 | 23 | Sigma-Aldrich | Z328537-1PAK | https://www.sigmaaldrich.com/LT/en
Z328545-1PAK | BRAND(R) TRANSFERPETTOR(R) CAPS VOLUME & | 1X1PAK | 1 | 23 | Sigma-Aldrich | Z328545-1PAK | https://www.sigmaaldrich.com/LT/en
Z328553-1PAK | BRAND(R) TRANSFERPETTOR(R) CAPS VOLUME & | 1X1PAK | 1 | 23 | Sigma-Aldrich | Z328553-1PAK | https://www.sigmaaldrich.com/LT/en
Z328561-1PAK | BRAND(R) TRANSFERPETTOR(R) SEALS FOR 20& | 1X1PAK | 1 | 15 | Sigma-Aldrich | Z328561-1PAK | https://www.sigmaaldrich.com/LT/en
Z328588-1PAK | BRAND(R) TRANSFERPETTOR(R) SEALS FOR 50& | 1X1PAK | 1 | 15 | Sigma-Aldrich | Z328588-1PAK | https://www.sigmaaldrich.com/LT/en
Z328596-1PAK | BRAND(R) TRANSFERPETTOR(R) SEALS FOR 10& | 1X1PAK | 1 | 15 | Sigma-Aldrich | Z328596-1PAK | https://www.sigmaaldrich.com/LT/en
Z328618-1PAK | BRAND(R) TRANSFERPETTOR(R) SEALS FOR 10& | 1X1PAK | 1 | 19 | Sigma-Aldrich | Z328618-1PAK | https://www.sigmaaldrich.com/LT/en
Z328626-1PAK | BRAND(R) TRANSFERPETTOR(R) SEALS FOR 20& | 1X1PAK | 1 | 19 | Sigma-Aldrich | Z328626-1PAK | https://www.sigmaaldrich.com/LT/en
Z328634-1PAK | BRAND(R) TRANSFERPETTOR(R) SEALS FOR 1-& | 1X1PAK | 1 | 19 | Sigma-Aldrich | Z328634-1PAK | https://www.sigmaaldrich.com/LT/en
Z328642-1PAK | BRAND(R) TRANSFERPETTOR(R) SEALS FOR 2-& | 1X1PAK | 1 | 19 | Sigma-Aldrich | Z328642-1PAK | https://www.sigmaaldrich.com/LT/en
Z328650-10EA | BRAND(R) MAGNETIC STIRRING BAR, PTFE, C& | 1X10EA | 1 | 42 | Sigma-Aldrich | Z328650-10EA | https://www.sigmaaldrich.com/LT/en
Z328669-10EA | BRAND(R) MAGNETIC STIRRING BAR, PTFE, C& | 1X10EA | 1 | 29 | Sigma-Aldrich | Z328669-10EA | https://www.sigmaaldrich.com/LT/en
Z328677-1EA | BRAND(R) MAGNETIC STIRRING BAR, PTFE, C& | 1X1EA | 1 | 80 | Sigma-Aldrich | Z328677-1EA | https://www.sigmaaldrich.com/LT/en
Z328685-10EA | BRAND(R) MAGNETIC STIRRING BAR, PTFE, C& | 1X10EA | 1 | 22 | Sigma-Aldrich | Z328685-10EA | https://www.sigmaaldrich.com/LT/en
Z328693-10EA | BRAND(R) MAGNETIC STIRRING BAR, PTFE, C& | 1X10EA | 1 | 45 | Sigma-Aldrich | Z328693-10EA | https://www.sigmaaldrich.com/LT/en
Z328707-10EA | BRAND(R) MAGNETIC STIRRING BAR, PTFE, C& | 1X10EA | 1 | 72 | Sigma-Aldrich | Z328707-10EA | https://www.sigmaaldrich.com/LT/en
Z328715-10EA | BRAND(R) MAGNETIC STIRRING BAR, PTFE, C& | 1X10EA | 1 | 34 | Sigma-Aldrich | Z328715-10EA | https://www.sigmaaldrich.com/LT/en
Z328723-10EA | BRAND(R) MAGNETIC STIRRING BAR, PTFE, C& | 1X10EA | 1 | 31 | Sigma-Aldrich | Z328723-10EA | https://www.sigmaaldrich.com/LT/en
Z328731-1EA | BRAND(R) MAGNETIC STIRRING BAR, PTFE, C& | 1X1EA | 1 | 126 | Sigma-Aldrich | Z328731-1EA | https://www.sigmaaldrich.com/LT/en
Z328758-10EA | BRAND(R) MAGNETIC STIRRING BAR, PTFE, C& | 1X10EA | 1 | 46 | Sigma-Aldrich | Z328758-10EA | https://www.sigmaaldrich.com/LT/en
Z328766-10EA | BRAND(R) MAGNETIC STIRRING BAR, PTFE, C& | 1X10EA | 1 | 29 | Sigma-Aldrich | Z328766-10EA | https://www.sigmaaldrich.com/LT/en
Z328774-10EA | BRAND(R) MAGNETIC STIRRING BAR, PTFE, C& | 1X10EA | 1 | 34 | Sigma-Aldrich | Z328774-10EA | https://www.sigmaaldrich.com/LT/en
Z328782-10EA | BRAND(R) MAGNETIC STIRRING BAR, PTFE, C& | 1X10EA | 1 | 46 | Sigma-Aldrich | Z328782-10EA | https://www.sigmaaldrich.com/LT/en
Z328790-10EA | BRAND(R) MAGNETIC STIRRING BAR, PTFE, C& | 1X10EA | 1 | 34 | Sigma-Aldrich | Z328790-10EA | https://www.sigmaaldrich.com/LT/en
Z328804-10EA | BRAND(R) MAGNETIC STIRRING BAR, PTFE, C& | 1X10EA | 1 | 57 | Sigma-Aldrich | Z328804-10EA | https://www.sigmaaldrich.com/LT/en
Z328812-10EA | BRAND(R) MAGNETIC STIRRING BAR, PTFE, C& | 1X10EA | 1 | 39 | Sigma-Aldrich | Z328812-10EA | https://www.sigmaaldrich.com/LT/en
Z328820-10EA | BRAND(R) MAGNETIC STIRRING BAR, PTFE, C& | 1X10EA | 1 | 52 | Sigma-Aldrich | Z328820-10EA | https://www.sigmaaldrich.com/LT/en
Z328839-10EA | BRAND(R) MAGNETIC STIRRING BAR, PTFE, C& | 1X10EA | 1 | 44 | Sigma-Aldrich | Z328839-10EA | https://www.sigmaaldrich.com/LT/en
Z328847-10EA | BRAND(R) MAGNETIC STIRRING BAR, PTFE, C& | 1X10EA | 1 | 52 | Sigma-Aldrich | Z328847-10EA | https://www.sigmaaldrich.com/LT/en
Z328863-10EA | BRAND(R) MAGNETIC STIRRING BAR, PTFE, C& | 1X10EA | 1 | 33 | Sigma-Aldrich | Z328863-10EA | https://www.sigmaaldrich.com/LT/en
Z328871-10EA | BRAND(R) MAGNETIC STIRRING BAR, PTFE, C& | 1X10EA | 1 | 87 | Sigma-Aldrich | Z328871-10EA | https://www.sigmaaldrich.com/LT/en
Z328898-10EA | BRAND(R) MAGNETIC STIRRING BAR, PTFE, C& | 1X10EA | 1 | 46 | Sigma-Aldrich | Z328898-10EA | https://www.sigmaaldrich.com/LT/en
Z328901-10EA | BRAND(R) MAGNETIC STIRRING BAR, PTFE, C& | 1X10EA | 1 | 91 | Sigma-Aldrich | Z328901-10EA | https://www.sigmaaldrich.com/LT/en
Z328928-10EA | BRAND(R) MAGNETIC STIRRING BAR, PTFE, C& | 1X10EA | 1 | 50 | Sigma-Aldrich | Z328928-10EA | https://www.sigmaaldrich.com/LT/en
Z328936-10EA | BRAND(R) MAGNETIC STIRRING BAR, PTFE, C& | 1X10EA | 1 | 34 | Sigma-Aldrich | Z328936-10EA | https://www.sigmaaldrich.com/LT/en
Z328944-10EA | BRAND(R) MAGNETIC STIRRING BAR, PTFE, C& | 1X10EA | 1 | 94 | Sigma-Aldrich | Z328944-10EA | https://www.sigmaaldrich.com/LT/en
Z328952-10EA | BRAND(R) MAGNETIC STIRRING BAR, PTFE, C& | 1X10EA | 1 | 42 | Sigma-Aldrich | Z328952-10EA | https://www.sigmaaldrich.com/LT/en
Z328960-10EA | BRAND(R) MAGNETIC STIRRING BAR, PTFE, C& | 1X10EA | 1 | 35 | Sigma-Aldrich | Z328960-10EA | https://www.sigmaaldrich.com/LT/en
Z328979-10EA | BRAND(R) MAGNETIC STIRRING BAR, PTFE, C& | 1X10EA | 1 | 32 | Sigma-Aldrich | Z328979-10EA | https://www.sigmaaldrich.com/LT/en
Z328987-10EA | BRAND(R) MAGNETIC STIRRING BAR, PTFE, C& | 1X10EA | 1 | 38 | Sigma-Aldrich | Z328987-10EA | https://www.sigmaaldrich.com/LT/en
Z328995-10EA | BRAND(R) MAGNETIC STIRRING BAR, PTFE, C& | 1X10EA | 1 | 39 | Sigma-Aldrich | Z328995-10EA | https://www.sigmaaldrich.com/LT/en
Z329002-10EA | BRAND(R) MAGNETIC STIRRING BAR, PTFE, C& | 1X10EA | 1 | 50 | Sigma-Aldrich | Z329002-10EA | https://www.sigmaaldrich.com/LT/en
Z329010-10EA | BRAND(R) MAGNETIC STIRRING BAR, PTFE, C& | 1X10EA | 1 | 68 | Sigma-Aldrich | Z329010-10EA | https://www.sigmaaldrich.com/LT/en
Z329029-10EA | BRAND(R) MAGNETIC STIRRING BAR, PTFE, C& | 1X10EA | 1 | 65 | Sigma-Aldrich | Z329029-10EA | https://www.sigmaaldrich.com/LT/en
Z329037-10EA | BRAND(R) MAGNETIC STIRRING BAR, PTFE, C& | 1X10EA | 1 | 65 | Sigma-Aldrich | Z329037-10EA | https://www.sigmaaldrich.com/LT/en
Z329053-10EA | BRAND(R) MAGNETIC STIRRING BAR, PTFE, C& | 1X10EA | 1 | 112 | Sigma-Aldrich | Z329053-10EA | https://www.sigmaaldrich.com/LT/en
Z329061-10EA | BRAND(R) MAGNETIC STIRRING BAR, PTFE, C& | 1X10EA | 1 | 51 | Sigma-Aldrich | Z329061-10EA | https://www.sigmaaldrich.com/LT/en
Z329088-10EA | BRAND(R) MAGNETIC STIRRING BAR, PTFE, O& | 1X10EA | 1 | 40 | Sigma-Aldrich | Z329088-10EA | https://www.sigmaaldrich.com/LT/en
Z329096-10EA | BRAND(R) MAGNETIC STIRRING BAR, PTFE, O& | 1X10EA | 1 | 44 | Sigma-Aldrich | Z329096-10EA | https://www.sigmaaldrich.com/LT/en
Z329118-10EA | BRAND(R) MAGNETIC STIRRING BAR, PTFE, O& | 1X10EA | 1 | 46 | Sigma-Aldrich | Z329118-10EA | https://www.sigmaaldrich.com/LT/en
Z329126-10EA | BRAND(R) MAGNETIC STIRRING BAR, PTFE, O& | 1X10EA | 1 | 44 | Sigma-Aldrich | Z329126-10EA | https://www.sigmaaldrich.com/LT/en
Z329134-10EA | BRAND(R) MAGNETIC STIRRING BAR, PTFE, O& | 1X10EA | 1 | 69 | Sigma-Aldrich | Z329134-10EA | https://www.sigmaaldrich.com/LT/en
Z329150-10EA | BRAND(R) MAGNETIC STIRRING BAR, PTFE, O& | 1X10EA | 1 | 55 | Sigma-Aldrich | Z329150-10EA | https://www.sigmaaldrich.com/LT/en
Z329169-10EA | BRAND(R) MAGNETIC STIRRING BAR, PTFE, O& | 1X10EA | 1 | 68 | Sigma-Aldrich | Z329169-10EA | https://www.sigmaaldrich.com/LT/en
Z329177-10EA | BRAND(R) MAGNETIC STIRRING BAR, PTFE, O& | 1X10EA | 1 | 63 | Sigma-Aldrich | Z329177-10EA | https://www.sigmaaldrich.com/LT/en
Z329185-10EA | BRAND(R) MAGNETIC STIRRING BAR, PTFE, O& | 1X10EA | 1 | 86 | Sigma-Aldrich | Z329185-10EA | https://www.sigmaaldrich.com/LT/en
Z329193-10EA | BRAND(R) MAGNETIC STIRRING BAR, PTFE, O& | 1X10EA | 1 | 128 | Sigma-Aldrich | Z329193-10EA | https://www.sigmaaldrich.com/LT/en
Z329207-10EA | BRAND(R) MAGNETIC STIRRING BAR, PTFE, O& | 1X10EA | 1 | 73 | Sigma-Aldrich | Z329207-10EA | https://www.sigmaaldrich.com/LT/en
Z329215-10EA | BRAND(R) MAGNETIC STIRRING BAR, PTFE, O& | 1X10EA | 1 | 76 | Sigma-Aldrich | Z329215-10EA | https://www.sigmaaldrich.com/LT/en
Z329223-10EA | BRAND(R) MAGNETIC STIRRING BAR, PTFE, O& | 1X10EA | 1 | 81 | Sigma-Aldrich | Z329223-10EA | https://www.sigmaaldrich.com/LT/en
Z329231-10EA | BRAND(R) MAGNETIC STIRRING BAR, PTFE, O& | 1X10EA | 1 | 97 | Sigma-Aldrich | Z329231-10EA | https://www.sigmaaldrich.com/LT/en
Z329258-10EA | BRAND(R) MAGNETIC STIRRING BAR, PTFE, O& | 1X10EA | 1 | 120 | Sigma-Aldrich | Z329258-10EA | https://www.sigmaaldrich.com/LT/en
Z329266-10EA | BRAND(R) MAGNETIC STIRRING BAR, PTFE, O& | 1X10EA | 1 | 127 | Sigma-Aldrich | Z329266-10EA | https://www.sigmaaldrich.com/LT/en
Z329274-10EA | BRAND(R) MAGNETIC STIRRING BAR, PTFE, O& | 1X10EA | 1 | 155 | Sigma-Aldrich | Z329274-10EA | https://www.sigmaaldrich.com/LT/en
Z329282-10EA | BRAND(R) MAGNETIC STIRRING BAR, PTFE, O& | 1X10EA | 1 | 211 | Sigma-Aldrich | Z329282-10EA | https://www.sigmaaldrich.com/LT/en
Z329290-10EA | BRAND(R) MAGNETIC STIRRING BAR, PTFE, O& | 1X10EA | 1 | 248 | Sigma-Aldrich | Z329290-10EA | https://www.sigmaaldrich.com/LT/en
Z329304-10EA | BRAND(R) MAGNETIC STIRRING BAR, PTFE, O& | 1X10EA | 1 | 289 | Sigma-Aldrich | Z329304-10EA | https://www.sigmaaldrich.com/LT/en
Z329339-10EA | BRAND(R) MAGNETIC STIRRING BAR, PTFE, T& | 1X10EA | 1 | 42 | Sigma-Aldrich | Z329339-10EA | https://www.sigmaaldrich.com/LT/en
Z329347-10EA | BRAND(R) MAGNETIC STIRRING BAR, PTFE, T& | 1X10EA | 1 | 94 | Sigma-Aldrich | Z329347-10EA | https://www.sigmaaldrich.com/LT/en
Z329355-10EA | BRAND(R) MAGNETIC STIRRING BAR, PTFE, T& | 1X10EA | 1 | 53 | Sigma-Aldrich | Z329355-10EA | https://www.sigmaaldrich.com/LT/en
Z329363-10EA | BRAND(R) MAGNETIC STIRRING BAR, PTFE, T& | 1X10EA | 1 | 80 | Sigma-Aldrich | Z329363-10EA | https://www.sigmaaldrich.com/LT/en
Z329371-10EA | BRAND(R) MAGNETIC STIRRING BAR, PTFE, T& | 1X10EA | 1 | 86 | Sigma-Aldrich | Z329371-10EA | https://www.sigmaaldrich.com/LT/en
Z329398-10EA | BRAND(R) MAGNETIC STIRRING BAR, PTFE, T& | 1X10EA | 1 | 81 | Sigma-Aldrich | Z329398-10EA | https://www.sigmaaldrich.com/LT/en
Z329401-10EA | BRAND(R) MAGNETIC STIRRING BAR, PTFE, T& | 1X10EA | 1 | 128 | Sigma-Aldrich | Z329401-10EA | https://www.sigmaaldrich.com/LT/en
Z329428-1EA | BRAND(R) MAGNETIC STIRRING BAR RETRIEVE& | 1X1EA | 1 | 19 | Sigma-Aldrich | Z329428-1EA | https://www.sigmaaldrich.com/LT/en
Z329436-1EA | BRAND(R) MAGNETIC STIRRING BAR RETRIEVE& | 1X1EA | 1 | 26 | Sigma-Aldrich | Z329436-1EA | https://www.sigmaaldrich.com/LT/en
Z329452-1EA | BRAND(R) MAGNETIC STIRRING BAR RETRIEVE& | 1X1EA | 1 | 29 | Sigma-Aldrich | Z329452-1EA | https://www.sigmaaldrich.com/LT/en
Z329460-1EA | PLASTIBRAND(R) VOLUMETRIC FLASK, PMP | 1X1EA | 1 | 14 | Sigma-Aldrich | Z329460-1EA | https://www.sigmaaldrich.com/LT/en
Z329479-1EA | PLASTIBRAND(R) VOLUMETRIC FLASK, PMP & | 1X1EA | 1 | 16 | Sigma-Aldrich | Z329479-1EA | https://www.sigmaaldrich.com/LT/en
Z329487-1EA | PLASTIBRAND(R) VOLUMETRIC FLASK, PMP & | 1X1EA | 1 | 20 | Sigma-Aldrich | Z329487-1EA | https://www.sigmaaldrich.com/LT/en
Z329495-1EA | PLASTIBRAND(R) VOLUMETRIC FLASK, PMP & | 1X1EA | 1 | 20 | Sigma-Aldrich | Z329495-1EA | https://www.sigmaaldrich.com/LT/en
Z329509-1EA | PLASTIBRAND(R) VOLUMETRIC FLASK, PMP | 1X1EA | 1 | 23 | Sigma-Aldrich | Z329509-1EA | https://www.sigmaaldrich.com/LT/en
Z329517-1EA | PLASTIBRAND(R) VOLUMETRIC FLASK, PP & | 1X1EA | 1 | 10 | Sigma-Aldrich | Z329517-1EA | https://www.sigmaaldrich.com/LT/en
Z329525-1EA | PLASTIBRAND(R) VOLUMETRIC FLASK, PP | 1X1EA | 1 | 12 | Sigma-Aldrich | Z329525-1EA | https://www.sigmaaldrich.com/LT/en
Z329533-1EA | PLASTIBRAND(R) VOLUMETRIC FLASK, PP & | 1X1EA | 1 | 13 | Sigma-Aldrich | Z329533-1EA | https://www.sigmaaldrich.com/LT/en
Z329541-1EA | PLASTIBRAND(R) VOLUMETRIC FLASK, PP & | 1X1EA | 1 | 16 | Sigma-Aldrich | Z329541-1EA | https://www.sigmaaldrich.com/LT/en
Z329568-1EA | PLASTIBRAND(R) VOLUMETRIC FLASK, PP & | 1X1EA | 1 | 16 | Sigma-Aldrich | Z329568-1EA | https://www.sigmaaldrich.com/LT/en
Z329576-1EA | PLASTIBRAND(R) VOLUMETRIC FLASK, PP & | 1X1EA | 1 | 19 | Sigma-Aldrich | Z329576-1EA | https://www.sigmaaldrich.com/LT/en
Z329673-5EA | PLASTIBRAND(R) WASH BOTTLE, WIDE-MOUTH,& | 1X5EA | 1 | 34 | Sigma-Aldrich | Z329673-5EA | https://www.sigmaaldrich.com/LT/en
Z329681-5EA | PLASTIBRAND(R) WASH BOTTLE, WIDE-MOUTH,& | 1X5EA | 1 | 34 | Sigma-Aldrich | Z329681-5EA | https://www.sigmaaldrich.com/LT/en
Z329703-5EA | PLASTIBRAND(R) WASH BOTTLE, WIDE-MOUTH,& | 1X5EA | 1 | 34 | Sigma-Aldrich | Z329703-5EA | https://www.sigmaaldrich.com/LT/en
Z329711-5EA | PLASTIBRAND(R) WASH BOTTLE, WIDE-MOUTH,& | 1X5EA | 1 | 34 | Sigma-Aldrich | Z329711-5EA | https://www.sigmaaldrich.com/LT/en
Z329738-5EA | PLASTIBRAND(R) WASH BOTTLE, WIDE-MOUTH,& | 1X5EA | 1 | 34 | Sigma-Aldrich | Z329738-5EA | https://www.sigmaaldrich.com/LT/en
Z329746-5EA | PLASTIBRAND(R) WASH BOTTLE, WIDE-MOUTH,& | 1X5EA | 1 | 28 | Sigma-Aldrich | Z329746-5EA | https://www.sigmaaldrich.com/LT/en
Z329797-5EA | PLASTIBRAND(R) WASH BOTTLE, WIDE-MOUTH,& | 1X5EA | 1 | 39 | Sigma-Aldrich | Z329797-5EA | https://www.sigmaaldrich.com/LT/en
Z329819-5EA | PLASTIBRAND(R) WASH BOTTLE, WIDE-MOUTH,& | 1X5EA | 1 | 45 | Sigma-Aldrich | Z329819-5EA | https://www.sigmaaldrich.com/LT/en
Z329827-5EA | PLASTIBRAND(R) WASH BOTTLE, WIDE-MOUTH,& | 1X5EA | 1 | 45 | Sigma-Aldrich | Z329827-5EA | https://www.sigmaaldrich.com/LT/en
Z329835-5EA | PLASTIBRAND(R) WASH BOTTLE, WIDE-MOUTH,& | 1X5EA | 1 | 45 | Sigma-Aldrich | Z329835-5EA | https://www.sigmaaldrich.com/LT/en
Z329843-5EA | PLASTIBRAND(R) WASH BOTTLE, WIDE-MOUTH,& | 1X5EA | 1 | 45 | Sigma-Aldrich | Z329843-5EA | https://www.sigmaaldrich.com/LT/en
Z329851-5EA | PLASTIBRAND(R) WASH BOTTLE, WIDE-MOUTH,& | 1X5EA | 1 | 45 | Sigma-Aldrich | Z329851-5EA | https://www.sigmaaldrich.com/LT/en
Z329886-5EA | PLASTIBRAND(R) WASH BOTTLE, WIDE-MOUTH,& | 1X5EA | 1 | 51 | Sigma-Aldrich | Z329886-5EA | https://www.sigmaaldrich.com/LT/en
Z329959-1PAK | PLASTIBRAND(R) NARROW-MOUTH BOTTLE, LDP& | 1X1PAK | 1 | 98 | Sigma-Aldrich | Z329959-1PAK | https://www.sigmaaldrich.com/LT/en
Z329967-1PAK | PLASTIBRAND(R) NARROW-MOUTH BOTTLE, LDP& | 1X1PAK | 1 | 53 | Sigma-Aldrich | Z329967-1PAK | https://www.sigmaaldrich.com/LT/en
Z329975-1PAK | PLASTIBRAND(R) NARROW-MOUTH BOTTLE, LDP& | 1X1PAK | 1 | 86 | Sigma-Aldrich | Z329975-1PAK | https://www.sigmaaldrich.com/LT/en
Z329983-1PAK | PLASTIBRAND(R) NARROW-MOUTH BOTTLE, LDP& | 1X1PAK | 1 | 143 | Sigma-Aldrich | Z329983-1PAK | https://www.sigmaaldrich.com/LT/en
Z329991-1PAK | PLASTIBRAND(R) NARROW-MOUTH BOTTLE, LDP& | 1X1PAK | 1 | 123 | Sigma-Aldrich | Z329991-1PAK | https://www.sigmaaldrich.com/LT/en
Z330000-1PAK | PLASTIBRAND(R) NARROW-MOUTH BOTTLE, LDP& | 1X1PAK | 1 | 180 | Sigma-Aldrich | Z330000-1PAK | https://www.sigmaaldrich.com/LT/en
Z330086-1PAK | PLASTIBRAND(R) WIDE-MOUTH BOTTLES, LDPE& | 1X1PAK | 1 | 121 | Sigma-Aldrich | Z330086-1PAK | https://www.sigmaaldrich.com/LT/en
Z330094-1PAK | PLASTIBRAND(R) WIDE-MOUTH BOTTLES, LDPE& | 1X1PAK | 1 | 75 | Sigma-Aldrich | Z330094-1PAK | https://www.sigmaaldrich.com/LT/en
Z330108-1PAK | PLASTIBRAND(R) WIDE-MOUTH BOTTLES, LDPE& | 1X1PAK | 1 | 99 | Sigma-Aldrich | Z330108-1PAK | https://www.sigmaaldrich.com/LT/en
Z330116-1PAK | PLASTIBRAND(R) WIDE-MOUTH BOTTLES, LDPE& | 1X1PAK | 1 | 163 | Sigma-Aldrich | Z330116-1PAK | https://www.sigmaaldrich.com/LT/en
Z330124-1PAK | PLASTIBRAND(R) WIDE-MOUTH BOTTLES, LDPE& | 1X1PAK | 1 | 135 | Sigma-Aldrich | Z330124-1PAK | https://www.sigmaaldrich.com/LT/en
Z330132-1PAK | PLASTIBRAND(R) WIDE-MOUTH BOTTLES, LDPE& | 1X1PAK | 1 | 197 | Sigma-Aldrich | Z330132-1PAK | https://www.sigmaaldrich.com/LT/en
Z330159-1PAK | BRAND(R) SCREW CAPS FOR LDPE BOTTLES TH& | 1X1PAK | 1 | 13 | Sigma-Aldrich | Z330159-1PAK | https://www.sigmaaldrich.com/LT/en
Z330167-1PAK | BRAND(R) SCREW CAPS FOR LDPE BOTTLES TH& | 1X1PAK | 1 | 16 | Sigma-Aldrich | Z330167-1PAK | https://www.sigmaaldrich.com/LT/en
Z330175-1PAK | BRAND(R) SCREW CAPS FOR LDPE BOTTLES TH& | 1X1PAK | 1 | 10 | Sigma-Aldrich | Z330175-1PAK | https://www.sigmaaldrich.com/LT/en
Z330183-1PAK | BRAND(R) SCREW CAPS FOR LDPE BOTTLES TH& | 1X1PAK | 1 | 10 | Sigma-Aldrich | Z330183-1PAK | https://www.sigmaaldrich.com/LT/en
Z330191-1PAK | BRAND(R) SCREW CAPS FOR LDPE BOTTLES TH& | 1X1PAK | 1 | 13 | Sigma-Aldrich | Z330191-1PAK | https://www.sigmaaldrich.com/LT/en
Z330205-1PAK | BRAND(R) SCREW CAPS FOR LDPE BOTTLES TH& | 1X1PAK | 1 | 19 | Sigma-Aldrich | Z330205-1PAK | https://www.sigmaaldrich.com/LT/en
Z330213-1PAK | BRAND(R) SCREW CAPS FOR LDPE BOTTLES TH& | 1X1PAK | 1 | 33 | Sigma-Aldrich | Z330213-1PAK | https://www.sigmaaldrich.com/LT/en
Z330221-1PAK | PLASTIBRAND(R) DROPPING BOTTLE, LDPE CA& | 1X1PAK | 1 | 79 | Sigma-Aldrich | Z330221-1PAK | https://www.sigmaaldrich.com/LT/en
Z330248-1PAK | PLASTIBRAND(R) DROPPING BOTTLE, LDPE CA& | 1X1PAK | 1 | 90 | Sigma-Aldrich | Z330248-1PAK | https://www.sigmaaldrich.com/LT/en
Z330256-1PAK | PLASTIBRAND(R) DROPPING BOTTLE, LDPE CA& | 1X1PAK | 1 | 108 | Sigma-Aldrich | Z330256-1PAK | https://www.sigmaaldrich.com/LT/en
Z330264-1PAK | PLASTIBRAND(R) DROPPING BOTTLE, LDPE CA& | 1X1PAK | 1 | 58 | Sigma-Aldrich | Z330264-1PAK | https://www.sigmaaldrich.com/LT/en
Z330272-1PAK | PLASTIBRAND(R) DROPPING BOTTLE, LDPE CA& | 1X1PAK | 1 | 94 | Sigma-Aldrich | Z330272-1PAK | https://www.sigmaaldrich.com/LT/en
Z330280-1PAK | PLASTIBRAND(R) DROPPING BOTTLE, LDPE CA& | 1X1PAK | 1 | 150 | Sigma-Aldrich | Z330280-1PAK | https://www.sigmaaldrich.com/LT/en
Z330302-1PAK | BRAND(R) CAP WITH DROPPER NOZZLE, FOR D& | 1X1PAK | 1 | 30 | Sigma-Aldrich | Z330302-1PAK | https://www.sigmaaldrich.com/LT/en
Z330310-1PAK | BRAND(R) CAP WITH DROPPER NOZZLE, FOR D& | 1X1PAK | 1 | 18 | Sigma-Aldrich | Z330310-1PAK | https://www.sigmaaldrich.com/LT/en
Z330329-1PAK | BRAND(R) CAP WITH DROPPER NOZZLE, FOR D& | 1X1PAK | 1 | 23 | Sigma-Aldrich | Z330329-1PAK | https://www.sigmaaldrich.com/LT/en
Z330345-1PAK | PLASTIBRAND(R) DROPPER BOTTLE, PTFE CAP& | 1X1PAK | 1 | 80 | Sigma-Aldrich | Z330345-1PAK | https://www.sigmaaldrich.com/LT/en
Z330353-1PAK | PLASTIBRAND(R) DROPPER BOTTLE, PTFE CAP& | 1X1PAK | 1 | 89 | Sigma-Aldrich | Z330353-1PAK | https://www.sigmaaldrich.com/LT/en
Z330426-2EA | LENZ(R) BISTABIL(R) SEPARATING FUNNEL C& | 1X2EA | 1 | 98 | Sigma-Aldrich | Z330426-2EA | https://www.sigmaaldrich.com/LT/en
Z330469-2EA | LENZ(R) BISTABIL(R) SEPARATING FUNNEL C& | 1X2EA | 1 | 196 | Sigma-Aldrich | Z330469-2EA | https://www.sigmaaldrich.com/LT/en
Z330485-2EA | LENZ(R) BISTABIL(R) SEPARATING FUNNEL C& | 1X2EA | 1 | 108 | Sigma-Aldrich | Z330485-2EA | https://www.sigmaaldrich.com/LT/en
Z330493-2EA | LENZ(R) BISTABIL(R) SEPARATING FUNNEL C& | 1X2EA | 1 | 110 | Sigma-Aldrich | Z330493-2EA | https://www.sigmaaldrich.com/LT/en
Z330507-2EA | LENZ(R) BISTABIL(R) SEPARATING FUNNEL C& | 1X2EA | 1 | 137 | Sigma-Aldrich | Z330507-2EA | https://www.sigmaaldrich.com/LT/en
Z330515-2EA | LENZ(R) BISTABIL(R) SEPARATING FUNNEL C& | 1X2EA | 1 | 160 | Sigma-Aldrich | Z330515-2EA | https://www.sigmaaldrich.com/LT/en
Z330523-2EA | LENZ(R) BISTABIL(R) SEPARATING FUNNEL C& | 1X2EA | 1 | 208 | Sigma-Aldrich | Z330523-2EA | https://www.sigmaaldrich.com/LT/en
Z330531-1EA | LENZ(R) BISTABIL(R) SEPARATING FUNNEL C& | 1X1EA | 1 | 157 | Sigma-Aldrich | Z330531-1EA | https://www.sigmaaldrich.com/LT/en
Z330558-2EA | LENZ(R) BISTABIL(R) SEPARATING FUNNEL C& | 1X2EA | 1 | 91 | Sigma-Aldrich | Z330558-2EA | https://www.sigmaaldrich.com/LT/en
Z330612-2EA | LENZ(R) BISTABIL(R) SEPARATING FUNNEL C& | 1X2EA | 1 | 100 | Sigma-Aldrich | Z330612-2EA | https://www.sigmaaldrich.com/LT/en
Z330620-2EA | LENZ(R) BISTABIL(R) SEPARATING FUNNEL C& | 1X2EA | 1 | 104 | Sigma-Aldrich | Z330620-2EA | https://www.sigmaaldrich.com/LT/en
Z330639-2EA | LENZ(R) BISTABIL(R) SEPARATING FUNNEL C& | 1X2EA | 1 | 132 | Sigma-Aldrich | Z330639-2EA | https://www.sigmaaldrich.com/LT/en
Z330647-2EA | LENZ(R) BISTABIL(R) SEPARATING FUNNEL C& | 1X2EA | 1 | 149 | Sigma-Aldrich | Z330647-2EA | https://www.sigmaaldrich.com/LT/en
Z330655-2EA | LENZ(R) BISTABIL(R) SEPARATING FUNNEL C& | 1X2EA | 1 | 200 | Sigma-Aldrich | Z330655-2EA | https://www.sigmaaldrich.com/LT/en
Z330663-1EA | LENZ(R) BISTABIL(R) SEPARATING FUNNEL C& | 1X1EA | 1 | 147 | Sigma-Aldrich | Z330663-1EA | https://www.sigmaaldrich.com/LT/en
Z330841-2EA | LENZ(R) SQUIBB SEPARATING FUNNEL FUNNEL& | 1X2EA | 1 | 95 | Sigma-Aldrich | Z330841-2EA | https://www.sigmaaldrich.com/LT/en
Z330868-2EA | LENZ(R) SQUIBB SEPARATING FUNNEL FUNNEL& | 1X2EA | 1 | 88 | Sigma-Aldrich | Z330868-2EA | https://www.sigmaaldrich.com/LT/en
Z330876-2EA | LENZ(R) SQUIBB SEPARATING FUNNEL FUNNEL& | 1X2EA | 1 | 108 | Sigma-Aldrich | Z330876-2EA | https://www.sigmaaldrich.com/LT/en
Z330884-2EA | LENZ(R) SQUIBB SEPARATING FUNNEL FUNNEL& | 1X2EA | 1 | 121 | Sigma-Aldrich | Z330884-2EA | https://www.sigmaaldrich.com/LT/en
Z330892-2EA | LENZ(R) SQUIBB SEPARATING FUNNEL FUNNEL& | 1X2EA | 1 | 168 | Sigma-Aldrich | Z330892-2EA | https://www.sigmaaldrich.com/LT/en
Z330906-1EA | LENZ(R) SQUIBB SEPARATING FUNNEL FUNNEL& | 1X1EA | 1 | 99 | Sigma-Aldrich | Z330906-1EA | https://www.sigmaaldrich.com/LT/en
Z330914-2EA | LENZ(R) SQUIBB SEPARATING FUNNEL FUNNEL& | 1X2EA | 1 | 108 | Sigma-Aldrich | Z330914-2EA | https://www.sigmaaldrich.com/LT/en
Z330922-2EA | LENZ(R) SQUIBB SEPARATING FUNNEL FUNNEL& | 1X2EA | 1 | 99 | Sigma-Aldrich | Z330922-2EA | https://www.sigmaaldrich.com/LT/en
Z330930-2EA | LENZ(R) SQUIBB SEPARATING FUNNEL FUNNEL& | 1X2EA | 1 | 116 | Sigma-Aldrich | Z330930-2EA | https://www.sigmaaldrich.com/LT/en
Z330949-2EA | LENZ(R) SQUIBB SEPARATING FUNNEL FUNNEL& | 1X2EA | 1 | 140 | Sigma-Aldrich | Z330949-2EA | https://www.sigmaaldrich.com/LT/en
Z330957-2EA | LENZ(R) SQUIBB SEPARATING FUNNEL FUNNEL& | 1X2EA | 1 | 174 | Sigma-Aldrich | Z330957-2EA | https://www.sigmaaldrich.com/LT/en
Z330965-1EA | LENZ(R) SQUIBB SEPARATING FUNNEL FUNNEL& | 1X1EA | 1 | 101 | Sigma-Aldrich | Z330965-1EA | https://www.sigmaaldrich.com/LT/en
Z331139-2EA | LENZ(R) DROPPING FUNNEL WITH PRESSURE E& | 1X2EA | 1 | 162 | Sigma-Aldrich | Z331139-2EA | https://www.sigmaaldrich.com/LT/en
Z331155-2EA | LENZ(R) DROPPING FUNNEL WITH PRESSURE E& | 1X2EA | 1 | 167 | Sigma-Aldrich | Z331155-2EA | https://www.sigmaaldrich.com/LT/en
Z331171-2EA | LENZ(R) DROPPING FUNNEL WITH PRESSURE E& | 1X2EA | 1 | 192 | Sigma-Aldrich | Z331171-2EA | https://www.sigmaaldrich.com/LT/en
Z331198-2EA | LENZ(R) DROPPING FUNNEL WITH PRESSURE E& | 1X2EA | 1 | 215 | Sigma-Aldrich | Z331198-2EA | https://www.sigmaaldrich.com/LT/en
Z331228-2EA | LENZ(R) DROPPING FUNNEL WITH PRESSURE E& | 1X2EA | 1 | 172 | Sigma-Aldrich | Z331228-2EA | https://www.sigmaaldrich.com/LT/en
Z331236-2EA | LENZ(R) DROPPING FUNNEL WITH PRESSURE E& | 1X2EA | 1 | 167 | Sigma-Aldrich | Z331236-2EA | https://www.sigmaaldrich.com/LT/en
Z331244-2EA | LENZ(R) DROPPING FUNNEL WITH PRESSURE E& | 1X2EA | 1 | 176 | Sigma-Aldrich | Z331244-2EA | https://www.sigmaaldrich.com/LT/en
Z331252-2EA | LENZ(R) DROPPING FUNNEL WITH PRESSURE E& | 1X2EA | 1 | 174 | Sigma-Aldrich | Z331252-2EA | https://www.sigmaaldrich.com/LT/en
Z331260-2EA | LENZ(R) DROPPING FUNNEL WITH PRESSURE E& | 1X2EA | 1 | 207 | Sigma-Aldrich | Z331260-2EA | https://www.sigmaaldrich.com/LT/en
Z331279-2EA | LENZ(R) DROPPING FUNNEL WITH PRESSURE E& | 1X2EA | 1 | 225 | Sigma-Aldrich | Z331279-2EA | https://www.sigmaaldrich.com/LT/en
Z331287-2EA | LENZ(R) DROPPING FUNNEL WITH PRESSURE E& | 1X2EA | 1 | 291 | Sigma-Aldrich | Z331287-2EA | https://www.sigmaaldrich.com/LT/en
Z331341-1EA | LENZ(R) PEAR SHAPED FLASK CAPACITY 10 M& | 1X1EA | 1 | 13 | Sigma-Aldrich | Z331341-1EA | https://www.sigmaaldrich.com/LT/en
Z331368-1EA | LENZ(R) PEAR SHAPED FLASK CAPACITY 25 M& | 1X1EA | 1 | 16 | Sigma-Aldrich | Z331368-1EA | https://www.sigmaaldrich.com/LT/en
Z331376-1EA | LENZ(R) PEAR SHAPED FLASK CAPACITY 50 M& | 1X1EA | 1 | 18 | Sigma-Aldrich | Z331376-1EA | https://www.sigmaaldrich.com/LT/en
Z331384-1EA | LENZ(R) PEAR SHAPED FLASK CAPACITY 100 & | 1X1EA | 1 | 21 | Sigma-Aldrich | Z331384-1EA | https://www.sigmaaldrich.com/LT/en
Z331392-1EA | LENZ(R) ROUND BOTTOM FLASKS CAPACITY 10& | 1X1EA | 1 | 11 | Sigma-Aldrich | Z331392-1EA | https://www.sigmaaldrich.com/LT/en
Z331406-1EA | LENZ(R) ROUND BOTTOM FLASKS CAPACITY 25& | 1X1EA | 1 | 12 | Sigma-Aldrich | Z331406-1EA | https://www.sigmaaldrich.com/LT/en
Z331414-1EA | LENZ(R) ROUND BOTTOM FLASKS CAPACITY 50& | 1X1EA | 1 | 13 | Sigma-Aldrich | Z331414-1EA | https://www.sigmaaldrich.com/LT/en
Z331422-1EA | LENZ(R) ROUND BOTTOM FLASKS CAPACITY 10& | 1X1EA | 1 | 13 | Sigma-Aldrich | Z331422-1EA | https://www.sigmaaldrich.com/LT/en
Z331430-1EA | LENZ(R) ROUND BOTTOM FLASKS CAPACITY 25& | 1X1EA | 1 | 30 | Sigma-Aldrich | Z331430-1EA | https://www.sigmaaldrich.com/LT/en
Z331449-1EA | LENZ(R) ROUND BOTTOM FLASKS CAPACITY 50& | 1X1EA | 1 | 16 | Sigma-Aldrich | Z331449-1EA | https://www.sigmaaldrich.com/LT/en
Z331457-1EA | LENZ(R) ROUND BOTTOM FLASKS CAPACITY 10& | 1X1EA | 1 | 14 | Sigma-Aldrich | Z331457-1EA | https://www.sigmaaldrich.com/LT/en
Z331465-1EA | LENZ(R) ROUND BOTTOM FLASKS CAPACITY 25& | 1X1EA | 1 | 24 | Sigma-Aldrich | Z331465-1EA | https://www.sigmaaldrich.com/LT/en
Z331473-1EA | LENZ(R) ROUND BOTTOM FLASKS CAPACITY 50& | 1X1EA | 1 | 31 | Sigma-Aldrich | Z331473-1EA | https://www.sigmaaldrich.com/LT/en
Z331481-1EA | LENZ(R) ROUND BOTTOM FLASKS CAPACITY 1,& | 1X1EA | 1 | 45 | Sigma-Aldrich | Z331481-1EA | https://www.sigmaaldrich.com/LT/en
Z331503-1EA | LENZ(R) ROUND BOTTOM FLASKS CAPACITY 2,& | 1X1EA | 1 | 76 | Sigma-Aldrich | Z331503-1EA | https://www.sigmaaldrich.com/LT/en
Z331511-1EA | LENZ(R) ROUND BOTTOM FLASKS CAPACITY 4,& | 1X1EA | 1 | 164 | Sigma-Aldrich | Z331511-1EA | https://www.sigmaaldrich.com/LT/en
Z331619-6EA | BRAND(R) ERLENMEYER FLASK, WIDE-NECK, S& | 1X6EA | 1 | 31 | Sigma-Aldrich | Z331619-6EA | https://www.sigmaaldrich.com/LT/en
Z331627-6EA | BRAND(R) ERLENMEYER FLASK, WIDE-NECK, S& | 1X6EA | 1 | 35 | Sigma-Aldrich | Z331627-6EA | https://www.sigmaaldrich.com/LT/en
Z331635-6EA | BRAND(R) ERLENMEYER FLASK, WIDE-NECK, S& | 1X6EA | 1 | 47 | Sigma-Aldrich | Z331635-6EA | https://www.sigmaaldrich.com/LT/en
Z331643-6EA | BRAND(R) ERLENMEYER FLASK, WIDE-NECK, S& | 1X6EA | 1 | 54 | Sigma-Aldrich | Z331643-6EA | https://www.sigmaaldrich.com/LT/en
Z331651-4EA | BRAND(R) ERLENMEYER FLASK, WIDE-NECK, S& | 1X4EA | 1 | 48 | Sigma-Aldrich | Z331651-4EA | https://www.sigmaaldrich.com/LT/en
Z331678-1EA | BRAND BLAUBRAND(R) BULB PIPETTE, CALIBR | 1X1EA | 1 | 54 | Sigma-Aldrich | Z331678-1EA | https://www.sigmaaldrich.com/LT/en
Z331694-1EA | BRAND(R) MACRO PIPETTE CONTROLLER MAGEN& | 1X1EA | 1 | 54 | Sigma-Aldrich | Z331694-1EA | https://www.sigmaaldrich.com/LT/en
Z331716-1EA | BRAND(R) MACRO PIPETTE CONTROLLER GREEN | 1X1EA | 1 | 54 | Sigma-Aldrich | Z331716-1EA | https://www.sigmaaldrich.com/LT/en
Z331732-1EA | BRAND(R) MICRO PIPETTE CONTROLLER | 1X1EA | 1 | 43 | Sigma-Aldrich | Z331732-1EA | https://www.sigmaaldrich.com/LT/en
Z331740-1PAK | BRAND(TM) PLASTIBRAND(TM) PIPETTE, 3 ML& | 1X1PAK | 1 | 30 | Sigma-Aldrich | Z331740-1PAK | https://www.sigmaaldrich.com/LT/en
Z331759-1PAK | BRAND(TM) PLASTIBRAND(TM) PIPETTE, 3.5 & | 1X1PAK | 1 | 30 | Sigma-Aldrich | Z331759-1PAK | https://www.sigmaaldrich.com/LT/en
Z331775-1PAK | PLASTIBRAND(R) DROPPING PIPETTES CAPACI& | 1X1PAK | 1 | 86 | Sigma-Aldrich | Z331775-1PAK | https://www.sigmaaldrich.com/LT/en
Z331783-1PAK | PLASTIBRAND(R) DROPPING PIPETTES CAPACI& | 1X1PAK | 1 | 22 | Sigma-Aldrich | Z331783-1PAK | https://www.sigmaaldrich.com/LT/en
Z331805-1PAK | PLASTIBRAND(R) DROPPING PIPETTES CAPACI& | 1X1PAK | 1 | 24 | Sigma-Aldrich | Z331805-1PAK | https://www.sigmaaldrich.com/LT/en
Z332194-1EA | BOTTLE ADAPTERS FOR BRAND(R) DISPENSETT& | 1X1EA | 1 | 9 | Sigma-Aldrich | Z332194-1EA | https://www.sigmaaldrich.com/LT/en
Z332208-1EA | BOTTLE ADAPTERS FOR BRAND(R) DISPENSETT& | 1X1EA | 1 | 9 | Sigma-Aldrich | Z332208-1EA | https://www.sigmaaldrich.com/LT/en
Z332216-1EA | BOTTLE ADAPTERS FOR BRAND(R) DISPENSETT& | 1X1EA | 1 | 9 | Sigma-Aldrich | Z332216-1EA | https://www.sigmaaldrich.com/LT/en
Z332224-1EA | BOTTLE ADAPTERS FOR BRAND(R) DISPENSETT& | 1X1EA | 1 | 9 | Sigma-Aldrich | Z332224-1EA | https://www.sigmaaldrich.com/LT/en
Z332232-1EA | BOTTLE ADAPTERS FOR BRAND(R) DISPENSETT& | 1X1EA | 1 | 9 | Sigma-Aldrich | Z332232-1EA | https://www.sigmaaldrich.com/LT/en
Z332240-1EA | BOTTLE ADAPTERS FOR BRAND(R) DISPENSETT& | 1X1EA | 1 | 9 | Sigma-Aldrich | Z332240-1EA | https://www.sigmaaldrich.com/LT/en
Z332259-1EA | BOTTLE ADAPTERS FOR BRAND(R) DISPENSETT& | 1X1EA | 1 | 10 | Sigma-Aldrich | Z332259-1EA | https://www.sigmaaldrich.com/LT/en
Z332267-1EA | BOTTLE ADAPTERS FOR BRAND(R) DISPENSETT& | 1X1EA | 1 | 11 | Sigma-Aldrich | Z332267-1EA | https://www.sigmaaldrich.com/LT/en
Z332275-1EA | BOTTLE ADAPTERS FOR BRAND(R) DISPENSETT& | 1X1EA | 1 | 11 | Sigma-Aldrich | Z332275-1EA | https://www.sigmaaldrich.com/LT/en
Z332283-1EA | BOTTLE ADAPTERS FOR BRAND(R) DISPENSETT& | 1X1EA | 1 | 9 | Sigma-Aldrich | Z332283-1EA | https://www.sigmaaldrich.com/LT/en
Z332291-1EA | BOTTLE ADAPTERS FOR BRAND(R) DISPENSETT& | 1X1EA | 1 | 9 | Sigma-Aldrich | Z332291-1EA | https://www.sigmaaldrich.com/LT/en
Z332305-1EA | BOTTLE ADAPTERS FOR BRAND(R) DISPENSETT& | 1X1EA | 1 | 9 | Sigma-Aldrich | Z332305-1EA | https://www.sigmaaldrich.com/LT/en
Z332313-1EA | BOTTLE ADAPTERS FOR BRAND(R) DISPENSETT& | 1X1EA | 1 | 22 | Sigma-Aldrich | Z332313-1EA | https://www.sigmaaldrich.com/LT/en
Z332321-1EA | BOTTLE ADAPTERS FOR BRAND(R) DISPENSETT& | 1X1EA | 1 | 13 | Sigma-Aldrich | Z332321-1EA | https://www.sigmaaldrich.com/LT/en
Z332348-1EA | BOTTLE ADAPTERS FOR BRAND(R) DISPENSETT& | 1X1EA | 1 | 13 | Sigma-Aldrich | Z332348-1EA | https://www.sigmaaldrich.com/LT/en
Z332364-1EA | BOTTLE ADAPTERS FOR BRAND(R) DISPENSETT& | 1X1EA | 1 | 16 | Sigma-Aldrich | Z332364-1EA | https://www.sigmaaldrich.com/LT/en
Z332372-1EA | BOTTLE ADAPTERS FOR BRAND(R) DISPENSETT& | 1X1EA | 1 | 20 | Sigma-Aldrich | Z332372-1EA | https://www.sigmaaldrich.com/LT/en
Z332380-1EA | BOTTLE ADAPTERS FOR BRAND(R) DISPENSETT& | 1X1EA | 1 | 17 | Sigma-Aldrich | Z332380-1EA | https://www.sigmaaldrich.com/LT/en
Z332399-1EA | BOTTLE ADAPTERS FOR BRAND(R) DISPENSETT& | 1X1EA | 1 | 17 | Sigma-Aldrich | Z332399-1EA | https://www.sigmaaldrich.com/LT/en
Z332437-1EA | BRAND(R) DISCHARGE TUBE FOR DISPENSETTE& | 1X1EA | 1 | 29 | Sigma-Aldrich | Z332437-1EA | https://www.sigmaaldrich.com/LT/en
Z332445-1EA | BRAND(R) DISCHARGE TUBE FOR DISPENSETTE& | 1X1EA | 1 | 27 | Sigma-Aldrich | Z332445-1EA | https://www.sigmaaldrich.com/LT/en
Z332461-1EA | BRAND(R) DISCHARGE TUBE FOR DISPENSETTE& | 1X1EA | 1 | 35 | Sigma-Aldrich | Z332461-1EA | https://www.sigmaaldrich.com/LT/en
Z332577-1EA | MICROFILTER CONNECTOR ASSEMBLY WITH LUE& | 1X1EA | 1 | 13 | Sigma-Aldrich | Z332577-1EA | https://www.sigmaaldrich.com/LT/en
Z332585-1EA | DRYING TUBE FOR BRAND(R) DISPENSETTE(R)& | 1X1EA | 1 | 26 | Sigma-Aldrich | Z332585-1EA | https://www.sigmaaldrich.com/LT/en
Z332593-1EA | DRUM ADAPTER SYSTEM FOR BRAND(R) DISPEN& | 1X1EA | 1 | 225 | Sigma-Aldrich | Z332593-1EA | https://www.sigmaaldrich.com/LT/en
Z332771-1PAK | PLASTIBRAND(R) ADAPTER FOR 25 & 50M& | 1X1PAK | 1 | 21 | Sigma-Aldrich | Z332771-1PAK | https://www.sigmaaldrich.com/LT/en
Z332798-1PAK | PLASTIBRAND(R) ADAPTER FOR 25 & 50M& | 1X1PAK | 1 | 194 | Sigma-Aldrich | Z332798-1PAK | https://www.sigmaaldrich.com/LT/en
Z333913-1PAK | BRAND(R) ACCU-JET(R) PRO PIPETTE CONTRO& | 1X1PAK | 1 | 45 | Sigma-Aldrich | Z333913-1PAK | https://www.sigmaaldrich.com/LT/en
Z333921-1PAK | BRAND(R) MACRO PIPETTE CONTROLLER MEMBR& | 1X1PAK | 1 | 9 | Sigma-Aldrich | Z333921-1PAK | https://www.sigmaaldrich.com/LT/en
Z333948-1PAK | BRAND(R) MACRO PIPETTE CONTROLLER MEMBR& | 1X1PAK | 1 | 39 | Sigma-Aldrich | Z333948-1PAK | https://www.sigmaaldrich.com/LT/en
Z333964-1EA | BRAND(R) ACCU-JET(R) PRO WALL SUPPORT F& | 1X1EA | 1 | 16 | Sigma-Aldrich | Z333964-1EA | https://www.sigmaaldrich.com/LT/en
Z333972-1EA | BRAND(R) PIPETTE FILLERS FLIP | 1X1EA | 1 | 19 | Sigma-Aldrich | Z333972-1EA | https://www.sigmaaldrich.com/LT/en
Z333980-1EA | BRAND(R) DIGITAL TRANSFERPETTE(R)S VOLU | 1X1EA | 1 | 15 | Sigma-Aldrich | Z333980-1EA | https://www.sigmaaldrich.com/LT/en
Z333999-1EA | BRAND(R) PIPETTE FILLERS UNIVERSAL | 1X1EA | 1 | 16 | Sigma-Aldrich | Z333999-1EA | https://www.sigmaaldrich.com/LT/en
Z334006-1PAK | PLASTIBRAND(R) MICROCENTRIFUGE TUBE, 0.& | 1X1PAK | 1 | 50 | Sigma-Aldrich | Z334006-1PAK | https://www.sigmaaldrich.com/LT/en
Z334014-1PAK | PLASTIBRAND(R) MICROCENTRIFUGE TUBE, 1.& | 1X1PAK | 1 | 17 | Sigma-Aldrich | Z334014-1PAK | https://www.sigmaaldrich.com/LT/en
Z334022-1PAK | PLASTIBRAND(R) MICROCENTRIFUGE TUBE, 1.& | 1X1PAK | 1 | 17 | Sigma-Aldrich | Z334022-1PAK | https://www.sigmaaldrich.com/LT/en
Z334030-1PAK | PLASTIBRAND(R) MICROCENTRIFUGE TUBE, 1.& | 1X1PAK | 1 | 17 | Sigma-Aldrich | Z334030-1PAK | https://www.sigmaaldrich.com/LT/en
Z334049-1PAK | PLASTIBRAND(R) MICROCENTRIFUGE TUBE, 1.& | 1X1PAK | 1 | 17 | Sigma-Aldrich | Z334049-1PAK | https://www.sigmaaldrich.com/LT/en
Z334057-1PAK | PLASTIBRAND(R) microcentrifuge tube, 1.5 | 1X1PAK | 1 | 17 | Sigma-Aldrich | Z334057-1PAK | https://www.sigmaaldrich.com/LT/en
Z334081-5EA | PLASTIBRAND(R) CRYOVIAL RACKS, PP BLUE | 1X5EA | 1 | 73 | Sigma-Aldrich | Z334081-5EA | https://www.sigmaaldrich.com/LT/en
Z334111-5EA | PLASTIBRAND(R) CRYOVIAL RACKS, PP RED | 1X5EA | 1 | 73 | Sigma-Aldrich | Z334111-5EA | https://www.sigmaaldrich.com/LT/en
Z334138-5EA | PLASTIBRAND(R) CRYOVIAL RACKS, PP WHITE | 1X5EA | 1 | 73 | Sigma-Aldrich | Z334138-5EA | https://www.sigmaaldrich.com/LT/en
Z334146-5EA | PLASTIBRAND(R) TEST TUBE RACKS, PP TUBE& | 1X5EA | 1 | 60 | Sigma-Aldrich | Z334146-5EA | https://www.sigmaaldrich.com/LT/en
Z334154-5EA | PLASTIBRAND(R) TEST TUBE RACKS, PP TUBE& | 1X5EA | 1 | 60 | Sigma-Aldrich | Z334154-5EA | https://www.sigmaaldrich.com/LT/en
Z334162-5EA | PLASTIBRAND(R) TEST TUBE RACKS, PP TUBE& | 1X5EA | 1 | 60 | Sigma-Aldrich | Z334162-5EA | https://www.sigmaaldrich.com/LT/en
Z334170-5EA | PLASTIBRAND(R) TEST TUBE RACKS, PP TUBE& | 1X5EA | 1 | 60 | Sigma-Aldrich | Z334170-5EA | https://www.sigmaaldrich.com/LT/en
Z334189-5EA | PLASTIBRAND(R) TEST TUBE RACKS, PP TUBE& | 1X5EA | 1 | 60 | Sigma-Aldrich | Z334189-5EA | https://www.sigmaaldrich.com/LT/en
Z334197-5EA | PLASTIBRAND(R) TEST TUBE RACKS, PP TUBE& | 1X5EA | 1 | 60 | Sigma-Aldrich | Z334197-5EA | https://www.sigmaaldrich.com/LT/en
Z334219-5EA | PLASTIBRAND(R) TEST TUBE RACKS, PP TUBE& | 1X5EA | 1 | 60 | Sigma-Aldrich | Z334219-5EA | https://www.sigmaaldrich.com/LT/en
Z334227-5EA | PLASTIBRAND(R) TEST TUBE RACKS, PP TUBE& | 1X5EA | 1 | 60 | Sigma-Aldrich | Z334227-5EA | https://www.sigmaaldrich.com/LT/en
Z334235-5EA | PLASTIBRAND(R) TEST TUBE RACKS, PP TUBE& | 1X5EA | 1 | 60 | Sigma-Aldrich | Z334235-5EA | https://www.sigmaaldrich.com/LT/en
Z334243-5EA | PLASTIBRAND(R) TEST TUBE RACKS, PP TUBE& | 1X5EA | 1 | 60 | Sigma-Aldrich | Z334243-5EA | https://www.sigmaaldrich.com/LT/en
Z334251-5EA | PLASTIBRAND(R) TEST TUBE RACKS, PP TUBE& | 1X5EA | 1 | 60 | Sigma-Aldrich | Z334251-5EA | https://www.sigmaaldrich.com/LT/en
Z334278-5EA | PLASTIBRAND(R) TEST TUBE RACKS, PP TUBE& | 1X5EA | 1 | 60 | Sigma-Aldrich | Z334278-5EA | https://www.sigmaaldrich.com/LT/en
Z334286-5EA | PLASTIBRAND(R) TEST TUBE RACKS, PP TUBE& | 1X5EA | 1 | 60 | Sigma-Aldrich | Z334286-5EA | https://www.sigmaaldrich.com/LT/en
Z334294-5EA | PLASTIBRAND(R) TEST TUBE RACKS, PP TUBE& | 1X5EA | 1 | 60 | Sigma-Aldrich | Z334294-5EA | https://www.sigmaaldrich.com/LT/en
Z334308-5EA | PLASTIBRAND(R) TEST TUBE RACKS, PP TUBE& | 1X5EA | 1 | 60 | Sigma-Aldrich | Z334308-5EA | https://www.sigmaaldrich.com/LT/en
Z334316-5EA | PLASTIBRAND(R) TEST TUBE RACKS, PP TUBE& | 1X5EA | 1 | 60 | Sigma-Aldrich | Z334316-5EA | https://www.sigmaaldrich.com/LT/en
Z334324-5EA | PLASTIBRAND(R) TEST TUBE RACKS, PP TUBE& | 1X5EA | 1 | 60 | Sigma-Aldrich | Z334324-5EA | https://www.sigmaaldrich.com/LT/en
Z334332-5EA | PLASTIBRAND(R) TEST TUBE RACKS, PP TUBE& | 1X5EA | 1 | 60 | Sigma-Aldrich | Z334332-5EA | https://www.sigmaaldrich.com/LT/en
Z334405-5EA | PLASTIBRAND(R) MICROCENTRIFUGE TUBE RAC& | 1X5EA | 1 | 73 | Sigma-Aldrich | Z334405-5EA | https://www.sigmaaldrich.com/LT/en
Z334421-5EA | PLASTIBRAND(R) MICROCENTRIFUGE TUBE RAC& | 1X5EA | 1 | 73 | Sigma-Aldrich | Z334421-5EA | https://www.sigmaaldrich.com/LT/en
Z334448-5EA | PLASTIBRAND(R) MICROCENTRIFUGE TUBE RAC& | 1X5EA | 1 | 73 | Sigma-Aldrich | Z334448-5EA | https://www.sigmaaldrich.com/LT/en
Z334472-1EA | QUICKFIT(R) TWO-NECK ROUND-BOTTOM FLASK& | 1X1EA | 1 | 74 | Sigma-Aldrich | Z334472-1EA | https://www.sigmaaldrich.com/LT/en
Z334480-1EA | QUICKFIT(R) TWO-NECK ROUND-BOTTOM FLASK& | 1X1EA | 1 | 77 | Sigma-Aldrich | Z334480-1EA | https://www.sigmaaldrich.com/LT/en
Z334499-1EA | QUICKFIT(R) TWO-NECK, ROUND-BOTTOM FLAS& | 1X1EA | 1 | 44 | Sigma-Aldrich | Z334499-1EA | https://www.sigmaaldrich.com/LT/en
Z334502-1EA | QUICKFIT(R) TWO-NECK, ROUND-BOTTOM FLAS& | 1X1EA | 1 | 44 | Sigma-Aldrich | Z334502-1EA | https://www.sigmaaldrich.com/LT/en
Z334510-1EA | QUICKFIT(R) THREE-NECK ROUND-BOTTOM FLA& | 1X1EA | 1 | 65 | Sigma-Aldrich | Z334510-1EA | https://www.sigmaaldrich.com/LT/en
Z334529-1EA | QUICKFIT(R) THREE-NECK ROUND-BOTTOM FLA& | 1X1EA | 1 | 88 | Sigma-Aldrich | Z334529-1EA | https://www.sigmaaldrich.com/LT/en
Z334537-1EA | QUICKFIT(R) THREE-NECK ROUND-BOTTOM FLA& | 1X1EA | 1 | 63 | Sigma-Aldrich | Z334537-1EA | https://www.sigmaaldrich.com/LT/en
Z334545-1EA | QUICKFIT(R) THREE-NECK ROUND-BOTTOM FLA& | 1X1EA | 1 | 66 | Sigma-Aldrich | Z334545-1EA | https://www.sigmaaldrich.com/LT/en
Z334553-1EA | QUICKFIT(R) THREE-NECK ROUND-BOTTOM FLA& | 1X1EA | 1 | 99 | Sigma-Aldrich | Z334553-1EA | https://www.sigmaaldrich.com/LT/en
Z336769-1PAK | PLASTIBRAND(R) MICROCENTRIFUGE TUBE, 1.& | 1X1PAK | 1 | 15 | Sigma-Aldrich | Z336769-1PAK | https://www.sigmaaldrich.com/LT/en
Z336777-1PAK | PLASTIBRAND(R) MICROCENTRIFUGE TUBE, 1.& | 1X1PAK | 1 | 80 | Sigma-Aldrich | Z336777-1PAK | https://www.sigmaaldrich.com/LT/en
Z336785-1EA | WORKSTATION STORAGE/DISPENSER BOX, PMMA& | 1X1EA | 1 | 231 | Sigma-Aldrich | Z336785-1EA | https://www.sigmaaldrich.com/LT/en
Z336793-1EA | WORKSTATION STORAGE/DISPENSER BOX, PMMA& | 1X1EA | 1 | 173 | Sigma-Aldrich | Z336793-1EA | https://www.sigmaaldrich.com/LT/en
Z336815-1EA | PLASTIBRAND(R) IMHOFF CONE RACK PMMA | 1X1EA | 1 | 126 | Sigma-Aldrich | Z336815-1EA | https://www.sigmaaldrich.com/LT/en
Z336823-1EA | Brand RACK F.2 IMHOFF CONES,PMMA,300 X15 | 1X1EA | 1 | 111 | Sigma-Aldrich | Z336823-1EA | https://www.sigmaaldrich.com/LT/en
Z337234-10EA | Brand PLASTIBRAND Conical Joint stopper, | 1X10EA | 1 | 10 | Sigma-Aldrich | Z337234-10EA | https://www.sigmaaldrich.com/LT/en
Z337242-10EA | PLASTIBRAND(R) CONICAL JOINT STOPPER, P& | 1X10EA | 1 | 10 | Sigma-Aldrich | Z337242-10EA | https://www.sigmaaldrich.com/LT/en
Z337250-10EA | Brand PLASTIBRAND Conical Joint stopper, | 1X10EA | 1 | 10 | Sigma-Aldrich | Z337250-10EA | https://www.sigmaaldrich.com/LT/en
Z337269-10EA | PLASTIBRAND(R) CONICAL JOINT STOPPER, P& | 1X10EA | 1 | 11 | Sigma-Aldrich | Z337269-10EA | https://www.sigmaaldrich.com/LT/en
Z337277-10EA | PLASTIBRAND(R) CONICAL JOINT STOPPER, P& | 1X10EA | 1 | 13 | Sigma-Aldrich | Z337277-10EA | https://www.sigmaaldrich.com/LT/en
Z337285-10EA | PLASTIBRAND(R) CONICAL JOINT STOPPER, P& | 1X10EA | 1 | 14 | Sigma-Aldrich | Z337285-10EA | https://www.sigmaaldrich.com/LT/en
Z337293-10EA | PLASTIBRAND(R) CONICAL JOINT STOPPER, P& | 1X10EA | 1 | 20 | Sigma-Aldrich | Z337293-10EA | https://www.sigmaaldrich.com/LT/en
Z338052-1EA | QUICKFIT(R) WIDE-NECK REACTION FLASK CA& | 1X1EA | 1 | 183 | Sigma-Aldrich | Z338052-1EA | https://www.sigmaaldrich.com/LT/en
Z341312-1EA | STEINEL(TM) HOT AIR GUNS REDUCTION NOZZL | 1X1EA | 1 | 16 | Sigma-Aldrich | Z341312-1EA | https://www.sigmaaldrich.com/LT/en
Z341320-1EA | STEINEL(TM) HOT AIR GUNS REDUCTION NOZZL | 1X1EA | 1 | 16 | Sigma-Aldrich | Z341320-1EA | https://www.sigmaaldrich.com/LT/en
Z341460-1EA | HIRSCHMANN(R) CERAMUS(R) BOTTLE-TOP DIS& | 1X1EA | 1 | 346 | Sigma-Aldrich | Z341460-1EA | https://www.sigmaaldrich.com/LT/en
Z341479-1EA | HIRSCHMANN(R) CERAMUS(R) BOTTLE-TOP DIS& | 1X1EA | 1 | 346 | Sigma-Aldrich | Z341479-1EA | https://www.sigmaaldrich.com/LT/en
Z341487-1EA | HIRSCHMANN(R) CERAMUS(R) BOTTLE-TOP DIS& | 1X1EA | 1 | 346 | Sigma-Aldrich | Z341487-1EA | https://www.sigmaaldrich.com/LT/en
Z341495-1EA | HIRSCHMANN(R) CERAMUS(R) BOTTLE-TOP DIS& | 1X1EA | 1 | 346 | Sigma-Aldrich | Z341495-1EA | https://www.sigmaaldrich.com/LT/en
Z341509-1EA | HIRSCHMANN(R) CERAMUS(R) BOTTLE-TOP DIS& | 1X1EA | 1 | 444 | Sigma-Aldrich | Z341509-1EA | https://www.sigmaaldrich.com/LT/en
Z341517-1EA | HIRSCHMANN(R) CERAMUS(R) BOTTLE-TOP DIS& | 1X1EA | 1 | 482 | Sigma-Aldrich | Z341517-1EA | https://www.sigmaaldrich.com/LT/en
Z341657-1PAK | 3M 6055 A2 ORGANIC VAPOUR RESPIRATOR FI | 1X1PAK | 1 | 16 | Sigma-Aldrich | Z341657-1PAK | https://www.sigmaaldrich.com/LT/en
Z341665-1PAK | 3M 6057 ABE1 ORGANIC VAPOUR, INORGANIC | 1X1PAK | 1 | 15 | Sigma-Aldrich | Z341665-1PAK | https://www.sigmaaldrich.com/LT/en
Z341673-1PAK | 3M 6054 K1 AMMONIA/METHYLAMINE RESPIRAT | 1X1PAK | 1 | 15 | Sigma-Aldrich | Z341673-1PAK | https://www.sigmaaldrich.com/LT/en
Z341681-1PAK | 3M 6059 ABEK1 ORGANIC , INORGANIC, AMMO | 1X1PAK | 1 | 18 | Sigma-Aldrich | Z341681-1PAK | https://www.sigmaaldrich.com/LT/en
Z350591-500EA | TRANSFER PIPETTE, POLYETHYLENE GENERAL & | 1X500EA | 1 | 114 | Sigma-Aldrich | Z350591-500EA | https://www.sigmaaldrich.com/LT/en
Z350605-500EA | TRANSFER PIPETTE, POLYETHYLENE GENERAL & | 1X500EA | 1 | 101 | Sigma-Aldrich | Z350605-500EA | https://www.sigmaaldrich.com/LT/en
Z350613-400EA | TRANSFER PIPETTE, POLYETHYLENE GENERAL & | 1X400EA | 1 | 66 | Sigma-Aldrich | Z350613-400EA | https://www.sigmaaldrich.com/LT/en
Z350621-400EA | TRANSFER PIPETTE, POLYETHYLENE GENERAL & | 1X400EA | 1 | 112 | Sigma-Aldrich | Z350621-400EA | https://www.sigmaaldrich.com/LT/en
Z350648-400EA | TRANSFER PIPETTE, POLYETHYLENE GENERAL & | 1X400EA | 1 | 101 | Sigma-Aldrich | Z350648-400EA | https://www.sigmaaldrich.com/LT/en
Z350656-500EA | TRANSFER PIPETTE, POLYETHYLENE GENERAL & | 1X500EA | 1 | 59 | Sigma-Aldrich | Z350656-500EA | https://www.sigmaaldrich.com/LT/en
Z350664-500EA | TRANSFER PIPETTE, POLYETHYLENE GENERAL & | 1X500EA | 1 | 112 | Sigma-Aldrich | Z350664-500EA | https://www.sigmaaldrich.com/LT/en
Z350672-500EA | TRANSFER PIPETTE, POLYETHYLENE GENERAL & | 1X500EA | 1 | 71 | Sigma-Aldrich | Z350672-500EA | https://www.sigmaaldrich.com/LT/en
Z350680-500EA | TRANSFER PIPETTE, POLYETHYLENE GENERAL & | 1X500EA | 1 | 115 | Sigma-Aldrich | Z350680-500EA | https://www.sigmaaldrich.com/LT/en
Z350699-500EA | TRANSFER PIPETTE, POLYETHYLENE GENERAL & | 1X500EA | 1 | 101 | Sigma-Aldrich | Z350699-500EA | https://www.sigmaaldrich.com/LT/en
Z350702-250EA | TRANSFER PIPETTE, POLYETHYLENE GENERAL & | 1X250EA | 1 | 54 | Sigma-Aldrich | Z350702-250EA | https://www.sigmaaldrich.com/LT/en
Z350710-250EA | TRANSFER PIPETTE, POLYETHYLENE GENERAL & | 1X250EA | 1 | 108 | Sigma-Aldrich | Z350710-250EA | https://www.sigmaaldrich.com/LT/en
Z350729-400EA | TRANSFER PIPETTE, POLYETHYLENE GENERAL & | 1X400EA | 1 | 123 | Sigma-Aldrich | Z350729-400EA | https://www.sigmaaldrich.com/LT/en
Z350737-400EA | TRANSFER PIPETTE, POLYETHYLENE GENERAL & | 1X400EA | 1 | 162 | Sigma-Aldrich | Z350737-400EA | https://www.sigmaaldrich.com/LT/en
Z350745-400EA | TRANSFER PIPETTE, POLYETHYLENE GENERAL & | 1X400EA | 1 | 110 | Sigma-Aldrich | Z350745-400EA | https://www.sigmaaldrich.com/LT/en
Z350753-100EA | TRANSFER PIPETTE, POLYETHYLENE GENERAL & | 1X100EA | 1 | 68 | Sigma-Aldrich | Z350753-100EA | https://www.sigmaaldrich.com/LT/en
Z350761-100EA | TRANSFER PIPETTE, POLYETHYLENE GENERAL & | 1X100EA | 1 | 105 | Sigma-Aldrich | Z350761-100EA | https://www.sigmaaldrich.com/LT/en
Z350788-100EA | TRANSFER PIPETTE, POLYETHYLENE GENERAL & | 1X100EA | 1 | 87 | Sigma-Aldrich | Z350788-100EA | https://www.sigmaaldrich.com/LT/en
Z350796-500EA | TRANSFER PIPETTE, POLYETHYLENE GRADUATE& | 1X500EA | 1 | 69 | Sigma-Aldrich | Z350796-500EA | https://www.sigmaaldrich.com/LT/en
Z350818-500EA | TRANSFER PIPETTE, POLYETHYLENE GRADUATE& | 1X500EA | 1 | 116 | Sigma-Aldrich | Z350818-500EA | https://www.sigmaaldrich.com/LT/en
Z350826-500EA | TRANSFER PIPETTE, POLYETHYLENE GRADUATE& | 1X500EA | 1 | 102 | Sigma-Aldrich | Z350826-500EA | https://www.sigmaaldrich.com/LT/en
Z350834-500EA | TRANSFER PIPETTE, POLYETHYLENE GRADUATE& | 1X500EA | 1 | 116 | Sigma-Aldrich | Z350834-500EA | https://www.sigmaaldrich.com/LT/en
Z350982-500EA | TRANSFER PIPETTE, POLYETHYLENE NARROW S& | 1X500EA | 1 | 109 | Sigma-Aldrich | Z350982-500EA | https://www.sigmaaldrich.com/LT/en
Z350990-500EA | TRANSFER PIPETTE, POLYETHYLENE NARROW S& | 1X500EA | 1 | 98 | Sigma-Aldrich | Z350990-500EA | https://www.sigmaaldrich.com/LT/en
Z351008-250EA | TRANSFER PIPETTE, POLYETHYLENE NARROW S& | 1X250EA | 1 | 63 | Sigma-Aldrich | Z351008-250EA | https://www.sigmaaldrich.com/LT/en
Z351016-250EA | TRANSFER PIPETTE, POLYETHYLENE NARROW S& | 1X250EA | 1 | 99 | Sigma-Aldrich | Z351016-250EA | https://www.sigmaaldrich.com/LT/en
Z351024-200EA | TRANSFER PIPETTE, POLYETHYLENE NARROW S& | 1X200EA | 1 | 79 | Sigma-Aldrich | Z351024-200EA | https://www.sigmaaldrich.com/LT/en
Z351032-500EA | TRANSFER PIPETTE, POLYETHYLENE NARROW T& | 1X500EA | 1 | 69 | Sigma-Aldrich | Z351032-500EA | https://www.sigmaaldrich.com/LT/en
Z351040-500EA | TRANSFER PIPETTE, POLYETHYLENE NARROW T& | 1X500EA | 1 | 116 | Sigma-Aldrich | Z351040-500EA | https://www.sigmaaldrich.com/LT/en
Z353027-50EA | MILLICELL(TM) CULTURE PLATE INSERTS PORE | 1X50EA | 1 | 359 | Sigma-Aldrich | Z353027-50EA | https://www.sigmaaldrich.com/LT/en
Z353051-50EA | MILLICELL(TM) CULTURE PLATE INSERTS PORE | 1X50EA | 1 | 328 | Sigma-Aldrich | Z353051-50EA | https://www.sigmaaldrich.com/LT/en
Z353078-50EA | MILLICELL(TM) CULTURE PLATE INSERTS PORE | 1X50EA | 1 | 328 | Sigma-Aldrich | Z353078-50EA | https://www.sigmaaldrich.com/LT/en
Z353086-50EA | MILLICELL(TM) CULTURE PLATE INSERTS PORE | 1X50EA | 1 | 439 | Sigma-Aldrich | Z353086-50EA | https://www.sigmaaldrich.com/LT/en
Z353213-1EA | CALCULATORS, SHARP, GENERAL-PURPOSE MOD& | 1X1EA | 1 | 49 | Sigma-Aldrich | Z353213-1EA | https://www.sigmaaldrich.com/LT/en
Z353353-500EA | FREEZING VIALS, STERILE SIZE 2.0 ML, SK& | 1X500EA | 1 | 239 | Sigma-Aldrich | Z353353-500EA | https://www.sigmaaldrich.com/LT/en
Z353361-500EA | FREEZING VIALS, STERILE SIZE 0.5 ML, SK | 1X500EA | 1 | 239 | Sigma-Aldrich | Z353361-500EA | https://www.sigmaaldrich.com/LT/en
Z353639-1EA | TECHNE HYBRIDIZATION TUBE FOR HYBRIGENE& | 1X1EA | 1 | 219 | Sigma-Aldrich | Z353639-1EA | https://www.sigmaaldrich.com/LT/en
Z353736-4EA | NALGENE(R) CENTRIFUGE BOTTLES, WIDE-MOU& | 1X4EA | 1 | 82 | Sigma-Aldrich | Z353736-4EA | https://www.sigmaaldrich.com/LT/en
Z353744-4EA | NALGENE(R) CENTRIFUGE BOTTLES, WIDE-MOU& | 1X4EA | 1 | 107 | Sigma-Aldrich | Z353744-4EA | https://www.sigmaaldrich.com/LT/en
Z354066-50EA | BENCHGUARD-EXTRA BENCH LINER SHEETS SIZ& | 1X50EA | 1 | 146 | Sigma-Aldrich | Z354066-50EA | https://www.sigmaaldrich.com/LT/en
Z354074-1EA | NALGENE(R) VACUUM DESICCATOR BLUE POLYP& | 1X1EA | 1 | 134 | Sigma-Aldrich | Z354074-1EA | https://www.sigmaaldrich.com/LT/en
Z354287-500EA | TRANSFER PIPETTE, POLYETHYLENE GRADUATE& | 1X500EA | 1 | 105 | Sigma-Aldrich | Z354287-500EA | https://www.sigmaaldrich.com/LT/en
Z354309-500EA | TRANSFER PIPETTE, POLYETHYLENE GRADUATE& | 1X500EA | 1 | 67 | Sigma-Aldrich | Z354309-500EA | https://www.sigmaaldrich.com/LT/en
Z354317-500EA | TRANSFER PIPETTE, POLYETHYLENE NARROW S& | 1X500EA | 1 | 64 | Sigma-Aldrich | Z354317-500EA | https://www.sigmaaldrich.com/LT/en
Z354988-50EA | MILLICELL(TM) CM CULTURE PLATE INSERTS P | 1X50EA | 1 | 328 | Sigma-Aldrich | Z354988-50EA | https://www.sigmaaldrich.com/LT/en
Z354996-50EA | MILLICELL(TM) CM CULTURE PLATE INSERTS P | 1X50EA | 1 | 408 | Sigma-Aldrich | Z354996-50EA | https://www.sigmaaldrich.com/LT/en
Z355003-50EA | MILLICELL(TM) HA CULTURE PLATE INSERTS P | 1X50EA | 1 | 289 | Sigma-Aldrich | Z355003-50EA | https://www.sigmaaldrich.com/LT/en
Z355054-1EA | MILLIPORE FILTRATION ASSEMBLY STAINLESS& | 1X1EA | 1 | 1323 | Sigma-Aldrich | Z355054-1EA | https://www.sigmaaldrich.com/LT/en
Z355097-10EA | MILLIPORE(TM) MILLICUP FILTER UNITS, MIL | 1X10EA | 1 | 141 | Sigma-Aldrich | Z355097-10EA | https://www.sigmaaldrich.com/LT/en
Z355100-10EA | MILLIPORE(TM) MILLICUP FILTER UNITS, MIL | 1X10EA | 1 | 152 | Sigma-Aldrich | Z355100-10EA | https://www.sigmaaldrich.com/LT/en
Z355119-10EA | ULTRAFILTRATION DISK MEMBRANES, MILLIPO& | 1X10EA | 1 | 172 | Sigma-Aldrich | Z355119-10EA | https://www.sigmaaldrich.com/LT/en
Z355127-10EA | ULTRAFILTRATION DISK MEMBRANES, MILLIPO& | 1X10EA | 1 | 280 | Sigma-Aldrich | Z355127-10EA | https://www.sigmaaldrich.com/LT/en
Z355135-10EA | ULTRAFILTRATION DISK MEMBRANES, MILLIPO& | 1X10EA | 1 | 369 | Sigma-Aldrich | Z355135-10EA | https://www.sigmaaldrich.com/LT/en
Z355143-10EA | ULTRAFILTRATION DISK MEMBRANES, MILLIPO& | 1X10EA | 1 | 172 | Sigma-Aldrich | Z355143-10EA | https://www.sigmaaldrich.com/LT/en
Z355151-10EA | ULTRAFILTRATION DISK MEMBRANES, MILLIPO& | 1X10EA | 1 | 280 | Sigma-Aldrich | Z355151-10EA | https://www.sigmaaldrich.com/LT/en
Z355259-10EA | MILLIPORE STERIVEX FILTER UNIT GV WITH & | 1X10EA | 1 | 147 | Sigma-Aldrich | Z355259-10EA | https://www.sigmaaldrich.com/LT/en
Z355267-15EA | MILLIPORE STERIVEX FILTER UNIT GV WITHO& | 1X15EA | 1 | 168 | Sigma-Aldrich | Z355267-15EA | https://www.sigmaaldrich.com/LT/en
Z355275-15EA | MILLIPORE STERIVEX FILTER UNIT GV WITH & | 1X15EA | 1 | 177 | Sigma-Aldrich | Z355275-15EA | https://www.sigmaaldrich.com/LT/en
Z355283-10EA | MILLIPORE STERIVEX FILTER UNIT HV WITH & | 1X10EA | 1 | 147 | Sigma-Aldrich | Z355283-10EA | https://www.sigmaaldrich.com/LT/en
Z355291-15EA | MILLIPORE STERIVEX FILTER UNIT HV WITHO& | 1X15EA | 1 | 181 | Sigma-Aldrich | Z355291-15EA | https://www.sigmaaldrich.com/LT/en
Z355305-15EA | MILLIPORE STERIVEX FILTER UNIT HV WITH & | 1X15EA | 1 | 186 | Sigma-Aldrich | Z355305-15EA | https://www.sigmaaldrich.com/LT/en
Z355348-10EA | MILLEX SYRINGE FILTER UNITS, DISPOSABLE& | 1X10EA | 1 | 65 | Sigma-Aldrich | Z355348-10EA | https://www.sigmaaldrich.com/LT/en
Z355445-100EA | PETRISLIDES, MILLIPORE | 1X100EA | 1 | 103 | Sigma-Aldrich | Z355445-100EA | https://www.sigmaaldrich.com/LT/en
Z355453-1EA | MILLIPORE STERIFIL FILTRATION SYSTEM CO& | 1X1EA | 1 | 162 | Sigma-Aldrich | Z355453-1EA | https://www.sigmaaldrich.com/LT/en
Z355461-1EA | MILLIPORE STERIFIL FILTRATION SYSTEM CO& | 1X1EA | 1 | 96 | Sigma-Aldrich | Z355461-1EA | https://www.sigmaaldrich.com/LT/en
Z355518-1000EA | MILLEX SYRINGE FILTER UNITS, DISPOSABLE& | 1X1000EA | 1 | 1206 | Sigma-Aldrich | Z355518-1000EA | https://www.sigmaaldrich.com/LT/en
Z355526-1000EA | FILTER, DISPOSABLE WITH LUER FITTING,*MI | 1X1000EA | 1 | 1206 | Sigma-Aldrich | Z355526-1000EA | https://www.sigmaaldrich.com/LT/en
Z358185-1CS | NALGENE(R) VACUUM FILTRATION SYSTEM CAP& | 1X1CS | 1 | 110 | Sigma-Aldrich | Z358185-1CS | https://www.sigmaaldrich.com/LT/en
Z358193-1CS | NALGENE(R) VACUUM FILTRATION SYSTEM CAP& | 1X1CS | 1 | 198 | Sigma-Aldrich | Z358193-1CS | https://www.sigmaaldrich.com/LT/en
Z358207-1CS | NALGENE(R) VACUUM FILTRATION SYSTEM CAP& | 1X1CS | 1 | 254 | Sigma-Aldrich | Z358207-1CS | https://www.sigmaaldrich.com/LT/en
Z358215-12EA | NALGENE(R) BOTTLE-TOP STERILE FILTER UN& | 1X12EA | 1 | 115 | Sigma-Aldrich | Z358215-12EA | https://www.sigmaaldrich.com/LT/en
Z358223-12EA | NALGENE(R) BOTTLE-TOP STERILE FILTER UN& | 1X12EA | 1 | 115 | Sigma-Aldrich | Z358223-12EA | https://www.sigmaaldrich.com/LT/en
Z358231-24EA | NALGENE(R) FILTER UNIT RECEIVERS SIZE 1& | 1X24EA | 1 | 104 | Sigma-Aldrich | Z358231-24EA | https://www.sigmaaldrich.com/LT/en
Z358258-24EA | NALGENE(R) FILTER UNIT RECEIVERS SIZE 2& | 1X24EA | 1 | 121 | Sigma-Aldrich | Z358258-24EA | https://www.sigmaaldrich.com/LT/en
Z358274-12EA | NALGENE(R) FILTER UNIT RECEIVERS SIZE 1& | 1X12EA | 1 | 121 | Sigma-Aldrich | Z358274-12EA | https://www.sigmaaldrich.com/LT/en
Z358312-1EA | NALGENE(R) SPLASH SHIELD W X H X T 8 1/& | 1X1EA | 1 | 156 | Sigma-Aldrich | Z358312-1EA | https://www.sigmaaldrich.com/LT/en
Z358657-25EA | FILTER MEMBRANES, NITROCELLULOSE MF MEM& | 1X25EA | 1 | 653 | Sigma-Aldrich | Z358657-25EA | https://www.sigmaaldrich.com/LT/en
Z358665-25EA | MILLIPORE GLASS-FIBER FILTERS, AP SERIE& | 1X25EA | 1 | 398 | Sigma-Aldrich | Z358665-25EA | https://www.sigmaaldrich.com/LT/en
Z358762-20EA | CULTURE DISHES SIZE 100 MM X 25 MM, STE& | 1X20EA | 1 | 28 | Sigma-Aldrich | Z358762-20EA | https://www.sigmaaldrich.com/LT/en
Z358762-500EA | CULTURE DISHES SIZE 100 MM X 25 MM, STE& | 1X500EA | 1 | 487 | Sigma-Aldrich | Z358762-500EA | https://www.sigmaaldrich.com/LT/en
Z359017-10EA | NALGENE(R) CRYOBOX(TM) CRYOBOX 100, 10 & | 1X10EA | 1 | 139 | Sigma-Aldrich | Z359017-10EA | https://www.sigmaaldrich.com/LT/en
Z359025-500EA | NALGENE(R) CRYOGENIC VIALS, SYSTEM 100 & | 1X500EA | 1 | 429 | Sigma-Aldrich | Z359025-500EA | https://www.sigmaaldrich.com/LT/en
Z359033-500EA | NALGENE(R) CRYOGENIC VIALS, SYSTEM 100 & | 1X500EA | 1 | 423 | Sigma-Aldrich | Z359033-500EA | https://www.sigmaaldrich.com/LT/en
Z359041-4EA | RACK FOR NALGENE(R) CRYOGENIC VIALS HOL& | 1X4EA | 1 | 139 | Sigma-Aldrich | Z359041-4EA | https://www.sigmaaldrich.com/LT/en
Z359068-1EA | QUICK CHILL(TM) COOLER | 1X1EA | 1 | 165 | Sigma-Aldrich | Z359068-1EA | https://www.sigmaaldrich.com/LT/en
Z359076-1EA | NALGENE(R) LABTOP COOLER 0 DEGREES C LA& | 1X1EA | 1 | 163 | Sigma-Aldrich | Z359076-1EA | https://www.sigmaaldrich.com/LT/en
Z359084-1EA | NALGENE(R) LABTOP COOLER 0 C LABTOP CO | 1X1EA | 1 | 322 | Sigma-Aldrich | Z359084-1EA | https://www.sigmaaldrich.com/LT/en
Z359092-1PAK | TOUGH-TAGS(TM) MICROCENTRIFUGE TUBE LABE | 1X1PAK | 1 | 39 | Sigma-Aldrich | Z359092-1PAK | https://www.sigmaaldrich.com/LT/en
Z359106-1PAK | TOUGH-TAGS(TM) MICROCENTRIFUGE TUBE LABE | 1X1PAK | 1 | 33 | Sigma-Aldrich | Z359106-1PAK | https://www.sigmaaldrich.com/LT/en
Z359114-1PAK | TOUGH-TAGS(TM) MICROCENTRIFUGE TUBE LABE | 1X1PAK | 1 | 46 | Sigma-Aldrich | Z359114-1PAK | https://www.sigmaaldrich.com/LT/en
Z359122-1PAK | TOUGH-TAGS(TM) MICROCENTRIFUGE TUBE LABE | 1X1PAK | 1 | 33 | Sigma-Aldrich | Z359122-1PAK | https://www.sigmaaldrich.com/LT/en
Z359629-1EA | BRIGHT-LINE(TM) HEMACYTOMETER SUPPLIED & | 1X1EA | 1 | 251 | Sigma-Aldrich | Z359629-1EA | https://www.sigmaaldrich.com/LT/en
Z359904-1000EA | MILLEX-GP SYRINGE FILTER UNIT, DISPOSAB& | 1X1000EA | 1 | 1323 | Sigma-Aldrich | Z359904-1000EA | https://www.sigmaaldrich.com/LT/en
Z359904-50EA | MILLEX-GP SYRINGE FILTER UNIT, DISPOSAB& | 1X50EA | 1 | 223 | Sigma-Aldrich | Z359904-50EA | https://www.sigmaaldrich.com/LT/en
Z359912-15EA | MILLIPORE STERIVEX FILTER UNIT GP WITHO& | 1X15EA | 1 | 165 | Sigma-Aldrich | Z359912-15EA | https://www.sigmaaldrich.com/LT/en
Z359920-15EA | MILLIPORE STERIVEX FILTER UNIT GP WITH & | 1X15EA | 1 | 162 | Sigma-Aldrich | Z359920-15EA | https://www.sigmaaldrich.com/LT/en
Z359939-10EA | MILLIPORE STERIVEX FILTER UNIT GP WITH & | 1X10EA | 1 | 136 | Sigma-Aldrich | Z359939-10EA | https://www.sigmaaldrich.com/LT/en
Z359955-1EA | PELLET PESTLE, DISPOSABLE FITS 0.5 ML M& | 1X1EA | 1 | 112 | Sigma-Aldrich | Z359955-1EA | https://www.sigmaaldrich.com/LT/en
Z359963-1EA | PELLET PESTLE, DISPOSABLE FITS 1.5 ML M& | 1X1EA | 1 | 111 | Sigma-Aldrich | Z359963-1EA | https://www.sigmaaldrich.com/LT/en
Z359971-1EA | PELLET PESTLE, DISPOSABLE CORDLESS MOTO& | 1X1EA | 1 | 176 | Sigma-Aldrich | Z359971-1EA | https://www.sigmaaldrich.com/LT/en
Z359998-1EA | PELLET PESTLE, DISPOSABLE REPLACEMENT A& | 1X1EA | 1 | 12 | Sigma-Aldrich | Z359998-1EA | https://www.sigmaaldrich.com/LT/en
Z360236-4EA | NALGENE(R) FERNBACH CULTURE FLASK CAPA | 1X4EA | 1 | 251 | Sigma-Aldrich | Z360236-4EA | https://www.sigmaaldrich.com/LT/en
Z360252-1EA | NALGENE(R) ROUND CARBOY WITH SPIGOT NOM& | 1X1EA | 1 | 114 | Sigma-Aldrich | Z360252-1EA | https://www.sigmaaldrich.com/LT/en
Z360260-1EA | NALGENE(R) ROUND CARBOY WITH SPIGOT NOM& | 1X1EA | 1 | 144 | Sigma-Aldrich | Z360260-1EA | https://www.sigmaaldrich.com/LT/en
Z360279-1EA | NALGENE(R) ROUND CARBOY WITH SPIGOT NOM& | 1X1EA | 1 | 253 | Sigma-Aldrich | Z360279-1EA | https://www.sigmaaldrich.com/LT/en
Z360287-1EA | CARBOY SPIGOTS POLYPROPYLENE | 1X1EA | 1 | 29 | Sigma-Aldrich | Z360287-1EA | https://www.sigmaaldrich.com/LT/en
Z360295-1EA | CARBOY SPIGOTS TEFZEL | 1X1EA | 1 | 76 | Sigma-Aldrich | Z360295-1EA | https://www.sigmaaldrich.com/LT/en
Z360341-1EA | STERILIZING PANS CAPACITY 9.5 L | 1X1EA | 1 | 41 | Sigma-Aldrich | Z360341-1EA | https://www.sigmaaldrich.com/LT/en
Z360368-1EA | STERILIZING PANS,CAPACITY 20áL | 1X1EA | 1 | 65 | Sigma-Aldrich | Z360368-1EA | https://www.sigmaaldrich.com/LT/en
Z360376-1EA | AUTOCLAVE PANS CAPACITY 1.8 L | 1X1EA | 1 | 31 | Sigma-Aldrich | Z360376-1EA | https://www.sigmaaldrich.com/LT/en
Z360384-6EA | AUTOCLAVE PANS CAPACITY 2.8 L | 1X6EA | 1 | 227 | Sigma-Aldrich | Z360384-6EA | https://www.sigmaaldrich.com/LT/en
Z360392-1EA | AUTOCLAVE PANS CAPACITY 3.1 L | 1X1EA | 1 | 52 | Sigma-Aldrich | Z360392-1EA | https://www.sigmaaldrich.com/LT/en
Z360406-1EA | AUTOCLAVE PANS CAPACITY 5 L | 1X1EA | 1 | 56 | Sigma-Aldrich | Z360406-1EA | https://www.sigmaaldrich.com/LT/en
Z360422-1EA | DESICCATOR PLATE 24 HOLES, DIA | 1X1EA | 1 | 81 | Sigma-Aldrich | Z360422-1EA | https://www.sigmaaldrich.com/LT/en
Z360422-6EA | DESICCATOR PLATE 24 HOLES, DIAM. 230 MM | 1X6EA | 1 | 471 | Sigma-Aldrich | Z360422-6EA | https://www.sigmaaldrich.com/LT/en
Z360457-24EA | UTILITY BOXES, PLASTIC L X W X H 129 MM& | 1X24EA | 1 | 265 | Sigma-Aldrich | Z360457-24EA | https://www.sigmaaldrich.com/LT/en
Z360457-4EA | UTILITY BOXES, PLASTIC L X W X H 129 MM& | 1X4EA | 1 | 46 | Sigma-Aldrich | Z360457-4EA | https://www.sigmaaldrich.com/LT/en
Z360465-12EA | UTILITY BOXES, PLASTIC L X W X H 191 MM& | 1X12EA | 1 | 221 | Sigma-Aldrich | Z360465-12EA | https://www.sigmaaldrich.com/LT/en
Z360465-2EA | UTILITY BOXES, PLASTIC L X W X H 191 MM& | 1X2EA | 1 | 39 | Sigma-Aldrich | Z360465-2EA | https://www.sigmaaldrich.com/LT/en
Z360481-12EA | UTILITY BOXES, PLASTIC L X W X H 127 MM& | 1X12EA | 1 | 216 | Sigma-Aldrich | Z360481-12EA | https://www.sigmaaldrich.com/LT/en
Z360481-2EA | UTILITY BOXES, PLASTIC L X W X H 127 MM& | 1X2EA | 1 | 37 | Sigma-Aldrich | Z360481-2EA | https://www.sigmaaldrich.com/LT/en
Z360511-1EA | INSTRUMENT STERILIZING PAN | 1X1EA | 1 | 61 | Sigma-Aldrich | Z360511-1EA | https://www.sigmaaldrich.com/LT/en
Z360511-6EA | INSTRUMENT STERILIZING PAN | 1X6EA | 1 | 360 | Sigma-Aldrich | Z360511-6EA | https://www.sigmaaldrich.com/LT/en
Z362727-12EA | NALGENE(R) POLYCARBONATE ERLENMEYER FLA& | 1X12EA | 1 | 116 | Sigma-Aldrich | Z362727-12EA | https://www.sigmaaldrich.com/LT/en
Z362735-6EA | NALGENE(R) POLYCARBONATE ERLENMEYER FLA& | 1X6EA | 1 | 77 | Sigma-Aldrich | Z362735-6EA | https://www.sigmaaldrich.com/LT/en
Z362794-6EA | Nalgene(R) polymethylpentene Erlenmeyer | 1X6EA | 1 | 72 | Sigma-Aldrich | Z362794-6EA | https://www.sigmaaldrich.com/LT/en
Z362808-4EA | NALGENE(R) POLYMETHYLPENTANE ERLENMEYER& | 1X4EA | 1 | 50 | Sigma-Aldrich | Z362808-4EA | https://www.sigmaaldrich.com/LT/en
Z362816-4EA | NALGENE(R) POLYMETHYLPENTANE ERLENMEYER& | 1X4EA | 1 | 75 | Sigma-Aldrich | Z362816-4EA | https://www.sigmaaldrich.com/LT/en
Z362824-2EA | NALGENE(R) POLYMETHYLPENTANE ERLENMEYER& | 1X2EA | 1 | 54 | Sigma-Aldrich | Z362824-2EA | https://www.sigmaaldrich.com/LT/en
Z362891-1EA | NALGENE(R) BENCHTOP B WASTE CONTAINER C& | 1X1EA | 1 | 251 | Sigma-Aldrich | Z362891-1EA | https://www.sigmaaldrich.com/LT/en
Z362905-1EA | SUSPENDED STIRRING BARS SIZE 54 MM X 28& | 1X1EA | 1 | 72 | Sigma-Aldrich | Z362905-1EA | https://www.sigmaaldrich.com/LT/en
Z362905-4EA | SUSPENDED STIRRING BARS SIZE 54 MM X 28& | 1X4EA | 1 | 279 | Sigma-Aldrich | Z362905-4EA | https://www.sigmaaldrich.com/LT/en
Z363162-1EA | CARESTREAM(R) BIOMAX(R)MS INTENSIFYING | 1X1EA | 1 | 1363 | Sigma-Aldrich | Z363162-1EA | https://www.sigmaaldrich.com/LT/en
Z363359-1EA | MULTIWELL PLATE TILT STAND | 1X1EA | 1 | 138 | Sigma-Aldrich | Z363359-1EA | https://www.sigmaaldrich.com/LT/en
Z363367-1EA | STAINLESS STEEL SPREADERS SPREADER SEGM& | 1X1EA | 1 | 24 | Sigma-Aldrich | Z363367-1EA | https://www.sigmaaldrich.com/LT/en
Z363375-1EA | STAINLESS STEEL SPREADERS SPREADER SEGM& | 1X1EA | 1 | 24 | Sigma-Aldrich | Z363375-1EA | https://www.sigmaaldrich.com/LT/en
Z363391-1EA | REPLICA PLATER FOR NUTRIENT PLATE | 1X1EA | 1 | 178 | Sigma-Aldrich | Z363391-1EA | https://www.sigmaaldrich.com/LT/en
Z363405-36EA | VELVETEEN SQUARES FOR REPLICA PLATER | 1X36EA | 1 | 159 | Sigma-Aldrich | Z363405-36EA | https://www.sigmaaldrich.com/LT/en
Z363448-6EA | DESICCATOR CARTRIDGES DIAM. 2 1/2 IN. | 1X6EA | 1 | 85 | Sigma-Aldrich | Z363448-6EA | https://www.sigmaaldrich.com/LT/en
Z363456-6EA | DESICCATOR CARTRIDGES DIAM. 4 IN. | 1X6EA | 1 | 106 | Sigma-Aldrich | Z363456-6EA | https://www.sigmaaldrich.com/LT/en
Z363472-1EA | BENCH LINERS LABMAT ROLL, ORANGE, ROLL & | 1X1EA | 1 | 103 | Sigma-Aldrich | Z363472-1EA | https://www.sigmaaldrich.com/LT/en
Z363499-1EA | PIPETTE WORKSTATION STAINLESS STEEL | 1X1EA | 1 | 100 | Sigma-Aldrich | Z363499-1EA | https://www.sigmaaldrich.com/LT/en
Z363510-1EA | AUTORADIOGRAPHY PEN NORMAL ENERGY LEVEL | 1X1EA | 1 | 126 | Sigma-Aldrich | Z363510-1EA | https://www.sigmaaldrich.com/LT/en
Z363529-1EA | AUTORADIOGRAPHY PEN HIGH ENERGY LEVEL | 1X1EA | 1 | 130 | Sigma-Aldrich | Z363529-1EA | https://www.sigmaaldrich.com/LT/en
Z363545-1EA | STIR BAR, SPECTROSCOPY CUVETTE | 1X1EA | 1 | 25 | Sigma-Aldrich | Z363545-1EA | https://www.sigmaaldrich.com/LT/en
Z363561-1ROL | INDICATOR DOTS, "RADIATION" | 1X1ROLL | 1 | 51 | Sigma-Aldrich | Z363561-1ROL | https://www.sigmaaldrich.com/LT/en
Z329614-50EA | PLASTIBRAND(R) WASH BOTTLES, LDPE CAPAC& | 1X50EA | 1 | 141 | Sigma-Aldrich | Z329614-50EA | https://www.sigmaaldrich.com/LT/en
Z642967-1000EA | GREINER PP ROUND BOTTOM TUBES VOLUME 1.& | 1X1000EA | 1 | 82 | Sigma-Aldrich | Z642967-1000EA | https://www.sigmaaldrich.com/LT/en
CLS3386-8EA | CORNING HTS TRANSWELL 96 WELL PERMEABLE | 1X8EA | 1 | 815 | Sigma-Aldrich | CLS3386-8EA | https://www.sigmaaldrich.com/LT/en
CLS440124-1EA | EURO PLUG FOR CORNING(R) DIGITAL HOT PL& | 1X1EA | 1 | 35 | Sigma-Aldrich | CLS440124-1EA | https://www.sigmaaldrich.com/LT/en
CLS440129-1EA | SUPPORT ROD FOR CORNING(R) HOT PLATES A& | 1X1EA | 1 | 33 | Sigma-Aldrich | CLS440129-1EA | https://www.sigmaaldrich.com/LT/en
Z371157-10EA | DIALYSIS TUBING CLOSURES BLACK, SIZE 50& | 1X10EA | 1 | 112 | Sigma-Aldrich | Z371157-10EA | https://www.sigmaaldrich.com/LT/en
Z553298-1EA | VERSA-FLOW VITON O-RING, 44.3MM I.D. X | 1X1EA | 1 | 40 | Sigma-Aldrich | Z553298-1EA | https://www.sigmaaldrich.com/LT/en
Z561770-1EA | ALDRICH(R) SINGLE BANK MANIFOLD WITH 1 & | 1X1EA | 1 | 315 | Sigma-Aldrich | Z561770-1EA | https://www.sigmaaldrich.com/LT/en
Z561789-1EA | ALDRICH(R) SINGLE BANK MANIFOLD WITH 1 & | 1X1EA | 1 | 386 | Sigma-Aldrich | Z561789-1EA | https://www.sigmaaldrich.com/LT/en
Z561797-1EA | ALDRICH(R) SINGLE BANK MANIFOLD WITH 1 & | 1X1EA | 1 | 587 | Sigma-Aldrich | Z561797-1EA | https://www.sigmaaldrich.com/LT/en
Z562432-1EA | ALDRICH(R) MODIFIED CONVERTIBLE LIQUID-& | 1X1EA | 1 | 655 | Sigma-Aldrich | Z562432-1EA | https://www.sigmaaldrich.com/LT/en
Z562440-1EA | ALDRICH(R) MODIFIED CONVERTIBLE LIQUID-& | 1X1EA | 1 | 807 | Sigma-Aldrich | Z562440-1EA | https://www.sigmaaldrich.com/LT/en
Z562459-1EA | ALDRICH(R) MODIFIED CONVERTIBLE LIQUID-& | 1X1EA | 1 | 821 | Sigma-Aldrich | Z562459-1EA | https://www.sigmaaldrich.com/LT/en
Z562467-1EA | ALDRICH(R) MODIFIED CONVERTIBLE LIQUID-& | 1X1EA | 1 | 1382 | Sigma-Aldrich | Z562467-1EA | https://www.sigmaaldrich.com/LT/en
Z646245-5EA | ALDRICH(R) DRUM FITTINGS VENTED FAUCET & | 1X5EA | 1 | 80 | Sigma-Aldrich | Z646245-5EA | https://www.sigmaaldrich.com/LT/en
Z646253-5EA | ALDRICH(R) DRUM FITTINGS VENTED FAUCET & | 1X5EA | 1 | 80 | Sigma-Aldrich | Z646253-5EA | https://www.sigmaaldrich.com/LT/en
Z646261-5EA | ALDRICH(R) DRUM FITTINGS VENTED FAUCET & | 1X5EA | 1 | 80 | Sigma-Aldrich | Z646261-5EA | https://www.sigmaaldrich.com/LT/en
Z646288-5EA | ALDRICH(R) DRUM FITTINGS VENTED FLEX SP& | 1X5EA | 1 | 80 | Sigma-Aldrich | Z646288-5EA | https://www.sigmaaldrich.com/LT/en
Z646318-5EA | ALDRICH(R) DRUM FITTINGS VENTED FLEX SP& | 1X5EA | 1 | 80 | Sigma-Aldrich | Z646318-5EA | https://www.sigmaaldrich.com/LT/en
Z646326-5EA | ALDRICH(R) DRUM FITTINGS RIGID SPOUT FO& | 1X5EA | 1 | 80 | Sigma-Aldrich | Z646326-5EA | https://www.sigmaaldrich.com/LT/en
Z664537-1ROL | BRADY(R) FREEZERBONDZ(TM) LABELS FOR TL& | 1X1ROLL | 1 | 59 | Sigma-Aldrich | Z664537-1ROL | https://www.sigmaaldrich.com/LT/en
Z664545-1ROL | BRADY(R) FREEZERBONDZ(TM) LABELS FOR TL& | 1X1ROLL | 1 | 81 | Sigma-Aldrich | Z664545-1ROL | https://www.sigmaaldrich.com/LT/en
Z664553-1ROL | BRADY(R) FREEZERBONDZ(TM) LABELS FOR TL& | 1X1ROLL | 1 | 46 | Sigma-Aldrich | Z664553-1ROL | https://www.sigmaaldrich.com/LT/en
Z664561-1ROL | BRADY(R) FREEZERBONDZ(TM) LABELS FOR TL& | 1X1ROLL | 1 | 68 | Sigma-Aldrich | Z664561-1ROL | https://www.sigmaaldrich.com/LT/en
Z719935-1EA | SPINBAR(R) CAPSULE MAGNETIC STIRRING BA& | 1X1EA | 1 | 46 | Sigma-Aldrich | Z719935-1EA | https://www.sigmaaldrich.com/LT/en
Z564680-100EA | SLEEVE STOPPER USE WITH SMALL TUBES, BO& | 1X100EA | 1 | 73 | Sigma-Aldrich | Z564680-100EA | https://www.sigmaaldrich.com/LT/en
Z564702-100EA | SLEEVE STOPPER USE WITH NARROW-MOUTH BO& | 1X100EA | 1 | 98 | Sigma-Aldrich | Z564702-100EA | https://www.sigmaaldrich.com/LT/en
Z564729-100EA | SLEEVE STOPPER USE WITH NARROW-MOUTH BO& | 1X100EA | 1 | 123 | Sigma-Aldrich | Z564729-100EA | https://www.sigmaaldrich.com/LT/en
Z564672-100EA | SLEEVE STOPPER USE WITH SMALL TUBES, BO& | 1X100EA | 1 | 73 | Sigma-Aldrich | Z564672-100EA | https://www.sigmaaldrich.com/LT/en
Z564699-100EA | SLEEVE STOPPER USE WITH NARROW-MOUTH BO& | 1X100EA | 1 | 98 | Sigma-Aldrich | Z564699-100EA | https://www.sigmaaldrich.com/LT/en
Z564710-100EA | SLEEVE STOPPER USE WITH NARROW-MOUTH BO& | 1X100EA | 1 | 134 | Sigma-Aldrich | Z564710-100EA | https://www.sigmaaldrich.com/LT/en
Z564737-100EA | SLEEVE STOPPER USE WITH NARROW-MOUTH BO& | 1X100EA | 1 | 166 | Sigma-Aldrich | Z564737-100EA | https://www.sigmaaldrich.com/LT/en
Z564745-100EA | SLEEVE STOPPER USE WITH NARROW-MOUTH BO& | 1X100EA | 1 | 166 | Sigma-Aldrich | Z564745-100EA | https://www.sigmaaldrich.com/LT/en
Z637092-100EA | BRAND UV CUVETTES, MICRO, CENTER HEIGHT& | 1X100EA | 1 | 28 | Sigma-Aldrich | Z637092-100EA | https://www.sigmaaldrich.com/LT/en
Z637117-100EA | BRAND UV CUVETTE LIDS, PE, BLUE LID ROU& | 1X100EA | 1 | 13 | Sigma-Aldrich | Z637117-100EA | https://www.sigmaaldrich.com/LT/en
Z637122-100EA | BRAND UV CUVETTE LIDS, PE, YELLOW LID R& | 1X100EA | 1 | 13 | Sigma-Aldrich | Z637122-100EA | https://www.sigmaaldrich.com/LT/en
Z637130-100EA | BRAND UV CUVETTE LIDS, PE, GREEN LID RO& | 1X100EA | 1 | 13 | Sigma-Aldrich | Z637130-100EA | https://www.sigmaaldrich.com/LT/en
Z637149-100EA | BRAND UV CUVETTE LIDS, PE, ORANGE LID R& | 1X100EA | 1 | 13 | Sigma-Aldrich | Z637149-100EA | https://www.sigmaaldrich.com/LT/en
Z637157-100EA | BRAND UV CUVETTES, MACRO | 1X100EA | 1 | 34 | Sigma-Aldrich | Z637157-100EA | https://www.sigmaaldrich.com/LT/en
Z637181-2L | BRAND(R) MUCASOL(R) LIQUID CLEAN CONCEN& | 1X2LT | 1 | 106 | Sigma-Aldrich | Z637181-2L | https://www.sigmaaldrich.com/LT/en
Z637203-5L | MUCASOL(TM) UNIVERSAL DETERGENT, VOLUM& | 1X5LT | 1 | 146 | Sigma-Aldrich | Z637203-5L | https://www.sigmaaldrich.com/LT/en
Z637238-5KG | Edisonite(R) Powder Cleaner, 5KG | 1X5KG | 1 | 118 | Sigma-Aldrich | Z637238-5KG | https://www.sigmaaldrich.com/LT/en
Z637246-1KG | Edisonite(R) Powder Cleaner, 1KG | 1X1KG | 1 | 31 | Sigma-Aldrich | Z637246-1KG | https://www.sigmaaldrich.com/LT/en
Z637254-1KG | BRAND(R) EDISONITE(TM) SUPER POWDER CLE& | 1X1KG | 1 | 31 | Sigma-Aldrich | Z637254-1KG | https://www.sigmaaldrich.com/LT/en
Z637262-5KG | Edisonite(R) Powder Cleaner Special, 5KG | 1X5KG | 1 | 118 | Sigma-Aldrich | Z637262-5KG | https://www.sigmaaldrich.com/LT/en
Z637300-5L | Mucocit(R)-T Liquid Cleaner Concentrate, | 1X5LT | 1 | 270 | Sigma-Aldrich | Z637300-5L | https://www.sigmaaldrich.com/LT/en
Z637327-1L | Pursept(R)-A Bottletop sprayer,for 1L bo | 1X1LT | 1 | 18 | Sigma-Aldrich | Z637327-1L | https://www.sigmaaldrich.com/LT/en
Z637335-5L | Pursept(R)-A Disinfectant Spray, 5L carb | 1X5LT | 1 | 110 | Sigma-Aldrich | Z637335-5L | https://www.sigmaaldrich.com/LT/en
Z637378-2L | Pursept(R)-AF Surface Disinfectant, 2L | 1X2LT | 1 | 99 | Sigma-Aldrich | Z637378-2L | https://www.sigmaaldrich.com/LT/en
Z637386-5L | Pursept(R)-AF Surface Disinfectant, 5L | 1X5LT | 1 | 229 | Sigma-Aldrich | Z637386-5L | https://www.sigmaaldrich.com/LT/en
Z517771-1EA | ALDRICH(R) POWDER FUNNEL JOINT: ST/NS 1& | 1X1EA | 1 | 32 | Sigma-Aldrich | Z517771-1EA | https://www.sigmaaldrich.com/LT/en
Z517801-1EA | ALDRICH(R) POWDER FUNNEL JOINT: ST/NS 1& | 1X1EA | 1 | 44 | Sigma-Aldrich | Z517801-1EA | https://www.sigmaaldrich.com/LT/en
Z517828-1EA | ALDRICH(R) POWDER FUNNEL JOINT: ST/NS 2& | 1X1EA | 1 | 49 | Sigma-Aldrich | Z517828-1EA | https://www.sigmaaldrich.com/LT/en
Z517856-1EA | ALDRICH(R) POWDER FUNNEL JOINT: ST/NS 2& | 1X1EA | 1 | 57 | Sigma-Aldrich | Z517856-1EA | https://www.sigmaaldrich.com/LT/en
Z517879-1EA | ALDRICH(R) POWDER FUNNEL JOINT: ST/NS 4& | 1X1EA | 1 | 105 | Sigma-Aldrich | Z517879-1EA | https://www.sigmaaldrich.com/LT/en
Z517887-1EA | ALDRICH(R) POWDER FUNNEL JOINT: ST/NS 5& | 1X1EA | 1 | 31 | Sigma-Aldrich | Z517887-1EA | https://www.sigmaaldrich.com/LT/en
Z543527-1PAK | BEST(R) N-DEX(R) FREE DISPOSABLE NITRIL& | 1X1PAK | 1 | 61 | Sigma-Aldrich | Z543527-1PAK | https://www.sigmaaldrich.com/LT/en
Z543527-20PAK | BEST(R) N-DEX(R) FREE DISPOSABLE NITRIL& | 1X20PAK | 1 | 1059 | Sigma-Aldrich | Z543527-20PAK | https://www.sigmaaldrich.com/LT/en
Z543748-1EA | ALDRICH(R) THERMOMETER ADAPTER FOR ALDR& | 1X1EA | 1 | 35 | Sigma-Aldrich | Z543748-1EA | https://www.sigmaaldrich.com/LT/en
Z544817-1EA | ALDRICH(R) HIGH-EFFICIENCY VARIABLE TAK& | 1X1EA | 1 | 793 | Sigma-Aldrich | Z544817-1EA | https://www.sigmaaldrich.com/LT/en
Z545791-1EA | VERSA-FLOW(TM) CAN AND DRUM DISPENSER H& | 1X1EA | 1 | 802 | Sigma-Aldrich | Z545791-1EA | https://www.sigmaaldrich.com/LT/en
Z553182-1EA | VERSA-FLOW(TM) CAN AND DRUM DISPENSER H& | 1X1EA | 1 | 802 | Sigma-Aldrich | Z553182-1EA | https://www.sigmaaldrich.com/LT/en
Z553336-1EA | WASHER FOR NMR TUBES WITH J. YOUNG VALV& | 1X1EA | 1 | 318 | Sigma-Aldrich | Z553336-1EA | https://www.sigmaaldrich.com/LT/en
Z641731-50EA | Schott Duran centrifuge tube, 12x100mm | 1X50EA | 1 | 213 | Sigma-Aldrich | Z641731-50EA | https://www.sigmaaldrich.com/LT/en
Z641758-50EA | Schott Duran centrifuge tube, 16x100mm | 1X50EA | 1 | 216 | Sigma-Aldrich | Z641758-50EA | https://www.sigmaaldrich.com/LT/en
Z641766-10EA | Schott Duran centrifuge tube, 24x100mm | 1X10EA | 1 | 64 | Sigma-Aldrich | Z641766-10EA | https://www.sigmaaldrich.com/LT/en
Z641774-10EA | Schott Duran centrifuge tube, 34x100mm | 1X10EA | 1 | 115 | Sigma-Aldrich | Z641774-10EA | https://www.sigmaaldrich.com/LT/en
Z641782-10EA | Schott Duran centrifuge tube, 40x150mm | 1X10EA | 1 | 149 | Sigma-Aldrich | Z641782-10EA | https://www.sigmaaldrich.com/LT/en
Z641790-10EA | Schott Duran centrifuge tube, 44x100mm | 1X10EA | 1 | 149 | Sigma-Aldrich | Z641790-10EA | https://www.sigmaaldrich.com/LT/en
Z641804-10EA | Schott Duran centrifuge tube, 56x147mm | 1X10EA | 1 | 257 | Sigma-Aldrich | Z641804-10EA | https://www.sigmaaldrich.com/LT/en
Z641812-10EA | Tube connector, GL14, bent, 8 MM I.D. | 1X10EA | 1 | 15 | Sigma-Aldrich | Z641812-10EA | https://www.sigmaaldrich.com/LT/en
Z641820-10EA | Tube connector, GL14, straight,8 MM I.D. | 1X10EA | 1 | 15 | Sigma-Aldrich | Z641820-10EA | https://www.sigmaaldrich.com/LT/en
Z650110-5.4KG | 3M P500 PARTICULATE ABSORBENT | 1X5.4KG | 1 | 470 | Sigma-Aldrich | Z650110-5.4KG | https://www.sigmaaldrich.com/LT/en
Z643017-80EA | GREINER 384 WELL,CLEAR_PLATE, SV WHITE | 1X80EA | 1 | 1686 | Sigma-Aldrich | Z643017-80EA | https://www.sigmaaldrich.com/LT/en
Z553360-1EA | STAINLESS STEEL BUBBLER CAPACITY 1.2 L | 1X1EA | 1 | 2235 | Sigma-Aldrich | Z553360-1EA | https://www.sigmaaldrich.com/LT/en
Z650463-1EA | HIRSCHMANN MEAS. CYLINDER, 5000ML,AMBER | 1X1EA | 1 | 352 | Sigma-Aldrich | Z650463-1EA | https://www.sigmaaldrich.com/LT/en
Z555614-1EA | ACE TRUBORE(R) PTFE 4-PIECE STIRRER BEA& | 1X1EA | 1 | 164 | Sigma-Aldrich | Z555614-1EA | https://www.sigmaaldrich.com/LT/en
Z555770-1EA | ACE REACTION FLASK HEAD CAPACITY 2,000-& | 1X1EA | 1 | 445 | Sigma-Aldrich | Z555770-1EA | https://www.sigmaaldrich.com/LT/en
Z555800-1EA | ACE REACTION FLASK HEAD CAPACITY 1,000 & | 1X1EA | 1 | 367 | Sigma-Aldrich | Z555800-1EA | https://www.sigmaaldrich.com/LT/en
Z720410-50EA | NALGENE(R) CENTRIFUGE TUBES, OAK RIDGE & | 1X50EA | 1 | 1078 | Sigma-Aldrich | Z720410-50EA | https://www.sigmaaldrich.com/LT/en
Z720437-10EA | NALGENE CENTRIFUGE TUBES, OAK RIDGE STYL | 1X10EA | 1 | 90 | Sigma-Aldrich | Z720437-10EA | https://www.sigmaaldrich.com/LT/en
Z720496-25EA | NUNC(R) EZ FLIP CONICAL CENTRIFUGE TUBE& | 1X25EA | 1 | 20 | Sigma-Aldrich | Z720496-25EA | https://www.sigmaaldrich.com/LT/en
Z720518-25EA | NUNC(R) EZ FLIP CONICAL CENTRIFUGE TUBE& | 1X25EA | 1 | 28 | Sigma-Aldrich | Z720518-25EA | https://www.sigmaaldrich.com/LT/en
Z720526-20EA | NALGENE(R) DIAGNOSTIC BOTTLES, STYLE 20& | 1X20EA | 1 | 50 | Sigma-Aldrich | Z720526-20EA | https://www.sigmaaldrich.com/LT/en
Z720542-20EA | NALGENE(R) DIAGNOSTIC BOTTLES, STYLE 20& | 1X20EA | 1 | 56 | Sigma-Aldrich | Z720542-20EA | https://www.sigmaaldrich.com/LT/en
Z721530-50EA | ALUMASEAL II, STERILE | 1X50EA | 1 | 84 | Sigma-Aldrich | Z721530-50EA | https://www.sigmaaldrich.com/LT/en
Z721573-50EA | AERASEAL, STERILE | 1X50EA | 1 | 66 | Sigma-Aldrich | Z721573-50EA | https://www.sigmaaldrich.com/LT/en
Z721646-50EA | ZONE-FREE(TM) SEALING FILMS, NON-STERILE | 1X50EA | 1 | 128 | Sigma-Aldrich | Z721646-50EA | https://www.sigmaaldrich.com/LT/en
Z720380-100EA | NALGENE(R) CENTRIFUGE TUBES, OAK RIDGE & | 1X100EA | 1 | 952 | Sigma-Aldrich | Z720380-100EA | https://www.sigmaaldrich.com/LT/en
Z720399-100EA | NALGENE(R) CENTRIFUGE TUBES, OAK RIDGE & | 1X100EA | 1 | 1186 | Sigma-Aldrich | Z720399-100EA | https://www.sigmaaldrich.com/LT/en
Z720437-100EA | NALGENE CENTRIFUGE TUBES, OAK RIDGE STYL | 1X100EA | 1 | 799 | Sigma-Aldrich | Z720437-100EA | https://www.sigmaaldrich.com/LT/en
Z720496-500EA | NUNC(R) EZ FLIP CONICAL CENTRIFUGE TUBE& | 1X500EA | 1 | 292 | Sigma-Aldrich | Z720496-500EA | https://www.sigmaaldrich.com/LT/en
Z720518-500EA | NUNC(R) EZ FLIP CONICAL CENTRIFUGE TUBE& | 1X500EA | 1 | 399 | Sigma-Aldrich | Z720518-500EA | https://www.sigmaaldrich.com/LT/en
Z720526-100EA | NALGENE(R) DIAGNOSTIC BOTTLES, STYLE 20& | 1X100EA | 1 | 187 | Sigma-Aldrich | Z720526-100EA | https://www.sigmaaldrich.com/LT/en
Z720542-100EA | NALGENE(R) DIAGNOSTIC BOTTLES, STYLE 20& | 1X100EA | 1 | 208 | Sigma-Aldrich | Z720542-100EA | https://www.sigmaaldrich.com/LT/en
Z720666-960EA | NUNC(R) BANK-IT VIALS VOLUME 0.5 ML, 2D& | 1X960EA | 1 | 1010 | Sigma-Aldrich | Z720666-960EA | https://www.sigmaaldrich.com/LT/en
Z721417-100EA | SEALPLATE COLOR TAB FILMS GREEN | 1X100EA | 1 | 78 | Sigma-Aldrich | Z721417-100EA | https://www.sigmaaldrich.com/LT/en
Z721549-100EA | ALUMASEAL 96 | 1X100EA | 1 | 81 | Sigma-Aldrich | Z721549-100EA | https://www.sigmaaldrich.com/LT/en
Z721557-100EA | ALUMASEAL 384 | 1X100EA | 1 | 85 | Sigma-Aldrich | Z721557-100EA | https://www.sigmaaldrich.com/LT/en
Z720380-10EA | NALGENE(R) CENTRIFUGE TUBES, OAK RIDGE & | 1X10EA | 1 | 106 | Sigma-Aldrich | Z720380-10EA | https://www.sigmaaldrich.com/LT/en
Z720399-10EA | NALGENE(R) CENTRIFUGE TUBES, OAK RIDGE & | 1X10EA | 1 | 131 | Sigma-Aldrich | Z720399-10EA | https://www.sigmaaldrich.com/LT/en
Z720410-10EA | NALGENE(R) CENTRIFUGE TUBES, OAK RIDGE & | 1X10EA | 1 | 241 | Sigma-Aldrich | Z720410-10EA | https://www.sigmaaldrich.com/LT/en
Z721905-30EA | NUNC(R) EASYFLASKS(TM) AREA 225 CM2, CA& | 1X30EA | 1 | 183 | Sigma-Aldrich | Z721905-30EA | https://www.sigmaaldrich.com/LT/en
CLS6795420D-1EA | CORNING(R) COMBO HOTPLATE AND STIRRER W& | 1X1EA | 1 | 658 | Sigma-Aldrich | CLS6795420D-1EA | https://www.sigmaaldrich.com/LT/en
Z646717-1EA | BRAND(R) TRANSFERPETTE(R) S RACK MOUNT | 1X1EA | 1 | 10 | Sigma-Aldrich | Z646717-1EA | https://www.sigmaaldrich.com/LT/en
Z646725-1EA | BRAND(R) TRANSFERPETTE(R) S BENCHTOP MO& | 1X1EA | 1 | 55 | Sigma-Aldrich | Z646725-1EA | https://www.sigmaaldrich.com/LT/en
Z562238-1EA | PLATINUM MICRO CRUCIBLE, 5ML CAPACITY | 1X1EA | 1 | 1049 | Sigma-Aldrich | Z562238-1EA | https://www.sigmaaldrich.com/LT/en
Z564176-1EA | ALDRICH(R) ADJUSTABLE SUBLIMATION APPAR& | 1X1EA | 1 | 1255 | Sigma-Aldrich | Z564176-1EA | https://www.sigmaaldrich.com/LT/en
Z564222-1EA | FRIO-TEMP(R) DIGITAL THERMOMETER STANDA& | 1X1EA | 1 | 153 | Sigma-Aldrich | Z564222-1EA | https://www.sigmaaldrich.com/LT/en
Z564265-1EA | BUCHI(R) COMPLETE CONDENSER MODULE, WIT& | 1X1EA | 1 | 1206 | Sigma-Aldrich | Z564265-1EA | https://www.sigmaaldrich.com/LT/en
Z564281-1EA | BUCHI(R) CURVED PTFE TUBE FOR WOULFF BO& | 1X1EA | 1 | 46 | Sigma-Aldrich | Z564281-1EA | https://www.sigmaaldrich.com/LT/en
Z562513-1EA | LABJAWS(TM) JUMBO CLAMP HOLDER | 1X1EA | 1 | 46 | Sigma-Aldrich | Z562513-1EA | https://www.sigmaaldrich.com/LT/en
Z721425-100EA | SEALPLATE COLOR TAB FILMS LAVENDER | 1X100EA | 1 | 78 | Sigma-Aldrich | Z721425-100EA | https://www.sigmaaldrich.com/LT/en
Z721433-100EA | SEALPLATE COLOR TAB FILMS ORANGE | 1X100EA | 1 | 78 | Sigma-Aldrich | Z721433-100EA | https://www.sigmaaldrich.com/LT/en
Z721581-100EA | EZ PIERCE FILMS NON-STERILE | 1X100EA | 1 | 67 | Sigma-Aldrich | Z721581-100EA | https://www.sigmaaldrich.com/LT/en
Z720798-20EA | NUNCLON(TM)D MULTIDISHES 6 WELL ROUND, & | 1X20EA | 1 | 508 | Sigma-Aldrich | Z720798-20EA | https://www.sigmaaldrich.com/LT/en
Z720801-20EA | NUNCLON(TM)D MULTIDISHES 6 WELL ROUND, & | 1X20EA | 1 | 550 | Sigma-Aldrich | Z720801-20EA | https://www.sigmaaldrich.com/LT/en
Z562246-1EA | STAINLESS STEEL CRUCIBLE TONGS WITH PLAT | 1X1EA | 1 | 1206 | Sigma-Aldrich | Z562246-1EA | https://www.sigmaaldrich.com/LT/en
Z562491-1EA | LABJAWS(TM) REGULAR CLAMP HOLDER | 1X1EA | 1 | 31 | Sigma-Aldrich | Z562491-1EA | https://www.sigmaaldrich.com/LT/en
Z562521-1EA | LABJAWS(TM) END-TO-END LATTICE ROD CONN& | 1X1EA | 1 | 32 | Sigma-Aldrich | Z562521-1EA | https://www.sigmaaldrich.com/LT/en
Z562548-1EA | LABJAWS(TM) HOOK LATTICE ROD CONNECTOR | 1X1EA | 1 | 18 | Sigma-Aldrich | Z562548-1EA | https://www.sigmaaldrich.com/LT/en
Z562572-1EA | ALDRICH(R) CORROSIVE GAS REGULATOR WITH& | 1X1EA | 1 | 2970 | Sigma-Aldrich | Z562572-1EA | https://www.sigmaaldrich.com/LT/en
Z562580-1EA | ALDRICH(R) CORROSIVE GAS REGULATOR WITH& | 1X1EA | 1 | 2068 | Sigma-Aldrich | Z562580-1EA | https://www.sigmaaldrich.com/LT/en
Z562599-1EA | ALDRICH(R) LECTURE-BOTTLE STATION FOR N& | 1X1EA | 1 | 1069 | Sigma-Aldrich | Z562599-1EA | https://www.sigmaaldrich.com/LT/en
Z562602-1EA | ALDRICH(R) LECTURE-BOTTLE STATION FOR H& | 1X1EA | 1 | 1294 | Sigma-Aldrich | Z562602-1EA | https://www.sigmaaldrich.com/LT/en
Z562637-1EA | ALDRICH(R) LECTURE-BOTTLE STATION FOR G& | 1X1EA | 1 | 619 | Sigma-Aldrich | Z562637-1EA | https://www.sigmaaldrich.com/LT/en
Z562645-5EA | OPEN-EDGED FRITTED DISC POROSITY ASSORT& | 1X5EA | 1 | 85 | Sigma-Aldrich | Z562645-5EA | https://www.sigmaaldrich.com/LT/en
Z562653-5EA | OPEN-EDGED FRITTED DISC POROSITY ASSORT& | 1X5EA | 1 | 203 | Sigma-Aldrich | Z562653-5EA | https://www.sigmaaldrich.com/LT/en
Z721492-200EA | THERMALSEAL MINISTRIPS | 1X200EA | 1 | 64 | Sigma-Aldrich | Z721492-200EA | https://www.sigmaaldrich.com/LT/en
Z721603-50EA | EZ PIERCE FILMS STERILE | 1X50EA | 1 | 50 | Sigma-Aldrich | Z721603-50EA | https://www.sigmaaldrich.com/LT/en
CLS6795400D-1EA | CORNING(R) HOTPLATE WITH DIGITAL DISPLA& | 1X1EA | 1 | 387 | Sigma-Aldrich | CLS6795400D-1EA | https://www.sigmaaldrich.com/LT/en
CLS6795600D-1EA | CORNING(R) HOTPLATE WITH DIGITAL DISPLA& | 1X1EA | 1 | 660 | Sigma-Aldrich | CLS6795600D-1EA | https://www.sigmaaldrich.com/LT/en
CLS6795620D-1EA | CORNING(R) COMBO HOTPLATE AND STIRRER W& | 1X1EA | 1 | 857 | Sigma-Aldrich | CLS6795620D-1EA | https://www.sigmaaldrich.com/LT/en
Z562033-1EA | PLATINUM LID TO FIT 10ML CRUCIBLE | 1X1EA | 1 | 381 | Sigma-Aldrich | Z562033-1EA | https://www.sigmaaldrich.com/LT/en
Z562106-1EA | PLATINUM LID FOR 30ML CRUCIBLE | 1X1EA | 1 | 649 | Sigma-Aldrich | Z562106-1EA | https://www.sigmaaldrich.com/LT/en
Z562130-1EA | PLATINUM EVAPORATING DISH, 20ML CAPACITY | 1X1EA | 1 | 1314 | Sigma-Aldrich | Z562130-1EA | https://www.sigmaaldrich.com/LT/en
Z562149-1EA | PLATINUM LID FOR 20ML EVAPORATING DISH | 1X1EA | 1 | 678 | Sigma-Aldrich | Z562149-1EA | https://www.sigmaaldrich.com/LT/en
Z562157-1EA | PLATINUM EVAPORATING DISH, 30ML CAPACITY | 1X1EA | 1 | 1480 | Sigma-Aldrich | Z562157-1EA | https://www.sigmaaldrich.com/LT/en
Z562165-1EA | PLATINUM LID FOR 30ML EVAPORATING DISH | 1X1EA | 1 | 780 | Sigma-Aldrich | Z562165-1EA | https://www.sigmaaldrich.com/LT/en
Z562181-1EA | PLATINUM LID FOR 50ML EVAPORATING DISH | 1X1EA | 1 | 1137 | Sigma-Aldrich | Z562181-1EA | https://www.sigmaaldrich.com/LT/en
Z562211-1EA | PLATINUM LID FOR 100ML EVAPORATING DISH | 1X1EA | 1 | 1735 | Sigma-Aldrich | Z562211-1EA | https://www.sigmaaldrich.com/LT/en
Z560057-3600EA | DISPOSABLE SMARTSPATULA(R) MACRO, L 310& | 1X3600EA | 1 | 1000 | Sigma-Aldrich | Z560057-3600EA | https://www.sigmaaldrich.com/LT/en
CLS3820-50EA | CORNING 384 WELL LOW VOLUME MICROPLATE, | 1X50EA | 1 | 590 | Sigma-Aldrich | CLS3820-50EA | https://www.sigmaaldrich.com/LT/en
Z647942-20X50EA | BEST(R) NIGHTHAWK NITRILE ANTI-STATIC G& | 20X50EA | 1 | 365 | Sigma-Aldrich | Z647942-20X50EA | https://www.sigmaaldrich.com/LT/en
Z647942-50EA | BEST(R) NIGHTHAWK NITRILE ANTI-STATIC G& | 1X50EA | 1 | 21 | Sigma-Aldrich | Z647942-50EA | https://www.sigmaaldrich.com/LT/en
Z647950-20X50EA | BEST(R) NIGHTHAWK NITRILE ANTI-STATIC G& | 20X50EA | 1 | 365 | Sigma-Aldrich | Z647950-20X50EA | https://www.sigmaaldrich.com/LT/en
Z647950-50EA | BEST(R) NIGHTHAWK NITRILE ANTI-STATIC G& | 1X50EA | 1 | 21 | Sigma-Aldrich | Z647950-50EA | https://www.sigmaaldrich.com/LT/en
Z647969-50EA | BEST(R) NIGHTHAWK NITRILE ANTI-STATIC G& | 1X50EA | 1 | 21 | Sigma-Aldrich | Z647969-50EA | https://www.sigmaaldrich.com/LT/en
Z647977-20X50EA | BEST(R) NIGHTHAWK NITRILE ANTI-STATIC G& | 20X50EA | 1 | 365 | Sigma-Aldrich | Z647977-20X50EA | https://www.sigmaaldrich.com/LT/en
Z647977-50EA | BEST(R) NIGHTHAWK NITRILE ANTI-STATIC G& | 1X50EA | 1 | 21 | Sigma-Aldrich | Z647977-50EA | https://www.sigmaaldrich.com/LT/en
CLS431386-250EA | CORNING(R) CRYOGENIC VIALS, INTERNAL TH& | 1X250EA | 1 | 198 | Sigma-Aldrich | CLS431386-250EA | https://www.sigmaaldrich.com/LT/en
CLS3338-50EA | CORNING(R) CELL CULTURE PLATES WITH CEL& | 1X50EA | 1 | 320 | Sigma-Aldrich | CLS3338-50EA | https://www.sigmaaldrich.com/LT/en
CLS6795410D-1EA | CORNING(R) STIRRER WITH DIGITAL DISPLAY& | 1X1EA | 1 | 413 | Sigma-Aldrich | CLS6795410D-1EA | https://www.sigmaaldrich.com/LT/en
CLS6795610D-1EA | CORNING DIGITAL STIRRER, 10X10IN, 120V/6 | 1X1EA | 1 | 686 | Sigma-Aldrich | CLS6795610D-1EA | https://www.sigmaaldrich.com/LT/en
CLS6798400D-1EA | CORNING(R) HOTPLATE WITH DIGITAL DISPLA& | 1X1EA | 1 | 407 | Sigma-Aldrich | CLS6798400D-1EA | https://www.sigmaaldrich.com/LT/en
CLS6798410D-1EA | CORNING DIGITAL STIRRER, 5X7IN, 230V/50 | 1X1EA | 1 | 508 | Sigma-Aldrich | CLS6798410D-1EA | https://www.sigmaaldrich.com/LT/en
CLS6798420D-1EA | CORNING(R) HOTPLATE AND STIRRER WITH DI& | 1X1EA | 1 | 780 | Sigma-Aldrich | CLS6798420D-1EA | https://www.sigmaaldrich.com/LT/en
CLS70165102-24EA | CORNING(R) VISTA(TM) PETRI DISH DIAM. X& | 1X24EA | 1 | 139 | Sigma-Aldrich | CLS70165102-24EA | https://www.sigmaaldrich.com/LT/en
CLS70165152-24EA | CORNING(R) VISTA(TM) PETRI DISH DIAM. X& | 1X24EA | 1 | 400 | Sigma-Aldrich | CLS70165152-24EA | https://www.sigmaaldrich.com/LT/en
CLS3814-24EA | CORNING(R) CELL CULTURE FLASKS ULTRA LO& | 1X24EA | 1 | 506 | Sigma-Aldrich | CLS3814-24EA | https://www.sigmaaldrich.com/LT/en
Z564435-1EA | ALDRICH(R) ATMOSBAG, TWO-HAND, SIDE ENT& | 1X1EA | 1 | 72 | Sigma-Aldrich | Z564435-1EA | https://www.sigmaaldrich.com/LT/en
Z562203-1EA | PLATINUM EVAPORATING DISH, 100ML CAPACIT | 1X1EA | 1 | 2676 | Sigma-Aldrich | Z562203-1EA | https://www.sigmaaldrich.com/LT/en
Z721441-100EA | SEALPLATE COLOR TAB FILMS RED | 1X100EA | 1 | 78 | Sigma-Aldrich | Z721441-100EA | https://www.sigmaaldrich.com/LT/en
Z721468-100EA | SEALPLATE COLOR TAB FILMS BLUE | 1X100EA | 1 | 78 | Sigma-Aldrich | Z721468-100EA | https://www.sigmaaldrich.com/LT/en
Z722499-1EA | SPECTRAFUGE MINI-CENTRIFUGE REPLACEMENT& | 1X1EA | 1 | 33 | Sigma-Aldrich | Z722499-1EA | https://www.sigmaaldrich.com/LT/en
Z564540-1EA | ACE PRESSURE TUBE, BUSHING TYPE B, VOLU& | 1X1EA | 1 | 65 | Sigma-Aldrich | Z564540-1EA | https://www.sigmaaldrich.com/LT/en
Z564559-1EA | ACE PRESSURE TUBE, BUSHING TYPE B, VOLU& | 1X1EA | 1 | 65 | Sigma-Aldrich | Z564559-1EA | https://www.sigmaaldrich.com/LT/en
Z564567-1EA | ACE PRESSURE TUBE, BUSHING TYPE B, VOLU& | 1X1EA | 1 | 70 | Sigma-Aldrich | Z564567-1EA | https://www.sigmaaldrich.com/LT/en
Z564575-1EA | ACE PRESSURE TUBE, BUSHING TYPE B, VOLU& | 1X1EA | 1 | 65 | Sigma-Aldrich | Z564575-1EA | https://www.sigmaaldrich.com/LT/en
Z564583-1EA | ACE PRESSURE TUBE, BUSHING TYPE B, VOLU& | 1X1EA | 1 | 66 | Sigma-Aldrich | Z564583-1EA | https://www.sigmaaldrich.com/LT/en
Z564591-1EA | ACE PRESSURE TUBE, BUSHING TYPE B, VOLU& | 1X1EA | 1 | 72 | Sigma-Aldrich | Z564591-1EA | https://www.sigmaaldrich.com/LT/en
Z564605-1EA | ACE PRESSURE TUBE, BUSHING TYPE B, VOLU& | 1X1EA | 1 | 65 | Sigma-Aldrich | Z564605-1EA | https://www.sigmaaldrich.com/LT/en
Z564613-1EA | ACE PRESSURE TUBE, BUSHING TYPE B, VOLU& | 1X1EA | 1 | 68 | Sigma-Aldrich | Z564613-1EA | https://www.sigmaaldrich.com/LT/en
Z564621-1EA | ACE PRESSURE TUBE, BUSHING TYPE B, VOLU& | 1X1EA | 1 | 75 | Sigma-Aldrich | Z564621-1EA | https://www.sigmaaldrich.com/LT/en
CLS3571-50EA | CORNING(R) 384 WELL MICROPLATE, LOW FLAN | 1X50EA | 1 | 550 | Sigma-Aldrich | CLS3571-50EA | https://www.sigmaaldrich.com/LT/en
Z564478-1EA | CGA ADAPTER FOR ALDRICH(R) LECTURE BOTT& | 1X1EA | 1 | 73 | Sigma-Aldrich | Z564478-1EA | https://www.sigmaaldrich.com/LT/en
Z564486-1EA | CGA ADAPTER FOR ALDRICH(R) LECTURE BOTT& | 1X1EA | 1 | 69 | Sigma-Aldrich | Z564486-1EA | https://www.sigmaaldrich.com/LT/en
Z564494-1EA | CGA ADAPTER FOR ALDRICH(R) LECTURE BOTT& | 1X1EA | 1 | 73 | Sigma-Aldrich | Z564494-1EA | https://www.sigmaaldrich.com/LT/en
Z564508-1EA | CGA ADAPTER FOR ALDRICH(R) LECTURE BOTT& | 1X1EA | 1 | 73 | Sigma-Aldrich | Z564508-1EA | https://www.sigmaaldrich.com/LT/en
Z564516-1EA | LECTURE BOTTLE 4-WAY WRENCH CGA170/CGA1& | 1X1EA | 1 | 49 | Sigma-Aldrich | Z564516-1EA | https://www.sigmaaldrich.com/LT/en
Z648027-24EA | AMICON ULTRA-4 CENTRIFUGAL FILTER UNIT, | 1X24EA | 1 | 224 | Sigma-Aldrich | Z648027-24EA | https://www.sigmaaldrich.com/LT/en
Z648035-24EA | AMICON ULTRA-4 CENTRIFUGAL FILTER UNIT, | 1X24EA | 1 | 224 | Sigma-Aldrich | Z648035-24EA | https://www.sigmaaldrich.com/LT/en
CLS6798610D-1EA | CORNING DIGITAL STIRRER, 10X10IN, 230V/ | 1X1EA | 1 | 733 | Sigma-Aldrich | CLS6798610D-1EA | https://www.sigmaaldrich.com/LT/en
Z564656-10EA | PRECISION SEAL RUBBER SEPTA, FOR 15/25 & | 1X10EA | 1 | 40 | Sigma-Aldrich | Z564656-10EA | https://www.sigmaaldrich.com/LT/en
Z648000-8EA | AMICON ULTRA-15 CENTRIFUGAL FILTER UNIT, | 1X8EA | 1 | 119 | Sigma-Aldrich | Z648000-8EA | https://www.sigmaaldrich.com/LT/en
Z648043-24EA | AMICON ULTRA-4 CENTRIFUGAL FILTER UNIT, | 1X24EA | 1 | 224 | Sigma-Aldrich | Z648043-24EA | https://www.sigmaaldrich.com/LT/en
CLS70165101-24EA | CORNING(R) VISTA(TM) PETRI DISH DIAM. X& | 1X24EA | 1 | 138 | Sigma-Aldrich | CLS70165101-24EA | https://www.sigmaaldrich.com/LT/en
Z648175-1EA | TISSUE CAPTURE PEN | 1X1EA | 1 | 229 | Sigma-Aldrich | Z648175-1EA | https://www.sigmaaldrich.com/LT/en
Z648183-1EA | GRID COATING PEN | 1X1EA | 1 | 62 | Sigma-Aldrich | Z648183-1EA | https://www.sigmaaldrich.com/LT/en
Z648191-12EA | STATMARK PERMANENT MARKER FOR CASSETTE & | 1X12EA | 1 | 95 | Sigma-Aldrich | Z648191-12EA | https://www.sigmaaldrich.com/LT/en
Z645591-10X100EA | MICROFLEX(R) COMFORTGRIP POWDER-FREE LA& | 10X100EA | 1 | 298 | Sigma-Aldrich | Z645591-10X100EA | https://www.sigmaaldrich.com/LT/en
Z645605-10X100EA | MICROFLEX(R) COMFORTGRIP POWDER-FREE LA& | 10X100EA | 1 | 289 | Sigma-Aldrich | Z645605-10X100EA | https://www.sigmaaldrich.com/LT/en
CLS3815-24EA | CORNING(R) CELL CULTURE FLASKS ULTRA LO& | 1X24EA | 1 | 344 | Sigma-Aldrich | CLS3815-24EA | https://www.sigmaaldrich.com/LT/en
Z645583-10X100EA | MICROFLEX(R) COMFORTGRIP POWDER-FREE LA& | 10X100EA | 1 | 298 | Sigma-Aldrich | Z645583-10X100EA | https://www.sigmaaldrich.com/LT/en
Z564346-10X100EA | MICROFLEX(R) EVOLUTION ONE(R) LATEX GLO& | 10X100EA | 1 | 380 | Sigma-Aldrich | Z564346-10X100EA | https://www.sigmaaldrich.com/LT/en
Z564346-100EA | MICROFLEX(R) EVOLUTION ONE(R) LATEX GLO& | 1X100EA | 1 | 52 | Sigma-Aldrich | Z564346-100EA | https://www.sigmaaldrich.com/LT/en
Z564362-10X100EA | MICROFLEX(R) EVOLUTION ONE(R) LATEX GLO& | 10X100EA | 1 | 380 | Sigma-Aldrich | Z564362-10X100EA | https://www.sigmaaldrich.com/LT/en
Z564370-10X100EA | MICROFLEX(R) EVOLUTION ONE(R) LATEX GLO& | 10X100EA | 1 | 380 | Sigma-Aldrich | Z564370-10X100EA | https://www.sigmaaldrich.com/LT/en
Z564370-100EA | MICROFLEX(R) EVOLUTION ONE(R) LATEX GLO& | 1X100EA | 1 | 54 | Sigma-Aldrich | Z564370-100EA | https://www.sigmaaldrich.com/LT/en
Z564389-10X100EA | MICROFLEX(R) EVOLUTION ONE(R) LATEX GLO& | 10X100EA | 1 | 380 | Sigma-Aldrich | Z564389-10X100EA | https://www.sigmaaldrich.com/LT/en
Z564389-100EA | MICROFLEX(R) EVOLUTION ONE(R) LATEX GLO& | 1X100EA | 1 | 54 | Sigma-Aldrich | Z564389-100EA | https://www.sigmaaldrich.com/LT/en
Z722510-12EA | STERICUP FILTRATION SYSTEM, 150ML | 1X12EA | 1 | 109 | Sigma-Aldrich | Z722510-12EA | https://www.sigmaaldrich.com/LT/en
Z355534-150EA | FILTER MEMBRANES FOR MICROBIOLOGICAL AN& | 1X150EA | 1 | 399 | Sigma-Aldrich | Z355534-150EA | https://www.sigmaaldrich.com/LT/en
Z564427-1EA | ALDRICH(R) ATMOSBAG, TWO-HAND, SIDE ENT& | 1X1EA | 1 | 63 | Sigma-Aldrich | Z564427-1EA | https://www.sigmaaldrich.com/LT/en
Z564761-1EA | ALDRICH SOXHLET EXTRACTOR BODY, JACKETED | 1X1EA | 1 | 272 | Sigma-Aldrich | Z564761-1EA | https://www.sigmaaldrich.com/LT/en
Z564796-1EA | ALDRICH SOXHLET EXTRACTOR BODY, JACKETED | 1X1EA | 1 | 453 | Sigma-Aldrich | Z564796-1EA | https://www.sigmaaldrich.com/LT/en
Z564788-1EA | ALDRICH SOXHLET EXTRACTOR BODY, JACKETED | 1X1EA | 1 | 361 | Sigma-Aldrich | Z564788-1EA | https://www.sigmaaldrich.com/LT/en
Z564354-100EA | MICROFLEX(R) EVOLUTION ONE(R) LATEX GLO& | 1X100EA | 1 | 54 | Sigma-Aldrich | Z564354-100EA | https://www.sigmaaldrich.com/LT/en
CLS431401-25EA | CORNING(R) ERLENMEYER FLASK POLYCARBONA& | 1X25EA | 1 | 482 | Sigma-Aldrich | CLS431401-25EA | https://www.sigmaaldrich.com/LT/en
CLS431402-25EA | CORNING(R) ERLENMEYER FLASK POLYCARBONA& | 1X25EA | 1 | 601 | Sigma-Aldrich | CLS431402-25EA | https://www.sigmaaldrich.com/LT/en
CLS431403-25EA | CORNING(R) ERLENMEYER FLASK POLYCARBONA& | 1X25EA | 1 | 670 | Sigma-Aldrich | CLS431403-25EA | https://www.sigmaaldrich.com/LT/en
CLS431404-50EA | CORNING(R) ERLENMEYER FLASK POLYCARBONA& | 1X50EA | 1 | 517 | Sigma-Aldrich | CLS431404-50EA | https://www.sigmaaldrich.com/LT/en
CLS431408-25EA | CORNING(R) ERLENMEYER FLASK POLYCARBONA& | 1X25EA | 1 | 432 | Sigma-Aldrich | CLS431408-25EA | https://www.sigmaaldrich.com/LT/en
CLS431405-50EA | CORNING(R) ERLENMEYER FLASK POLYCARBONA& | 1X50EA | 1 | 659 | Sigma-Aldrich | CLS431405-50EA | https://www.sigmaaldrich.com/LT/en
CLS431406-50EA | CORNING(R) ERLENMEYER FLASK POLYCARBONA& | 1X50EA | 1 | 612 | Sigma-Aldrich | CLS431406-50EA | https://www.sigmaaldrich.com/LT/en
CLS431407-50EA | CORNING(R) ERLENMEYER FLASK POLYCARBONA& | 1X50EA | 1 | 718 | Sigma-Aldrich | CLS431407-50EA | https://www.sigmaaldrich.com/LT/en
Z564907-1EA | BUCHI DIAGONAL CONDENSER, GLASS, FOR R-2 | 1X1EA | 1 | 614 | Sigma-Aldrich | Z564907-1EA | https://www.sigmaaldrich.com/LT/en
Z648310-1EA | AIR-OPERATED TURBINE MAGNETIC STIRRER | 1X1EA | 1 | 79 | Sigma-Aldrich | Z648310-1EA | https://www.sigmaaldrich.com/LT/en
Z564850-1EA | WRAP-IT TIE INSTALLING TOOL, ECONOMY VE& | 1X1EA | 1 | 80 | Sigma-Aldrich | Z564850-1EA | https://www.sigmaaldrich.com/LT/en
Z564869-1EA | SECADOR TECHNI-DOME 360 GLOVE CHAMBER | 1X1EA | 1 | 1118 | Sigma-Aldrich | Z564869-1EA | https://www.sigmaaldrich.com/LT/en
Z564923-1EA | BUCHI STOPCOCK, SJ 18.8/38, FOR DIAGONAL | 1X1EA | 1 | 54 | Sigma-Aldrich | Z564923-1EA | https://www.sigmaaldrich.com/LT/en
CLS3570-50EA | CORNING(R) 384 WELL MICROPLATE, LOW FLAN | 1X50EA | 1 | 612 | Sigma-Aldrich | CLS3570-50EA | https://www.sigmaaldrich.com/LT/en
Z564397-1EA | ALDRICH(R) ATMOSBAG, TWO-HAND, NON-STER& | 1X1EA | 1 | 58 | Sigma-Aldrich | Z564397-1EA | https://www.sigmaaldrich.com/LT/en
Z648299-1EA | MICRO SPOON AND SPATULA WEIGHING SET | 1X1EA | 1 | 112 | Sigma-Aldrich | Z648299-1EA | https://www.sigmaaldrich.com/LT/en
Z660574-12EA | MILLIPORE STERICUP-HV FILTER UNIT, DURAP | 1X12EA | 1 | 203 | Sigma-Aldrich | Z660574-12EA | https://www.sigmaaldrich.com/LT/en
Z660582-12EA | MILLIPORE STERICUP-HV FILTER UNIT, DURAP | 1X12EA | 1 | 293 | Sigma-Aldrich | Z660582-12EA | https://www.sigmaaldrich.com/LT/en
Z660493-12EA | MILLIPORE STERICUP GP FILTER UNIT, EXPR& | 1X12EA | 1 | 133 | Sigma-Aldrich | Z660493-12EA | https://www.sigmaaldrich.com/LT/en
Z660515-12EA | MILLIPORE STERICUP-GP FILTER UNIT, EXPR& | 1X12EA | 1 | 265 | Sigma-Aldrich | Z660515-12EA | https://www.sigmaaldrich.com/LT/en
Z660531-12EA | MILLIPORE STERICUP-GV FILTER UNIT, DURAP | 1X12EA | 1 | 204 | Sigma-Aldrich | Z660531-12EA | https://www.sigmaaldrich.com/LT/en
Z660566-12EA | MILLIPORE STERICUP-HV FILTER UNIT, DURAP | 1X12EA | 1 | 135 | Sigma-Aldrich | Z660566-12EA | https://www.sigmaaldrich.com/LT/en
Z564443-1EA | ALDRICH(R) ATMOSBAG, TWO-HAND, DUAL SID& | 1X1EA | 1 | 90 | Sigma-Aldrich | Z564443-1EA | https://www.sigmaaldrich.com/LT/en
Z564990-1EA | BUCHI SEAL FOR R210/215 COLD-TRAP AND RE | 1X1EA | 1 | 120 | Sigma-Aldrich | Z564990-1EA | https://www.sigmaaldrich.com/LT/en
Z565008-1EA | BUCHI VALVE UNIT FOR WOULFF BOTTLE | 1X1EA | 1 | 633 | Sigma-Aldrich | Z565008-1EA | https://www.sigmaaldrich.com/LT/en
Z565016-1EA | ACCESSORIES FOR BUCHI VACUUM CONTROLLERS | 1X1EA | 1 | 46 | Sigma-Aldrich | Z565016-1EA | https://www.sigmaaldrich.com/LT/en
CLS3822-50EA | CORNING(R)384 WELL MICROPLATE, LOW VOLUM | 1X50EA | 1 | 648 | Sigma-Aldrich | CLS3822-50EA | https://www.sigmaaldrich.com/LT/en
Z670138-1EA | STAINTRAY SYSTEM WITH CLEAR LID, 20 SLID | 1X1EA | 1 | 474 | Sigma-Aldrich | Z670138-1EA | https://www.sigmaaldrich.com/LT/en
Z670146-1EA | STAINTRAY SYSTEM WITH BLACK LID, 20 SLID | 1X1EA | 1 | 474 | Sigma-Aldrich | Z670146-1EA | https://www.sigmaaldrich.com/LT/en
Z565229-100EA | WILMAD NMR TUBES, 5MM DIAM., ECONOMY, 10 | 1X100EA | 1 | 148 | Sigma-Aldrich | Z565229-100EA | https://www.sigmaaldrich.com/LT/en
Z722537-50EA | ABSORBMAX FILM NONSTERILE | 1X50EA | 1 | 56 | Sigma-Aldrich | Z722537-50EA | https://www.sigmaaldrich.com/LT/en
Z564451-1EA | ALDRICH(R) ATMOSBAG, TWO-HAND, DUAL SID& | 1X1EA | 1 | 95 | Sigma-Aldrich | Z564451-1EA | https://www.sigmaaldrich.com/LT/en
Z660507-12EA | MILLIPORE STERICUP-GP FILTER UNIT, EXPRE | 1X12EA | 1 | 183 | Sigma-Aldrich | Z660507-12EA | https://www.sigmaaldrich.com/LT/en
CLS3383-10EA | CORNING HTS TRANSWELL 96 WELL, FEEDER RE | 1X10EA | 1 | 91 | Sigma-Aldrich | CLS3383-10EA | https://www.sigmaaldrich.com/LT/en
CLS3574-50EA | CORNING 384 WELL MICROPLATE, LOW FLANGE, | 1X50EA | 1 | 718 | Sigma-Aldrich | CLS3574-50EA | https://www.sigmaaldrich.com/LT/en
Z564656-100EA | PRECISION SEAL RUBBER SEPTA, FOR 15/25 & | 1X100EA | 1 | 127 | Sigma-Aldrich | Z564656-100EA | https://www.sigmaaldrich.com/LT/en
Z565768-10EA | PRECISION SEAL(R) RUBBER SEPTA CAP, WHI& | 1X10EA | 1 | 14 | Sigma-Aldrich | Z565768-10EA | https://www.sigmaaldrich.com/LT/en
CLS3572-50EA | CORNING(R) 384 WELL MICROPLATE, LOW FLAN | 1X50EA | 1 | 499 | Sigma-Aldrich | CLS3572-50EA | https://www.sigmaaldrich.com/LT/en
Z565644-100EA | SLEEVE STOPPER SEPTA, RED, 1.5 X 3.9MM B | 1X100EA | 1 | 42 | Sigma-Aldrich | Z565644-100EA | https://www.sigmaaldrich.com/LT/en
Z565652-100EA | SLEEVE STOPPER SEPTA, WHITE, 1.5 X 3.9MM | 1X100EA | 1 | 42 | Sigma-Aldrich | Z565652-100EA | https://www.sigmaaldrich.com/LT/en
Z565660-100EA | SLEEVE STOPPER SEPTA, RED, 2.5 X 4.3MM B | 1X100EA | 1 | 45 | Sigma-Aldrich | Z565660-100EA | https://www.sigmaaldrich.com/LT/en
Z565687-100EA | SLEEVE STOPPER SEPTA, RED, 2.4 X 5.3MM B | 1X100EA | 1 | 47 | Sigma-Aldrich | Z565687-100EA | https://www.sigmaaldrich.com/LT/en
Z565695-100EA | SLEEVE STOPPER SEPTA, WHITE, 2.4 X 5.3MM | 1X100EA | 1 | 47 | Sigma-Aldrich | Z565695-100EA | https://www.sigmaaldrich.com/LT/en
Z565709-100EA | SLEEVE STOPPER SEPTA, RED, 3.4 X 6.6MM B | 1X100EA | 1 | 48 | Sigma-Aldrich | Z565709-100EA | https://www.sigmaaldrich.com/LT/en
Z565717-100EA | SLEEVE STOPPER SEPTA, WHITE, 3.4 X 6.6MM | 1X100EA | 1 | 48 | Sigma-Aldrich | Z565717-100EA | https://www.sigmaaldrich.com/LT/en
Z565725-100EA | SLEEVE STOPPER SEPTA, RED, 6.5 X 13.3MM | 1X100EA | 1 | 80 | Sigma-Aldrich | Z565725-100EA | https://www.sigmaaldrich.com/LT/en
Z565768-100EA | PRECISION SEAL(R) RUBBER SEPTA CAP, WHI& | 1X100EA | 1 | 44 | Sigma-Aldrich | Z565768-100EA | https://www.sigmaaldrich.com/LT/en
Z565776-100EA | PRECISION SEAL RUBBER SEPTA CAP, WHITE, | 1X100EA | 1 | 44 | Sigma-Aldrich | Z565776-100EA | https://www.sigmaaldrich.com/LT/en
Z565776-10EA | PRECISION SEAL RUBBER SEPTA CAP, WHITE, | 1X10EA | 1 | 14 | Sigma-Aldrich | Z565776-10EA | https://www.sigmaaldrich.com/LT/en
Z565784-100EA | PRECISION SEAL(R) RUBBER SEPTA CAP, RED& | 1X100EA | 1 | 42 | Sigma-Aldrich | Z565784-100EA | https://www.sigmaaldrich.com/LT/en
Z565784-10EA | PRECISION SEAL(R) RUBBER SEPTA CAP, RED& | 1X10EA | 1 | 13 | Sigma-Aldrich | Z565784-10EA | https://www.sigmaaldrich.com/LT/en
Z565792-100EA | PRECISION SEAL RUBBER SEPTA CAP, RED, FO | 1X100EA | 1 | 42 | Sigma-Aldrich | Z565792-100EA | https://www.sigmaaldrich.com/LT/en
Z565792-10EA | PRECISION SEAL RUBBER SEPTA CAP, RED, FO | 1X10EA | 1 | 13 | Sigma-Aldrich | Z565792-10EA | https://www.sigmaaldrich.com/LT/en
Z671584-1EA | KIMWIPE PUSH-UP DISPENSER | 1X1EA | 1 | 33 | Sigma-Aldrich | Z671584-1EA | https://www.sigmaaldrich.com/LT/en
Z645613-10X100EA | MICROFLEX(R) COMFORTGRIP POWDER-FREE LA& | 10X100EA | 1 | 289 | Sigma-Aldrich | Z645613-10X100EA | https://www.sigmaaldrich.com/LT/en
Z671711-1EA | STUART ROCKER & ROLLER MIXER, SRT6, 230 | 1X1EA | 1 | 1157 | Sigma-Aldrich | Z671711-1EA | https://www.sigmaaldrich.com/LT/en
Z671738-1EA | STUART ROCKER & ROLLER MIXER, SRT6, 115V | 1X1EA | 1 | 1343 | Sigma-Aldrich | Z671738-1EA | https://www.sigmaaldrich.com/LT/en
Z671754-1EA | STUART ROCKER & ROLLER MIXER, SRT6D, 115 | 1X1EA | 1 | 1598 | Sigma-Aldrich | Z671754-1EA | https://www.sigmaaldrich.com/LT/en
Z671592-3EA | RARE EARTH EXTRA POWER STIR BARS, OCTAHE | 1X3EA | 1 | 13 | Sigma-Aldrich | Z671592-3EA | https://www.sigmaaldrich.com/LT/en
Z671606-3EA | RARE EARTH EXTRA POWER STIR BARS, OCTAHE | 1X3EA | 1 | 17 | Sigma-Aldrich | Z671606-3EA | https://www.sigmaaldrich.com/LT/en
Z671614-3EA | RARE EARTH EXTRA POWER STIR BARS, OCTAHE | 1X3EA | 1 | 18 | Sigma-Aldrich | Z671614-3EA | https://www.sigmaaldrich.com/LT/en
Z671622-3EA | RARE EARTH EXTRA POWER STIR BARS, OVAL, | 1X3EA | 1 | 10 | Sigma-Aldrich | Z671622-3EA | https://www.sigmaaldrich.com/LT/en
Z671630-3EA | RARE EARTH EXTRA POWER STIR BARS, OVAL, | 1X3EA | 1 | 18 | Sigma-Aldrich | Z671630-3EA | https://www.sigmaaldrich.com/LT/en
Z671649-3EA | RARE EARTH EXTRA POWER STIR BARS, OVAL, | 1X3EA | 1 | 16 | Sigma-Aldrich | Z671649-3EA | https://www.sigmaaldrich.com/LT/en
Z671657-3EA | RARE EARTH EXTRA POWER STIR BARS, ELLIPT | 1X3EA | 1 | 10 | Sigma-Aldrich | Z671657-3EA | https://www.sigmaaldrich.com/LT/en
Z671665-3EA | RARE EARTH EXTRA POWER STIR BARS, ELLIPT | 1X3EA | 1 | 14 | Sigma-Aldrich | Z671665-3EA | https://www.sigmaaldrich.com/LT/en
Z671673-3EA | RARE EARTH EXTRA POWER STIR BARS, ELLIPT | 1X3EA | 1 | 19 | Sigma-Aldrich | Z671673-3EA | https://www.sigmaaldrich.com/LT/en
Z671681-1EA | RARE EARTH EXTRA POWER STIR BAR SET, ELL | 1X1EA | 1 | 67 | Sigma-Aldrich | Z671681-1EA | https://www.sigmaaldrich.com/LT/en
Z671703-1EA | RARE EARTH EXTRA POWER STIR BAR SET, CYL | 1X1EA | 1 | 80 | Sigma-Aldrich | Z671703-1EA | https://www.sigmaaldrich.com/LT/en
Z671894-1EA | KNF LIQUIPORT CHEMICALLY-RESISTANT DIAPH | 1X1EA | 1 | 683 | Sigma-Aldrich | Z671894-1EA | https://www.sigmaaldrich.com/LT/en
Z671916-1EA | KNF LIQUIPORT CHEMICALLY-RESISTANT DIAPH | 1X1EA | 1 | 2019 | Sigma-Aldrich | Z671916-1EA | https://www.sigmaaldrich.com/LT/en
Z671932-1EA | KNF LIQUIPORT CHEMICALLY-RESISTANT DIAPH | 1X1EA | 1 | 870 | Sigma-Aldrich | Z671932-1EA | https://www.sigmaaldrich.com/LT/en
Z671959-1EA | KNF LIQUIPORT CHEMICALLY-RESISTANT DIAPH | 1X1EA | 1 | 2578 | Sigma-Aldrich | Z671959-1EA | https://www.sigmaaldrich.com/LT/en
GBL622501-40EA | COVERWELL(TM) PERFUSION CHAMBERS, 1-20 & | 1X40EA | 1 | 202 | Sigma-Aldrich | GBL622501-40EA | https://www.sigmaaldrich.com/LT/en
NORS105007-5EA | NORELL(R) SELECT SERIES(TM) 10 MM NMR T& | 1X5EA | 1 | 196 | Sigma-Aldrich | NORS105007-5EA | https://www.sigmaaldrich.com/LT/en
Z684732-1EA | ACE SPHERICAL REACTION FLASK, 1 L, THRE& | 1X1EA | 1 | 416 | Sigma-Aldrich | Z684732-1EA | https://www.sigmaaldrich.com/LT/en
Z685062-1EA | ACE SPARGER WITH HOSE BARB, 0-5 MM STOP& | 1X1EA | 1 | 294 | Sigma-Aldrich | Z685062-1EA | https://www.sigmaaldrich.com/LT/en
Z685585-1PAK | TYGON(R) FORMULA 2375 LABORATORY TUBING& | 1X1PAK | 1 | 103 | Sigma-Aldrich | Z685585-1PAK | https://www.sigmaaldrich.com/LT/en
Z685593-1PAK | TYGON(R) FORMULA 2375 LABORATORY TUBING& | 1X1PAK | 1 | 106 | Sigma-Aldrich | Z685593-1PAK | https://www.sigmaaldrich.com/LT/en
Z685631-1PAK | TYGON(R) FORMULA 2375 LABORATORY TUBING& | 1X1PAK | 1 | 173 | Sigma-Aldrich | Z685631-1PAK | https://www.sigmaaldrich.com/LT/en
Z685720-1PAK | TYGON(R) FORMULA 2375 LABORATORY TUBING& | 1X1PAK | 1 | 595 | Sigma-Aldrich | Z685720-1PAK | https://www.sigmaaldrich.com/LT/en
Z684783-1EA | ACE PRESSURE REACTOR SYSTEM COMPLETE, O& | 1X1EA | 1 | 9330 | Sigma-Aldrich | Z684783-1EA | https://www.sigmaaldrich.com/LT/en
Z684821-1EA | ACE CYLINDRICAL REACTION FLASK, 2 L, 15& | 1X1EA | 1 | 823 | Sigma-Aldrich | Z684821-1EA | https://www.sigmaaldrich.com/LT/en
Z684848-1EA | ACE CYLINDRICAL REACTION FLASK, 3 L, 10& | 1X1EA | 1 | 844 | Sigma-Aldrich | Z684848-1EA | https://www.sigmaaldrich.com/LT/en
Z684902-1EA | ACE SPHERICAL REACTION FLASK, 5 L, 100 & | 1X1EA | 1 | 807 | Sigma-Aldrich | Z684902-1EA | https://www.sigmaaldrich.com/LT/en
Z684910-1EA | ACE MIXING BAFFLE, GLASS, SHAFT 10 MM O& | 1X1EA | 1 | 85 | Sigma-Aldrich | Z684910-1EA | https://www.sigmaaldrich.com/LT/en
Z684856-1EA | ACE CYLINDRICAL REACTION FLASK, 4 L, 15& | 1X1EA | 1 | 990 | Sigma-Aldrich | Z684856-1EA | https://www.sigmaaldrich.com/LT/en
Z685682-1PAK | TYGON(R) FORMULA 2375 LABORATORY TUBING& | 1X1PAK | 1 | 432 | Sigma-Aldrich | Z685682-1PAK | https://www.sigmaaldrich.com/LT/en
Z685070-1EA | ACE SPARGER WITH HOSE BARB, 0-5 MM STOP& | 1X1EA | 1 | 294 | Sigma-Aldrich | Z685070-1EA | https://www.sigmaaldrich.com/LT/en
Z685690-1PAK | TYGON(R) FORMULA 2375 LABORATORY TUBING& | 1X1PAK | 1 | 540 | Sigma-Aldrich | Z685690-1PAK | https://www.sigmaaldrich.com/LT/en
Z685011-1EA | ACE SPARGER WITH HOSE BARB, 0-3 MM STOP& | 1X1EA | 1 | 255 | Sigma-Aldrich | Z685011-1EA | https://www.sigmaaldrich.com/LT/en
Z685038-1EA | ACE SPARGER WITH HOSE BARB, 0-3 MM STOP& | 1X1EA | 1 | 255 | Sigma-Aldrich | Z685038-1EA | https://www.sigmaaldrich.com/LT/en
Z685046-1EA | ACE SPARGER WITH HOSE BARB, 0-3 MM STOP& | 1X1EA | 1 | 255 | Sigma-Aldrich | Z685046-1EA | https://www.sigmaaldrich.com/LT/en
Z685054-1EA | ACE SPARGER WITH HOSE BARB, 0-5 MM STOP& | 1X1EA | 1 | 294 | Sigma-Aldrich | Z685054-1EA | https://www.sigmaaldrich.com/LT/en
Z685615-1PAK | TYGON(R) FORMULA 2375 LABORATORY TUBING& | 1X1PAK | 1 | 156 | Sigma-Aldrich | Z685615-1PAK | https://www.sigmaaldrich.com/LT/en
Z685623-1PAK | TYGON(R) FORMULA 2375 LABORATORY TUBING& | 1X1PAK | 1 | 126 | Sigma-Aldrich | Z685623-1PAK | https://www.sigmaaldrich.com/LT/en
Z685658-1PAK | TYGON(R) FORMULA 2375 LABORATORY TUBING& | 1X1PAK | 1 | 194 | Sigma-Aldrich | Z685658-1PAK | https://www.sigmaaldrich.com/LT/en
Z685666-1PAK | TYGON(R) FORMULA 2375 LABORATORY TUBING& | 1X1PAK | 1 | 213 | Sigma-Aldrich | Z685666-1PAK | https://www.sigmaaldrich.com/LT/en
Z685704-1PAK | TYGON(R) FORMULA 2375 LABORATORY TUBING& | 1X1PAK | 1 | 639 | Sigma-Aldrich | Z685704-1PAK | https://www.sigmaaldrich.com/LT/en
Z685712-1PAK | TYGON(R) FORMULA 2375 LABORATORY TUBING& | 1X1PAK | 1 | 690 | Sigma-Aldrich | Z685712-1PAK | https://www.sigmaaldrich.com/LT/en
Z742720-1EA | ACCURIS(TM) SMARTREADER(TM) 96 MICROPLAT | 1X1EA | 1 | 229 | Sigma-Aldrich | Z742720-1EA | https://www.sigmaaldrich.com/LT/en
Z760935-12EA | TPP(R) FILTERMAX RAPID BOTTLE-TOP FILTE& | 1X12EA | 1 | 428 | Sigma-Aldrich | Z760935-12EA | https://www.sigmaaldrich.com/LT/en
Z760927-9EA | TPP(R) FILTERMAX RAPID BOTTLE FILTER, C& | 1X9EA | 1 | 451 | Sigma-Aldrich | Z760927-9EA | https://www.sigmaaldrich.com/LT/en
Z760897-12EA | TPP(R) FILTERMAX RAPID BOTTLE FILTER, C& | 1X12EA | 1 | 245 | Sigma-Aldrich | Z760897-12EA | https://www.sigmaaldrich.com/LT/en
Z761001-1EA | TPP(R) EASY READ CELL COUNTER, USE WITH& | 1X1EA | 1 | 922 | Sigma-Aldrich | Z761001-1EA | https://www.sigmaaldrich.com/LT/en
Z760943-400EA | TPP(R) CRYOTUBES, POLYPROPYLENE, CAPACI& | 1X400EA | 1 | 271 | Sigma-Aldrich | Z760943-400EA | https://www.sigmaaldrich.com/LT/en
Z760978-600EA | CAP INSERTS FOR CRYOTUBES, ASSORTED COL& | 1X600EA | 1 | 80 | Sigma-Aldrich | Z760978-600EA | https://www.sigmaaldrich.com/LT/en
Z761028-180EA | TPP(R) TUBESPIN BIOREACTOR TUBES, CAPAC& | 1X180EA | 1 | 400 | Sigma-Aldrich | Z761028-180EA | https://www.sigmaaldrich.com/LT/en
Z763144-8EA | PRISM(TM) CENTRIFUGE ADAPTERS FOR 0.5 M& | 1X8EA | 1 | 57 | Sigma-Aldrich | Z763144-8EA | https://www.sigmaaldrich.com/LT/en
Z760951-400EA | TPP(R) CRYOTUBES, POLYPROPYLENE, CAPACI& | 1X400EA | 1 | 279 | Sigma-Aldrich | Z760951-400EA | https://www.sigmaaldrich.com/LT/en
Z761036-26EA | TPP(R) TUBESPIN BIOREACTOR BOTTLES, CAP& | 1X26EA | 1 | 837 | Sigma-Aldrich | Z761036-26EA | https://www.sigmaaldrich.com/LT/en
Z763152-8EA | PRISM(TM) CENTRIFUGE ADAPTERS FOR 0.2 M& | 1X8EA | 1 | 57 | Sigma-Aldrich | Z763152-8EA | https://www.sigmaaldrich.com/LT/en
Z760994-50EA | PCV CELL COUNTING TUBES, NO CAP OR GRAD& | 1X50EA | 1 | 122 | Sigma-Aldrich | Z760994-50EA | https://www.sigmaaldrich.com/LT/en
BAM168079103-1EA | MAGIC TOUCH 2(TM) MAXI ICE PAN W/LID, 9& | 1X1EA | 1 | 186 | Sigma-Aldrich | BAM168079103-1EA | https://www.sigmaaldrich.com/LT/en
BAM168079903-1EA | MAGIC TOUCH 2(TM) MAXI ICE PAN W/O LID,& | 1X1EA | 1 | 143 | Sigma-Aldrich | BAM168079903-1EA | https://www.sigmaaldrich.com/LT/en
BAM168072001-1EA | MAGIC TOUCH 2(TM) ICE BUCKET W/LID, 2.5& | 1X1EA | 1 | 122 | Sigma-Aldrich | BAM168072001-1EA | https://www.sigmaaldrich.com/LT/en
Z760919-21EA | TPP(R) FILTERMAX RAPID BOTTLE-TOP FILTE& | 1X21EA | 1 | 404 | Sigma-Aldrich | Z760919-21EA | https://www.sigmaaldrich.com/LT/en
BAM168071104-1EA | MAGIC TOUCH 2(TM) MINI ICE PAN W/LID, 1& | 1X1EA | 1 | 84 | Sigma-Aldrich | BAM168071104-1EA | https://www.sigmaaldrich.com/LT/en
BAM168079104-1EA | MAGIC TOUCH 2(TM) MAXI ICE PAN W/LID, 9& | 1X1EA | 1 | 189 | Sigma-Aldrich | BAM168079104-1EA | https://www.sigmaaldrich.com/LT/en
BAM168079101-1EA | MAGIC TOUCH 2(TM) MAXI ICE PAN W/LID, 9& | 1X1EA | 1 | 186 | Sigma-Aldrich | BAM168079101-1EA | https://www.sigmaaldrich.com/LT/en
BAM168072002-1EA | MAGIC TOUCH 2(TM) ICE BUCKET W/LID, 2.5& | 1X1EA | 1 | 126 | Sigma-Aldrich | BAM168072002-1EA | https://www.sigmaaldrich.com/LT/en
BAM168072003-1EA | MAGIC TOUCH 2(TM) ICE BUCKET W/LID, 2.5& | 1X1EA | 1 | 126 | Sigma-Aldrich | BAM168072003-1EA | https://www.sigmaaldrich.com/LT/en
BAM168074104-1EA | MAGIC TOUCH 2(TM) MIDI ICE PAN W/LID, 4& | 1X1EA | 1 | 131 | Sigma-Aldrich | BAM168074104-1EA | https://www.sigmaaldrich.com/LT/en
BAM168074003-1EA | MAGIC TOUCH 2(TM) ICE BUCKET W/LID, 4.0& | 1X1EA | 1 | 128 | Sigma-Aldrich | BAM168074003-1EA | https://www.sigmaaldrich.com/LT/en
BAM168074004-1EA | MAGIC TOUCH 2(TM) ICE BUCKET W/LID, 4.0& | 1X1EA | 1 | 128 | Sigma-Aldrich | BAM168074004-1EA | https://www.sigmaaldrich.com/LT/en
BAM168074001-1EA | MAGIC TOUCH 2(TM) ICE BUCKET W/LID, 4.0& | 1X1EA | 1 | 128 | Sigma-Aldrich | BAM168074001-1EA | https://www.sigmaaldrich.com/LT/en
BAM168074101-1EA | MAGIC TOUCH 2(TM) MIDI ICE PAN W/LID, 4& | 1X1EA | 1 | 128 | Sigma-Aldrich | BAM168074101-1EA | https://www.sigmaaldrich.com/LT/en
BAM168079901-1EA | MAGIC TOUCH 2(TM) MAXI ICE PAN W/O LID,& | 1X1EA | 1 | 143 | Sigma-Aldrich | BAM168079901-1EA | https://www.sigmaaldrich.com/LT/en
BAM168071102-1EA | MAGIC TOUCH 2(TM) MINI ICE PAN W/LID, 1& | 1X1EA | 1 | 84 | Sigma-Aldrich | BAM168071102-1EA | https://www.sigmaaldrich.com/LT/en
BAM168074103-1EA | MAGIC TOUCH 2(TM) MIDI ICE PAN W/LID, 4& | 1X1EA | 1 | 128 | Sigma-Aldrich | BAM168074103-1EA | https://www.sigmaaldrich.com/LT/en
BAM168074002-1EA | MAGIC TOUCH 2(TM) ICE BUCKET W/LID, 4.0& | 1X1EA | 1 | 128 | Sigma-Aldrich | BAM168074002-1EA | https://www.sigmaaldrich.com/LT/en
BAM168072004-1EA | MAGIC TOUCH 2(TM) ICE BUCKET W/LID, 2.5& | 1X1EA | 1 | 126 | Sigma-Aldrich | BAM168072004-1EA | https://www.sigmaaldrich.com/LT/en
BAM168071103-1EA | MAGIC TOUCH 2(TM) MINI ICE PAN W/LID, 1& | 1X1EA | 1 | 84 | Sigma-Aldrich | BAM168071103-1EA | https://www.sigmaaldrich.com/LT/en
BAM168079904-1EA | MAGIC TOUCH 2(TM) MAXI ICE PAN W/O LID,& | 1X1EA | 1 | 143 | Sigma-Aldrich | BAM168079904-1EA | https://www.sigmaaldrich.com/LT/en
BAM168074102-1EA | MAGIC TOUCH 2(TM) MIDI ICE PAN W/LID, 4& | 1X1EA | 1 | 128 | Sigma-Aldrich | BAM168074102-1EA | https://www.sigmaaldrich.com/LT/en
BAM168071101-1EA | MAGIC TOUCH 2(TM) MINI ICE PAN W/LID, 1& | 1X1EA | 1 | 81 | Sigma-Aldrich | BAM168071101-1EA | https://www.sigmaaldrich.com/LT/en
BAM168079902-1EA | MAGIC TOUCH 2(TM) MAXI ICE PAN W/O LID,& | 1X1EA | 1 | 143 | Sigma-Aldrich | BAM168079902-1EA | https://www.sigmaaldrich.com/LT/en
BAM168079102-1EA | MAGIC TOUCH 2(TM) MAXI ICE PAN W/LID, 9& | 1X1EA | 1 | 186 | Sigma-Aldrich | BAM168079102-1EA | https://www.sigmaaldrich.com/LT/en
Z693367-96EA | NORELL(TM) SAMPLE VAULT(TM) NMR TUBE CA& | 1X96EA | 1 | 74 | Sigma-Aldrich | Z693367-96EA | https://www.sigmaaldrich.com/LT/en
Z760900-10EA | TPP(R) FILTERMAX RAPID BOTTLE FILTER, C& | 1X10EA | 1 | 257 | Sigma-Aldrich | Z760900-10EA | https://www.sigmaaldrich.com/LT/en
Z760986-50EA | PCV CELL COUNTING TUBE, CAPILLARY GRADU& | 1X50EA | 1 | 161 | Sigma-Aldrich | Z760986-50EA | https://www.sigmaaldrich.com/LT/en
Z699497-50EA | SWABS AND SWABCHECKS | 1X50EA | 1 | 378 | Sigma-Aldrich | Z699497-50EA | https://www.sigmaaldrich.com/LT/en
Z699454-25EA | SWABS AND SWABCHECKS | 1X25EA | 1 | 301 | Sigma-Aldrich | Z699454-25EA | https://www.sigmaaldrich.com/LT/en
EP3114608008-1EA | EPPENDORF(R) LOWER PART, 0.5-10UL, 8-CH& | 1X1EA | 1 | 379 | Sigma-Aldrich | EP3114608008-1EA | https://www.sigmaaldrich.com/LT/en
EP3114609004-1EA | EPPENDORF(R) LOWER PART, 0.5-10UL, 12-C& | 1X1EA | 1 | 481 | Sigma-Aldrich | EP3114609004-1EA | https://www.sigmaaldrich.com/LT/en
EP3114610002-1EA | EPPENDORF(R) LOWER PART, 10-100UL, 8-CH& | 1X1EA | 1 | 379 | Sigma-Aldrich | EP3114610002-1EA | https://www.sigmaaldrich.com/LT/en
EP3114611009-1EA | EPPENDORF(R) LOWER PART, 10-100UL, 12-C& | 1X1EA | 1 | 481 | Sigma-Aldrich | EP3114611009-1EA | https://www.sigmaaldrich.com/LT/en
EP3114612005-1EA | EPPENDORF(R) LOWER PART, 30-300UL, 8-CH& | 1X1EA | 1 | 379 | Sigma-Aldrich | EP3114612005-1EA | https://www.sigmaaldrich.com/LT/en
EP3114613001-1EA | EPPENDORF(R) LOWER PART, 30-300UL, 12-C& | 1X1EA | 1 | 481 | Sigma-Aldrich | EP3114613001-1EA | https://www.sigmaaldrich.com/LT/en
EP4052102001-1EA | EPPENDORF(R) FLOW-THROUGH CUVETTE 4052,& | 1X1EA | 1 | 532 | Sigma-Aldrich | EP4052102001-1EA | https://www.sigmaaldrich.com/LT/en
EP4308030003-1EA | EPPENDORF(R) MICRO FUSION CHAMBER, GAP & | 1X1EA | 1 | 401 | Sigma-Aldrich | EP4308030003-1EA | https://www.sigmaaldrich.com/LT/en
EP4308031000-1EA | EPPENDORF(R) MICRO FUSION CHAMBER, GAP & | 1X1EA | 1 | 405 | Sigma-Aldrich | EP4308031000-1EA | https://www.sigmaaldrich.com/LT/en
EP4720000011-1EA | EPPENDORF(R) VARIPETTE 4720, WITH CONIN& | 1X1EA | 1 | 519 | Sigma-Aldrich | EP4720000011-1EA | https://www.sigmaaldrich.com/LT/en
EP4788200000-1EA | EPPENDORF(R) PLUS/8, 8-CHANNEL-ADAPTOR& | 1X1EA | 1 | 445 | Sigma-Aldrich | EP4788200000-1EA | https://www.sigmaaldrich.com/LT/en
EP4830000017-1EA | EPPENDORF(R) BIOMASTER KIT, CONSISTING & | 1X1EA | 1 | 482 | Sigma-Aldrich | EP4830000017-1EA | https://www.sigmaaldrich.com/LT/en
EP4861614005-1EA | EPPENDORF(R) PIPETTE LOWER PART, 12 CHA& | 1X1EA | 1 | 348 | Sigma-Aldrich | EP4861614005-1EA | https://www.sigmaaldrich.com/LT/en
EP4922602005-1EA | EPPENDORF(R) REFERENCE 2 LOWER PART, 12& | 1X1EA | 1 | 365 | Sigma-Aldrich | EP4922602005-1EA | https://www.sigmaaldrich.com/LT/en
EP4922604008-1EA | EPPENDORF(R) REFERENCE 2 LOWER PART, 12& | 1X1EA | 1 | 365 | Sigma-Aldrich | EP4922604008-1EA | https://www.sigmaaldrich.com/LT/en
EP4922606000-1EA | EPPENDORF(R) REFERENCE 2 LOWER PART, 12& | 1X1EA | 1 | 365 | Sigma-Aldrich | EP4922606000-1EA | https://www.sigmaaldrich.com/LT/en
EP4924000070-1EA | EPPENDORF(R) REFERENCE(R) 2 G, SINGLE-C& | 1X1EA | 1 | 359 | Sigma-Aldrich | EP4924000070-1EA | https://www.sigmaaldrich.com/LT/en
EP4924000100-1EA | EPPENDORF(R) REFERENCE 2 G 0.5-5ML PURP& | 1X1EA | 1 | 359 | Sigma-Aldrich | EP4924000100-1EA | https://www.sigmaaldrich.com/LT/en
EP4924000118-1EA | EPPENDORF(R) REFERENCE 2 G 1-10ML TURQU& | 1X1EA | 1 | 359 | Sigma-Aldrich | EP4924000118-1EA | https://www.sigmaaldrich.com/LT/en
EP5325605008-1EA | EPPENDORF(R) LCD DISPLAY& | 1X1EA | 1 | 441 | Sigma-Aldrich | EP5325605008-1EA | https://www.sigmaaldrich.com/LT/en
EP5418707005-1EA | EPPENDORF(R) ROTOR FA-45-18-11, INCL. L& | 1X1EA | 1 | 593 | Sigma-Aldrich | EP5418707005-1EA | https://www.sigmaaldrich.com/LT/en
EP5424704000-1EA | EPPENDORF(R) ROTOR F-45-32-5-PCR, INCL.& | 1X1EA | 1 | 497 | Sigma-Aldrich | EP5424704000-1EA | https://www.sigmaaldrich.com/LT/en
EP5424706002-1EA | EPPENDORF(R) ROTOR F-45-18-11-KIT, INCL& | 1X1EA | 1 | 551 | Sigma-Aldrich | EP5424706002-1EA | https://www.sigmaaldrich.com/LT/en
EP5425725000-1EA | EPPENDORF(R) STANDARD ROTOR F-45-24-11,& | 1X1EA | 1 | 431 | Sigma-Aldrich | EP5425725000-1EA | https://www.sigmaaldrich.com/LT/en
EP5425730004-1EA | EPPENDORF(R) SPECIAL ROTOR F-45-36-8, F& | 1X1EA | 1 | 519 | Sigma-Aldrich | EP5425730004-1EA | https://www.sigmaaldrich.com/LT/en
EP5425737009-1EA | EPPENDORF(R) FIXED-ANGLE ROTOR FA-45-24& | 1X1EA | 1 | 588 | Sigma-Aldrich | EP5425737009-1EA | https://www.sigmaaldrich.com/LT/en
EP5427705007-1EA | EPPENDORF(R) ROTOR F-45-18-17-CYRO, INC& | 1X1EA | 1 | 488 | Sigma-Aldrich | EP5427705007-1EA | https://www.sigmaaldrich.com/LT/en
EP5427712003-1EA | EPPENDORF(R) ROTOR F-45-30-11, INCL. RO& | 1X1EA | 1 | 495 | Sigma-Aldrich | EP5427712003-1EA | https://www.sigmaaldrich.com/LT/en
EP5427722009-2EA | EPPENDORF(R) SPARE MTP BUCKETS FOR A-2-& | 1X2EA | 1 | 502 | Sigma-Aldrich | EP5427722009-2EA | https://www.sigmaaldrich.com/LT/en
EP5490015002-1EA | EPPENDORF(R) FIXED-ANGLE ROTOR 30X1.5/2& | 1X1EA | 1 | 444 | Sigma-Aldrich | EP5490015002-1EA | https://www.sigmaaldrich.com/LT/en
EP5490030001-1EA | EPPENDORF(R) ROTOR F-45-48-11, 48X1.5/2& | 1X1EA | 1 | 415 | Sigma-Aldrich | EP5490030001-1EA | https://www.sigmaaldrich.com/LT/en
EP5490032004-1EA | EPPENDORF(R) ROTOR F-45-70-11, 70X1.5/2& | 1X1EA | 1 | 415 | Sigma-Aldrich | EP5490032004-1EA | https://www.sigmaaldrich.com/LT/en
EP5490034007-1EA | EPPENDORF(R) ROTOR F-45-72-8, 72X0.5 ML& | 1X1EA | 1 | 415 | Sigma-Aldrich | EP5490034007-1EA | https://www.sigmaaldrich.com/LT/en
EP5490035003-1EA | EPPENDORF(R) FIXED-ANGLE ROTOR F-45-36-& | 1X1EA | 1 | 415 | Sigma-Aldrich | EP5490035003-1EA | https://www.sigmaaldrich.com/LT/en
EP5490036000-1EA | EPPENDORF(R) ROTOR F 45-24-12, 24X6 ML& | 1X1EA | 1 | 415 | Sigma-Aldrich | EP5490036000-1EA | https://www.sigmaaldrich.com/LT/en
EP5490037006-1EA | EPPENDORF(R) ROTOR F-40-18-19, 18X10 ML& | 1X1EA | 1 | 525 | Sigma-Aldrich | EP5490037006-1EA | https://www.sigmaaldrich.com/LT/en
EP5490038002-1EA | EPPENDORF(R) ROTOR F-45-8-17, 8X15 ML& | 1X1EA | 1 | 525 | Sigma-Aldrich | EP5490038002-1EA | https://www.sigmaaldrich.com/LT/en
EP5490039009-1EA | EPPENDORF(R) ROTOR F-35-8-24, 8X25 ML& | 1X1EA | 1 | 525 | Sigma-Aldrich | EP5490039009-1EA | https://www.sigmaaldrich.com/LT/en
EP5490040007-1EA | EPPENDORF(R) ROTOR F-40-36-12, 36X1.5 M& | 1X1EA | 1 | 525 | Sigma-Aldrich | EP5490040007-1EA | https://www.sigmaaldrich.com/LT/en
EP5490041003-1EA | EPPENDORF(R) ROTOR F-50-8-16, 8X15 ML& | 1X1EA | 1 | 525 | Sigma-Aldrich | EP5490041003-1EA | https://www.sigmaaldrich.com/LT/en
EP5490042000-1EA | EPPENDORF(R) ROTOR F-50-8-18, 8X16 ML& | 1X1EA | 1 | 525 | Sigma-Aldrich | EP5490042000-1EA | https://www.sigmaaldrich.com/LT/en
EP5490043006-1EA | EPPENDORF(R) ROTOR F-45-16-20, 16X6.5/1& | 1X1EA | 1 | 525 | Sigma-Aldrich | EP5490043006-1EA | https://www.sigmaaldrich.com/LT/en
EP5490044002-1EA | EPPENDORF(R) FIXED-ANGLE ROTOR F-45-12-& | 1X1EA | 1 | 525 | Sigma-Aldrich | EP5490044002-1EA | https://www.sigmaaldrich.com/LT/en
EP5490047001-1EA | EPPENDORF(R) ROTOR F-35-6-30, 6 X 15/50& | 1X1EA | 1 | 525 | Sigma-Aldrich | EP5490047001-1EA | https://www.sigmaaldrich.com/LT/en
EP5495510001-1EA | EPPENDORF(R) ROTOR F-32X0,2-PCR FOR CEN& | 1X1EA | 1 | 510 | Sigma-Aldrich | EP5495510001-1EA | https://www.sigmaaldrich.com/LT/en
EP5702705004-1EA | EPPENDORF(R) FIXED-ANGLE ROTOR F-35-30-& | 1X1EA | 1 | 469 | Sigma-Aldrich | EP5702705004-1EA | https://www.sigmaaldrich.com/LT/en
EP5702709000-4EA | EPPENDORF(R) 4 RECTANGULAR BUCKETS 90 M& | 1X4EA | 1 | 362 | Sigma-Aldrich | EP5702709000-4EA | https://www.sigmaaldrich.com/LT/en
EP5702740004-1EA | EPPENDORF(R) SWING-BUCKET ROTOR A-4-38,& | 1X1EA | 1 | 582 | Sigma-Aldrich | EP5702740004-1EA | https://www.sigmaaldrich.com/LT/en
EP5702746002-1EA | EPPENDORF(R) FIXED-ANGLE ROTOR F-45-24-& | 1X1EA | 1 | 428 | Sigma-Aldrich | EP5702746002-1EA | https://www.sigmaaldrich.com/LT/en
EP5702747009-1EA | EPPENDORF(R) FIXED-ANGLE ROTOR F-45-18-& | 1X1EA | 1 | 490 | Sigma-Aldrich | EP5702747009-1EA | https://www.sigmaaldrich.com/LT/en
EP5804742001-2EA | EPPENDORF(R) FOLLOW-UP-ORDER: 2XMTP-BUC& | 1X2EA | 1 | 443 | Sigma-Aldrich | EP5804742001-2EA | https://www.sigmaaldrich.com/LT/en
EP5804743008-2EA | EPPENDORF(R) FOLLOW-UP-ORDER: 2XDWP-BUC& | 1X2EA | 1 | 499 | Sigma-Aldrich | EP5804743008-2EA | https://www.sigmaaldrich.com/LT/en
EP5825721004-1EA | EPPENDORF(R) ISORACK STARTER SET FOR FL& | 1X1EA | 1 | 450 | Sigma-Aldrich | EP5825721004-1EA | https://www.sigmaaldrich.com/LT/en
EP6132854007-1EA | EPPENDORF(R) BIOPHOTOMETER DATA TRANSFE& | 1X1EA | 1 | 423 | Sigma-Aldrich | EP6132854007-1EA | https://www.sigmaaldrich.com/LT/en
EP0013614318-1EA | EPPENDORF(R) THERMAL PRINTER DPU-S445, & | 1X1EA | 1 | 596 | Sigma-Aldrich | EP0013614318-1EA | https://www.sigmaaldrich.com/LT/en
EP4308014008-1EA | EPPENDORF(R) HELIX FUSION CHAMBER FOR C& | 1X1EA | 1 | 957 | Sigma-Aldrich | EP4308014008-1EA | https://www.sigmaaldrich.com/LT/en
EP5325255007-1EA | EPPENDORF(R) COOLING BLOCK, WRAPPED IN & | 1X1EA | 1 | 684 | Sigma-Aldrich | EP5325255007-1EA | https://www.sigmaaldrich.com/LT/en
EP5418710006-1EA | EPPENDORF(R) REPLACEMENT KIT ROTOR FA-4& | 1X1EA | 1 | 608 | Sigma-Aldrich | EP5418710006-1EA | https://www.sigmaaldrich.com/LT/en
EP5424700004-1EA | EPPENDORF(R) ROTOR FA-45-24-11-SPECIAL,& | 1X1EA | 1 | 881 | Sigma-Aldrich | EP5424700004-1EA | https://www.sigmaaldrich.com/LT/en
EP5424702007-1EA | EPPENDORF(R) ROTOR FA-45-24-11, INCL. L& | 1X1EA | 1 | 698 | Sigma-Aldrich | EP5424702007-1EA | https://www.sigmaaldrich.com/LT/en
EP5427710000-1EA | EPPENDORF(R) ROTOR FA-45-24-11-HS, INCL& | 1X1EA | 1 | 691 | Sigma-Aldrich | EP5427710000-1EA | https://www.sigmaaldrich.com/LT/en
EP5427714006-1EA | EPPENDORF(R) ROTOR F-45-64-5-PCR, INCL.& | 1X1EA | 1 | 818 | Sigma-Aldrich | EP5427714006-1EA | https://www.sigmaaldrich.com/LT/en
EP5427739009-1EA | EPPENDORF(R) FIXED-ANGLE ROTOR F-35-6-3& | 1X1EA | 1 | 957 | Sigma-Aldrich | EP5427739009-1EA | https://www.sigmaaldrich.com/LT/en
EP5427752005-1EA | EPPENDORF(R) FIXED-ANGLE ROTOR FA-45-24& | 1X1EA | 1 | 856 | Sigma-Aldrich | EP5427752005-1EA | https://www.sigmaaldrich.com/LT/en
EP5427753001-1EA | EPPENDORF(R) FIXED-ANGLE ROTOR FA-45-30& | 1X1EA | 1 | 667 | Sigma-Aldrich | EP5427753001-1EA | https://www.sigmaaldrich.com/LT/en
EP5490025008-1EA | EPPENDORF(R) FIXED ANGLE ROTOR 30X1.5/2& | 1X1EA | 1 | 659 | Sigma-Aldrich | EP5490025008-1EA | https://www.sigmaaldrich.com/LT/en
EP5490060008-1EA | EPPENDORF(R) FIXED ANGEL ROTOR FOR 6X8-& | 1X1EA | 1 | 604 | Sigma-Aldrich | EP5490060008-1EA | https://www.sigmaaldrich.com/LT/en
EP5490061004-1EA | EPPENDORF(R) FIXED-ANGLE ROTOR FA-45-24& | 1X1EA | 1 | 729 | Sigma-Aldrich | EP5490061004-1EA | https://www.sigmaaldrich.com/LT/en
EP5492008003-1EA | EPPENDORF(R) SWING-BUCKET-ROTOR A-8-11,& | 1X1EA | 1 | 725 | Sigma-Aldrich | EP5492008003-1EA | https://www.sigmaaldrich.com/LT/en
EP5702704008-1EA | EPPENDORF(R) FIXED-ANGLE ROTOR F-35-30-& | 1X1EA | 1 | 705 | Sigma-Aldrich | EP5702704008-1EA | https://www.sigmaaldrich.com/LT/en
EP5702722006-4EA | EPPENDORF(R) 4 ROUND BUCKETS 85/100 ML,& | 1X4EA | 1 | 602 | Sigma-Aldrich | EP5702722006-4EA | https://www.sigmaaldrich.com/LT/en
EP5804706005-2EA | EPPENDORF(R) 4 FALCON BUCKETS, EACH FOR& | 1X2EA | 1 | 604 | Sigma-Aldrich | EP5804706005-2EA | https://www.sigmaaldrich.com/LT/en
EP5804715004-1EA | EPPENDORF(R) FIXED-ANGLE ROTOR F45-30-1& | 1X1EA | 1 | 694 | Sigma-Aldrich | EP5804715004-1EA | https://www.sigmaaldrich.com/LT/en
EP5804726006-1EA | EPPENDORF(R) FIXED-ANGLE ROTOR FA-45-30& | 1X1EA | 1 | 862 | Sigma-Aldrich | EP5804726006-1EA | https://www.sigmaaldrich.com/LT/en
EP5804735005-1EA | EPPENDORF(R) FIXED-ANGLE ROTOR FOR 6X8/& | 1X1EA | 1 | 649 | Sigma-Aldrich | EP5804735005-1EA | https://www.sigmaaldrich.com/LT/en
EP5804741005-4EA | EPPENDORF(R) FOLLOW-UP-ORDER FOR RECTAN& | 1X4EA | 1 | 863 | Sigma-Aldrich | EP5804741005-4EA | https://www.sigmaaldrich.com/LT/en
EP5810716004-4EA | EPPENDORF(R) RECTANGULAR BUCKETS 250 ML& | 1X4EA | 1 | 1010 | Sigma-Aldrich | EP5810716004-4EA | https://www.sigmaaldrich.com/LT/en
EP5810742005-2EA | EPPENDORF(R) MTP FLEX BUCKET, RETROFIT & | 1X2EA | 1 | 789 | Sigma-Aldrich | EP5810742005-2EA | https://www.sigmaaldrich.com/LT/en
EP5820744006-2EA | EPPENDORF(R) PLATE BUCKETS (AEROSOL-TIG& | 1X2EA | 1 | 789 | Sigma-Aldrich | EP5820744006-2EA | https://www.sigmaaldrich.com/LT/en
EP5820850442-1EA | EPPENDORF(R) MOTOR CPL. GALVESTON& | 1X1EA | 1 | 828 | Sigma-Aldrich | EP5820850442-1EA | https://www.sigmaaldrich.com/LT/en
EP6131011006-1EA | EPPENDORF(R) THERMAL PRINTER DPU 414, I& | 1X1EA | 1 | 604 | Sigma-Aldrich | EP6131011006-1EA | https://www.sigmaaldrich.com/LT/en
EP6135011000-1EA | EPPENDORF(R) THERMAL PRINTER DPU-S445 F& | 1X1EA | 1 | 788 | Sigma-Aldrich | EP6135011000-1EA | https://www.sigmaaldrich.com/LT/en
EP6135012007-1EA | EPPENDORF(R) THERMAL PRINTER DPU-S445 F& | 1X1EA | 1 | 788 | Sigma-Aldrich | EP6135012007-1EA | https://www.sigmaaldrich.com/LT/en
EP6705851040-1EA | EPPENDORF(R) RETROFIT 2-SPLIT INNER DOO& | 1X1EA | 1 | 618 | Sigma-Aldrich | EP6705851040-1EA | https://www.sigmaaldrich.com/LT/en
EP0013614356-1EA | EPPENDORF(R) USB/INTERFACE CABLE FOR PR& | 1X1EA | 1 | 22 | Sigma-Aldrich | EP0013614356-1EA | https://www.sigmaaldrich.com/LT/en
EP0013614359-1EA | EPPENDORF(R) MAINS/POWER CORD FOR MAINS& | 1X1EA | 1 | 25 | Sigma-Aldrich | EP0013614359-1EA | https://www.sigmaaldrich.com/LT/en
EP0030108035-250EA | EPPENDORF(R) DNA LOBIND TUBES, 0,5ML, P& | 1X250EA | 1 | 30 | Sigma-Aldrich | EP0030108035-250EA | https://www.sigmaaldrich.com/LT/en
EP0030108051-250EA | EPPENDORF(R) DNA LOBIND TUBES, 1,5ML, P& | 1X250EA | 1 | 16 | Sigma-Aldrich | EP0030108051-250EA | https://www.sigmaaldrich.com/LT/en
EP0030108078-250EA | EPPENDORF(R) DNA LOBIND TUBES, 2,0ML, P& | 1X250EA | 1 | 20 | Sigma-Aldrich | EP0030108078-250EA | https://www.sigmaaldrich.com/LT/en
EP0030108094-100EA | EPPENDORF(R) PROTEIN LOBIND TUBES, 0,5M& | 1X100EA | 1 | 16 | Sigma-Aldrich | EP0030108094-100EA | https://www.sigmaaldrich.com/LT/en
EP0030108132-100EA | EPPENDORF(R) PROTEIN LOBIND TUBES, 2,0M& | 1X100EA | 1 | 19 | Sigma-Aldrich | EP0030108132-100EA | https://www.sigmaaldrich.com/LT/en
EP0030119800-2EA | EPPENDORF(R) TUBE RACK FOR 0.5 ML TUBES& | 1X2EA | 1 | 49 | Sigma-Aldrich | EP0030119800-2EA | https://www.sigmaaldrich.com/LT/en
EP0030119819-2EA | EPPENDORF(R) TUBE RACK FOR 1.5 AND 2.0 & | 1X2EA | 1 | 49 | Sigma-Aldrich | EP0030119819-2EA | https://www.sigmaaldrich.com/LT/en
EP0030119827-2EA | EPPENDORF(R) TUBE RACK FOR 5.0 AND 15 M& | 1X2EA | 1 | 49 | Sigma-Aldrich | EP0030119827-2EA | https://www.sigmaaldrich.com/LT/en
EP0030119835-2EA | EPPENDORF(R) TUBE RACK FOR 5.0, 15 UND & | 1X2EA | 1 | 49 | Sigma-Aldrich | EP0030119835-2EA | https://www.sigmaaldrich.com/LT/en
EP0030119843-2EA | EPPENDORF(R) TUBE RACK FOR CRYOGENIC TU& | 1X2EA | 1 | 49 | Sigma-Aldrich | EP0030119843-2EA | https://www.sigmaaldrich.com/LT/en
EP0030119851-2EA | EPPENDORF(R) CUVETTE RACK, 30 WELLS (3 & | 1X2EA | 1 | 49 | Sigma-Aldrich | EP0030119851-2EA | https://www.sigmaaldrich.com/LT/en
EP0030120973-10EA | EPPENDORF(R) MICROPESTLES, 10 PIECES& | 1X10EA | 1 | 47 | Sigma-Aldrich | EP0030120973-10EA | https://www.sigmaaldrich.com/LT/en
EP0030121023-500EA | EPPENDORF(R) SAFE-LOCK MICRO TEST TUBES& | 1X500EA | 1 | 51 | Sigma-Aldrich | EP0030121023-500EA | https://www.sigmaaldrich.com/LT/en
EP0030121570-50EA | EPPENDORF(R) SAFE-LOCK MICRO TEST TUBES& | 1X50EA | 1 | 34 | Sigma-Aldrich | EP0030121570-50EA | https://www.sigmaaldrich.com/LT/en
EP0030121589-100EA | EPPENDORF(R) SAFE-LOCK MICRO TEST TUBES& | 1X100EA | 1 | 35 | Sigma-Aldrich | EP0030121589-100EA | https://www.sigmaaldrich.com/LT/en
EP0030121597-100EA | EPPENDORF(R) SAFE-LOCK MICRO TEST TUBES& | 1X100EA | 1 | 47 | Sigma-Aldrich | EP0030121597-100EA | https://www.sigmaaldrich.com/LT/en
EP0030121708-500EA | EPPENDORF(R) SAFE-LOCK MICRO TEST TUBES& | 1X500EA | 1 | 55 | Sigma-Aldrich | EP0030121708-500EA | https://www.sigmaaldrich.com/LT/en
EP0030123301-500EA | EPPENDORF(R) SAFE-LOCK MICRO TEST TUBES& | 1X500EA | 1 | 55 | Sigma-Aldrich | EP0030123301-500EA | https://www.sigmaaldrich.com/LT/en
EP0030124243-5EA | EPPENDORF(R) FRAME, FOR WORK TRAY, SET & | 1X5EA | 1 | 55 | Sigma-Aldrich | EP0030124243-5EA | https://www.sigmaaldrich.com/LT/en
EP0030124537-500EA | EPPENDORF(R) PCR TUBES 0,5ML, COLORLESS& | 1X500EA | 1 | 53 | Sigma-Aldrich | EP0030124537-500EA | https://www.sigmaaldrich.com/LT/en
EP3113081049-1EA | EPPENDORF(R) CENTERING-RING SARTORIUS& | 1X1EA | 1 | 17 | Sigma-Aldrich | EP3113081049-1EA | https://www.sigmaaldrich.com/LT/en
EP3113806000-2EA | EPPENDORF(R) VESSEL HOLDER (SET OF 1X 1& | 1X2EA | 1 | 40 | Sigma-Aldrich | EP3113806000-2EA | https://www.sigmaaldrich.com/LT/en
EP3113807007-1EA | EPPENDORF(R) WEIGHING VESSEL 24 MM (3 P& | 1X1EA | 1 | 27 | Sigma-Aldrich | EP3113807007-1EA | https://www.sigmaaldrich.com/LT/en
EP3113808003-1EA | EPPENDORF(R) WEIGHING VESSEL 15 MM (3 P& | 1X1EA | 1 | 23 | Sigma-Aldrich | EP3113808003-1EA | https://www.sigmaaldrich.com/LT/en
EP3115600019-1EA | EPPENDORF(R) PIPETTE HOLDER FOR CAROUSE& | 1X1EA | 1 | 17 | Sigma-Aldrich | EP3115600019-1EA | https://www.sigmaaldrich.com/LT/en
EP3116607009-1EA | EPPENDORF(R) MAINS/POWER ADAPTOR FOR CH& | 1X1EA | 1 | 45 | Sigma-Aldrich | EP3116607009-1EA | https://www.sigmaaldrich.com/LT/en
EP4002100008-1EA | EPPENDORF(R) CUVETTE 4002 1CM MIRR.GLAS& | 1X1EA | 1 | 31 | Sigma-Aldrich | EP4002100008-1EA | https://www.sigmaaldrich.com/LT/en
EP4861604000-1EA | EPPENDORF(R) REPLACEMENT CHANNEL FOR MU& | 1X1EA | 1 | 18 | Sigma-Aldrich | EP4861604000-1EA | https://www.sigmaaldrich.com/LT/en
EP4880603006-1EA | EPPENDORF(R) POWER SUPPLY WITH POWER PL& | 1X1EA | 1 | 23 | Sigma-Aldrich | EP4880603006-1EA | https://www.sigmaaldrich.com/LT/en
EP4920619008-1EA | EPPENDORF(R) REFERENCE 2 EJECTOR SLEEVE& | 1X1EA | 1 | 16 | Sigma-Aldrich | EP4920619008-1EA | https://www.sigmaaldrich.com/LT/en
EP4920620006-1EA | EPPENDORF(R) REFERENCE 2 EJECTOR SLEEVE& | 1X1EA | 1 | 20 | Sigma-Aldrich | EP4920620006-1EA | https://www.sigmaaldrich.com/LT/en
EP4920621002-1EA | EPPENDORF(R) REFERENCE 2 EJECTOR SLEEVE& | 1X1EA | 1 | 24 | Sigma-Aldrich | EP4920621002-1EA | https://www.sigmaaldrich.com/LT/en
EP4921609006-1EA | EPPENDORF(R) REFERENCE 2 EJECTOR SLEEVE& | 1X1EA | 1 | 16 | Sigma-Aldrich | EP4921609006-1EA | https://www.sigmaaldrich.com/LT/en
EP4922804007-1EA | EPPENDORF(R) HOUSING CASE, 8-CHANNEL, 1& | 1X1EA | 1 | 44 | Sigma-Aldrich | EP4922804007-1EA | https://www.sigmaaldrich.com/LT/en
EP4922806000-1EA | EPPENDORF(R) HOUSING CASE, 8-CHANNEL, 1& | 1X1EA | 1 | 44 | Sigma-Aldrich | EP4922806000-1EA | https://www.sigmaaldrich.com/LT/en
EP4922808002-1EA | EPPENDORF(R) HOUSING CASE, 8-CHANNEL, 3& | 1X1EA | 1 | 44 | Sigma-Aldrich | EP4922808002-1EA | https://www.sigmaaldrich.com/LT/en
EP4922810007-1EA | EPPENDORF(R) HOUSING LID, 8-CHANNEL, 10& | 1X1EA | 1 | 20 | Sigma-Aldrich | EP4922810007-1EA | https://www.sigmaaldrich.com/LT/en
EP4922811003-1EA | EPPENDORF(R) HOUSING LID, 12-CHANNEL, 1& | 1X1EA | 1 | 22 | Sigma-Aldrich | EP4922811003-1EA | https://www.sigmaaldrich.com/LT/en
EP4922812000-1EA | EPPENDORF(R) HOUSING LID, 8-CHANNEL, 10& | 1X1EA | 1 | 20 | Sigma-Aldrich | EP4922812000-1EA | https://www.sigmaaldrich.com/LT/en
EP4922813006-1EA | EPPENDORF(R) HOUSING LID, 12-CHANNEL, 1& | 1X1EA | 1 | 22 | Sigma-Aldrich | EP4922813006-1EA | https://www.sigmaaldrich.com/LT/en
EP4922814002-1EA | EPPENDORF(R) HOUSING LID, 8-CHANNEL, 30& | 1X1EA | 1 | 20 | Sigma-Aldrich | EP4922814002-1EA | https://www.sigmaaldrich.com/LT/en
EP4922815009-1EA | EPPENDORF(R) HOUSING LID, 12-CHANNEL, 3& | 1X1EA | 1 | 22 | Sigma-Aldrich | EP4922815009-1EA | https://www.sigmaaldrich.com/LT/en
EP4960833002-1EA | EPPENDORF(R) BOTTLE THREAD ADAPTER, FRO& | 1X1EA | 1 | 24 | Sigma-Aldrich | EP4960833002-1EA | https://www.sigmaaldrich.com/LT/en
EP5301316005-1EA | EPPENDORF(R) SPACER FOR SANDWICH USE OF& | 1X1EA | 1 | 30 | Sigma-Aldrich | EP5301316005-1EA | https://www.sigmaaldrich.com/LT/en
EP5425701004-1EA | EPPENDORF(R) ROTOR LID (POLYPROPYLENE),& | 1X1EA | 1 | 41 | Sigma-Aldrich | EP5425701004-1EA | https://www.sigmaaldrich.com/LT/en
EP5425715005-6EA | EPPENDORF(R) ADAPTER FOR 0,2 ML PCR TUB& | 1X6EA | 1 | 16 | Sigma-Aldrich | EP5425715005-6EA | https://www.sigmaaldrich.com/LT/en
EP5425716001-6EA | EPPENDORF(R) ADAPTER FOR 0.5 ML MICRO- & | 1X6EA | 1 | 16 | Sigma-Aldrich | EP5425716001-6EA | https://www.sigmaaldrich.com/LT/en
EP5425717008-6EA | EPPENDORF(R) ADAPTER FOR 0.4 ML MICROCE& | 1X6EA | 1 | 16 | Sigma-Aldrich | EP5425717008-6EA | https://www.sigmaaldrich.com/LT/en
EP5425723008-6EA | EPPENDORF(R) ADAPTER FOR 0.2 ML PCR TUB& | 1X6EA | 1 | 16 | Sigma-Aldrich | EP5425723008-6EA | https://www.sigmaaldrich.com/LT/en
EP5425733003-1EA | EPPENDORF(R) ROTOR LID FOR F45-36-8& | 1X1EA | 1 | 47 | Sigma-Aldrich | EP5425733003-1EA | https://www.sigmaaldrich.com/LT/en
EP5427702008-2EA | EPPENDORF(R) RUBBER BASE PLATE, FOR PLA& | 1X2EA | 1 | 33 | Sigma-Aldrich | EP5427702008-2EA | https://www.sigmaaldrich.com/LT/en
EP5427727000-2EA | EPPENDORF(R) ADAPTER 1X 50ML FALCON FOR& | 1X2EA | 1 | 53 | Sigma-Aldrich | EP5427727000-2EA | https://www.sigmaaldrich.com/LT/en
EP5428850280-1EA | EPPENDORF(R) USB CABLE, TYPE A/B, LENGT& | 1X1EA | 1 | 37 | Sigma-Aldrich | EP5428850280-1EA | https://www.sigmaaldrich.com/LT/en
EP5428850418-1EA | EPPENDORF(R) CONDENSATION TRAY& | 1X1EA | 1 | 37 | Sigma-Aldrich | EP5428850418-1EA | https://www.sigmaaldrich.com/LT/en
EP5492008810-8EA | EPPENDORF(R) BUCKETS, FITTING ROTORS A-& | 1X8EA | 1 | 48 | Sigma-Aldrich | EP5492008810-8EA | https://www.sigmaaldrich.com/LT/en
EP5495507000-2EA | EPPENDORF(R) SEAL ROT.LID FA-10X5,FA-18& | 1X2EA | 1 | 36 | Sigma-Aldrich | EP5495507000-2EA | https://www.sigmaaldrich.com/LT/en
EP5702701009-8EA | EPPENDORF(R) 8 X RUBBER MATS 15 ML TUBE& | 1X8EA | 1 | 19 | Sigma-Aldrich | EP5702701009-8EA | https://www.sigmaaldrich.com/LT/en
EP5702708003-10EA | EPPENDORF(R) 10 RUBBER MATS 15 ML TUBES& | 1X10EA | 1 | 24 | Sigma-Aldrich | EP5702708003-10EA | https://www.sigmaaldrich.com/LT/en
EP5702741000-20EA | EPPENDORF(R) 20 RUBBER MATS FOR ADAPTER& | 1X20EA | 1 | 35 | Sigma-Aldrich | EP5702741000-20EA | https://www.sigmaaldrich.com/LT/en
EP5702742007-20EA | EPPENDORF(R) 20 RUBBER MATS FOR ADAPTER& | 1X20EA | 1 | 35 | Sigma-Aldrich | EP5702742007-20EA | https://www.sigmaaldrich.com/LT/en
EP5702759007-16EA | EPPENDORF(R) 16 RUBBER MATS FOR ADAPTER& | 1X16EA | 1 | 35 | Sigma-Aldrich | EP5702759007-16EA | https://www.sigmaaldrich.com/LT/en
EP5703350102-1EA | EPPENDORF(R) INCHCAPTAIN EPPIINCH ROTOR& | 1X1EA | 1 | 19 | Sigma-Aldrich | EP5703350102-1EA | https://www.sigmaaldrich.com/LT/en
EP5810718309-1EA | EPPENDORF(R) ROTOR KEY FOR A-4-81 OR A-& | 1X1EA | 1 | 19 | Sigma-Aldrich | EP5810718309-1EA | https://www.sigmaaldrich.com/LT/en
EP5810734002-4EA | EPPENDORF(R) REPLACEMENT ADAPTER RUBBER& | 1X4EA | 1 | 17 | Sigma-Aldrich | EP5810734002-4EA | https://www.sigmaaldrich.com/LT/en
EP5810735009-2EA | EPPENDORF(R) REPLACEMENT CLAMP, FOR ADA& | 1X2EA | 1 | 23 | Sigma-Aldrich | EP5810735009-2EA | https://www.sigmaaldrich.com/LT/en
EP0013608156-1EA | EPPENDORF(R) CONNECTING CABLE FOR PRINT& | 1X1EA | 1 | 86 | Sigma-Aldrich | EP0013608156-1EA | https://www.sigmaaldrich.com/LT/en
EP0030050533-30EA | EPPENDORF(R) DISPENSING PART FOR VARITI& | 1X30EA | 1 | 82 | Sigma-Aldrich | EP0030050533-30EA | https://www.sigmaaldrich.com/LT/en
EP0030106318-200EA | EPPENDORF(R) UVETTE ROUTINE PACK, 2X100& | 1X200EA | 1 | 139 | Sigma-Aldrich | EP0030106318-200EA | https://www.sigmaaldrich.com/LT/en
EP0030122216-200EA | EPPENDORF(R) PROTEIN LOBIND TUBES 15ML,& | 1X200EA | 1 | 99 | Sigma-Aldrich | EP0030122216-200EA | https://www.sigmaaldrich.com/LT/en
EP0030122224-200EA | EPPENDORF(R) TUBES 50 ML, AMBER, STERIL& | 1X200EA | 1 | 84 | Sigma-Aldrich | EP0030122224-200EA | https://www.sigmaaldrich.com/LT/en
EP0030122240-200EA | EPPENDORF(R) PROTEIN LOBIND TUBES 50ML,& | 1X200EA | 1 | 115 | Sigma-Aldrich | EP0030122240-200EA | https://www.sigmaaldrich.com/LT/en
EP0030127854-100EA | EPPENDORF(R) HEAT SEALING FOIL, 100 PCS& | 1X100EA | 1 | 139 | Sigma-Aldrich | EP0030127854-100EA | https://www.sigmaaldrich.com/LT/en
EP4011100002-1EA | EPPENDORF(R) CUVETTE 4011 SEMI-MICRO, 1& | 1X1EA | 1 | 103 | Sigma-Aldrich | EP4011100002-1EA | https://www.sigmaaldrich.com/LT/en
EP4099100007-80EA | EPPENDORF(R) STARTERSET:80 UVETTES + 1 & | 1X80EA | 1 | 99 | Sigma-Aldrich | EP4099100007-80EA | https://www.sigmaaldrich.com/LT/en
EP4308017007-1EA | EPPENDORF(R) STAND FOR 10 HELIX FUSION & | 1X1EA | 1 | 92 | Sigma-Aldrich | EP4308017007-1EA | https://www.sigmaaldrich.com/LT/en
EP4960810053-1EA | EPPENDORF(R) PISTON 10 ML - 50 ML& | 1X1EA | 1 | 97 | Sigma-Aldrich | EP4960810053-1EA | https://www.sigmaaldrich.com/LT/en
EP5325620007-1EA | EPPENDORF(R) CONNECTING CABLE FOR PC& | 1X1EA | 1 | 127 | Sigma-Aldrich | EP5325620007-1EA | https://www.sigmaaldrich.com/LT/en
EP5353040113-1EA | EPPENDORF(R) TUBE HOLDER PCR 96, FOR 96& | 1X1EA | 1 | 106 | Sigma-Aldrich | EP5353040113-1EA | https://www.sigmaaldrich.com/LT/en
EP5353040121-1EA | EPPENDORF(R) TUBE HOLDER 0,5ML, FOR 24X& | 1X1EA | 1 | 106 | Sigma-Aldrich | EP5353040121-1EA | https://www.sigmaaldrich.com/LT/en
EP5353040130-1EA | EPPENDORF(R) TUBE HOLDER 1,5/2,0ML FOR & | 1X1EA | 1 | 106 | Sigma-Aldrich | EP5353040130-1EA | https://www.sigmaaldrich.com/LT/en
EP5418709008-1EA | EPPENDORF(R) SEAL FA-45-18-11, FA-45-6-& | 1X1EA | 1 | 96 | Sigma-Aldrich | EP5418709008-1EA | https://www.sigmaaldrich.com/LT/en
EP5427723005-6EA | EPPENDORF(R) ADAPTER SLEEVE F. 50ML CEN& | 1X6EA | 1 | 145 | Sigma-Aldrich | EP5427723005-6EA | https://www.sigmaaldrich.com/LT/en
EP5427726004-2EA | EPPENDORF(R) ADAPTER 1X 15ML FALCON FOR& | 1X2EA | 1 | 89 | Sigma-Aldrich | EP5427726004-2EA | https://www.sigmaaldrich.com/LT/en
EP5427731008-2EA | EPPENDORF(R) ADAPTER FOR 1X 2,6-7ML, SM& | 1X2EA | 1 | 97 | Sigma-Aldrich | EP5427731008-2EA | https://www.sigmaaldrich.com/LT/en
EP5427732004-2EA | EPPENDORF(R) ADAPTER FOR 1X 7-15ML, SMA& | 1X2EA | 1 | 97 | Sigma-Aldrich | EP5427732004-2EA | https://www.sigmaaldrich.com/LT/en
EP5427733000-2EA | EPPENDORF(R) ADAPTER FOR 1X 2,6-7ML, LA& | 1X2EA | 1 | 97 | Sigma-Aldrich | EP5427733000-2EA | https://www.sigmaaldrich.com/LT/en
EP5427734007-2EA | EPPENDORF(R) ADAPTER FOR 1X 7-15ML, LAR& | 1X2EA | 1 | 97 | Sigma-Aldrich | EP5427734007-2EA | https://www.sigmaaldrich.com/LT/en
EP5427735003-2EA | EPPENDORF(R) ADAPTER FOR 1X 9-15ML, SMA& | 1X2EA | 1 | 97 | Sigma-Aldrich | EP5427735003-2EA | https://www.sigmaaldrich.com/LT/en
EP5427738002-2EA | EPPENDORF(R) ADAPTER FOR 1X 9-15ML, LAR& | 1X2EA | 1 | 97 | Sigma-Aldrich | EP5427738002-2EA | https://www.sigmaaldrich.com/LT/en
EP5452702000-1EA | EPPENDORF(R) STAINLESS STEEL ROTOR LID,& | 1X1EA | 1 | 90 | Sigma-Aldrich | EP5452702000-1EA | https://www.sigmaaldrich.com/LT/en
EP5452730008-1EA | EPPENDORF(R) SPARE ROTOR LID FOR F-55-1& | 1X1EA | 1 | 90 | Sigma-Aldrich | EP5452730008-1EA | https://www.sigmaaldrich.com/LT/en
EP5490004302-1EA | EPPENDORF(R) ROTOR LID (ALUMINIUM), NON& | 1X1EA | 1 | 138 | Sigma-Aldrich | EP5490004302-1EA | https://www.sigmaaldrich.com/LT/en
EP5490025806-1EA | EPPENDORF(R) ALUMINIUM-SPARE LID, AEROS& | 1X1EA | 1 | 97 | Sigma-Aldrich | EP5490025806-1EA | https://www.sigmaaldrich.com/LT/en
EP5702706000-10EA | EPPENDORF(R) 10 ADAPTERS 15 ML FALCON T& | 1X10EA | 1 | 96 | Sigma-Aldrich | EP5702706000-10EA | https://www.sigmaaldrich.com/LT/en
EP5702710008-2EA | EPPENDORF(R) ADAPTER FOR 90 ML RECTANGU& | 1X2EA | 1 | 92 | Sigma-Aldrich | EP5702710008-2EA | https://www.sigmaaldrich.com/LT/en
EP5702711004-2EA | EPPENDORF(R) ADAPTER FOR 90 ML RECTANGU& | 1X2EA | 1 | 92 | Sigma-Aldrich | EP5702711004-2EA | https://www.sigmaaldrich.com/LT/en
EP5702713007-2EA | EPPENDORF(R) ADAPTER FOR 90 ML RECTANGU& | 1X2EA | 1 | 92 | Sigma-Aldrich | EP5702713007-2EA | https://www.sigmaaldrich.com/LT/en
EP5702716006-2EA | EPPENDORF(R) ADAPTER FOR 90 ML RECTANGU& | 1X2EA | 1 | 92 | Sigma-Aldrich | EP5702716006-2EA | https://www.sigmaaldrich.com/LT/en
EP5702717002-2EA | EPPENDORF(R) ADAPTER FOR 85/100 ML ROUN& | 1X2EA | 1 | 100 | Sigma-Aldrich | EP5702717002-2EA | https://www.sigmaaldrich.com/LT/en
EP5702718009-2EA | EPPENDORF(R) ADAPTER FOR 85/100 ML ROUN& | 1X2EA | 1 | 100 | Sigma-Aldrich | EP5702718009-2EA | https://www.sigmaaldrich.com/LT/en
EP5702732001-2EA | EPPENDORF(R) ADAPTER FOR 85/100ML ROUND& | 1X2EA | 1 | 100 | Sigma-Aldrich | EP5702732001-2EA | https://www.sigmaaldrich.com/LT/en
EP5702734004-2EA | EPPENDORF(R) ADAPTER FOR 85/100ML ROUND& | 1X2EA | 1 | 100 | Sigma-Aldrich | EP5702734004-2EA | https://www.sigmaaldrich.com/LT/en
EP5804712005-2EA | EPPENDORF(R) AEROSOL-TIGHT CAPS FOR 100& | 1X2EA | 1 | 118 | Sigma-Aldrich | EP5804712005-2EA | https://www.sigmaaldrich.com/LT/en
EP5804715403-1EA | EPPENDORF(R) ALUMINIUM-SPARE LID, NON- & | 1X1EA | 1 | 95 | Sigma-Aldrich | EP5804715403-1EA | https://www.sigmaaldrich.com/LT/en
EP5804737008-8EA | EPPENDORF(R) ADAPTER FOR 50ML FALCON SK& | 1X8EA | 1 | 102 | Sigma-Aldrich | EP5804737008-8EA | https://www.sigmaaldrich.com/LT/en
EP5804738004-2EA | EPPENDORF(R) ADAPTER FOR 3X 2,6-7ML TUB& | 1X2EA | 1 | 104 | Sigma-Aldrich | EP5804738004-2EA | https://www.sigmaaldrich.com/LT/en
EP5804739000-2EA | EPPENDORF(R) ADAPTER FOR 3X 2,6-7ML TUB& | 1X2EA | 1 | 104 | Sigma-Aldrich | EP5804739000-2EA | https://www.sigmaaldrich.com/LT/en
EP5804750004-2EA | EPPENDORF(R) ADAPTER FOR 100 ML RECTANG& | 1X2EA | 1 | 145 | Sigma-Aldrich | EP5804750004-2EA | https://www.sigmaaldrich.com/LT/en
EP5804751000-2EA | EPPENDORF(R) ADAPTER FOR 100 ML RECTANG& | 1X2EA | 1 | 145 | Sigma-Aldrich | EP5804751000-2EA | https://www.sigmaaldrich.com/LT/en
EP5804756002-2EA | EPPENDORF(R) ADAPTER FOR 100 ML RECTANG& | 1X2EA | 1 | 145 | Sigma-Aldrich | EP5804756002-2EA | https://www.sigmaaldrich.com/LT/en
EP5804770005-2EA | EPPENDORF(R) ADAPTER FOR FIXED-ANGLE-RO& | 1X2EA | 1 | 139 | Sigma-Aldrich | EP5804770005-2EA | https://www.sigmaaldrich.com/LT/en
EP5804771001-2EA | EPPENDORF(R) ADAPTER FOR FIXED-ANGLE-RO& | 1X2EA | 1 | 104 | Sigma-Aldrich | EP5804771001-2EA | https://www.sigmaaldrich.com/LT/en
EP5804772008-2EA | EPPENDORF(R) ADAPTER FOR FIXED-ANGLE-RO& | 1X2EA | 1 | 104 | Sigma-Aldrich | EP5804772008-2EA | https://www.sigmaaldrich.com/LT/en
EP5804773004-2EA | EPPENDORF(R) ADAPTER FOR FIXED-ANGLE-RO& | 1X2EA | 1 | 84 | Sigma-Aldrich | EP5804773004-2EA | https://www.sigmaaldrich.com/LT/en
EP5804774000-2EA | EPPENDORF(R) ADAPTER FOR FIXED-ANGLE-RO& | 1X2EA | 1 | 84 | Sigma-Aldrich | EP5804774000-2EA | https://www.sigmaaldrich.com/LT/en
EP5804775007-2EA | EPPENDORF(R) ADAPTER FOR FIXED-ANGLE-RO& | 1X2EA | 1 | 89 | Sigma-Aldrich | EP5804775007-2EA | https://www.sigmaaldrich.com/LT/en
EP5804776003-2EA | EPPENDORF(R) ADAPTER FOR FIXED-ANGLE-RO& | 1X2EA | 1 | 89 | Sigma-Aldrich | EP5804776003-2EA | https://www.sigmaaldrich.com/LT/en
EP5810710006-2EA | CAPS FOR EPPENDORF«áROTOR BUCKETS,AEROS& | 1X2EA | 1 | 136 | Sigma-Aldrich | EP5810710006-2EA | https://www.sigmaaldrich.com/LT/en
EP5825713001-2EA | EPPENDORF(R) ADAPTER FOR 384-WELL PCR P& | 1X2EA | 1 | 126 | Sigma-Aldrich | EP5825713001-2EA | https://www.sigmaaldrich.com/LT/en
EP5920754009-5EA | EPPENDORF(R) SEALINGS,FOR S-4XUNIVERSAL& | 1X5EA | 1 | 92 | Sigma-Aldrich | EP5920754009-5EA | https://www.sigmaaldrich.com/LT/en
EP6122070016-1EA | EPPENDORF(R) CUVETTE STAND (PLEXIGLASS)& | 1X1EA | 1 | 101 | Sigma-Aldrich | EP6122070016-1EA | https://www.sigmaaldrich.com/LT/en
EP3124000016-1EA | EPPENDORF(R) RESEARCH(R) PLUS G, SINGLE& | 1X1EA | 1 | 169 | Sigma-Aldrich | EP3124000016-1EA | https://www.sigmaaldrich.com/LT/en
EP5222610003-1EA | EPPENDORF(R) EDOS INTERFACE CABLE& | 1X1EA | 1 | 141 | Sigma-Aldrich | EP5222610003-1EA | https://www.sigmaaldrich.com/LT/en
EP5325613000-1EA | EPPENDORF(R) PELTIER ELEMENT WITH CABLE& | 1X1EA | 1 | 157 | Sigma-Aldrich | EP5325613000-1EA | https://www.sigmaaldrich.com/LT/en
EP5427707000-1EA | EPPENDORF(R) ROTOR LID FOR F-45-17-17-C& | 1X1EA | 1 | 153 | Sigma-Aldrich | EP5427707000-1EA | https://www.sigmaaldrich.com/LT/en
EP5427717005-4EA | EPPENDORF(R) ADAPTERS FOR F-45-64-5-PCR& | 1X4EA | 1 | 181 | Sigma-Aldrich | EP5427717005-4EA | https://www.sigmaaldrich.com/LT/en
EP5427718001-1EA | EPPENDORF(R) ROTOR LID FOR F-45-30-11, & | 1X1EA | 1 | 153 | Sigma-Aldrich | EP5427718001-1EA | https://www.sigmaaldrich.com/LT/en
EP5427720006-1EA | EPPENDORF(R) ROTOR LID FOR F-45-64-5-PC& | 1X1EA | 1 | 153 | Sigma-Aldrich | EP5427720006-1EA | https://www.sigmaaldrich.com/LT/en
EP5702707007-10EA | EPPENDORF(R) 10 X STEEL SLEEVES 15 ML F& | 1X10EA | 1 | 159 | Sigma-Aldrich | EP5702707007-10EA | https://www.sigmaaldrich.com/LT/en
EP5702719005-2EA | EPPENDORF(R) ADAPTER FOR 85/100 ML ROUN& | 1X2EA | 1 | 180 | Sigma-Aldrich | EP5702719005-2EA | https://www.sigmaaldrich.com/LT/en
EP5702723002-2EA | EPPENDORF(R) ADAPTER FOR 85/100ML ROUND& | 1X2EA | 1 | 180 | Sigma-Aldrich | EP5702723002-2EA | https://www.sigmaaldrich.com/LT/en
EP5702724009-2EA | EPPENDORF(R) ADAPTER FOR 85/100ML ROUND& | 1X2EA | 1 | 180 | Sigma-Aldrich | EP5702724009-2EA | https://www.sigmaaldrich.com/LT/en
EP5702735000-2EA | EPPENDORF(R) ADAPTER FOR 85/100ML ROUND& | 1X2EA | 1 | 180 | Sigma-Aldrich | EP5702735000-2EA | https://www.sigmaaldrich.com/LT/en
EP5702736007-2EA | EPPENDORF(R) ADAPTER FOR 85/100ML ROUND& | 1X2EA | 1 | 180 | Sigma-Aldrich | EP5702736007-2EA | https://www.sigmaaldrich.com/LT/en
EP5702737003-2EA | EPPENDORF(R) ADAPTER FOR 85/100ML ROUND& | 1X2EA | 1 | 180 | Sigma-Aldrich | EP5702737003-2EA | https://www.sigmaaldrich.com/LT/en
EP5804717007-2EA | EPPENDORF(R) ADAPTER FOR 100 ML RECTANG& | 1X2EA | 1 | 155 | Sigma-Aldrich | EP5804717007-2EA | https://www.sigmaaldrich.com/LT/en
EP5804718003-2EA | EPPENDORF(R) ADAPTER FOR 100 ML RECTANG& | 1X2EA | 1 | 155 | Sigma-Aldrich | EP5804718003-2EA | https://www.sigmaaldrich.com/LT/en
EP5804752007-2EA | EPPENDORF(R) ADAPTER FOR 100 ML RECTANG& | 1X2EA | 1 | 149 | Sigma-Aldrich | EP5804752007-2EA | https://www.sigmaaldrich.com/LT/en
EP5804753003-2EA | EPPENDORF(R) ADAPTER FOR 100 ML RECTANG& | 1X2EA | 1 | 149 | Sigma-Aldrich | EP5804753003-2EA | https://www.sigmaaldrich.com/LT/en
EP5804754000-2EA | EPPENDORF(R) ADAPTER FOR 100 ML RECTANG& | 1X2EA | 1 | 149 | Sigma-Aldrich | EP5804754000-2EA | https://www.sigmaaldrich.com/LT/en
EP5804755006-2EA | EPPENDORF(R) ADAPTER FOR 100 ML RECTANG& | 1X2EA | 1 | 155 | Sigma-Aldrich | EP5804755006-2EA | https://www.sigmaaldrich.com/LT/en
EP5804757009-2EA | EPPENDORF(R) ADAPTER FOR 100ML RECTANGU& | 1X2EA | 1 | 145 | Sigma-Aldrich | EP5804757009-2EA | https://www.sigmaaldrich.com/LT/en
EP5804758005-2EA | EPPENDORF(R) ADAPTER FOR 100ML RECTANGU& | 1X2EA | 1 | 155 | Sigma-Aldrich | EP5804758005-2EA | https://www.sigmaaldrich.com/LT/en
EP5804759001-2EA | EPPENDORF(R) ADAPTER FOR 100ML RECTANGU& | 1X2EA | 1 | 145 | Sigma-Aldrich | EP5804759001-2EA | https://www.sigmaaldrich.com/LT/en
EP5804760000-2EA | EPPENDORF(R) ADAPTER FOR 100ML RECTANGU& | 1X2EA | 1 | 145 | Sigma-Aldrich | EP5804760000-2EA | https://www.sigmaaldrich.com/LT/en
EP5804761006-2EA | EPPENDORF(R) ADAPTER FOR 100ML RECTANGU& | 1X2EA | 1 | 145 | Sigma-Aldrich | EP5804761006-2EA | https://www.sigmaaldrich.com/LT/en
EP5810724007-2EA | EPPENDORF(R) AEROSOL-TIGHT LID FOR 500 & | 1X2EA | 1 | 180 | Sigma-Aldrich | EP5810724007-2EA | https://www.sigmaaldrich.com/LT/en
EP5810728002-2EA | EPPENDORF(R) ADAPTER FOR 500 ML RECTANG& | 1X2EA | 1 | 164 | Sigma-Aldrich | EP5810728002-2EA | https://www.sigmaaldrich.com/LT/en
EP5810750008-2EA | EPPENDORF(R) ADAPTER FOR 250ML RECTANGU& | 1X2EA | 1 | 163 | Sigma-Aldrich | EP5810750008-2EA | https://www.sigmaaldrich.com/LT/en
EP5810751004-2EA | EPPENDORF(R) ADAPTER FOR 250ML RECTANGU& | 1X2EA | 1 | 163 | Sigma-Aldrich | EP5810751004-2EA | https://www.sigmaaldrich.com/LT/en
EP5810752000-2EA | EPPENDORF(R) ADAPTER FOR 250ML RECTANGU& | 1X2EA | 1 | 171 | Sigma-Aldrich | EP5810752000-2EA | https://www.sigmaaldrich.com/LT/en
EP5810753007-2EA | EPPENDORF(R) ADAPTER FOR 250ML RECTANGU& | 1X2EA | 1 | 171 | Sigma-Aldrich | EP5810753007-2EA | https://www.sigmaaldrich.com/LT/en
EP5810754003-2EA | EPPENDORF(R) ADAPTER FOR 250ML RECTANGU& | 1X2EA | 1 | 171 | Sigma-Aldrich | EP5810754003-2EA | https://www.sigmaaldrich.com/LT/en
EP5810756006-2EA | EPPENDORF(R) ADAPTER FOR 250ML RECTANGU& | 1X2EA | 1 | 163 | Sigma-Aldrich | EP5810756006-2EA | https://www.sigmaaldrich.com/LT/en
EP5810757002-2EA | EPPENDORF(R) ADAPTER FOR 250ML RECTANGU& | 1X2EA | 1 | 163 | Sigma-Aldrich | EP5810757002-2EA | https://www.sigmaaldrich.com/LT/en
EP5810759005-2EA | EPPENDORF(R) ADAPTER FOR 250ML RECTANGU& | 1X2EA | 1 | 163 | Sigma-Aldrich | EP5810759005-2EA | https://www.sigmaaldrich.com/LT/en
EP5810760003-2EA | EPPENDORF(R) ADAPTER FOR 250ML RECTANGU& | 1X2EA | 1 | 163 | Sigma-Aldrich | EP5810760003-2EA | https://www.sigmaaldrich.com/LT/en
EP5810761000-2EA | EPPENDORF(R) ADAPTER FOR 250ML RECTANGU& | 1X2EA | 1 | 163 | Sigma-Aldrich | EP5810761000-2EA | https://www.sigmaaldrich.com/LT/en
EP5810763002-2EA | EPPENDORF(R) ADAPTER FOR 250ML RECTANGU& | 1X2EA | 1 | 163 | Sigma-Aldrich | EP5810763002-2EA | https://www.sigmaaldrich.com/LT/en
EP5825708008-2EA | EPPENDORF(R) ADAPTER FOR 0,5 ML TUBE IN& | 1X2EA | 1 | 153 | Sigma-Aldrich | EP5825708008-2EA | https://www.sigmaaldrich.com/LT/en
EP5825709004-2EA | EPPENDORF(R) ADAPTER FOR 1.5/2 ML TUBE & | 1X2EA | 1 | 153 | Sigma-Aldrich | EP5825709004-2EA | https://www.sigmaaldrich.com/LT/en
EP5825711009-2EA | EPPENDORF(R) ADAPTER FOR 96-WELL PCR PL& | 1X2EA | 1 | 159 | Sigma-Aldrich | EP5825711009-2EA | https://www.sigmaaldrich.com/LT/en
EP5910706006-2EA | EPPENDORF(R) ADAPTER FOR 400 ML WIDE-NE& | 1X2EA | 1 | 159 | Sigma-Aldrich | EP5910706006-2EA | https://www.sigmaaldrich.com/LT/en
EP0030058500-10EA | EPPENDORF(R) PLUS/8-CARTRIDGE, STERILE,& | 1X10EA | 1 | 196 | Sigma-Aldrich | EP0030058500-10EA | https://www.sigmaaldrich.com/LT/en
EP0030124359-960EA | EPPENDORF(R) EIGHT-TUBE STRIP, FOR 0,2 & | 1X960EA | 1 | 189 | Sigma-Aldrich | EP0030124359-960EA | https://www.sigmaaldrich.com/LT/en
EP0030124928-120EA | EPPENDORF(R) FAST PCR-TUBE STRIPS+CAPS & | 1X120EA | 1 | 232 | Sigma-Aldrich | EP0030124928-120EA | https://www.sigmaaldrich.com/LT/en
EP3123000217-1EA | EPPENDORF(R) RESEARCH(R) PLUS G, BASIC,& | 1X1EA | 1 | 216 | Sigma-Aldrich | EP3123000217-1EA | https://www.sigmaaldrich.com/LT/en
EP3123000225-1EA | EPPENDORF(R) RESEARCH(R) PLUS G, BASIC,& | 1X1EA | 1 | 216 | Sigma-Aldrich | EP3123000225-1EA | https://www.sigmaaldrich.com/LT/en
EP3123000233-1EA | EPPENDORF(R) RESEARCH(R) PLUS G, BASIC,& | 1X1EA | 1 | 216 | Sigma-Aldrich | EP3123000233-1EA | https://www.sigmaaldrich.com/LT/en
EP3123000241-1EA | EPPENDORF(R) RESEARCH(R) PLUS G, BASIC,& | 1X1EA | 1 | 216 | Sigma-Aldrich | EP3123000241-1EA | https://www.sigmaaldrich.com/LT/en
EP3123000250-1EA | EPPENDORF(R) RESEARCH(R) PLUS G, BASIC,& | 1X1EA | 1 | 216 | Sigma-Aldrich | EP3123000250-1EA | https://www.sigmaaldrich.com/LT/en
EP3123000268-1EA | EPPENDORF(R) RESEARCH(R) PLUS G, BASIC,& | 1X1EA | 1 | 216 | Sigma-Aldrich | EP3123000268-1EA | https://www.sigmaaldrich.com/LT/en
EP3123000276-1EA | EPPENDORF(R) RESEARCH(R) PLUS G, BASIC,& | 1X1EA | 1 | 216 | Sigma-Aldrich | EP3123000276-1EA | https://www.sigmaaldrich.com/LT/en
EP3123000284-1EA | EPPENDORF(R) RESEARCH(R) PLUS G, BASIC,& | 1X1EA | 1 | 216 | Sigma-Aldrich | EP3123000284-1EA | https://www.sigmaaldrich.com/LT/en
EP3123000292-1EA | EPPENDORF(R) RESEARCH(R) PLUS G, BASIC,& | 1X1EA | 1 | 216 | Sigma-Aldrich | EP3123000292-1EA | https://www.sigmaaldrich.com/LT/en
EP3123000306-1EA | EPPENDORF(R) RESEARCH(R) PLUS G, BASIC,& | 1X1EA | 1 | 216 | Sigma-Aldrich | EP3123000306-1EA | https://www.sigmaaldrich.com/LT/en
EP4861606002-1EA | EPPENDORF(R) PIPETTE LOWER PART, 8 CHAN& | 1X1EA | 1 | 204 | Sigma-Aldrich | EP4861606002-1EA | https://www.sigmaaldrich.com/LT/en
EP4861608005-1EA | EPPENDORF(R) PIPETTE LOWER PART, 8 CHAN& | 1X1EA | 1 | 204 | Sigma-Aldrich | EP4861608005-1EA | https://www.sigmaaldrich.com/LT/en
EP4861610000-1EA | EPPENDORF(R) PIPETTE LOWER PART, 8 CHAN& | 1X1EA | 1 | 204 | Sigma-Aldrich | EP4861610000-1EA | https://www.sigmaaldrich.com/LT/en
EP4861612002-1EA | EPPENDORF(R) PIPETTE LOWER PART, 8 CHAN& | 1X1EA | 1 | 204 | Sigma-Aldrich | EP4861612002-1EA | https://www.sigmaaldrich.com/LT/en
EP5418708001-1EA | EPPENDORF(R) SPARE ROTOR LID FOR ROTOR & | 1X1EA | 1 | 212 | Sigma-Aldrich | EP5418708001-1EA | https://www.sigmaaldrich.com/LT/en
EP5425740000-1EA | EPPENDORF(R) ROTOR LID (ALUMINIUM), FOR& | 1X1EA | 1 | 224 | Sigma-Aldrich | EP5425740000-1EA | https://www.sigmaaldrich.com/LT/en
EP5427704000-1EA | EPPENDORF(R) ROTOR LID FOR FA-45-24-11-& | 1X1EA | 1 | 201 | Sigma-Aldrich | EP5427704000-1EA | https://www.sigmaaldrich.com/LT/en
EP5427715002-1EA | EPPENDORF(R) SPARE ROTOR LID FOR F-35-6& | 1X1EA | 1 | 226 | Sigma-Aldrich | EP5427715002-1EA | https://www.sigmaaldrich.com/LT/en
EP5427725008-1EA | EPPENDORF(R) ROTOR LID FOR A-2-MTP& | 1X1EA | 1 | 219 | Sigma-Aldrich | EP5427725008-1EA | https://www.sigmaaldrich.com/LT/en
EP5490063007-1EA | EPPENDORF(R) ROTOR LID (ALUMINIUM), FOR& | 1X1EA | 1 | 224 | Sigma-Aldrich | EP5490063007-1EA | https://www.sigmaaldrich.com/LT/en
EP5495501002-2EA | EPPENDORF(R) LID FA-24X2 (CENTR 5425)& | 1X2EA | 1 | 201 | Sigma-Aldrich | EP5495501002-2EA | https://www.sigmaaldrich.com/LT/en
EP5495504001-2EA | EPPENDORF(R) LID FA-24X2-PTFE (CENTR 54& | 1X2EA | 1 | 213 | Sigma-Aldrich | EP5495504001-2EA | https://www.sigmaaldrich.com/LT/en
EP5495506004-2EA | EPPENDORF(R) LID FA-10X5 (CENTR 5425)& | 1X2EA | 1 | 204 | Sigma-Aldrich | EP5495506004-2EA | https://www.sigmaaldrich.com/LT/en
EP5495509003-2EA | EPPENDORF(R) LID FA-18X2-KIT (CENTR 542& | 1X2EA | 1 | 209 | Sigma-Aldrich | EP5495509003-2EA | https://www.sigmaaldrich.com/LT/en
EP5496102004-1EA | EPPENDORF(R) FORENSIC - ADAPTER& | 1X1EA | 1 | 212 | Sigma-Aldrich | EP5496102004-1EA | https://www.sigmaaldrich.com/LT/en
EP5702745006-2EA | EPPENDORF(R) ADAPTER FOR 85/100 ML ROUN& | 1X2EA | 1 | 187 | Sigma-Aldrich | EP5702745006-2EA | https://www.sigmaaldrich.com/LT/en
EP5702762008-2EA | EPPENDORF(R) 2 RECTANGULAR BUCKETS 90 M& | 1X2EA | 1 | 193 | Sigma-Aldrich | EP5702762008-2EA | https://www.sigmaaldrich.com/LT/en
EP5804727509-1EA | EPPENDORF(R) ROTOR LID (F34-6-38)& | 1X1EA | 1 | 186 | Sigma-Aldrich | EP5804727509-1EA | https://www.sigmaaldrich.com/LT/en
EP5804731000-6EA | EPPENDORF(R) ADAPTERS FOR DRUM ROTOR 1.& | 1X6EA | 1 | 219 | Sigma-Aldrich | EP5804731000-6EA | https://www.sigmaaldrich.com/LT/en
EP5804732006-6EA | EPPENDORF(R) ADAPTERS FOR DRUM ROTOR 0.& | 1X6EA | 1 | 219 | Sigma-Aldrich | EP5804732006-6EA | https://www.sigmaaldrich.com/LT/en
EP5804736001-1EA | EPPENDORF(R) ROTOR LID (ALUMINIUM), AER& | 1X1EA | 1 | 194 | Sigma-Aldrich | EP5804736001-1EA | https://www.sigmaaldrich.com/LT/en
EP5810720001-2EA | EPPENDORF(R) ADAPTER FOR 500ML-RECTANGU& | 1X2EA | 1 | 196 | Sigma-Aldrich | EP5810720001-2EA | https://www.sigmaaldrich.com/LT/en
EP5810721008-2EA | EPPENDORF(R) ADAPTER FOR 500 ML RECTANG& | 1X2EA | 1 | 196 | Sigma-Aldrich | EP5810721008-2EA | https://www.sigmaaldrich.com/LT/en
EP5810722004-2EA | EPPENDORF(R) ADAPTER FOR 500 ML RECTANG& | 1X2EA | 1 | 196 | Sigma-Aldrich | EP5810722004-2EA | https://www.sigmaaldrich.com/LT/en
EP5810723000-2EA | EPPENDORF(R) ADAPTER FOR 500 ML RECTANG& | 1X2EA | 1 | 196 | Sigma-Aldrich | EP5810723000-2EA | https://www.sigmaaldrich.com/LT/en
EP5810729009-2EA | EPPENDORF(R) WIDE-NECK BOTTLE 400 ML, 2& | 1X2EA | 1 | 201 | Sigma-Aldrich | EP5810729009-2EA | https://www.sigmaaldrich.com/LT/en
EP5810739004-2EA | EPPENDORF(R) ADAPTER FOR 500 ML RECTANG& | 1X2EA | 1 | 217 | Sigma-Aldrich | EP5810739004-2EA | https://www.sigmaaldrich.com/LT/en
EP5810745004-2EA | EPPENDORF(R) ADAPTER FOR 20 X 2ML TUBES& | 1X2EA | 1 | 196 | Sigma-Aldrich | EP5810745004-2EA | https://www.sigmaaldrich.com/LT/en
EP5810746000-2EA | EPPENDORF(R) ADAPTER FOR 20X 1,2-5ML TU& | 1X2EA | 1 | 196 | Sigma-Aldrich | EP5810746000-2EA | https://www.sigmaaldrich.com/LT/en
EP5810748003-2EA | EPPENDORF(R) ADAPTER FOR 16X 3-15ML TUB& | 1X2EA | 1 | 196 | Sigma-Aldrich | EP5810748003-2EA | https://www.sigmaaldrich.com/LT/en
EP5810755000-2EA | EPPENDORF(R) ADAPTER FOR 250 ML RECTANG& | 1X2EA | 1 | 184 | Sigma-Aldrich | EP5810755000-2EA | https://www.sigmaaldrich.com/LT/en
EP5810758009-2EA | EPPENDORF(R) ADAPTER FOR 250ML RECTANGU& | 1X2EA | 1 | 184 | Sigma-Aldrich | EP5810758009-2EA | https://www.sigmaaldrich.com/LT/en
EP5810770009-2EA | EPPENDORF(R) ADAPTER FOR 250ML RECTANGU& | 1X2EA | 1 | 190 | Sigma-Aldrich | EP5810770009-2EA | https://www.sigmaaldrich.com/LT/en
EP5820707003-2EA | EPPENDORF(R) WIDE-MOUTH BOTTLE 500 ML F& | 1X2EA | 1 | 201 | Sigma-Aldrich | EP5820707003-2EA | https://www.sigmaaldrich.com/LT/en
EP5820748001-2EA | EPPENDORF(R) AEROSOL-TIGHT CAPS FOR PLA& | 1X2EA | 1 | 213 | Sigma-Aldrich | EP5820748001-2EA | https://www.sigmaaldrich.com/LT/en
EP5825722000-2EA | EPPENDORF(R) ADAPTER FOR 500ML RECTANGU& | 1X2EA | 1 | 196 | Sigma-Aldrich | EP5825722000-2EA | https://www.sigmaaldrich.com/LT/en
EP6131911007-1EA | EPPENDORF(R) SECONDARY-UV-VIS-FILTER A1& | 1X1EA | 1 | 227 | Sigma-Aldrich | EP6131911007-1EA | https://www.sigmaaldrich.com/LT/en
EP0030058518-20EA | EPPENDORF(R) PLUS/8-CARTRIDGE, NON-STER& | 1X20EA | 1 | 285 | Sigma-Aldrich | EP0030058518-20EA | https://www.sigmaaldrich.com/LT/en
EP0030058534-20EA | EPPENDORF(R) PLUS/8-CARTRIDGE, NON-STER& | 1X20EA | 1 | 285 | Sigma-Aldrich | EP0030058534-20EA | https://www.sigmaaldrich.com/LT/en
EP0030124910-120EA | EPPENDORF(R) FAST PCR-TUBE STRIPS+CAPS & | 1X120EA | 1 | 248 | Sigma-Aldrich | EP0030124910-120EA | https://www.sigmaaldrich.com/LT/en
EP3113081006-1EA | EPPENDORF(R) SARTORIUS RC BALANCE ACCES& | 1X1EA | 1 | 233 | Sigma-Aldrich | EP3113081006-1EA | https://www.sigmaaldrich.com/LT/en
EP3113082002-1EA | EPPENDORF(R) METTLER AT BALANCE ACCESSO& | 1X1EA | 1 | 233 | Sigma-Aldrich | EP3113082002-1EA | https://www.sigmaaldrich.com/LT/en
EP3113809000-1EA | EPPENDORF(R) MOISTURE TRAP, WITH LID& | 1X1EA | 1 | 286 | Sigma-Aldrich | EP3113809000-1EA | https://www.sigmaaldrich.com/LT/en
EP4861607009-1EA | EPPENDORF(R) PIPETTE LOWER PART 12 CHAN& | 1X1EA | 1 | 254 | Sigma-Aldrich | EP4861607009-1EA | https://www.sigmaaldrich.com/LT/en
EP4861609001-1EA | EPPENDORF(R) PIPETTE LOWER PART, 12 CHA& | 1X1EA | 1 | 254 | Sigma-Aldrich | EP4861609001-1EA | https://www.sigmaaldrich.com/LT/en
EP4861611006-1EA | EPPENDORF(R) PIPETTE LOWER PART, 12 CHA& | 1X1EA | 1 | 254 | Sigma-Aldrich | EP4861611006-1EA | https://www.sigmaaldrich.com/LT/en
EP4922601009-1EA | EPPENDORF(R) REFERENCE 2 LOWER PART, 8-& | 1X1EA | 1 | 272 | Sigma-Aldrich | EP4922601009-1EA | https://www.sigmaaldrich.com/LT/en
EP4922603001-1EA | EPPENDORF(R) REFERENCE 2 LOWER PART, 8-& | 1X1EA | 1 | 272 | Sigma-Aldrich | EP4922603001-1EA | https://www.sigmaaldrich.com/LT/en
EP4922605004-1EA | EPPENDORF(R) REFERENCE 2 LOWER PART, 8-& | 1X1EA | 1 | 272 | Sigma-Aldrich | EP4922605004-1EA | https://www.sigmaaldrich.com/LT/en
EP4924000215-1EA | EPPENDORF(R) REFERENCE(R) 2 G, BASIC, S& | 1X1EA | 1 | 286 | Sigma-Aldrich | EP4924000215-1EA | https://www.sigmaaldrich.com/LT/en
EP4924000223-1EA | EPPENDORF(R) REFERENCE(R) 2 G, BASIC, S& | 1X1EA | 1 | 286 | Sigma-Aldrich | EP4924000223-1EA | https://www.sigmaaldrich.com/LT/en
EP4924000231-1EA | EPPENDORF(R) REFERENCE(R) 2 G, BASIC, S& | 1X1EA | 1 | 286 | Sigma-Aldrich | EP4924000231-1EA | https://www.sigmaaldrich.com/LT/en
EP4924000240-1EA | EPPENDORF(R) REFERENCE(R) 2 G, BASIC, S& | 1X1EA | 1 | 286 | Sigma-Aldrich | EP4924000240-1EA | https://www.sigmaaldrich.com/LT/en
EP4924000258-1EA | EPPENDORF(R) REFERENCE(R) 2 G, BASIC, S& | 1X1EA | 1 | 286 | Sigma-Aldrich | EP4924000258-1EA | https://www.sigmaaldrich.com/LT/en
EP4924000266-1EA | EPPENDORF(R) REFERENCE(R) 2 G, BASIC, S& | 1X1EA | 1 | 286 | Sigma-Aldrich | EP4924000266-1EA | https://www.sigmaaldrich.com/LT/en
EP4924000274-1EA | EPPENDORF(R) REFERENCE(R) 2 G, BASIC, S& | 1X1EA | 1 | 286 | Sigma-Aldrich | EP4924000274-1EA | https://www.sigmaaldrich.com/LT/en
EP4924000282-1EA | EPPENDORF(R) REFERENCE(R) 2 G, BASIC, S& | 1X1EA | 1 | 286 | Sigma-Aldrich | EP4924000282-1EA | https://www.sigmaaldrich.com/LT/en
EP4924000290-1EA | EPPENDORF(R) REFERENCE(R) 2 G, BASIC, S& | 1X1EA | 1 | 286 | Sigma-Aldrich | EP4924000290-1EA | https://www.sigmaaldrich.com/LT/en
EP4924000304-1EA | EPPENDORF(R) REFERENCE(R) 2 G, BASIC, S& | 1X1EA | 1 | 286 | Sigma-Aldrich | EP4924000304-1EA | https://www.sigmaaldrich.com/LT/en
EP4924000312-1EA | EPPENDORF(R) REFERENCE(R) 2, BASIC, SIN& | 1X1EA | 1 | 286 | Sigma-Aldrich | EP4924000312-1EA | https://www.sigmaaldrich.com/LT/en
EP5424701000-1EA | EPPENDORF(R) SPARE LID FOR ROTOR FA-45-& | 1X1EA | 1 | 313 | Sigma-Aldrich | EP5424701000-1EA | https://www.sigmaaldrich.com/LT/en
EP5424703003-1EA | EPPENDORF(R) SPARE LID FOR ROTOR FA-45-& | 1X1EA | 1 | 243 | Sigma-Aldrich | EP5424703003-1EA | https://www.sigmaaldrich.com/LT/en
EP5424707009-1EA | EPPENDORF(R) SPARE LID FOR ROTOR F-45-1& | 1X1EA | 1 | 243 | Sigma-Aldrich | EP5424707009-1EA | https://www.sigmaaldrich.com/LT/en
EP5424708005-1EA | EPPENDORF(R) SPARE LID FOR ROTOR FA-45-& | 1X1EA | 1 | 243 | Sigma-Aldrich | EP5424708005-1EA | https://www.sigmaaldrich.com/LT/en
EP5427711007-1EA | EPPENDORF(R) ROTOR LID FOR FA-45-24-11-& | 1X1EA | 1 | 242 | Sigma-Aldrich | EP5427711007-1EA | https://www.sigmaaldrich.com/LT/en
EP5427719008-1EA | EPPENDORF(R) ROTOR LID FOR FA-45-30-11,& | 1X1EA | 1 | 242 | Sigma-Aldrich | EP5427719008-1EA | https://www.sigmaaldrich.com/LT/en
EP5452720008-1EA | EPPENDORF(R) ROTOR F45-12-11 FOR 5453 P& | 1X1EA | 1 | 265 | Sigma-Aldrich | EP5452720008-1EA | https://www.sigmaaldrich.com/LT/en
EP5452727007-1EA | EPPENDORF(R) ROTOR F-55-16-5-PCR, INCL.& | 1X1EA | 1 | 298 | Sigma-Aldrich | EP5452727007-1EA | https://www.sigmaaldrich.com/LT/en
EP5495511008-2EA | EPPENDORF(R) LID F-32X0.2-PCR (CENTR 54& | 1X2EA | 1 | 241 | Sigma-Aldrich | EP5495511008-2EA | https://www.sigmaaldrich.com/LT/en
EP5495513000-2EA | EPPENDORF(R) BUCKETS S-96X0.2-PCR (CENT& | 1X2EA | 1 | 266 | Sigma-Aldrich | EP5495513000-2EA | https://www.sigmaaldrich.com/LT/en
EP5702700002-1EA | EPPENDORF(R) SWING-BUCKET ROTOR A-8-17,& | 1X1EA | 1 | 288 | Sigma-Aldrich | EP5702700002-1EA | https://www.sigmaaldrich.com/LT/en
EP5702761001-2EA | EPPENDORF(R) 2 ROUND BUCKETS 85/100 ML,& | 1X2EA | 1 | 318 | Sigma-Aldrich | EP5702761001-2EA | https://www.sigmaaldrich.com/LT/en
EP5820774002-24EA | EPPENDORF(R) STEEL SLEEVES INCL. ADAPTE& | 1X24EA | 1 | 310 | Sigma-Aldrich | EP5820774002-24EA | https://www.sigmaaldrich.com/LT/en
EP5825706005-2EA | EPPENDORF(R) ADAPTER FOR 12 GLASS SLIDE& | 1X2EA | 1 | 314 | Sigma-Aldrich | EP5825706005-2EA | https://www.sigmaaldrich.com/LT/en
EP5825739000-14EA | EPPENDORF(R) ADAPTER FOR 14 X TUBE 5.0 & | 1X14EA | 1 | 299 | Sigma-Aldrich | EP5825739000-14EA | https://www.sigmaaldrich.com/LT/en
EP5895151000-1EA | EPPENDORF(R) ROTOR LID FOR FA-6X50& | 1X1EA | 1 | 239 | Sigma-Aldrich | EP5895151000-1EA | https://www.sigmaaldrich.com/LT/en
EP5910758006-1EA | EPPENDORF(R) ADAPTER 12X75MM FOR S-4XUN& | 1X1EA | 1 | 299 | Sigma-Aldrich | EP5910758006-1EA | https://www.sigmaaldrich.com/LT/en
EP5910764006-2EA | EPPENDORF(R) ADAPTER 50 ML/SKIRTED BTM/& | 1X2EA | 1 | 299 | Sigma-Aldrich | EP5910764006-2EA | https://www.sigmaaldrich.com/LT/en
EP5910769008-2EA | EPPENDORF(R) ADAPTER 50ML/PLATE FOR S-4& | 1X2EA | 1 | 359 | Sigma-Aldrich | EP5910769008-2EA | https://www.sigmaaldrich.com/LT/en
EP5920743007-2EA | EPPENDORF(R) ADAPTER FOR 30ML CONICAL U& | 1X2EA | 1 | 299 | Sigma-Aldrich | EP5920743007-2EA | https://www.sigmaaldrich.com/LT/en
EP5920746006-2EA | EPPENDORF(R) ADAPTER FOR ROUND-BOTTOM T& | 1X2EA | 1 | 299 | Sigma-Aldrich | EP5920746006-2EA | https://www.sigmaaldrich.com/LT/en
EP5920749005-2EA | EPPENDORF(R) ADAPTER FOR MICROFLUIDIC C& | 1X2EA | 1 | 299 | Sigma-Aldrich | EP5920749005-2EA | https://www.sigmaaldrich.com/LT/en
EP5920753002-1EA | EPPENDORF(R) ADAPTER FOR 50 ML OAK RIDG& | 1X1EA | 1 | 299 | Sigma-Aldrich | EP5920753002-1EA | https://www.sigmaaldrich.com/LT/en
EP0013021566-5EA | EPPENDORF(R) PRINTER PAPER, 5 ROLLS& | 1X5EA | 1 | 60 | Sigma-Aldrich | EP0013021566-5EA | https://www.sigmaaldrich.com/LT/en
EP0030106300-80EA | EPPENDORF(R) UVETTE, 80 CUVETTES& | 1X80EA | 1 | 66 | Sigma-Aldrich | EP0030106300-80EA | https://www.sigmaaldrich.com/LT/en
EP0030121112-500EA | EPPENDORF(R) SAFE-LOCK MICRO TEST-TUBES& | 1X500EA | 1 | 67 | Sigma-Aldrich | EP0030121112-500EA | https://www.sigmaaldrich.com/LT/en
EP0030121120-500EA | EPPENDORF(R) SAFE-LOCK MICRO TEST TUBES& | 1X500EA | 1 | 67 | Sigma-Aldrich | EP0030121120-500EA | https://www.sigmaaldrich.com/LT/en
EP0030121139-500EA | EPPENDORF(R) SAFE-LOCK MICRO TEST TUBES& | 1X500EA | 1 | 67 | Sigma-Aldrich | EP0030121139-500EA | https://www.sigmaaldrich.com/LT/en
EP0030121147-500EA | EPPENDORF(R) SAFE-LOCK MICRO TEST TUBES& | 1X500EA | 1 | 67 | Sigma-Aldrich | EP0030121147-500EA | https://www.sigmaaldrich.com/LT/en
EP0030121155-500EA | EPPENDORF(R) SAFE-LOCK MICRO TEST TUBES& | 1X500EA | 1 | 72 | Sigma-Aldrich | EP0030121155-500EA | https://www.sigmaaldrich.com/LT/en
EP0030122194-200EA | EPPENDORF(R) TUBES 15 ML, AMBER, STERIL& | 1X200EA | 1 | 70 | Sigma-Aldrich | EP0030122194-200EA | https://www.sigmaaldrich.com/LT/en
EP0030124235-960EA | EPPENDORF(R) WORK TRAYS, FOR 0,2 ML PCR& | 1X960EA | 1 | 64 | Sigma-Aldrich | EP0030124235-960EA | https://www.sigmaaldrich.com/LT/en
EP4001100004-1EA | EPPENDORF(R) CUVETTE 4001 1 CM SP.OPT.G& | 1X1EA | 1 | 85 | Sigma-Aldrich | EP4001100004-1EA | https://www.sigmaaldrich.com/LT/en
EP4099001009-1EA | EPPENDORF(R) ADAPTER, LIGHT CENTER HEIG& | 1X1EA | 1 | 76 | Sigma-Aldrich | EP4099001009-1EA | https://www.sigmaaldrich.com/LT/en
EP4099002005-1EA | EPPENDORF(R) ADAPTER, LIGHT CENTER HEIG& | 1X1EA | 1 | 76 | Sigma-Aldrich | EP4099002005-1EA | https://www.sigmaaldrich.com/LT/en
EP4099003001-1EA | EPPENDORF(R) ADAPTER, LIGHT CENTER HEIG& | 1X1EA | 1 | 76 | Sigma-Aldrich | EP4099003001-1EA | https://www.sigmaaldrich.com/LT/en
EP4099004008-1EA | EPPENDORF(R) ADAPTER, GENEQUANT I/II& | 1X1EA | 1 | 76 | Sigma-Aldrich | EP4099004008-1EA | https://www.sigmaaldrich.com/LT/en
EP4850869001-1EA | EPPENDORF(R) MAINS CABLE GB (9V-)& | 1X1EA | 1 | 58 | Sigma-Aldrich | EP4850869001-1EA | https://www.sigmaaldrich.com/LT/en
EP4861602007-1EA | EPPENDORF(R) PIPETTE LOWER PART, SINGLE& | 1X1EA | 1 | 63 | Sigma-Aldrich | EP4861602007-1EA | https://www.sigmaaldrich.com/LT/en
EP4861603003-1EA | EPPENDORF(R) PIPETTE LOWER PART, SINGLE& | 1X1EA | 1 | 63 | Sigma-Aldrich | EP4861603003-1EA | https://www.sigmaaldrich.com/LT/en
EP4920601001-1EA | EPPENDORF(R) REFERENCE 2 LOWER PART, SI& | 1X1EA | 1 | 54 | Sigma-Aldrich | EP4920601001-1EA | https://www.sigmaaldrich.com/LT/en
EP4920602008-1EA | EPPENDORF(R) REFERENCE 2 LOWER PART, SI& | 1X1EA | 1 | 54 | Sigma-Aldrich | EP4920602008-1EA | https://www.sigmaaldrich.com/LT/en
EP4920603004-1EA | EPPENDORF(R) REFERENCE 2 LOWER PART, SI& | 1X1EA | 1 | 54 | Sigma-Aldrich | EP4920603004-1EA | https://www.sigmaaldrich.com/LT/en
EP4920604000-1EA | EPPENDORF(R) REFERENCE 2 LOWER PART, SI& | 1X1EA | 1 | 54 | Sigma-Aldrich | EP4920604000-1EA | https://www.sigmaaldrich.com/LT/en
EP4920605007-1EA | EPPENDORF(R) REFERENCE 2 LOWER PART, SI& | 1X1EA | 1 | 54 | Sigma-Aldrich | EP4920605007-1EA | https://www.sigmaaldrich.com/LT/en
EP4920606003-1EA | EPPENDORF(R) REFERENCE 2 LOWER PART, SI& | 1X1EA | 1 | 54 | Sigma-Aldrich | EP4920606003-1EA | https://www.sigmaaldrich.com/LT/en
EP4920607000-1EA | EPPENDORF(R) REFERENCE 2 LOWER PART, SI& | 1X1EA | 1 | 54 | Sigma-Aldrich | EP4920607000-1EA | https://www.sigmaaldrich.com/LT/en
EP4920608006-1EA | EPPENDORF(R) REFERENCE 2 LOWER PART, SI& | 1X1EA | 1 | 54 | Sigma-Aldrich | EP4920608006-1EA | https://www.sigmaaldrich.com/LT/en
EP4920609002-1EA | EPPENDORF(R) REFERENCE 2 LOWER PART, SI& | 1X1EA | 1 | 54 | Sigma-Aldrich | EP4920609002-1EA | https://www.sigmaaldrich.com/LT/en
EP0013614357-1EA | EPPENDORF(R) MAINS/POWER CORD FOR MAINS& | 1X1EA | 1 | 16 | Sigma-Aldrich | EP0013614357-1EA | https://www.sigmaaldrich.com/LT/en
EP0030108116-100EA | EPPENDORF(R) PROTEIN LOBIND TUBES, 1,5M& | 1X100EA | 1 | 12 | Sigma-Aldrich | EP0030108116-100EA | https://www.sigmaaldrich.com/LT/en
EP3120639004-5EA | EPPENDORF(R) SAFETY PLUG TOOLS FOR CHAN& | 1X5EA | 1 | 9 | Sigma-Aldrich | EP3120639004-5EA | https://www.sigmaaldrich.com/LT/en
EP3122612006-1EA | EPPENDORF(R) LOCKING CLIP FOR 8-CHANNEL& | 1X1EA | 1 | 9 | Sigma-Aldrich | EP3122612006-1EA | https://www.sigmaaldrich.com/LT/en
EP3122613002-1EA | EPPENDORF(R) LOCKING CLIP FOR 12-CHANNE& | 1X1EA | 1 | 9 | Sigma-Aldrich | EP3122613002-1EA | https://www.sigmaaldrich.com/LT/en
EP3860000007-1EA | EPPENDORF(R) STAND 3860 F/6 K-CUVETTES & | 1X1EA | 1 | 11 | Sigma-Aldrich | EP3860000007-1EA | https://www.sigmaaldrich.com/LT/en
EP4430601003-1EA | EPPENDORF(R) ASPIRATING CONE& | 1X1EA | 1 | 11 | Sigma-Aldrich | EP4430601003-1EA | https://www.sigmaaldrich.com/LT/en
EP4430602000-1EA | EPPENDORF(R) RECHARBLE BATTERY COMPARTM& | 1X1EA | 1 | 9 | Sigma-Aldrich | EP4430602000-1EA | https://www.sigmaaldrich.com/LT/en
EP4861605006-1EA | EPPENDORF(R) UNLOCKING TOOL F. OPENING & | 1X1EA | 1 | 10 | Sigma-Aldrich | EP4861605006-1EA | https://www.sigmaaldrich.com/LT/en
EP4861613009-1EA | EPPENDORF(R) ACCUMULATOR COMPARTMENT LI& | 1X1EA | 1 | 11 | Sigma-Aldrich | EP4861613009-1EA | https://www.sigmaaldrich.com/LT/en
EP4861616008-1EA | EPPENDORF(R) GLUE STRIP WALLHOLDER 4861& | 1X1EA | 1 | 9 | Sigma-Aldrich | EP4861616008-1EA | https://www.sigmaaldrich.com/LT/en
EP4920612003-1EA | EPPENDORF(R) REFERENCE 2 EJECTOR SLEEVE& | 1X1EA | 1 | 13 | Sigma-Aldrich | EP4920612003-1EA | https://www.sigmaaldrich.com/LT/en
EP4920613000-1EA | EPPENDORF(R) REFERENCE 2 EJECTOR SLEEVE& | 1X1EA | 1 | 13 | Sigma-Aldrich | EP4920613000-1EA | https://www.sigmaaldrich.com/LT/en
EP4920614006-1EA | EPPENDORF(R) REFERENCE 2 EJECTOR SLEEVE& | 1X1EA | 1 | 13 | Sigma-Aldrich | EP4920614006-1EA | https://www.sigmaaldrich.com/LT/en
EP4920615002-1EA | EPPENDORF(R) REFERENCE 2 EJECTOR SLEEVE& | 1X1EA | 1 | 13 | Sigma-Aldrich | EP4920615002-1EA | https://www.sigmaaldrich.com/LT/en
EP4920616009-1EA | EPPENDORF(R) REFERENCE 2 EJECTOR SLEEVE& | 1X1EA | 1 | 13 | Sigma-Aldrich | EP4920616009-1EA | https://www.sigmaaldrich.com/LT/en
EP4920617005-1EA | EPPENDORF(R) REFERENCE 2 EJECTOR SLEEVE& | 1X1EA | 1 | 13 | Sigma-Aldrich | EP4920617005-1EA | https://www.sigmaaldrich.com/LT/en
EP4920618001-1EA | EPPENDORF(R) REFERENCE 2 EJECTOR SLEEVE& | 1X1EA | 1 | 13 | Sigma-Aldrich | EP4920618001-1EA | https://www.sigmaaldrich.com/LT/en
EP4921601005-1EA | EPPENDORF(R) REFERENCE 2 EJECTOR SLEEVE& | 1X1EA | 1 | 13 | Sigma-Aldrich | EP4921601005-1EA | https://www.sigmaaldrich.com/LT/en
EP4921602001-1EA | EPPENDORF(R) REFERENCE 2 EJECTOR SLEEVE& | 1X1EA | 1 | 13 | Sigma-Aldrich | EP4921602001-1EA | https://www.sigmaaldrich.com/LT/en
EP4921603008-1EA | EPPENDORF(R) REFERENCE 2 EJECTOR SLEEVE& | 1X1EA | 1 | 13 | Sigma-Aldrich | EP4921603008-1EA | https://www.sigmaaldrich.com/LT/en
EP4921604004-1EA | EPPENDORF(R) REFERENCE 2 EJECTOR SLEEVE& | 1X1EA | 1 | 13 | Sigma-Aldrich | EP4921604004-1EA | https://www.sigmaaldrich.com/LT/en
EP4921605000-1EA | EPPENDORF(R) REFERENCE 2 EJECTOR SLEEVE& | 1X1EA | 1 | 13 | Sigma-Aldrich | EP4921605000-1EA | https://www.sigmaaldrich.com/LT/en
EP4921606007-1EA | EPPENDORF(R) REFERENCE 2 EJECTOR SLEEVE& | 1X1EA | 1 | 13 | Sigma-Aldrich | EP4921606007-1EA | https://www.sigmaaldrich.com/LT/en
EP4921607003-1EA | EPPENDORF(R) REFERENCE 2 EJECTOR SLEEVE& | 1X1EA | 1 | 13 | Sigma-Aldrich | EP4921607003-1EA | https://www.sigmaaldrich.com/LT/en
EP4921608000-1EA | EPPENDORF(R) REFERENCE 2 EJECTOR SLEEVE& | 1X1EA | 1 | 13 | Sigma-Aldrich | EP4921608000-1EA | https://www.sigmaaldrich.com/LT/en
EP4922607007-1EA | EPPENDORF(R) REPLACEMENT CHANNEL FOR MU& | 1X1EA | 1 | 15 | Sigma-Aldrich | EP4922607007-1EA | https://www.sigmaaldrich.com/LT/en
EP4922608003-1EA | EPPENDORF(R) REPLACEMENT CHANNEL FOR MU& | 1X1EA | 1 | 15 | Sigma-Aldrich | EP4922608003-1EA | https://www.sigmaaldrich.com/LT/en
EP4922609000-1EA | EPPENDORF(R) REPLACEMENT CHANNEL FOR MU& | 1X1EA | 1 | 15 | Sigma-Aldrich | EP4922609000-1EA | https://www.sigmaaldrich.com/LT/en
EP5416301001-1EA | EPPENDORF(R) ROTOR KEY& | 1X1EA | 1 | 10 | Sigma-Aldrich | EP5416301001-1EA | https://www.sigmaaldrich.com/LT/en
EP5425350015-1EA | EPPENDORF(R) ROTOR KEY FOR 5415D/R WITH& | 1X1EA | 1 | 10 | Sigma-Aldrich | EP5425350015-1EA | https://www.sigmaaldrich.com/LT/en
EP5804781007-2EA | EPPENDORF(R) REPLACEMENT ADAPTER CLAMP,& | 1X2EA | 1 | 10 | Sigma-Aldrich | EP5804781007-2EA | https://www.sigmaaldrich.com/LT/en
EP5804782003-4EA | EPPENDORF(R) RUBBER MAT, FOR THE ADAPTE& | 1X4EA | 1 | 10 | Sigma-Aldrich | EP5804782003-4EA | https://www.sigmaaldrich.com/LT/en
EP5810350018-1EA | EPPENDORF(R) ROTOR KEY FOR USE FOR MODE& | 1X1EA | 1 | 10 | Sigma-Aldrich | EP5810350018-1EA | https://www.sigmaaldrich.com/LT/en
EP5810781000-2EA | EPPENDORF(R) CLAMP 250, 2 PCS.& | 1X2EA | 1 | 10 | Sigma-Aldrich | EP5810781000-2EA | https://www.sigmaaldrich.com/LT/en
EP5810782007-4EA | EPPENDORF(R) SPARE RUBBER MAT, 4 PIECES& | 1X4EA | 1 | 11 | Sigma-Aldrich | EP5810782007-4EA | https://www.sigmaaldrich.com/LT/en
EP4920610000-1EA | EPPENDORF(R) REFERENCE 2 LOWER PART, SI& | 1X1EA | 1 | 54 | Sigma-Aldrich | EP4920610000-1EA | https://www.sigmaaldrich.com/LT/en
EP4920611007-1EA | EPPENDORF(R) REFERENCE 2 LOWER PART, SI& | 1X1EA | 1 | 54 | Sigma-Aldrich | EP4920611007-1EA | https://www.sigmaaldrich.com/LT/en
EP4922801008-1EA | EPPENDORF(R) STROKE SYSTEM, MULTI-CHANN& | 1X1EA | 1 | 60 | Sigma-Aldrich | EP4922801008-1EA | https://www.sigmaaldrich.com/LT/en
EP4922802004-1EA | EPPENDORF(R) STROKE SYSTEM, MULTI-CHANN& | 1X1EA | 1 | 60 | Sigma-Aldrich | EP4922802004-1EA | https://www.sigmaaldrich.com/LT/en
EP4922803000-1EA | EPPENDORF(R) STROKE SYSTEM, MULTI-CHANN& | 1X1EA | 1 | 60 | Sigma-Aldrich | EP4922803000-1EA | https://www.sigmaaldrich.com/LT/en
EP4922805003-1EA | EPPENDORF(R) HOUSING CASE, 12-CHANNEL, & | 1X1EA | 1 | 58 | Sigma-Aldrich | EP4922805003-1EA | https://www.sigmaaldrich.com/LT/en
EP4922807006-1EA | EPPENDORF(R) HOUSING CASE, 12-CHANNEL, & | 1X1EA | 1 | 58 | Sigma-Aldrich | EP4922807006-1EA | https://www.sigmaaldrich.com/LT/en
EP4922809009-1EA | EPPENDORF(R) HOUSING CASE, 12-CHANNEL, & | 1X1EA | 1 | 58 | Sigma-Aldrich | EP4922809009-1EA | https://www.sigmaaldrich.com/LT/en
EP5382000201-1EA | EPPENDORF(R) VISIONIZE BOX ADAPTER FOR & | 1X1EA | 1 | 68 | Sigma-Aldrich | EP5382000201-1EA | https://www.sigmaaldrich.com/LT/en
EP5427730001-1EA | EPPENDORF(R) TORQUE WRENCH FA-45-24-11-& | 1X1EA | 1 | 73 | Sigma-Aldrich | EP5427730001-1EA | https://www.sigmaaldrich.com/LT/en
EP5427736000-2EA | EPPENDORF(R) ADAPTER FOR 1X 20-30ML, LA& | 1X2EA | 1 | 79 | Sigma-Aldrich | EP5427736000-2EA | https://www.sigmaaldrich.com/LT/en
EP5427737006-2EA | EPPENDORF(R) ADAPTER FOR 1X 50ML, LARGE& | 1X2EA | 1 | 79 | Sigma-Aldrich | EP5427737006-2EA | https://www.sigmaaldrich.com/LT/en
EP5702702005-8EA | EPPENDORF(R) 8 ADAPTERS 15 ML FALCON TU& | 1X8EA | 1 | 78 | Sigma-Aldrich | EP5702702005-8EA | https://www.sigmaaldrich.com/LT/en
EP5702712000-2EA | EPPENDORF(R) ADAPTER FOR 90 ML RECTANGU& | 1X2EA | 1 | 65 | Sigma-Aldrich | EP5702712000-2EA | https://www.sigmaaldrich.com/LT/en
EP5702721000-2EA | CAPS FOR EPPENDORF«áA-4-38 ROTOR,AEROSO& | 1X2EA | 1 | 65 | Sigma-Aldrich | EP5702721000-2EA | https://www.sigmaaldrich.com/LT/en
EP5702752002-6EA | EPPENDORF(R) ADAPTER FOR CRYO-TUBES, 6 & | 1X6EA | 1 | 73 | Sigma-Aldrich | EP5702752002-6EA | https://www.sigmaaldrich.com/LT/en
EP5804720008-1EA | EPPENDORF(R) ROTOR STAND, FITS ALL ROTO& | 1X1EA | 1 | 82 | Sigma-Aldrich | EP5804720008-1EA | https://www.sigmaaldrich.com/LT/en
EP5804728009-8EA | EPPENDORF(R) ADAPTERS FOR 50 ML FALCON,& | 1X8EA | 1 | 60 | Sigma-Aldrich | EP5804728009-8EA | https://www.sigmaaldrich.com/LT/en
EP5810713005-4EA | EPPENDORF(R) REPLACEMENT GASKET FOR AER& | 1X4EA | 1 | 68 | Sigma-Aldrich | EP5810713005-4EA | https://www.sigmaaldrich.com/LT/en
EP5810733006-4EA | EPPENDORF(R) REPLACEMENT CAP SEALING FO& | 1X4EA | 1 | 78 | Sigma-Aldrich | EP5810733006-4EA | https://www.sigmaaldrich.com/LT/en
EP6710070251-2EA | EPPENDORF(R) IN-LINE GAS FILTER 2 PIECE& | 1X2EA | 1 | 54 | Sigma-Aldrich | EP6710070251-2EA | https://www.sigmaaldrich.com/LT/en
EP0030122364-400EA | EPPENDORF(R) TUBES 5ML SCREW CAP,STARTE& | 1X400EA | 1 | 168 | Sigma-Aldrich | EP0030122364-400EA | https://www.sigmaaldrich.com/LT/en
EP0030124901-120EA | EPPENDORF(R) FAST PCR-TUBE STRIPS 0,1ML& | 1X120EA | 1 | 172 | Sigma-Aldrich | EP0030124901-120EA | https://www.sigmaaldrich.com/LT/en
Z551694-1EA | CHEMAT VACUUM CHUCKS DIAM. 1 1/2 IN. | 1X1EA | 1 | 430 | Sigma-Aldrich | Z551694-1EA | https://www.sigmaaldrich.com/LT/en
Z551708-1EA | CHEMAT VACUUM CHUCKS DIAM. 2 IN. | 1X1EA | 1 | 430 | Sigma-Aldrich | Z551708-1EA | https://www.sigmaaldrich.com/LT/en
Z551724-1EA | ALDRICH(R) COLD-TRAP TOP WITH STOPCOCK | 1X1EA | 1 | 169 | Sigma-Aldrich | Z551724-1EA | https://www.sigmaaldrich.com/LT/en
Z551732-1EA | ALDRICH(R) COLD-TRAP BOTTOM DRY ICE/ACE& | 1X1EA | 1 | 49 | Sigma-Aldrich | Z551732-1EA | https://www.sigmaaldrich.com/LT/en
Z551759-1EA | ALDRICH(R) GRADUATED BURETTE 250 ML VOL& | 1X1EA | 1 | 567 | Sigma-Aldrich | Z551759-1EA | https://www.sigmaaldrich.com/LT/en
Z551767-1EA | ALDRICH(R) LEVELING BULB CAPACITY 250 M& | 1X1EA | 1 | 111 | Sigma-Aldrich | Z551767-1EA | https://www.sigmaaldrich.com/LT/en
Z551775-1EA | ALDRICH(R) THERMOMETER ADAPTER STRAIGHT& | 1X1EA | 1 | 49 | Sigma-Aldrich | Z551775-1EA | https://www.sigmaaldrich.com/LT/en
Z551791-1EA | ALDRICH(R) THERMOMETER ADAPTER STRAIGHT& | 1X1EA | 1 | 57 | Sigma-Aldrich | Z551791-1EA | https://www.sigmaaldrich.com/LT/en
Z551813-1EA | ALDRICH(R) THERMOMETER ADAPTER OFFSET, & | 1X1EA | 1 | 54 | Sigma-Aldrich | Z551813-1EA | https://www.sigmaaldrich.com/LT/en
Z551821-1EA | ALDRICH(R) THERMOMETER ADAPTER OFFSET, & | 1X1EA | 1 | 54 | Sigma-Aldrich | Z551821-1EA | https://www.sigmaaldrich.com/LT/en
Z551848-1EA | ALDRICH(R) THERMOMETER ADAPTER OFFSET, & | 1X1EA | 1 | 52 | Sigma-Aldrich | Z551848-1EA | https://www.sigmaaldrich.com/LT/en
Z551856-1EA | ALDRICH(R) GAS BUBBLER WITH SAFETYBARB(& | 1X1EA | 1 | 77 | Sigma-Aldrich | Z551856-1EA | https://www.sigmaaldrich.com/LT/en
Z551864-1EA | ALDRICH(R) CHECK-VALVE BUBBLER WITH SAF& | 1X1EA | 1 | 184 | Sigma-Aldrich | Z551864-1EA | https://www.sigmaaldrich.com/LT/en
Z551872-1EA | ALDRICH(R) CHECK-VALVE BUBBLER WITH SAF& | 1X1EA | 1 | 191 | Sigma-Aldrich | Z551872-1EA | https://www.sigmaaldrich.com/LT/en
Z551880-1EA | ALDRICH(R) IN-LINE OIL BUBBLER WITH SAF& | 1X1EA | 1 | 147 | Sigma-Aldrich | Z551880-1EA | https://www.sigmaaldrich.com/LT/en
Z551899-1EA | ALDRICH(R) IN-LINE OIL BUBBLER WITH SAF& | 1X1EA | 1 | 150 | Sigma-Aldrich | Z551899-1EA | https://www.sigmaaldrich.com/LT/en
Z551910-1EA | ALDRICH(R) IN-LINE OIL BUBBLER WITH SAF& | 1X1EA | 1 | 152 | Sigma-Aldrich | Z551910-1EA | https://www.sigmaaldrich.com/LT/en
Z551929-1EA | ALDRICH(R) IN-LINE OIL BUBBLER WITH SAF& | 1X1EA | 1 | 155 | Sigma-Aldrich | Z551929-1EA | https://www.sigmaaldrich.com/LT/en
Z551937-1EA | ALDRICH(R) GAS-INLET ADAPTER WITH SAFET& | 1X1EA | 1 | 69 | Sigma-Aldrich | Z551937-1EA | https://www.sigmaaldrich.com/LT/en
Z551945-1EA | ALDRICH(R) GAS-INLET ADAPTER WITH SAFET& | 1X1EA | 1 | 60 | Sigma-Aldrich | Z551945-1EA | https://www.sigmaaldrich.com/LT/en
Z551953-1EA | ALDRICH(R) GAS-INLET ADAPTER WITH SAFET& | 1X1EA | 1 | 63 | Sigma-Aldrich | Z551953-1EA | https://www.sigmaaldrich.com/LT/en
Z551961-1EA | ALDRICH(R) GAS-INLET ADAPTER WITH SAFET& | 1X1EA | 1 | 54 | Sigma-Aldrich | Z551961-1EA | https://www.sigmaaldrich.com/LT/en
Z551988-1EA | ALDRICH(R) VACUUM ADAPTER WITH SAFETYBA& | 1X1EA | 1 | 21 | Sigma-Aldrich | Z551988-1EA | https://www.sigmaaldrich.com/LT/en
Z551996-1EA | ALDRICH(R) VACUUM ADAPTER WITH SAFETYBA& | 1X1EA | 1 | 23 | Sigma-Aldrich | Z551996-1EA | https://www.sigmaaldrich.com/LT/en
Z552003-1EA | ALDRICH(R) VACUUM ADAPTER WITH SAFETYBA& | 1X1EA | 1 | 34 | Sigma-Aldrich | Z552003-1EA | https://www.sigmaaldrich.com/LT/en
Z552011-1EA | ALDRICH(R) VACUUM ADAPTER WITH SAFETYBA& | 1X1EA | 1 | 47 | Sigma-Aldrich | Z552011-1EA | https://www.sigmaaldrich.com/LT/en
Z552062-1EA | ALDRICH(R) VACUUM ADAPTER WITH SAFETYBA& | 1X1EA | 1 | 29 | Sigma-Aldrich | Z552062-1EA | https://www.sigmaaldrich.com/LT/en
Z552070-1EA | ALDRICH(R) VACUUM ADAPTER WITH SAFETYBA& | 1X1EA | 1 | 30 | Sigma-Aldrich | Z552070-1EA | https://www.sigmaaldrich.com/LT/en
Z552100-1EA | ALDRICH(R) VACUUM ADAPTER WITH SAFETYBA& | 1X1EA | 1 | 22 | Sigma-Aldrich | Z552100-1EA | https://www.sigmaaldrich.com/LT/en
Z552348-1EA | ALDRICH(R) COILED CONDENSER WITH SAFETY& | 1X1EA | 1 | 226 | Sigma-Aldrich | Z552348-1EA | https://www.sigmaaldrich.com/LT/en
Z552356-1EA | ALDRICH(R) COILED CONDENSER WITH SAFETY& | 1X1EA | 1 | 178 | Sigma-Aldrich | Z552356-1EA | https://www.sigmaaldrich.com/LT/en
Z552380-1EA | ALDRICH(R) COLD-FINGER CONDENSER JOINT:& | 1X1EA | 1 | 156 | Sigma-Aldrich | Z552380-1EA | https://www.sigmaaldrich.com/LT/en
Z552399-1EA | ALDRICH(R) HIGH-EFFICIENCY LIEBIG REFLU& | 1X1EA | 1 | 315 | Sigma-Aldrich | Z552399-1EA | https://www.sigmaaldrich.com/LT/en
Z552410-1EA | ALDRICH(R) HIGH-EFFICIENCY FRIEDRICHS R& | 1X1EA | 1 | 389 | Sigma-Aldrich | Z552410-1EA | https://www.sigmaaldrich.com/LT/en
Z552429-1EA | ALDRICH(R) HIGH-EFFICIENCY FRIEDRICHS R& | 1X1EA | 1 | 208 | Sigma-Aldrich | Z552429-1EA | https://www.sigmaaldrich.com/LT/en
Z552445-1EA | ALDRICH(R) GLASS THERMOMETER WELL FITS & | 1X1EA | 1 | 74 | Sigma-Aldrich | Z552445-1EA | https://www.sigmaaldrich.com/LT/en
Z552453-1EA | ALDRICH(R) GLASS THERMOMETER WELL FITS & | 1X1EA | 1 | 74 | Sigma-Aldrich | Z552453-1EA | https://www.sigmaaldrich.com/LT/en
Z552461-1EA | ALDRICH(R) GLASS THERMOMETER WELL FITS & | 1X1EA | 1 | 74 | Sigma-Aldrich | Z552461-1EA | https://www.sigmaaldrich.com/LT/en
Z552488-1EA | ALDRICH(R) GLASS THERMOMETER WELL FITS & | 1X1EA | 1 | 74 | Sigma-Aldrich | Z552488-1EA | https://www.sigmaaldrich.com/LT/en
Z552496-1EA | ALDRICH(R) GLASS THERMOMETER WELL FITS & | 1X1EA | 1 | 74 | Sigma-Aldrich | Z552496-1EA | https://www.sigmaaldrich.com/LT/en
Z552518-1EA | ALDRICH(R) DEAN-STARK ADAPTER JOINT: ST& | 1X1EA | 1 | 93 | Sigma-Aldrich | Z552518-1EA | https://www.sigmaaldrich.com/LT/en
Z552526-1EA | ALDRICH(R) DEAN-STARK ADAPTER JOINT: ST& | 1X1EA | 1 | 174 | Sigma-Aldrich | Z552526-1EA | https://www.sigmaaldrich.com/LT/en
Z552534-1EA | ALDRICH(R) DEAN-STARK ADAPTER JOINT: ST& | 1X1EA | 1 | 153 | Sigma-Aldrich | Z552534-1EA | https://www.sigmaaldrich.com/LT/en
Z552593-1EA | ALDRICH(R) HIGH-EFFICIENCY LIEBIG REFLU& | 1X1EA | 1 | 755 | Sigma-Aldrich | Z552593-1EA | https://www.sigmaaldrich.com/LT/en
Z552623-1EA | ALDRICH(R) HIGH-EFFICIENCY FRIEDRICHS R& | 1X1EA | 1 | 728 | Sigma-Aldrich | Z552623-1EA | https://www.sigmaaldrich.com/LT/en
Z552631-1EA | ALDRICH(R) HIGH-EFFICIENCY FRIEDRICHS R& | 1X1EA | 1 | 265 | Sigma-Aldrich | Z552631-1EA | https://www.sigmaaldrich.com/LT/en
Z552666-1EA | ALDRICH(R) REVERSE-FLOW BUBBLER WITH SA& | 1X1EA | 1 | 445 | Sigma-Aldrich | Z552666-1EA | https://www.sigmaaldrich.com/LT/en
Z552674-1EA | ALDRICH(R) THERMOMETER ADAPTER STRAIGHT& | 1X1EA | 1 | 34 | Sigma-Aldrich | Z552674-1EA | https://www.sigmaaldrich.com/LT/en
Z552682-1EA | ALDRICH(R) THERMOMETER ADAPTER STRAIGHT& | 1X1EA | 1 | 35 | Sigma-Aldrich | Z552682-1EA | https://www.sigmaaldrich.com/LT/en
Z552704-1EA | ALDRICH(R) THERMOMETER ADAPTER STRAIGHT& | 1X1EA | 1 | 35 | Sigma-Aldrich | Z552704-1EA | https://www.sigmaaldrich.com/LT/en
Z552712-1EA | ALDRICH(R) THERMOMETER ADAPTER STRAIGHT& | 1X1EA | 1 | 35 | Sigma-Aldrich | Z552712-1EA | https://www.sigmaaldrich.com/LT/en
Z552720-1EA | ALDRICH(R) THERMOMETER ADAPTER STRAIGHT& | 1X1EA | 1 | 35 | Sigma-Aldrich | Z552720-1EA | https://www.sigmaaldrich.com/LT/en
Z552755-1EA | ALDRICH(R) THERMOMETER ADAPTER STRAIGHT& | 1X1EA | 1 | 53 | Sigma-Aldrich | Z552755-1EA | https://www.sigmaaldrich.com/LT/en
Z552763-1EA | ALDRICH(R) VACUUM ADAPTER WITH SAFETYBA& | 1X1EA | 1 | 42 | Sigma-Aldrich | Z552763-1EA | https://www.sigmaaldrich.com/LT/en
Z552771-1EA | ALDRICH(R) VACUUM ADAPTER WITH SAFETYBA& | 1X1EA | 1 | 24 | Sigma-Aldrich | Z552771-1EA | https://www.sigmaaldrich.com/LT/en
Z552798-1EA | ALDRICH(R) VACUUM ADAPTER WITH SAFETYBA& | 1X1EA | 1 | 36 | Sigma-Aldrich | Z552798-1EA | https://www.sigmaaldrich.com/LT/en
Z552836-1EA | ALDRICH(R) VACUUM-DISTILLING ADAPTER WI& | 1X1EA | 1 | 52 | Sigma-Aldrich | Z552836-1EA | https://www.sigmaaldrich.com/LT/en
Z552844-1EA | ALDRICH(R) VACUUM-DISTILLING ADAPTER WI& | 1X1EA | 1 | 53 | Sigma-Aldrich | Z552844-1EA | https://www.sigmaaldrich.com/LT/en
Z552852-1EA | ALDRICH(R) VACUUM-DISTILLING ADAPTER WI& | 1X1EA | 1 | 59 | Sigma-Aldrich | Z552852-1EA | https://www.sigmaaldrich.com/LT/en
Z552879-1EA | ALDRICH(R) REACTION VESSEL BUBBLER WITH& | 1X1EA | 1 | 107 | Sigma-Aldrich | Z552879-1EA | https://www.sigmaaldrich.com/LT/en
Z552887-1EA | ALDRICH(R) REACTION VESSEL BUBBLER WITH& | 1X1EA | 1 | 111 | Sigma-Aldrich | Z552887-1EA | https://www.sigmaaldrich.com/LT/en
Z552895-1EA | ALDRICH(R) REACTION VESSEL BUBBLER WITH& | 1X1EA | 1 | 116 | Sigma-Aldrich | Z552895-1EA | https://www.sigmaaldrich.com/LT/en
Z552909-1EA | ALDRICH(R) REACTION VESSEL BUBBLER WITH& | 1X1EA | 1 | 120 | Sigma-Aldrich | Z552909-1EA | https://www.sigmaaldrich.com/LT/en
Z553093-1EA | ALDRICH(R) BUCHNER FUNNEL WITH JOINT A | 1X1EA | 1 | 107 | Sigma-Aldrich | Z553093-1EA | https://www.sigmaaldrich.com/LT/en
Z554936-1EA | ALDRICH(R) BUCHNER VERSAFUNNEL(TM) BOTT& | 1X1EA | 1 | 32 | Sigma-Aldrich | Z554936-1EA | https://www.sigmaaldrich.com/LT/en
Z554952-1EA | THREADED CONNECTOR FOR ALDRICH(R) BUCHN& | 1X1EA | 1 | 13 | Sigma-Aldrich | Z554952-1EA | https://www.sigmaaldrich.com/LT/en
Z554960-1EA | THREADED CONNECTOR FOR ALDRICH(R) BUCHN& | 1X1EA | 1 | 24 | Sigma-Aldrich | Z554960-1EA | https://www.sigmaaldrich.com/LT/en
Z554979-1EA | THREADED CONNECTOR FOR ALDRICH(R) BUCHN& | 1X1EA | 1 | 45 | Sigma-Aldrich | Z554979-1EA | https://www.sigmaaldrich.com/LT/en
Z554987-1PAK | CUP GASKETS FOR ALDRICH(R) BUCHNER VERS& | 1X1PAK | 1 | 18 | Sigma-Aldrich | Z554987-1PAK | https://www.sigmaaldrich.com/LT/en
Z554995-1PAK | CUP GASKETS FOR ALDRICH(R) BUCHNER VERS& | 1X1PAK | 1 | 40 | Sigma-Aldrich | Z554995-1PAK | https://www.sigmaaldrich.com/LT/en
Z555002-1PAK | CUP GASKETS FOR ALDRICH(R) BUCHNER VERS& | 1X1PAK | 1 | 107 | Sigma-Aldrich | Z555002-1PAK | https://www.sigmaaldrich.com/LT/en
Z555010-1EA | OPEN-EDGED FRITTED DISC FOR ALDRICH(R) & | 1X1EA | 1 | 18 | Sigma-Aldrich | Z555010-1EA | https://www.sigmaaldrich.com/LT/en
Z555029-1EA | OPEN-EDGED FRITTED DISC FOR ALDRICH(R) & | 1X1EA | 1 | 19 | Sigma-Aldrich | Z555029-1EA | https://www.sigmaaldrich.com/LT/en
Z555037-1EA | OPEN-EDGED FRITTED DISC FOR ALDRICH(R) & | 1X1EA | 1 | 19 | Sigma-Aldrich | Z555037-1EA | https://www.sigmaaldrich.com/LT/en
Z555045-1EA | OPEN-EDGED FRITTED DISC FOR ALDRICH(R) & | 1X1EA | 1 | 18 | Sigma-Aldrich | Z555045-1EA | https://www.sigmaaldrich.com/LT/en
Z555053-1EA | OPEN-EDGED FRITTED DISC FOR ALDRICH(R) & | 1X1EA | 1 | 18 | Sigma-Aldrich | Z555053-1EA | https://www.sigmaaldrich.com/LT/en
Z555363-1EA | METAL DRUM PUMP FITS 5GAL. CAN, FM APPR& | 1X1EA | 1 | 245 | Sigma-Aldrich | Z555363-1EA | https://www.sigmaaldrich.com/LT/en
Z555525-1EA | ALDRICH(R) ATMOSBAG FOUR-HAND, CLOSURE& | 1X1EA | 1 | 124 | Sigma-Aldrich | Z555525-1EA | https://www.sigmaaldrich.com/LT/en
Z708542-500EA | RUBBERIZED SQUARE WEIGHING BOATS SIZE S& | 1X500EA | 1 | 43 | Sigma-Aldrich | Z708542-500EA | https://www.sigmaaldrich.com/LT/en
Z708550-500EA | RUBBERIZED SQUARE WEIGHING BOATS SIZE M& | 1X500EA | 1 | 57 | Sigma-Aldrich | Z708550-500EA | https://www.sigmaaldrich.com/LT/en
Z708569-500EA | RUBBERIZED SQUARE WEIGHING BOATS SIZE L& | 1X500EA | 1 | 115 | Sigma-Aldrich | Z708569-500EA | https://www.sigmaaldrich.com/LT/en
Z708577-500EA | HEXAGONAL WEIGHING BOATS SIZE S | 1X500EA | 1 | 44 | Sigma-Aldrich | Z708577-500EA | https://www.sigmaaldrich.com/LT/en
Z708585-500EA | HEXAGONAL WEIGHING BOATS SIZE M | 1X500EA | 1 | 63 | Sigma-Aldrich | Z708585-500EA | https://www.sigmaaldrich.com/LT/en
Z708593-500EA | HEXAGONAL WEIGHING BOATS SIZE L | 1X500EA | 1 | 114 | Sigma-Aldrich | Z708593-500EA | https://www.sigmaaldrich.com/LT/en
Z708615-500EA | HEXAGONAL WEIGHING BOATS SIZE XL | 1X500EA | 1 | 127 | Sigma-Aldrich | Z708615-500EA | https://www.sigmaaldrich.com/LT/en
Z710180-1EA | NICHIPET ECO PIPETTE 20-200 ML VOLUME | 1X1EA | 1 | 536 | Sigma-Aldrich | Z710180-1EA | https://www.sigmaaldrich.com/LT/en
Z710199-1EA | NICHIPET ECO PIPETTE 100-1000 ML VOLUM | 1X1EA | 1 | 536 | Sigma-Aldrich | Z710199-1EA | https://www.sigmaaldrich.com/LT/en
Z710202-1EA | NICHIPET ECO PIPETTE 1000-5000 ML VOLU | 1X1EA | 1 | 536 | Sigma-Aldrich | Z710202-1EA | https://www.sigmaaldrich.com/LT/en
Z710210-1EA | NICHIPET ECO PIPETTE 1000-10000 ML VOL& | 1X1EA | 1 | 589 | Sigma-Aldrich | Z710210-1EA | https://www.sigmaaldrich.com/LT/en
Z711020-10EA | MEDIA BOTTLES, WIDE MOUTH, LAB 45, ACCE& | 1X10EA | 1 | 38 | Sigma-Aldrich | Z711020-10EA | https://www.sigmaaldrich.com/LT/en
Z711039-5PAK | HLT 200G, 20 - 200UL, PURE PACKED, STERI | 1X5PAK | 1 | 303 | Sigma-Aldrich | Z711039-5PAK | https://www.sigmaaldrich.com/LT/en
Z663212-1EA | AC Adaptor-220V | 1X1EA | 1 | 245 | Sigma-Aldrich | Z663212-1EA | https://www.sigmaaldrich.com/LT/en
Z663220-1EA | AC Adaptor-240V | 1X1EA | 1 | 245 | Sigma-Aldrich | Z663220-1EA | https://www.sigmaaldrich.com/LT/en
Z663255-1EA | Hard Side Carrying Case | 1X1EA | 1 | 96 | Sigma-Aldrich | Z663255-1EA | https://www.sigmaaldrich.com/LT/en
Z663263-1EA | Soft Carrying Case | 1X1EA | 1 | 113 | Sigma-Aldrich | Z663263-1EA | https://www.sigmaaldrich.com/LT/en
Z663298-1EA | AC Adaptor/Recharger-240V | 1X1EA | 1 | 137 | Sigma-Aldrich | Z663298-1EA | https://www.sigmaaldrich.com/LT/en
Z663328-1EA | Communications Cable | 1X1EA | 1 | 55 | Sigma-Aldrich | Z663328-1EA | https://www.sigmaaldrich.com/LT/en
Z663352-1ROLL | BRADY(R) THERMAL LABELING SYSTEM (TLS) & | 1X1ROLL | 1 | 52 | Sigma-Aldrich | Z663352-1ROLL | https://www.sigmaaldrich.com/LT/en
Z663360-1ROLL | BRADY(R) THERMAL LABELING SYSTEM (TLS) & | 1X1ROLL | 1 | 63 | Sigma-Aldrich | Z663360-1ROLL | https://www.sigmaaldrich.com/LT/en
Z663379-1ROLL | BRADY(R) THERMAL LABELING SYSTEM (TLS) & | 1X1ROLL | 1 | 59 | Sigma-Aldrich | Z663379-1ROLL | https://www.sigmaaldrich.com/LT/en
Z663387-1ROLL | BRADY(R) THERMAL LABELING SYSTEM (TLS) & | 1X1ROLL | 1 | 60 | Sigma-Aldrich | Z663387-1ROLL | https://www.sigmaaldrich.com/LT/en
Z663395-1ROLL | BRADY(R) THERMAL LABELING SYSTEM (TLS) & | 1X1ROLL | 1 | 64 | Sigma-Aldrich | Z663395-1ROLL | https://www.sigmaaldrich.com/LT/en
Z663409-1ROLL | BRADY(R) THERMAL LABELING SYSTEM (TLS) & | 1X1ROLL | 1 | 66 | Sigma-Aldrich | Z663409-1ROLL | https://www.sigmaaldrich.com/LT/en
Z663417-1ROLL | BRADY(R) THERMAL LABELING SYSTEM (TLS) & | 1X1ROLL | 1 | 71 | Sigma-Aldrich | Z663417-1ROLL | https://www.sigmaaldrich.com/LT/en
Z663425-1ROLL | BRADY(R) THERMAL LABELING SYSTEM (TLS) & | 1X1ROLL | 1 | 71 | Sigma-Aldrich | Z663425-1ROLL | https://www.sigmaaldrich.com/LT/en
Z663433-1ROLL | BRADY(R) THERMAL LABELING SYSTEM (TLS) & | 1X1ROLL | 1 | 65 | Sigma-Aldrich | Z663433-1ROLL | https://www.sigmaaldrich.com/LT/en
Z663441-1ROLL | BRADY(R) THERMAL LABELING SYSTEM (TLS) & | 1X1ROLL | 1 | 55 | Sigma-Aldrich | Z663441-1ROLL | https://www.sigmaaldrich.com/LT/en
Z663468-1ROLL | BRADY(R) THERMAL LABELING SYSTEM (TLS) & | 1X1ROLL | 1 | 54 | Sigma-Aldrich | Z663468-1ROLL | https://www.sigmaaldrich.com/LT/en
Z663484-1ROLL | BRADY(R) THERMAL LABELING SYSTEM (TLS) & | 1X1ROLL | 1 | 75 | Sigma-Aldrich | Z663484-1ROLL | https://www.sigmaaldrich.com/LT/en
Z663492-1ROLL | BRADY(R) THERMAL LABELING SYSTEM (TLS) & | 1X1ROLL | 1 | 58 | Sigma-Aldrich | Z663492-1ROLL | https://www.sigmaaldrich.com/LT/en
Z663506-1ROLL | BRADY(R) THERMAL LABELING SYSTEM (TLS) & | 1X1ROLL | 1 | 40 | Sigma-Aldrich | Z663506-1ROLL | https://www.sigmaaldrich.com/LT/en
Z663514-1ROLL | BRADY(R) THERMAL LABELING SYSTEM (TLS) & | 1X1ROLL | 1 | 31 | Sigma-Aldrich | Z663514-1ROLL | https://www.sigmaaldrich.com/LT/en
Z663522-1ROLL | BRADY(R) THERMAL LABELING SYSTEM (TLS) & | 1X1ROLL | 1 | 45 | Sigma-Aldrich | Z663522-1ROLL | https://www.sigmaaldrich.com/LT/en
Z663530-1ROLL | BRADY(R) THERMAL LABELING SYSTEM (TLS) & | 1X1ROLL | 1 | 34 | Sigma-Aldrich | Z663530-1ROLL | https://www.sigmaaldrich.com/LT/en
Z663549-1ROLL | BRADY(R) THERMAL LABELING SYSTEM (TLS) & | 1X1ROLL | 1 | 24 | Sigma-Aldrich | Z663549-1ROLL | https://www.sigmaaldrich.com/LT/en
Z663557-1ROLL | BRADY(R) THERMAL LABELING SYSTEM (TLS) & | 1X1ROLL | 1 | 66 | Sigma-Aldrich | Z663557-1ROLL | https://www.sigmaaldrich.com/LT/en
Z663565-1ROLL | BRADY(R) THERMAL LABELING SYSTEM (TLS) & | 1X1ROLL | 1 | 67 | Sigma-Aldrich | Z663565-1ROLL | https://www.sigmaaldrich.com/LT/en
Z663573-1ROLL | BRADY(R) THERMAL LABELING SYSTEM (TLS) & | 1X1ROLL | 1 | 57 | Sigma-Aldrich | Z663573-1ROLL | https://www.sigmaaldrich.com/LT/en
Z663581-1ROLL | BRADY(R) THERMAL LABELING SYSTEM (TLS) & | 1X1ROLL | 1 | 71 | Sigma-Aldrich | Z663581-1ROLL | https://www.sigmaaldrich.com/LT/en
Z663603-1ROLL | BRADY(R) THERMAL LABELING SYSTEM (TLS) & | 1X1ROLL | 1 | 51 | Sigma-Aldrich | Z663603-1ROLL | https://www.sigmaaldrich.com/LT/en
Z663611-1ROLL | BRADY(R) THERMAL LABELING SYSTEM (TLS) & | 1X1ROLL | 1 | 44 | Sigma-Aldrich | Z663611-1ROLL | https://www.sigmaaldrich.com/LT/en
Z663638-1ROLL | BRADY(R) THERMAL LABELING SYSTEM (TLS) & | 1X1ROLL | 1 | 68 | Sigma-Aldrich | Z663638-1ROLL | https://www.sigmaaldrich.com/LT/en
Z663646-1ROLL | BRADY(R) THERMAL LABELING SYSTEM (TLS) & | 1X1ROLL | 1 | 68 | Sigma-Aldrich | Z663646-1ROLL | https://www.sigmaaldrich.com/LT/en
Z663654-1ROLL | BRADY(R) THERMAL LABELING SYSTEM (TLS) & | 1X1ROLL | 1 | 55 | Sigma-Aldrich | Z663654-1ROLL | https://www.sigmaaldrich.com/LT/en
Z663662-1ROLL | BRADY(R) THERMAL LABELING SYSTEM (TLS) & | 1X1ROLL | 1 | 73 | Sigma-Aldrich | Z663662-1ROLL | https://www.sigmaaldrich.com/LT/en
Z663670-1ROLL | BRADY(R) THERMAL LABELING SYSTEM (TLS) & | 1X1ROLL | 1 | 73 | Sigma-Aldrich | Z663670-1ROLL | https://www.sigmaaldrich.com/LT/en
Z663689-1ROLL | BRADY(R) THERMAL LABELING SYSTEM (TLS) & | 1X1ROLL | 1 | 114 | Sigma-Aldrich | Z663689-1ROLL | https://www.sigmaaldrich.com/LT/en
Z663697-1ROLL | BRADY(R) THERMAL LABELING SYSTEM (TLS) & | 1X1ROLL | 1 | 73 | Sigma-Aldrich | Z663697-1ROLL | https://www.sigmaaldrich.com/LT/en
Z663700-1ROLL | BRADY(R) THERMAL LABELING SYSTEM (TLS) & | 1X1ROLL | 1 | 49 | Sigma-Aldrich | Z663700-1ROLL | https://www.sigmaaldrich.com/LT/en
Z663719-1ROLL | BRADY(R) THERMAL LABELING SYSTEM (TLS) & | 1X1ROLL | 1 | 26 | Sigma-Aldrich | Z663719-1ROLL | https://www.sigmaaldrich.com/LT/en
Z663727-1ROLL | BRADY(R) THERMAL LABELING SYSTEM (TLS) & | 1X1ROLL | 1 | 26 | Sigma-Aldrich | Z663727-1ROLL | https://www.sigmaaldrich.com/LT/en
Z663735-1ROLL | BRADY(R) THERMAL LABELING SYSTEM (TLS) & | 1X1ROLL | 1 | 46 | Sigma-Aldrich | Z663735-1ROLL | https://www.sigmaaldrich.com/LT/en
Z663743-1ROLL | BRADY(R) THERMAL LABELING SYSTEM (TLS) & | 1X1ROLL | 1 | 46 | Sigma-Aldrich | Z663743-1ROLL | https://www.sigmaaldrich.com/LT/en
Z663751-1ROLL | BRADY(R) THERMAL LABELING SYSTEM (TLS) & | 1X1ROLL | 1 | 46 | Sigma-Aldrich | Z663751-1ROLL | https://www.sigmaaldrich.com/LT/en
Z663778-1ROLL | BRADY(R) THERMAL LABELING SYSTEM (TLS) & | 1X1ROLL | 1 | 57 | Sigma-Aldrich | Z663778-1ROLL | https://www.sigmaaldrich.com/LT/en
Z663786-1ROLL | BRADY(R) THERMAL LABELING SYSTEM (TLS) & | 1X1ROLL | 1 | 61 | Sigma-Aldrich | Z663786-1ROLL | https://www.sigmaaldrich.com/LT/en
Z663794-1ROLL | BRADY(R) THERMAL LABELING SYSTEM (TLS) & | 1X1ROLL | 1 | 77 | Sigma-Aldrich | Z663794-1ROLL | https://www.sigmaaldrich.com/LT/en
Z663808-1ROLL | BRADY(R) THERMAL LABELING SYSTEM (TLS) & | 1X1ROLL | 1 | 78 | Sigma-Aldrich | Z663808-1ROLL | https://www.sigmaaldrich.com/LT/en
Z663816-1ROLL | BRADY(R) THERMAL LABELING SYSTEM (TLS) & | 1X1ROLL | 1 | 102 | Sigma-Aldrich | Z663816-1ROLL | https://www.sigmaaldrich.com/LT/en
Z663824-1ROLL | Label for TLS2200(19.05x95.25)100 labels | 1X1ROLL | 1 | 69 | Sigma-Aldrich | Z663824-1ROLL | https://www.sigmaaldrich.com/LT/en
Z663832-1ROLL | BRADY(R) THERMAL LABELING SYSTEM (TLS) & | 1X1ROLL | 1 | 34 | Sigma-Aldrich | Z663832-1ROLL | https://www.sigmaaldrich.com/LT/en
Z663840-1ROLL | BRADY(R) THERMAL LABELING SYSTEM (TLS) & | 1X1ROLL | 1 | 43 | Sigma-Aldrich | Z663840-1ROLL | https://www.sigmaaldrich.com/LT/en
Z663859-1ROLL | BRADY(R) THERMAL LABELING SYSTEM (TLS) & | 1X1ROLL | 1 | 99 | Sigma-Aldrich | Z663859-1ROLL | https://www.sigmaaldrich.com/LT/en
Z663867-1ROLL | BRADY(R) THERMAL LABELING SYSTEM (TLS) & | 1X1ROLL | 1 | 80 | Sigma-Aldrich | Z663867-1ROLL | https://www.sigmaaldrich.com/LT/en
Z663875-1ROLL | BRADY(R) THERMAL LABELING SYSTEM (TLS) & | 1X1ROLL | 1 | 65 | Sigma-Aldrich | Z663875-1ROLL | https://www.sigmaaldrich.com/LT/en
Z663883-1ROLL | BRADY(R) THERMAL LABELING SYSTEM (TLS) & | 1X1ROLL | 1 | 74 | Sigma-Aldrich | Z663883-1ROLL | https://www.sigmaaldrich.com/LT/en
Z663891-1ROLL | BRADY(R) THERMAL LABELING SYSTEM (TLS) & | 1X1ROLL | 1 | 69 | Sigma-Aldrich | Z663891-1ROLL | https://www.sigmaaldrich.com/LT/en
Z663905-1ROLL | BRADY(R) THERMAL LABELING SYSTEM (TLS) & | 1X1ROLL | 1 | 78 | Sigma-Aldrich | Z663905-1ROLL | https://www.sigmaaldrich.com/LT/en
Z663913-1ROLL | BRADY(R) THERMAL LABELING SYSTEM (TLS) & | 1X1ROLL | 1 | 50 | Sigma-Aldrich | Z663913-1ROLL | https://www.sigmaaldrich.com/LT/en
Z663921-1ROLL | BRADY(R) THERMAL LABELING SYSTEM (TLS) & | 1X1ROLL | 1 | 104 | Sigma-Aldrich | Z663921-1ROLL | https://www.sigmaaldrich.com/LT/en
Z663948-1ROLL | BRADY(R) THERMAL LABELING SYSTEM (TLS) & | 1X1ROLL | 1 | 63 | Sigma-Aldrich | Z663948-1ROLL | https://www.sigmaaldrich.com/LT/en
Z663956-1ROLL | BRADY(R) THERMAL LABELING SYSTEM (TLS) & | 1X1ROLL | 1 | 71 | Sigma-Aldrich | Z663956-1ROLL | https://www.sigmaaldrich.com/LT/en
Z663964-1ROLL | BRADY(R) THERMAL LABELING SYSTEM (TLS) & | 1X1ROLL | 1 | 93 | Sigma-Aldrich | Z663964-1ROLL | https://www.sigmaaldrich.com/LT/en
Z663972-1EA | BRADY(R) THERMAL LABELING SYSTEM (TLS) & | 1X1EA | 1 | 34 | Sigma-Aldrich | Z663972-1EA | https://www.sigmaaldrich.com/LT/en
Z663980-1EA | BRADY(R) THERMAL LABELING SYSTEM (TLS) & | 1X1EA | 1 | 34 | Sigma-Aldrich | Z663980-1EA | https://www.sigmaaldrich.com/LT/en
Z663999-1EA | BRADY(R) THERMAL LABELING SYSTEM (TLS) & | 1X1EA | 1 | 34 | Sigma-Aldrich | Z663999-1EA | https://www.sigmaaldrich.com/LT/en
Z664014-1PAK | BRADY(R) LABELS FOR LASER PRINTERS FOR & | 1X1PAK | 1 | 188 | Sigma-Aldrich | Z664014-1PAK | https://www.sigmaaldrich.com/LT/en
Z664030-1PAK | BRADY(R) LABELS FOR LASER PRINTERS FOR & | 1X1PAK | 1 | 63 | Sigma-Aldrich | Z664030-1PAK | https://www.sigmaaldrich.com/LT/en
Z664103-1PAK | BRADY(R) LABELS FOR LASER PRINTERS FOR & | 1X1PAK | 1 | 102 | Sigma-Aldrich | Z664103-1PAK | https://www.sigmaaldrich.com/LT/en
Z664138-1PAK | BRADY(R) LABELS FOR LASER PRINTERS FOR & | 1X1PAK | 1 | 565 | Sigma-Aldrich | Z664138-1PAK | https://www.sigmaaldrich.com/LT/en
Z664154-1ROLL | BRADY(R) BMP(R)21 LABPAL(TM) TAPES | 1X1ROLL | 1 | 34 | Sigma-Aldrich | Z664154-1ROLL | https://www.sigmaaldrich.com/LT/en
Z664162-1ROLL | BRADY(R) BMP(R)21 LABPAL(TM) TAPES | 1X1ROLL | 1 | 40 | Sigma-Aldrich | Z664162-1ROLL | https://www.sigmaaldrich.com/LT/en
Z664170-1ROLL | BRADY(R) BMP(R)21 LABPAL(TM) TAPES | 1X1ROLL | 1 | 45 | Sigma-Aldrich | Z664170-1ROLL | https://www.sigmaaldrich.com/LT/en
Z664189-1ROLL | BRADY(R) BMP(R)21 LABPAL(TM) TAPES | 1X1ROLL | 1 | 26 | Sigma-Aldrich | Z664189-1ROLL | https://www.sigmaaldrich.com/LT/en
Z664197-1ROLL | BRADY(R) BMP(R)21 LABPAL(TM) TAPES | 1X1ROLL | 1 | 27 | Sigma-Aldrich | Z664197-1ROLL | https://www.sigmaaldrich.com/LT/en
Z664219-1ROLL | BRADY(R) BMP(R)21 LABPAL(TM) TAPES | 1X1ROLL | 1 | 31 | Sigma-Aldrich | Z664219-1ROLL | https://www.sigmaaldrich.com/LT/en
Z664227-1ROLL | BRADY(R) BMP(R)21 LABPAL(TM) TAPES | 1X1ROLL | 1 | 37 | Sigma-Aldrich | Z664227-1ROLL | https://www.sigmaaldrich.com/LT/en
Z664235-1ROLL | BRADY(R) BMP(R)21 LABPAL(TM) TAPES | 1X1ROLL | 1 | 43 | Sigma-Aldrich | Z664235-1ROLL | https://www.sigmaaldrich.com/LT/en
Z664251-1ROLL | BRADY(R) BMP(R)21 LABPAL(TM) TAPES | 1X1ROLL | 1 | 33 | Sigma-Aldrich | Z664251-1ROLL | https://www.sigmaaldrich.com/LT/en
Z664278-1ROLL | BRADY(R) LABPAL(TM) TAPES WHITE POLYEST& | 1X1ROLL | 1 | 39 | Sigma-Aldrich | Z664278-1ROLL | https://www.sigmaaldrich.com/LT/en
Z664286-1ROLL | BRADY(R) LABPAL(TM) TAPES CLEAR POLYEST& | 1X1ROLL | 1 | 30 | Sigma-Aldrich | Z664286-1ROLL | https://www.sigmaaldrich.com/LT/en
Z664294-1ROLL | BRADY(R) LABPAL(TM) TAPES CLEAR POLYEST& | 1X1ROLL | 1 | 33 | Sigma-Aldrich | Z664294-1ROLL | https://www.sigmaaldrich.com/LT/en
Z664308-1ROLL | BRADY(R) LABPAL(TM) TAPES CLEAR POLYEST& | 1X1ROLL | 1 | 39 | Sigma-Aldrich | Z664308-1ROLL | https://www.sigmaaldrich.com/LT/en
Z664316-1ROLL | BRADY(R) LABPAL(TM) TAPES WHITE VINYL (& | 1X1ROLL | 1 | 29 | Sigma-Aldrich | Z664316-1ROLL | https://www.sigmaaldrich.com/LT/en
Z664324-1ROLL | BRADY(R) LABPAL(TM) TAPES WHITE VINYL (& | 1X1ROLL | 1 | 32 | Sigma-Aldrich | Z664324-1ROLL | https://www.sigmaaldrich.com/LT/en
CLS431433-24EA | CORNING 1000ML POLYCARBONATE SQUARE STOR | 1X24EA | 1 | 221 | Sigma-Aldrich | CLS431433-24EA | https://www.sigmaaldrich.com/LT/en
CLS6796400D-1EA | CORNING 230V 5X7 DIGITAL HOTPLATE UK&EU | 1X1EA | 1 | 490 | Sigma-Aldrich | CLS6796400D-1EA | https://www.sigmaaldrich.com/LT/en
CLS6796410D-1EA | CORNING 230V 5X7 DIGITAL STIRRER UK&EU P | 1X1EA | 1 | 603 | Sigma-Aldrich | CLS6796410D-1EA | https://www.sigmaaldrich.com/LT/en
CLS6796420D-1EA | CORNING 230V 5X7 DIGITAL HOTPLATE&STIRRE | 1X1EA | 1 | 718 | Sigma-Aldrich | CLS6796420D-1EA | https://www.sigmaaldrich.com/LT/en
CLS6796600D-1EA | CORNING 230V 10X10 DIGITAL HOTPLATE UK&E | 1X1EA | 1 | 658 | Sigma-Aldrich | CLS6796600D-1EA | https://www.sigmaaldrich.com/LT/en
CLS6796610D-1EA | CORNING 230V 10X10 DIGITAL STIRRER UK&EU | 1X1EA | 1 | 810 | Sigma-Aldrich | CLS6796610D-1EA | https://www.sigmaaldrich.com/LT/en
CLS6796620D-1EA | CORNING 230V 10X10 DIGITAL HOTPLATE&STIR | 1X1EA | 1 | 972 | Sigma-Aldrich | CLS6796620D-1EA | https://www.sigmaaldrich.com/LT/en
CLS431430-24EA | CORNING 150ML POLYCARBONATE SQUARE STORA | 1X24EA | 1 | 107 | Sigma-Aldrich | CLS431430-24EA | https://www.sigmaaldrich.com/LT/en
CLS431431-24EA | CORNING 250ML POLYCARBONATE SQUARE STORA | 1X24EA | 1 | 112 | Sigma-Aldrich | CLS431431-24EA | https://www.sigmaaldrich.com/LT/en
CLS431432-24EA | CORNING 500ML POLYCARBONATE SQUARE STORA | 1X24EA | 1 | 157 | Sigma-Aldrich | CLS431432-24EA | https://www.sigmaaldrich.com/LT/en
Z672122-500EA | TISSUE PROCESSING/EMBEDDING CASSETTES WI | 1X500EA | 1 | 149 | Sigma-Aldrich | Z672122-500EA | https://www.sigmaaldrich.com/LT/en
Z722502-100EA | X-PIERCE FILM NONSTERILE | 1X100EA | 1 | 116 | Sigma-Aldrich | Z722502-100EA | https://www.sigmaaldrich.com/LT/en
Z722529-50EA | X-PIERCE FILM STERILE | 1X50EA | 1 | 76 | Sigma-Aldrich | Z722529-50EA | https://www.sigmaaldrich.com/LT/en
04364-1EA | BOTTLE ADAPTER, GL 45 INNER THREAD TO GL | 1X1EA | 1 | 18 | Sigma-Aldrich | 04364-1EA | https://www.sigmaaldrich.com/LT/en
CLS432122-1EA | CORNING(R) ICE BUCKET WITH LID, ROUND, C | 1X1EA | 1 | 101 | Sigma-Aldrich | CLS432122-1EA | https://www.sigmaaldrich.com/LT/en
CLS432009-1EA | CORNING(R) COOLCELL(R) FTS30, FREEZING C | 1X1EA | 1 | 531 | Sigma-Aldrich | CLS432009-1EA | https://www.sigmaaldrich.com/LT/en
Z652520-1000EA | GREINER SEMI-MICRO CUVETTE | 1X1000EA | 1 | 152 | Sigma-Aldrich | Z652520-1000EA | https://www.sigmaaldrich.com/LT/en
Z652539-120EA | GREINER PETRI DISH,PS,141CM2,TRIPLE VENT | 1X120EA | 1 | 67 | Sigma-Aldrich | Z652539-120EA | https://www.sigmaaldrich.com/LT/en
Z652555-100EA | GREINER SEROLOGICAL PIPETTES VOLUME 50 & | 1X100EA | 1 | 130 | Sigma-Aldrich | Z652555-100EA | https://www.sigmaaldrich.com/LT/en
Z672076-1EA | COUNT UP/DOWN TIMER CLOCK | 1X1EA | 1 | 51 | Sigma-Aldrich | Z672076-1EA | https://www.sigmaaldrich.com/LT/en
Z672130-100EA | MICROFLEX(R) 63-864 DIAMOND GRIP PLUS(T& | 1X100EA | 1 | 31 | Sigma-Aldrich | Z672130-100EA | https://www.sigmaaldrich.com/LT/en
Z672149-1000EA | MICROFLEX(R) 63-864 DIAMOND GRIP PLUS(T& | 1X1000EA | 1 | 226 | Sigma-Aldrich | Z672149-1000EA | https://www.sigmaaldrich.com/LT/en
Z672149-100EA | MICROFLEX(R) 63-864 DIAMOND GRIP PLUS(T& | 1X100EA | 1 | 30 | Sigma-Aldrich | Z672149-100EA | https://www.sigmaaldrich.com/LT/en
Z672270-1000EA | MICROFLEX 93-843 SUPRENO POWDER-FREE NIT | 1X1000EA | 1 | 284 | Sigma-Aldrich | Z672270-1000EA | https://www.sigmaaldrich.com/LT/en
Z672270-100EA | MICROFLEX 93-843 SUPRENO POWDER-FREE NIT | 1X100EA | 1 | 39 | Sigma-Aldrich | Z672270-100EA | https://www.sigmaaldrich.com/LT/en
Z672289-1000EA | MICROFLEX 93-843 SUPRENO POWDER-FREE NIT | 1X1000EA | 1 | 284 | Sigma-Aldrich | Z672289-1000EA | https://www.sigmaaldrich.com/LT/en
Z672289-100EA | MICROFLEX 93-843 SUPRENO POWDER-FREE NIT | 1X100EA | 1 | 39 | Sigma-Aldrich | Z672289-100EA | https://www.sigmaaldrich.com/LT/en
Z672297-1000EA | MICROFLEX 93-843 SUPRENO POWDER-FREE NIT | 1X1000EA | 1 | 275 | Sigma-Aldrich | Z672297-1000EA | https://www.sigmaaldrich.com/LT/en
Z672300-1000EA | MICROFLEX 93-843 SUPRENO POWDER-FREE NIT | 1X1000EA | 1 | 275 | Sigma-Aldrich | Z672300-1000EA | https://www.sigmaaldrich.com/LT/en
Z672319-500EA | MICROFLEX 93-853 SUPRENO PLUS POWDER-FR& | 1X500EA | 1 | 232 | Sigma-Aldrich | Z672319-500EA | https://www.sigmaaldrich.com/LT/en
Z672319-50EA | MICROFLEX 93-853 SUPRENO PLUS POWDER-FR& | 1X50EA | 1 | 32 | Sigma-Aldrich | Z672319-50EA | https://www.sigmaaldrich.com/LT/en
Z672327-500EA | MICROFLEX 93-853 SUPRENO PLUS POWDER-FR& | 1X500EA | 1 | 232 | Sigma-Aldrich | Z672327-500EA | https://www.sigmaaldrich.com/LT/en
Z672327-50EA | MICROFLEX 93-853 SUPRENO PLUS POWDER-FR& | 1X50EA | 1 | 32 | Sigma-Aldrich | Z672327-50EA | https://www.sigmaaldrich.com/LT/en
Z672335-500EA | MICROFLEX 93-853 SUPRENO PLUS POWDER-FR& | 1X500EA | 1 | 232 | Sigma-Aldrich | Z672335-500EA | https://www.sigmaaldrich.com/LT/en
Z672335-50EA | MICROFLEX 93-853 SUPRENO PLUS POWDER-FR& | 1X50EA | 1 | 32 | Sigma-Aldrich | Z672335-50EA | https://www.sigmaaldrich.com/LT/en
Z672343-500EA | MICROFLEX 93-853 SUPRENO PLUS POWDER-FR& | 1X500EA | 1 | 225 | Sigma-Aldrich | Z672343-500EA | https://www.sigmaaldrich.com/LT/en
Z672343-50EA | MICROFLEX 93-853 SUPRENO PLUS POWDER-FR& | 1X50EA | 1 | 31 | Sigma-Aldrich | Z672343-50EA | https://www.sigmaaldrich.com/LT/en
Z706345-8EA | AMICON ULTRA CENTRIFUGAL FILTER UNITS U& | 1X8EA | 1 | 119 | Sigma-Aldrich | Z706345-8EA | https://www.sigmaaldrich.com/LT/en
Z556262-1EA | CONDENSER FOR ALDRICH(R) SOXHLET EXTRAC& | 1X1EA | 1 | 132 | Sigma-Aldrich | Z556262-1EA | https://www.sigmaaldrich.com/LT/en
Z557870-1EA | STAINLESS STEEL BUBBLER CAPACITY 100 ML | 1X1EA | 1 | 2186 | Sigma-Aldrich | Z557870-1EA | https://www.sigmaaldrich.com/LT/en
Z717185-8EA | AMICON ULTRA CENTRIFUGAL FILTER UNITS U& | 1X8EA | 1 | 119 | Sigma-Aldrich | Z717185-8EA | https://www.sigmaaldrich.com/LT/en
Z557757-1EA | ALDRICH(R) PUMP N' POUR CAN ADAPTER NPT& | 1X1EA | 1 | 26 | Sigma-Aldrich | Z557757-1EA | https://www.sigmaaldrich.com/LT/en
Z557765-1EA | ALDRICH(R) SWIVEL MCLEOD VACUUM GAUGE R& | 1X1EA | 1 | 96 | Sigma-Aldrich | Z557765-1EA | https://www.sigmaaldrich.com/LT/en
Z557803-1EA | ZINC PLATED PUMP, FOR SIGMA-ALDRICH 18L& | 1X1EA | 1 | 64 | Sigma-Aldrich | Z557803-1EA | https://www.sigmaaldrich.com/LT/en
Z719137-4EA | WASH BOTTLE CAPACITY 500 ML (16 OZ) | 1X4EA | 1 | 23 | Sigma-Aldrich | Z719137-4EA | https://www.sigmaaldrich.com/LT/en
Z617717-1000EA | GREINER SAPPHIRE PCR TUBE, 0.5 ML, WITH& | 1X1000EA | 1 | 79 | Sigma-Aldrich | Z617717-1000EA | https://www.sigmaaldrich.com/LT/en
Z617954-800EA | GREINER CULTURE TUBES CAPACITY 14 ML, S& | 1X800EA | 1 | 236 | Sigma-Aldrich | Z617954-800EA | https://www.sigmaaldrich.com/LT/en
Z711039-1PAK | HLT 200G, 20 - 200UL, PURE PACKED, STERI | 1X1PAK | 1 | 82 | Sigma-Aldrich | Z711039-1PAK | https://www.sigmaaldrich.com/LT/en
NOR5X3INSV-1EA | OPTIMIZER INSERT, FITS 3MM NMR TUBE INTO | 1X1EA | 1 | 127 | Sigma-Aldrich | NOR5X3INSV-1EA | https://www.sigmaaldrich.com/LT/en
NOR5X425INSB-1EA | OPTIMIZER INSERT, FITS 4.25MM NMR TUBE I | 1X1EA | 1 | 127 | Sigma-Aldrich | NOR5X425INSB-1EA | https://www.sigmaaldrich.com/LT/en
NOR5X425INSV-1EA | OPTIMIZER INSERT, FITS 4.25MM NMR TUBE I | 1X1EA | 1 | 127 | Sigma-Aldrich | NOR5X425INSV-1EA | https://www.sigmaaldrich.com/LT/en
NORS5200SQTZ8-1EA | NORELL SUPRASIL QUARTZ 5MM NMR TUBE, 200 | 1X1EA | 1 | 130 | Sigma-Aldrich | NORS5200SQTZ8-1EA | https://www.sigmaaldrich.com/LT/en
Z684813-1EA | ACE CYLINDRICAL REACTION FLASK, 2 L, 10& | 1X1EA | 1 | 816 | Sigma-Aldrich | Z684813-1EA | https://www.sigmaaldrich.com/LT/en
Z691038-1EA | QUICKFIT(R) FLAT FLANGE LIDS FOR REACTIO | 1X1EA | 1 | 121 | Sigma-Aldrich | Z691038-1EA | https://www.sigmaaldrich.com/LT/en
Z691046-1EA | QUICKFIT(R) FLAT FLANGE LIDS FOR REACTIO | 1X1EA | 1 | 161 | Sigma-Aldrich | Z691046-1EA | https://www.sigmaaldrich.com/LT/en
Z687731-5EA | REPLACEMENT NMR NEEDLE FOR 500 UL EVOL(& | 1X5EA | 1 | 106 | Sigma-Aldrich | Z687731-5EA | https://www.sigmaaldrich.com/LT/en
Z687685-100EA | ALDRICH(R) COLORSPEC(R) NMR TUBES, BUL& | 1X100EA | 1 | 341 | Sigma-Aldrich | Z687685-100EA | https://www.sigmaaldrich.com/LT/en
Z683515-1EA | ALDRICH(R) CHEMICAL DRYER, AC INPUT 23& | 1X1EA | 1 | 2274 | Sigma-Aldrich | Z683515-1EA | https://www.sigmaaldrich.com/LT/en
Z684562-1EA | ACE ROTARY EVAPORATOR VIAL ADAPTER KIT,& | 1X1EA | 1 | 700 | Sigma-Aldrich | Z684562-1EA | https://www.sigmaaldrich.com/LT/en
CLS3904BC-100EA | CORNING(R) 96 WELL PLATE, WITH GENERIC & | 1X100EA | 1 | 1512 | Sigma-Aldrich | CLS3904BC-100EA | https://www.sigmaaldrich.com/LT/en
Z684597-1EA | ACE ROTARY EVAPORATOR PURGE ADAPTER, JO& | 1X1EA | 1 | 111 | Sigma-Aldrich | Z684597-1EA | https://www.sigmaaldrich.com/LT/en
Z684872-1EA | ACE QUICK-RELEASE CLAMP, WITH 5/8 X 12 & | 1X1EA | 1 | 261 | Sigma-Aldrich | Z684872-1EA | https://www.sigmaaldrich.com/LT/en
Z687723-2EA | REPLACEMENT NMR NEEDLE FOR 50 UL EVOL(R& | 1X2EA | 1 | 47 | Sigma-Aldrich | Z687723-2EA | https://www.sigmaaldrich.com/LT/en
Z683507-1EA | ALDRICH(R) CHEMICAL DRYER, AC INPUT 11& | 1X1EA | 1 | 2784 | Sigma-Aldrich | Z683507-1EA | https://www.sigmaaldrich.com/LT/en
Z684619-1EA | ACE STIRRER BEARING, MECHANICAL SEAL, P& | 1X1EA | 1 | 914 | Sigma-Aldrich | Z684619-1EA | https://www.sigmaaldrich.com/LT/en
Z687707-2EA | REPLACEMENT NMR NEEDLE FOR 5 UL EVOL(R)& | 1X2EA | 1 | 52 | Sigma-Aldrich | Z687707-2EA | https://www.sigmaaldrich.com/LT/en
Z684627-1EA | ACE STIRRER BEARING, MECHANICAL SEAL, P& | 1X1EA | 1 | 853 | Sigma-Aldrich | Z684627-1EA | https://www.sigmaaldrich.com/LT/en
Z687693-1EA | EVOL(R) ELECTRONIC SYRINGE NMR STARTER & | 1X1EA | 1 | 2019 | Sigma-Aldrich | Z687693-1EA | https://www.sigmaaldrich.com/LT/en
Z687766-2EA | REPLACEMENT NMR NEEDLE FOR 5 UL EVOL(R)& | 1X2EA | 1 | 52 | Sigma-Aldrich | Z687766-2EA | https://www.sigmaaldrich.com/LT/en
Z687774-2EA | REPLACEMENT NMR NEEDLE FOR 50 UL EVOL(R& | 1X2EA | 1 | 54 | Sigma-Aldrich | Z687774-2EA | https://www.sigmaaldrich.com/LT/en
Z684570-1EA | ACE ROTARY EVAPORATOR VIAL ADAPTER KIT,& | 1X1EA | 1 | 702 | Sigma-Aldrich | Z684570-1EA | https://www.sigmaaldrich.com/LT/en
Z684600-1EA | ACE STIRRER BEARING, MECHANICAL SEAL, P& | 1X1EA | 1 | 784 | Sigma-Aldrich | Z684600-1EA | https://www.sigmaaldrich.com/LT/en
Z684554-1EA | ACE ROTARY EVAPORATOR VIAL ADAPTER KIT,& | 1X1EA | 1 | 245 | Sigma-Aldrich | Z684554-1EA | https://www.sigmaaldrich.com/LT/en
Z684864-1EA | ACE QUICK-RELEASE CLAMP, WITHOUT EXTENS& | 1X1EA | 1 | 177 | Sigma-Aldrich | Z684864-1EA | https://www.sigmaaldrich.com/LT/en
Z687715-5EA | REPLACEMENT NMR NEEDLE FOR 50 UL EVOL(R& | 1X5EA | 1 | 88 | Sigma-Aldrich | Z687715-5EA | https://www.sigmaaldrich.com/LT/en
Z683493-1EA | ALDRICH(R) KUGELROHR SHORT-PATH DISTILL& | 1X1EA | 1 | 8644 | Sigma-Aldrich | Z683493-1EA | https://www.sigmaaldrich.com/LT/en
Z684589-1EA | ACE ROTARY EVAPORATOR PURGE | 1X1EA | 1 | 94 | Sigma-Aldrich | Z684589-1EA | https://www.sigmaaldrich.com/LT/en
Z687758-2EA | REPLACEMENT NMR NEEDLE FOR 500 UL EVOL(& | 1X2EA | 1 | 60 | Sigma-Aldrich | Z687758-2EA | https://www.sigmaaldrich.com/LT/en
Z684546-1EA | ACE ROTARY EVAPORATOR VIAL ADAPTER KIT,& | 1X1EA | 1 | 244 | Sigma-Aldrich | Z684546-1EA | https://www.sigmaaldrich.com/LT/en
Z742675-1EA | ARTIS TWEEZER(TM), 2A-SA | 1X1EA | 1 | 13 | Sigma-Aldrich | Z742675-1EA | https://www.sigmaaldrich.com/LT/en
Z742668-1EA | AVEN MIGHTY SCOPE(TM), 5M, 10X-50X, PLU& | 1X1EA | 1 | 305 | Sigma-Aldrich | Z742668-1EA | https://www.sigmaaldrich.com/LT/en
Z742671-1EA | ARTIS TWEEZER(TM), AA-SA | 1X1EA | 1 | 13 | Sigma-Aldrich | Z742671-1EA | https://www.sigmaaldrich.com/LT/en
Z742676-1EA | ARTIS TWEEZER(TM), 5-SA | 1X1EA | 1 | 13 | Sigma-Aldrich | Z742676-1EA | https://www.sigmaaldrich.com/LT/en
CLS6624-100EA | CORNING(R) STEP-R(TM) REPEATING PIPETTO& | 1X100EA | 1 | 69 | Sigma-Aldrich | CLS6624-100EA | https://www.sigmaaldrich.com/LT/en
CLS6636-1EA | CORNING(R) STEP-R(TM) REPEATING PIPETTO& | 1X1EA | 1 | 539 | Sigma-Aldrich | CLS6636-1EA | https://www.sigmaaldrich.com/LT/en
CLS6625-100EA | CORNING(R) STEP-R(TM) REPEATING PIPETTO& | 1X100EA | 1 | 69 | Sigma-Aldrich | CLS6625-100EA | https://www.sigmaaldrich.com/LT/en
CLS6635-25EA | CORNING(R) STEP-R(TM) REPEATING PIPETTO& | 1X25EA | 1 | 42 | Sigma-Aldrich | CLS6635-25EA | https://www.sigmaaldrich.com/LT/en
CLS48010-1EA | CORNING(R) LSE(TM) DIGITAL VORTEXER PLA& | 1X1EA | 1 | 188 | Sigma-Aldrich | CLS48010-1EA | https://www.sigmaaldrich.com/LT/en
CLS6632-100EA | CORNING(R) STEP-R(TM) REPEATING PIPETTO& | 1X100EA | 1 | 103 | Sigma-Aldrich | CLS6632-100EA | https://www.sigmaaldrich.com/LT/en
CLS6626-25EA | CORNING(R) STEP-R(TM) REPEATING PIPETTO& | 1X25EA | 1 | 40 | Sigma-Aldrich | CLS6626-25EA | https://www.sigmaaldrich.com/LT/en
CLS6621-100EA | CORNING(R) STEP-R(TM) REPEATING PIPETTO& | 1X100EA | 1 | 69 | Sigma-Aldrich | CLS6621-100EA | https://www.sigmaaldrich.com/LT/en
CLS431283-4EA | Corning 3L Baffled PETG Erlenmeyer Flas | 1X1EA | 1 | 342 | Sigma-Aldrich | CLS431283-4EA | https://www.sigmaaldrich.com/LT/en
CLS4217-1EA | CORNING(R) STEP-R(TM) REPEATING PIPETTO& | 1X1EA | 1 | 441 | Sigma-Aldrich | CLS4217-1EA | https://www.sigmaaldrich.com/LT/en
CLS4219-1EA | CORNING(R) STEP-R(TM) REPEATING PIPETTO& | 1X1EA | 1 | 11 | Sigma-Aldrich | CLS4219-1EA | https://www.sigmaaldrich.com/LT/en
CLS6704-1EA | CORNING(R) LSE(TM) PLATFORM ROCKER, SIN& | 1X1EA | 1 | 877 | Sigma-Aldrich | CLS6704-1EA | https://www.sigmaaldrich.com/LT/en
CLS48011-1EA | CORNING(R) LSE(TM) DIGITAL VORTEXER PLA& | 1X1EA | 1 | 192 | Sigma-Aldrich | CLS48011-1EA | https://www.sigmaaldrich.com/LT/en
CLS6629-100EA | CORNING(R) STEP-R(TM) REPEATING PIPETTO& | 1X100EA | 1 | 103 | Sigma-Aldrich | CLS6629-100EA | https://www.sigmaaldrich.com/LT/en
CLS431281-6EA | Corning 2 L Baffled PETG Erlenmeyer Fla | 1X6EA | 1 | 290 | Sigma-Aldrich | CLS431281-6EA | https://www.sigmaaldrich.com/LT/en
CLS6631-100EA | CORNING(R) STEP-R(TM) REPEATING PIPETTO& | 1X100EA | 1 | 103 | Sigma-Aldrich | CLS6631-100EA | https://www.sigmaaldrich.com/LT/en
CLS6628-100EA | CORNING(R) STEP-R(TM) REPEATING PIPETTOR | 1X100EA | 1 | 218 | Sigma-Aldrich | CLS6628-100EA | https://www.sigmaaldrich.com/LT/en
CLS431285-4EA | Corning 5 L Baffled PETG Erlenmeyer (Fe | 1X1EA | 1 | 552 | Sigma-Aldrich | CLS431285-4EA | https://www.sigmaaldrich.com/LT/en
CLS6634-25EA | CORNING(R) STEP-R(TM) REPEATING PIPETTO& | 1X25EA | 1 | 40 | Sigma-Aldrich | CLS6634-25EA | https://www.sigmaaldrich.com/LT/en
CLS6633-100EA | CORNING(R) STEP-R(TM) REPEATING PIPETTO& | 1X100EA | 1 | 103 | Sigma-Aldrich | CLS6633-100EA | https://www.sigmaaldrich.com/LT/en
CLS48012-1EA | CORNING(R) LSE(TM) DIGITAL VORTEXER SPR& | 1X1EA | 1 | 330 | Sigma-Aldrich | CLS48012-1EA | https://www.sigmaaldrich.com/LT/en
CLS6630-100EA | CORNING(R) STEP-R(TM) REPEATING PIPETTO& | 1X100EA | 1 | 103 | Sigma-Aldrich | CLS6630-100EA | https://www.sigmaaldrich.com/LT/en
CLS431280-6EA | Corning 2 L PETG Erlenmeyer Flask with | 1X6EA | 1 | 290 | Sigma-Aldrich | CLS431280-6EA | https://www.sigmaaldrich.com/LT/en
CLS6706-1EA | CORNING(R) LSE(TM) PLATFORM ROCKER, DOU& | 1X1EA | 1 | 961 | Sigma-Aldrich | CLS6706-1EA | https://www.sigmaaldrich.com/LT/en
CLS6622-100EA | CORNING(R) STEP-R(TM) REPEATING PIPETTO& | 1X100EA | 1 | 69 | Sigma-Aldrich | CLS6622-100EA | https://www.sigmaaldrich.com/LT/en
CLS6627-25EA | CORNING(R) STEP-R(TM) REPEATING PIPETTO& | 1X25EA | 1 | 41 | Sigma-Aldrich | CLS6627-25EA | https://www.sigmaaldrich.com/LT/en
CLS6620-100EA | CORNING(R) STEP-R(TM) REPEATING PIPETTO& | 1X100EA | 1 | 174 | Sigma-Aldrich | CLS6620-100EA | https://www.sigmaaldrich.com/LT/en
CLS431282-4EA | Corning 3 L PETG Erlenmeyer (Fernbach D | 1X1EA | 1 | 329 | Sigma-Aldrich | CLS431282-4EA | https://www.sigmaaldrich.com/LT/en
CLS6623-100EA | CORNING(R) STEP-R(TM) REPEATING PIPETTO& | 1X100EA | 1 | 69 | Sigma-Aldrich | CLS6623-100EA | https://www.sigmaaldrich.com/LT/en
CLS431284-4EA | Corning 5 L PETG Erlenmeyer Flask with | 1X1EA | 1 | 553 | Sigma-Aldrich | CLS431284-4EA | https://www.sigmaaldrich.com/LT/en
CLS4218-1EA | CORNING(R) STEP-R(TM) REPEATING PIPETTO& | 1X1EA | 1 | 11 | Sigma-Aldrich | CLS4218-1EA | https://www.sigmaaldrich.com/LT/en
Z545325-1EA | ALDRICH(R) DUAL-BANK VACUUM MANIFOLD WI& | 1X1EA | 1 | 834 | Sigma-Aldrich | Z545325-1EA | https://www.sigmaaldrich.com/LT/en
Z545368-1EA | ALDRICH(R) DUAL-BANK VACUUM MANIFOLD WI& | 1X1EA | 1 | 888 | Sigma-Aldrich | Z545368-1EA | https://www.sigmaaldrich.com/LT/en
Z545392-1EA | ALDRICH(R) DUAL-BANK VACUUM MANIFOLD WI& | 1X1EA | 1 | 1382 | Sigma-Aldrich | Z545392-1EA | https://www.sigmaaldrich.com/LT/en
Z545406-1EA | ALDRICH(R) DUAL-BANK VACUUM MANIFOLD WI& | 1X1EA | 1 | 1147 | Sigma-Aldrich | Z545406-1EA | https://www.sigmaaldrich.com/LT/en
Z546429-1EA | ALDRICH(R) BUCHNER FUNNEL FUNNEL CAPACI& | 1X1EA | 1 | 39 | Sigma-Aldrich | Z546429-1EA | https://www.sigmaaldrich.com/LT/en
Z546437-1EA | ALDRICH(R) BUCHNER FUNNEL FUNNEL CAPACI& | 1X1EA | 1 | 39 | Sigma-Aldrich | Z546437-1EA | https://www.sigmaaldrich.com/LT/en
Z546445-1EA | ALDRICH(R) BUCHNER FUNNEL FUNNEL CAPACI& | 1X1EA | 1 | 39 | Sigma-Aldrich | Z546445-1EA | https://www.sigmaaldrich.com/LT/en
Z546453-1EA | ALDRICH(R) BUCHNER FUNNEL FUNNEL CAPACI& | 1X1EA | 1 | 44 | Sigma-Aldrich | Z546453-1EA | https://www.sigmaaldrich.com/LT/en
Z546461-1EA | ALDRICH(R) BUCHNER FUNNEL FUNNEL CAPACI& | 1X1EA | 1 | 44 | Sigma-Aldrich | Z546461-1EA | https://www.sigmaaldrich.com/LT/en
Z546488-1EA | ALDRICH(R) BUCHNER FUNNEL FUNNEL CAPACI& | 1X1EA | 1 | 44 | Sigma-Aldrich | Z546488-1EA | https://www.sigmaaldrich.com/LT/en
Z546496-1EA | ALDRICH(R) BUCHNER FUNNEL FUNNEL CAPACI& | 1X1EA | 1 | 50 | Sigma-Aldrich | Z546496-1EA | https://www.sigmaaldrich.com/LT/en
Z546518-1EA | ALDRICH(R) BUCHNER FUNNEL FUNNEL CAPACI& | 1X1EA | 1 | 98 | Sigma-Aldrich | Z546518-1EA | https://www.sigmaaldrich.com/LT/en
Z546526-1EA | ALDRICH(R) BUCHNER FUNNEL FUNNEL CAPACI& | 1X1EA | 1 | 98 | Sigma-Aldrich | Z546526-1EA | https://www.sigmaaldrich.com/LT/en
Z546534-1EA | ALDRICH(R) BUCHNER FUNNEL FUNNEL CAPACI& | 1X1EA | 1 | 98 | Sigma-Aldrich | Z546534-1EA | https://www.sigmaaldrich.com/LT/en
Z546542-1EA | ALDRICH(R) BUCHNER FUNNEL FUNNEL CAPACI& | 1X1EA | 1 | 49 | Sigma-Aldrich | Z546542-1EA | https://www.sigmaaldrich.com/LT/en
Z546593-1EA | ALDRICH(R) BUCHNER FUNNEL FUNNEL CAPACI& | 1X1EA | 1 | 55 | Sigma-Aldrich | Z546593-1EA | https://www.sigmaaldrich.com/LT/en
Z546607-1EA | ALDRICH(R) BUCHNER FUNNEL FUNNEL CAPACI& | 1X1EA | 1 | 55 | Sigma-Aldrich | Z546607-1EA | https://www.sigmaaldrich.com/LT/en
Z546615-1EA | ALDRICH(R) BUCHNER FUNNEL FUNNEL CAPACI& | 1X1EA | 1 | 98 | Sigma-Aldrich | Z546615-1EA | https://www.sigmaaldrich.com/LT/en
Z546631-1EA | ALDRICH(R) BUCHNER FUNNEL FUNNEL CAPACI& | 1X1EA | 1 | 132 | Sigma-Aldrich | Z546631-1EA | https://www.sigmaaldrich.com/LT/en
Z546658-1EA | ALDRICH(R) BUCHNER FUNNEL FUNNEL CAPACI& | 1X1EA | 1 | 231 | Sigma-Aldrich | Z546658-1EA | https://www.sigmaaldrich.com/LT/en
Z546666-1EA | ALDRICH(R) BUCHNER FUNNEL FUNNEL CAPACI& | 1X1EA | 1 | 133 | Sigma-Aldrich | Z546666-1EA | https://www.sigmaaldrich.com/LT/en
Z546674-1EA | ALDRICH(R) BUCHNER FUNNEL FUNNEL CAPACI& | 1X1EA | 1 | 221 | Sigma-Aldrich | Z546674-1EA | https://www.sigmaaldrich.com/LT/en
Z546682-1EA | ALDRICH(R) BUCHNER FUNNEL FUNNEL CAPACI& | 1X1EA | 1 | 151 | Sigma-Aldrich | Z546682-1EA | https://www.sigmaaldrich.com/LT/en
Z546690-1EA | ALDRICH(R) BUCHNER FUNNEL FUNNEL CAPACI& | 1X1EA | 1 | 179 | Sigma-Aldrich | Z546690-1EA | https://www.sigmaaldrich.com/LT/en
Z546712-1EA | ALDRICH(R) BUCHNER FUNNEL FUNNEL CAPACI& | 1X1EA | 1 | 336 | Sigma-Aldrich | Z546712-1EA | https://www.sigmaaldrich.com/LT/en
Z546720-1EA | ALDRICH(R) BUCHNER FUNNEL FUNNEL CAPACI& | 1X1EA | 1 | 336 | Sigma-Aldrich | Z546720-1EA | https://www.sigmaaldrich.com/LT/en
Z546747-1EA | ALDRICH(R) BUCHNER FUNNEL FUNNEL CAPACI& | 1X1EA | 1 | 336 | Sigma-Aldrich | Z546747-1EA | https://www.sigmaaldrich.com/LT/en
Z546828-1EA | ALDRICH(R) BUCHNER FUNNEL FUNNEL CAPACI& | 1X1EA | 1 | 539 | Sigma-Aldrich | Z546828-1EA | https://www.sigmaaldrich.com/LT/en
Z546852-1EA | ALDRICH(R) BUCHNER FUNNEL FUNNEL CAPACI& | 1X1EA | 1 | 804 | Sigma-Aldrich | Z546852-1EA | https://www.sigmaaldrich.com/LT/en
Z546879-1EA | ALDRICH(R) BUCHNER FUNNEL WITH JOINT CA& | 1X1EA | 1 | 96 | Sigma-Aldrich | Z546879-1EA | https://www.sigmaaldrich.com/LT/en
Z546887-1EA | ALDRICH(R) BUCHNER FUNNEL WITH JOINT CA& | 1X1EA | 1 | 156 | Sigma-Aldrich | Z546887-1EA | https://www.sigmaaldrich.com/LT/en
Z546895-1EA | ALDRICH(R) BUCHNER FUNNEL WITH JOINT CA& | 1X1EA | 1 | 129 | Sigma-Aldrich | Z546895-1EA | https://www.sigmaaldrich.com/LT/en
Z546909-1EA | ALDRICH(R) BUCHNER FUNNEL WITH JOINT CA& | 1X1EA | 1 | 129 | Sigma-Aldrich | Z546909-1EA | https://www.sigmaaldrich.com/LT/en
Z546917-1EA | ALDRICH(R) BUCHNER FUNNEL WITH JOINT CA& | 1X1EA | 1 | 129 | Sigma-Aldrich | Z546917-1EA | https://www.sigmaaldrich.com/LT/en
Z546925-1EA | ALDRICH(R) BUCHNER FUNNEL WITH JOINT CA& | 1X1EA | 1 | 253 | Sigma-Aldrich | Z546925-1EA | https://www.sigmaaldrich.com/LT/en
Z546933-1EA | ALDRICH(R) BUCHNER FUNNEL WITH JOINT CA& | 1X1EA | 1 | 286 | Sigma-Aldrich | Z546933-1EA | https://www.sigmaaldrich.com/LT/en
Z546941-1EA | ALDRICH(R) BUCHNER FUNNEL WITH JOINT CA& | 1X1EA | 1 | 179 | Sigma-Aldrich | Z546941-1EA | https://www.sigmaaldrich.com/LT/en
Z546976-1EA | ALDRICH(R) BUCHNER FUNNEL WITH JOINT CA& | 1X1EA | 1 | 487 | Sigma-Aldrich | Z546976-1EA | https://www.sigmaaldrich.com/LT/en
Z546984-1EA | ALDRICH(R) BUCHNER FUNNEL WITH JOINT CA& | 1X1EA | 1 | 188 | Sigma-Aldrich | Z546984-1EA | https://www.sigmaaldrich.com/LT/en
Z546992-1EA | ALDRICH(R) BUCHNER FUNNEL WITH JOINT CA& | 1X1EA | 1 | 352 | Sigma-Aldrich | Z546992-1EA | https://www.sigmaaldrich.com/LT/en
Z547018-1EA | ALDRICH(R) BUCHNER FUNNEL WITH JOINT CA& | 1X1EA | 1 | 245 | Sigma-Aldrich | Z547018-1EA | https://www.sigmaaldrich.com/LT/en
Z547026-1EA | ALDRICH(R) BUCHNER FUNNEL WITH JOINT CA& | 1X1EA | 1 | 194 | Sigma-Aldrich | Z547026-1EA | https://www.sigmaaldrich.com/LT/en
Z547034-1EA | ALDRICH(R) BUCHNER FUNNEL WITH JOINT CA& | 1X1EA | 1 | 194 | Sigma-Aldrich | Z547034-1EA | https://www.sigmaaldrich.com/LT/en
Z547042-1EA | ALDRICH(R) BUCHNER FUNNEL FUNNEL CAPACI& | 1X1EA | 1 | 50 | Sigma-Aldrich | Z547042-1EA | https://www.sigmaaldrich.com/LT/en
Z547050-1EA | ALDRICH(R) BUCHNER FUNNEL FUNNEL CAPACI& | 1X1EA | 1 | 55 | Sigma-Aldrich | Z547050-1EA | https://www.sigmaaldrich.com/LT/en
Z547069-1EA | ALDRICH(R) BUCHNER FUNNEL FUNNEL CAPACI& | 1X1EA | 1 | 152 | Sigma-Aldrich | Z547069-1EA | https://www.sigmaaldrich.com/LT/en
Z547085-1EA | ALDRICH(R) JACKETED BUCHNER FUNNEL FUNN& | 1X1EA | 1 | 445 | Sigma-Aldrich | Z547085-1EA | https://www.sigmaaldrich.com/LT/en
Z547107-1EA | ALDRICH(R) BUCHNER FUNNEL FUNNEL CAPACI& | 1X1EA | 1 | 50 | Sigma-Aldrich | Z547107-1EA | https://www.sigmaaldrich.com/LT/en
Z547115-1EA | ALDRICH(R) BUCHNER FUNNEL FUNNEL CAPACI& | 1X1EA | 1 | 54 | Sigma-Aldrich | Z547115-1EA | https://www.sigmaaldrich.com/LT/en
Z547123-1EA | ALDRICH(R) BUCHNER FUNNEL FUNNEL CAPACI& | 1X1EA | 1 | 539 | Sigma-Aldrich | Z547123-1EA | https://www.sigmaaldrich.com/LT/en
Z547131-1EA | ALDRICH(R) BUCHNER FUNNEL FUNNEL CAPACI& | 1X1EA | 1 | 805 | Sigma-Aldrich | Z547131-1EA | https://www.sigmaaldrich.com/LT/en
Z547166-1EA | ALDRICH(R) JACKETED BUCHNER FUNNEL WITH& | 1X1EA | 1 | 490 | Sigma-Aldrich | Z547166-1EA | https://www.sigmaaldrich.com/LT/en
Z547174-1EA | ALDRICH(R) JACKETED BUCHNER FUNNEL FUNN& | 1X1EA | 1 | 445 | Sigma-Aldrich | Z547174-1EA | https://www.sigmaaldrich.com/LT/en
Z547387-1EA | ALDRICH(R) JACKETED BUCHNER FUNNEL FUNN& | 1X1EA | 1 | 445 | Sigma-Aldrich | Z547387-1EA | https://www.sigmaaldrich.com/LT/en
Z547417-1EA | ALDRICH(R) JACKETED BUCHNER FUNNEL FUNN& | 1X1EA | 1 | 762 | Sigma-Aldrich | Z547417-1EA | https://www.sigmaaldrich.com/LT/en
Z547425-1EA | ALDRICH(R) JACKETED BUCHNER FUNNEL FUNN& | 1X1EA | 1 | 588 | Sigma-Aldrich | Z547425-1EA | https://www.sigmaaldrich.com/LT/en
Z547530-1PAK | GRADUATED VALUMETRIC(R) BOTTLES POLYPRO& | 1X1PAK | 1 | 135 | Sigma-Aldrich | Z547530-1PAK | https://www.sigmaaldrich.com/LT/en
Z547549-1PAK | GRADUATED VALUMETRIC(R) BOTTLES POLYPRO& | 1X1PAK | 1 | 165 | Sigma-Aldrich | Z547549-1PAK | https://www.sigmaaldrich.com/LT/en
Z547557-1PAK | GRADUATED VALUMETRIC(R) BOTTLES POLYPRO& | 1X1PAK | 1 | 89 | Sigma-Aldrich | Z547557-1PAK | https://www.sigmaaldrich.com/LT/en
Z547565-1EA | ALDRICH(R) BUCHNER FUNNEL WITH JOINT CA& | 1X1EA | 1 | 146 | Sigma-Aldrich | Z547565-1EA | https://www.sigmaaldrich.com/LT/en
Z547581-1EA | ALDRICH(R) BUCHNER FUNNEL WITH JOINT CA& | 1X1EA | 1 | 77 | Sigma-Aldrich | Z547581-1EA | https://www.sigmaaldrich.com/LT/en
Z547611-1EA | ALDRICH(R) BUCHNER FUNNEL WITH JOINT CA& | 1X1EA | 1 | 179 | Sigma-Aldrich | Z547611-1EA | https://www.sigmaaldrich.com/LT/en
Z547646-1EA | ALDRICH(R) BUCHNER FUNNEL WITH JOINT CA& | 1X1EA | 1 | 82 | Sigma-Aldrich | Z547646-1EA | https://www.sigmaaldrich.com/LT/en
Z547654-1EA | ALDRICH(R) BUCHNER FUNNEL WITH JOINT CA& | 1X1EA | 1 | 82 | Sigma-Aldrich | Z547654-1EA | https://www.sigmaaldrich.com/LT/en
Z547662-1EA | ALDRICH(R) BUCHNER FUNNEL WITH JOINT CA& | 1X1EA | 1 | 82 | Sigma-Aldrich | Z547662-1EA | https://www.sigmaaldrich.com/LT/en
Z547670-1EA | ALDRICH(R) BUCHNER FUNNEL FUNNEL CAPACI& | 1X1EA | 1 | 539 | Sigma-Aldrich | Z547670-1EA | https://www.sigmaaldrich.com/LT/en
Z547700-1EA | ALDRICH(R) BUCHNER FUNNEL WITH JOINT CA& | 1X1EA | 1 | 113 | Sigma-Aldrich | Z547700-1EA | https://www.sigmaaldrich.com/LT/en
Z547719-1EA | ALDRICH(R) BUCHNER FUNNEL WITH JOINT CA& | 1X1EA | 1 | 263 | Sigma-Aldrich | Z547719-1EA | https://www.sigmaaldrich.com/LT/en
Z547727-1EA | ALDRICH(R) BUCHNER FUNNEL WITH JOINT CA& | 1X1EA | 1 | 87 | Sigma-Aldrich | Z547727-1EA | https://www.sigmaaldrich.com/LT/en
Z547735-1EA | ALDRICH(R) BUCHNER FUNNEL WITH JOINT CA& | 1X1EA | 1 | 87 | Sigma-Aldrich | Z547735-1EA | https://www.sigmaaldrich.com/LT/en
Z547743-1EA | ALDRICH(R) BUCHNER FUNNEL WITH JOINT CA& | 1X1EA | 1 | 87 | Sigma-Aldrich | Z547743-1EA | https://www.sigmaaldrich.com/LT/en
Z547778-1EA | ALDRICH(R) FILTERING FLASK JOINT: ST/NS& | 1X1EA | 1 | 72 | Sigma-Aldrich | Z547778-1EA | https://www.sigmaaldrich.com/LT/en
Z547786-1EA | SAFETYBARB(R) REPLACEMENT FITTING STRAI& | 1X1EA | 1 | 12 | Sigma-Aldrich | Z547786-1EA | https://www.sigmaaldrich.com/LT/en
Z547794-1EA | ALDRICH(R) THREE-NECK ROUND-BOTTOM FLAS& | 1X1EA | 1 | 64 | Sigma-Aldrich | Z547794-1EA | https://www.sigmaaldrich.com/LT/en
Z547816-1EA | ALDRICH(R) BUCHNER FUNNEL WITH JOINT CA& | 1X1EA | 1 | 105 | Sigma-Aldrich | Z547816-1EA | https://www.sigmaaldrich.com/LT/en
Z547824-1EA | ALDRICH(R) BUCHNER FUNNEL WITH JOINT CA& | 1X1EA | 1 | 124 | Sigma-Aldrich | Z547824-1EA | https://www.sigmaaldrich.com/LT/en
Z547832-1EA | ALDRICH(R) BUCHNER FUNNEL WITH JOINT CA& | 1X1EA | 1 | 123 | Sigma-Aldrich | Z547832-1EA | https://www.sigmaaldrich.com/LT/en
Z547840-1EA | ALDRICH(R) BUCHNER FUNNEL WITH JOINT CA& | 1X1EA | 1 | 123 | Sigma-Aldrich | Z547840-1EA | https://www.sigmaaldrich.com/LT/en
Z547859-1EA | ALDRICH(R) BUCHNER FUNNEL WITH JOINT CA& | 1X1EA | 1 | 178 | Sigma-Aldrich | Z547859-1EA | https://www.sigmaaldrich.com/LT/en
Z547867-1EA | INNER TUBE FOR SYSTEM 45 MNNG DIAZOMETH& | 1X1EA | 1 | 51 | Sigma-Aldrich | Z547867-1EA | https://www.sigmaaldrich.com/LT/en
Z547883-1EA | SAFETYBARB(R) REPLACEMENT FITTING ANGLE& | 1X1EA | 1 | 12 | Sigma-Aldrich | Z547883-1EA | https://www.sigmaaldrich.com/LT/en
Z548014-1EA | ALDRICH(R) SEPARATORY FUNNEL WITH GLASS& | 1X1EA | 1 | 121 | Sigma-Aldrich | Z548014-1EA | https://www.sigmaaldrich.com/LT/en
Z548030-1EA | ALDRICH(R) SEPARATORY FUNNEL WITH GLASS& | 1X1EA | 1 | 98 | Sigma-Aldrich | Z548030-1EA | https://www.sigmaaldrich.com/LT/en
Z548049-1EA | ALDRICH(R) SEPARATORY FUNNEL WITH GLASS& | 1X1EA | 1 | 214 | Sigma-Aldrich | Z548049-1EA | https://www.sigmaaldrich.com/LT/en
Z548057-1EA | ALDRICH(R) SEPARATORY FUNNEL WITH PTFE & | 1X1EA | 1 | 82 | Sigma-Aldrich | Z548057-1EA | https://www.sigmaaldrich.com/LT/en
Z548065-1EA | ALDRICH(R) SEPARATORY FUNNEL WITH PTFE & | 1X1EA | 1 | 85 | Sigma-Aldrich | Z548065-1EA | https://www.sigmaaldrich.com/LT/en
Z548073-1EA | ALDRICH(R) BUCHNER FUNNEL WITH JOINT CA& | 1X1EA | 1 | 221 | Sigma-Aldrich | Z548073-1EA | https://www.sigmaaldrich.com/LT/en
Z548081-1EA | ALDRICH(R) BUCHNER FUNNEL WITH JOINT CA& | 1X1EA | 1 | 221 | Sigma-Aldrich | Z548081-1EA | https://www.sigmaaldrich.com/LT/en
Z548103-1EA | ALDRICH(R) BUCHNER FUNNEL WITH JOINT CA& | 1X1EA | 1 | 234 | Sigma-Aldrich | Z548103-1EA | https://www.sigmaaldrich.com/LT/en
Z548111-1EA | ALDRICH(R) BUCHNER FUNNEL WITH JOINT CA& | 1X1EA | 1 | 234 | Sigma-Aldrich | Z548111-1EA | https://www.sigmaaldrich.com/LT/en
Z548146-1EA | ALDRICH(R) SEPARATORY FUNNEL WITH PTFE & | 1X1EA | 1 | 98 | Sigma-Aldrich | Z548146-1EA | https://www.sigmaaldrich.com/LT/en
Z548154-1EA | ALDRICH(R) SEPARATORY FUNNEL WITH PTFE & | 1X1EA | 1 | 134 | Sigma-Aldrich | Z548154-1EA | https://www.sigmaaldrich.com/LT/en
Z548162-1EA | ALDRICH(R) SEPARATORY FUNNEL WITH PTFE & | 1X1EA | 1 | 255 | Sigma-Aldrich | Z548162-1EA | https://www.sigmaaldrich.com/LT/en
Z548170-1EA | ALDRICH(R) BUCHNER FUNNEL WITH JOINT CA& | 1X1EA | 1 | 402 | Sigma-Aldrich | Z548170-1EA | https://www.sigmaaldrich.com/LT/en
Z548189-1EA | ALDRICH(R) BUCHNER FUNNEL WITH JOINT CA& | 1X1EA | 1 | 402 | Sigma-Aldrich | Z548189-1EA | https://www.sigmaaldrich.com/LT/en
Z548197-1EA | ALDRICH(R) BUCHNER FUNNEL WITH JOINT CA& | 1X1EA | 1 | 402 | Sigma-Aldrich | Z548197-1EA | https://www.sigmaaldrich.com/LT/en
Z548200-1EA | ALDRICH(R) BUCHNER FUNNEL WITH JOINT CA& | 1X1EA | 1 | 382 | Sigma-Aldrich | Z548200-1EA | https://www.sigmaaldrich.com/LT/en
Z548219-1PAK | SPILFYTER(R) HAZMAT SPILL CONTROL, POLY& | 1X1PAK | 1 | 160 | Sigma-Aldrich | Z548219-1PAK | https://www.sigmaaldrich.com/LT/en
Z550019-1EA | ALDRICH(R) BUCHNER FUNNEL FUNNEL CAPACI& | 1X1EA | 1 | 805 | Sigma-Aldrich | Z550019-1EA | https://www.sigmaaldrich.com/LT/en
Z550027-1EA | ALDRICH(R) BUCHNER FUNNEL FUNNEL CAPACI& | 1X1EA | 1 | 55 | Sigma-Aldrich | Z550027-1EA | https://www.sigmaaldrich.com/LT/en
Z550035-1EA | ALDRICH(R) BUCHNER FUNNEL FUNNEL CAPACI& | 1X1EA | 1 | 98 | Sigma-Aldrich | Z550035-1EA | https://www.sigmaaldrich.com/LT/en
Z550043-1EA | ALDRICH(R) BUCHNER FUNNEL FUNNEL CAPACI& | 1X1EA | 1 | 133 | Sigma-Aldrich | Z550043-1EA | https://www.sigmaaldrich.com/LT/en
Z550094-1EA | ALDRICH(R) BUCHNER FUNNEL FUNNEL CAPACI& | 1X1EA | 1 | 804 | Sigma-Aldrich | Z550094-1EA | https://www.sigmaaldrich.com/LT/en
Z550124-1EA | ALDRICH(R) BUCHNER FUNNEL FUNNEL CAPACI& | 1X1EA | 1 | 50 | Sigma-Aldrich | Z550124-1EA | https://www.sigmaaldrich.com/LT/en
Z550310-1EA | ALDRICH(R) HIRSCH FUNNEL JOINT: ST/NS 1& | 1X1EA | 1 | 97 | Sigma-Aldrich | Z550310-1EA | https://www.sigmaaldrich.com/LT/en
Z550388-1EA | ALDRICH(R) JACKETED BUCHNER FUNNEL WITH& | 1X1EA | 1 | 321 | Sigma-Aldrich | Z550388-1EA | https://www.sigmaaldrich.com/LT/en
Z550396-1EA | ALDRICH(R) JACKETED BUCHNER FUNNEL WITH& | 1X1EA | 1 | 321 | Sigma-Aldrich | Z550396-1EA | https://www.sigmaaldrich.com/LT/en
Z550485-1EA | ALDRICH(R) JACKETED BUCHNER FUNNEL WITH& | 1X1EA | 1 | 369 | Sigma-Aldrich | Z550485-1EA | https://www.sigmaaldrich.com/LT/en
Z550515-1EA | ALDRICH(R) JACKETED BUCHNER FUNNEL WITH& | 1X1EA | 1 | 458 | Sigma-Aldrich | Z550515-1EA | https://www.sigmaaldrich.com/LT/en
Z550523-1EA | ALDRICH(R) JACKETED BUCHNER FUNNEL WITH& | 1X1EA | 1 | 369 | Sigma-Aldrich | Z550523-1EA | https://www.sigmaaldrich.com/LT/en
Z550574-1EA | ALDRICH(R) SEPARATORY FUNNEL WITH GLASS& | 1X1EA | 1 | 65 | Sigma-Aldrich | Z550574-1EA | https://www.sigmaaldrich.com/LT/en
Z550582-1EA | ALDRICH(R) SEPARATORY FUNNEL WITH GLASS& | 1X1EA | 1 | 85 | Sigma-Aldrich | Z550582-1EA | https://www.sigmaaldrich.com/LT/en
Z550647-1EA | ALDRICH(R) SEPARATORY FUNNEL WITH GLASS& | 1X1EA | 1 | 134 | Sigma-Aldrich | Z550647-1EA | https://www.sigmaaldrich.com/LT/en
Z550655-1EA | ALDRICH(R) SEPARATORY FUNNEL WITH GLASS& | 1X1EA | 1 | 125 | Sigma-Aldrich | Z550655-1EA | https://www.sigmaaldrich.com/LT/en
Z550663-1EA | ALDRICH(R) SEPARATORY FUNNEL WITH GLASS& | 1X1EA | 1 | 260 | Sigma-Aldrich | Z550663-1EA | https://www.sigmaaldrich.com/LT/en
Z550698-1EA | ALDRICH(R) SEPARATORY FUNNEL WITH PTFE & | 1X1EA | 1 | 87 | Sigma-Aldrich | Z550698-1EA | https://www.sigmaaldrich.com/LT/en
Z550736-1EA | ALDRICH(R) JACKETED BUCHNER FUNNEL WITH& | 1X1EA | 1 | 645 | Sigma-Aldrich | Z550736-1EA | https://www.sigmaaldrich.com/LT/en
Z550752-1EA | ALDRICH(R) SEPARATORY FUNNEL WITH PTFE & | 1X1EA | 1 | 94 | Sigma-Aldrich | Z550752-1EA | https://www.sigmaaldrich.com/LT/en
Z550760-1EA | ALDRICH(R) SEPARATORY FUNNEL WITH PTFE & | 1X1EA | 1 | 114 | Sigma-Aldrich | Z550760-1EA | https://www.sigmaaldrich.com/LT/en
Z550779-1EA | ALDRICH(R) SEPARATORY FUNNEL WITH PTFE & | 1X1EA | 1 | 176 | Sigma-Aldrich | Z550779-1EA | https://www.sigmaaldrich.com/LT/en
Z550833-1PAK | SPILFYTER(R) HAZMAT SPILL CONTROL, POLY& | 1X1PAK | 1 | 154 | Sigma-Aldrich | Z550833-1PAK | https://www.sigmaaldrich.com/LT/en
Z550965-1PAK | GRADUATED VALUMETRIC(R) BOTTLES POLYPRO& | 1X1PAK | 1 | 133 | Sigma-Aldrich | Z550965-1PAK | https://www.sigmaaldrich.com/LT/en
Z550973-1PAK | GRADUATED VALUMETRIC(R) BOTTLES POLYPRO& | 1X1PAK | 1 | 174 | Sigma-Aldrich | Z550973-1PAK | https://www.sigmaaldrich.com/LT/en
Z550981-1PAK | GRADUATED VALUMETRIC(R) BOTTLES POLYPRO& | 1X1PAK | 1 | 221 | Sigma-Aldrich | Z550981-1PAK | https://www.sigmaaldrich.com/LT/en
Z551007-1PAK | GRADUATED VALUMETRIC(R) BOTTLES POLYPRO& | 1X1PAK | 1 | 243 | Sigma-Aldrich | Z551007-1PAK | https://www.sigmaaldrich.com/LT/en
Z551023-1PAK | GRADUATED VALUMETRIC(R) BOTTLES POLYPRO& | 1X1PAK | 1 | 163 | Sigma-Aldrich | Z551023-1PAK | https://www.sigmaaldrich.com/LT/en
Z551031-1PAK | GRADUATED VALUMETRIC(R) BOTTLES POLYPRO& | 1X1PAK | 1 | 215 | Sigma-Aldrich | Z551031-1PAK | https://www.sigmaaldrich.com/LT/en
Z551058-1PAK | GRADUATED VALUMETRIC(R) BOTTLES POLYPRO& | 1X1PAK | 1 | 286 | Sigma-Aldrich | Z551058-1PAK | https://www.sigmaaldrich.com/LT/en
Z551171-1PAK | GRADUATED VALUMETRIC(R) BOTTLES BLACK P& | 1X1PAK | 1 | 133 | Sigma-Aldrich | Z551171-1PAK | https://www.sigmaaldrich.com/LT/en
Z551198-1PAK | GRADUATED VALUMETRIC(R) BOTTLES BLACK P& | 1X1PAK | 1 | 145 | Sigma-Aldrich | Z551198-1PAK | https://www.sigmaaldrich.com/LT/en
Z551201-1PAK | GRADUATED VALUMETRIC(R) BOTTLES BLACK P& | 1X1PAK | 1 | 164 | Sigma-Aldrich | Z551201-1PAK | https://www.sigmaaldrich.com/LT/en
Z551228-1PAK | GRADUATED VALUMETRIC(R) BOTTLES BLACK P& | 1X1PAK | 1 | 168 | Sigma-Aldrich | Z551228-1PAK | https://www.sigmaaldrich.com/LT/en
Z551236-1PAK | GRADUATED VALUMETRIC(R) BOTTLES BLACK P& | 1X1PAK | 1 | 130 | Sigma-Aldrich | Z551236-1PAK | https://www.sigmaaldrich.com/LT/en
Z551244-1PAK | GRADUATED VALUMETRIC(R) BOTTLES BLACK P& | 1X1PAK | 1 | 151 | Sigma-Aldrich | Z551244-1PAK | https://www.sigmaaldrich.com/LT/en
Z553220-1EA | SECADOR(R) DESICCATOR CABINET MODEL 4.0& | 1X1EA | 1 | 1049 | Sigma-Aldrich | Z553220-1EA | https://www.sigmaaldrich.com/LT/en
Z553247-1EA | SECADOR(R) DESICCATOR CABINET MODEL 4.0& | 1X1EA | 1 | 1049 | Sigma-Aldrich | Z553247-1EA | https://www.sigmaaldrich.com/LT/en
Z553255-1EA | SECADOR(R) DESICCATOR CABINET MODEL 1.0& | 1X1EA | 1 | 296 | Sigma-Aldrich | Z553255-1EA | https://www.sigmaaldrich.com/LT/en
Z553263-1EA | SECADOR(R) DESICCATOR CABINET MODEL 1.0& | 1X1EA | 1 | 299 | Sigma-Aldrich | Z553263-1EA | https://www.sigmaaldrich.com/LT/en
Z553379-1EA | ALDRICH(R) AUTOMATIC SHUT-OFF QUICK-DIS& | 1X1EA | 1 | 34 | Sigma-Aldrich | Z553379-1EA | https://www.sigmaaldrich.com/LT/en
Z553387-1EA | ALDRICH(R) AUTOMATIC SHUT-OFF QUICK-DIS& | 1X1EA | 1 | 23 | Sigma-Aldrich | Z553387-1EA | https://www.sigmaaldrich.com/LT/en
Z553557-1EA | ALDRICH(R) DRY ICE CONDENSER-TRAP WITH & | 1X1EA | 1 | 579 | Sigma-Aldrich | Z553557-1EA | https://www.sigmaaldrich.com/LT/en
Z553565-1EA | ALDRICH(R) DRY ICE CONDENSER-TRAP WITH & | 1X1EA | 1 | 571 | Sigma-Aldrich | Z553565-1EA | https://www.sigmaaldrich.com/LT/en
Z553573-1EA | ALDRICH(R) DRY ICE CONDENSER-TRAP WITH & | 1X1EA | 1 | 577 | Sigma-Aldrich | Z553573-1EA | https://www.sigmaaldrich.com/LT/en
Z553581-1EA | ALDRICH(R) MODIFIED FRIEDRICHS CONDENSE& | 1X1EA | 1 | 260 | Sigma-Aldrich | Z553581-1EA | https://www.sigmaaldrich.com/LT/en
Z553603-1EA | ALDRICH(R) COILED CONDENSER WITH SAFETY& | 1X1EA | 1 | 530 | Sigma-Aldrich | Z553603-1EA | https://www.sigmaaldrich.com/LT/en
Z553646-1EA | ALDRICH(R) MODIFIED FRIEDRICHS CONDENSE& | 1X1EA | 1 | 336 | Sigma-Aldrich | Z553646-1EA | https://www.sigmaaldrich.com/LT/en
Z553654-1EA | ALDRICH(R) MODIFIED FRIEDRICHS CONDENSE& | 1X1EA | 1 | 244 | Sigma-Aldrich | Z553654-1EA | https://www.sigmaaldrich.com/LT/en
Z553662-1EA | ALDRICH(R) LIEBIG CONDENSER WITH SAFETY& | 1X1EA | 1 | 75 | Sigma-Aldrich | Z553662-1EA | https://www.sigmaaldrich.com/LT/en
Z553670-1EA | ALDRICH(R) LIEBIG CONDENSER WITH SAFETY& | 1X1EA | 1 | 100 | Sigma-Aldrich | Z553670-1EA | https://www.sigmaaldrich.com/LT/en
Z553786-1EA | SECADOR(R) DESICCATOR CABINET MODEL 2.0& | 1X1EA | 1 | 592 | Sigma-Aldrich | Z553786-1EA | https://www.sigmaaldrich.com/LT/en
Z553808-1EA | SECADOR(R) DESICCATOR CABINET MODEL 3.0& | 1X1EA | 1 | 753 | Sigma-Aldrich | Z553808-1EA | https://www.sigmaaldrich.com/LT/en
Z553875-1EA | ALDRICH(R) SAFETY BUBBLER WITH SAFETYBA& | 1X1EA | 1 | 163 | Sigma-Aldrich | Z553875-1EA | https://www.sigmaaldrich.com/LT/en
Z617709-125EA | GREINER(TM) SAPPHIRE PCR TUBE CAPS, 0.2& | 1X125EA | 1 | 37 | Sigma-Aldrich | Z617709-125EA | https://www.sigmaaldrich.com/LT/en
Z635472-1EA | SWISS BOY LAB JACK PLATE FOR MODELS 110& | 1X1EA | 1 | 52 | Sigma-Aldrich | Z635472-1EA | https://www.sigmaaldrich.com/LT/en
Z635480-1EA | SWISS BOY LAB JACK PLATE FOR MODELS 110& | 1X1EA | 1 | 84 | Sigma-Aldrich | Z635480-1EA | https://www.sigmaaldrich.com/LT/en
Z706078-50EA | SIGMA-ALDRICH ELECTROPORATION CUVETTE, 0 | 1X50EA | 1 | 200 | Sigma-Aldrich | Z706078-50EA | https://www.sigmaaldrich.com/LT/en
Z706086-50EA | SIGMA-ALDRICH ELECTROPORATION CUVETTE, 0 | 1X50EA | 1 | 197 | Sigma-Aldrich | Z706086-50EA | https://www.sigmaaldrich.com/LT/en
Z706094-50EA | SIGMA-ALDRICH ELECTROPORATION CUVETTE, 0 | 1X50EA | 1 | 201 | Sigma-Aldrich | Z706094-50EA | https://www.sigmaaldrich.com/LT/en
Z706108-1EA | REPLACEMENT 6 x 1.5 ML ROTOR FOR SPECTRA | 1X1EA | 1 | 45 | Sigma-Aldrich | Z706108-1EA | https://www.sigmaaldrich.com/LT/en
Z707384-200EA | SEALPLATE(TM) MINISTRIPS FILM NON-STERI& | 1X200EA | 1 | 51 | Sigma-Aldrich | Z707384-200EA | https://www.sigmaaldrich.com/LT/en
Z707414-100EA | THINSEAL(TM) STERILE | 1X100EA | 1 | 102 | Sigma-Aldrich | Z707414-100EA | https://www.sigmaaldrich.com/LT/en
Z707430-100EA | AERASEAL(TM) FILM NON-STERILE | 1X100EA | 1 | 97 | Sigma-Aldrich | Z707430-100EA | https://www.sigmaaldrich.com/LT/en
Z707465-100EA | THERMALSEAL RT(TM) FILM THICKNESS 2 MIL | 1X100EA | 1 | 160 | Sigma-Aldrich | Z707465-100EA | https://www.sigmaaldrich.com/LT/en
Z708968-1PAK | HLT 10 REACH, 0.1 TO 10 UL, PURE PACKED, | 1X1PAK | 1 | 80 | Sigma-Aldrich | Z708968-1PAK | https://www.sigmaaldrich.com/LT/en
Z708968-5PAK | HLT 10 REACH, 0.1 TO 10 UL, PURE PACKED, | 1X5PAK | 1 | 292 | Sigma-Aldrich | Z708968-5PAK | https://www.sigmaaldrich.com/LT/en
Z709034-1PAK | HLT 200 MICROPOINT, 0.5 TO 200 UL, PURE | 1X1PAK | 1 | 68 | Sigma-Aldrich | Z709034-1PAK | https://www.sigmaaldrich.com/LT/en
Z709034-5PAK | HLT 200 MICROPOINT, 0.5 TO 200 UL, PURE | 1X5PAK | 1 | 251 | Sigma-Aldrich | Z709034-5PAK | https://www.sigmaaldrich.com/LT/en
Z709042-1PAK | HLT 200 MICROPOINT, 0.5 TO 200 UL,RACKED | 1X1PAK | 1 | 59 | Sigma-Aldrich | Z709042-1PAK | https://www.sigmaaldrich.com/LT/en
Z709042-5PAK | HLT 200 MICROPOINT, 0.5 TO 200 UL,RACKED | 1X5PAK | 1 | 214 | Sigma-Aldrich | Z709042-5PAK | https://www.sigmaaldrich.com/LT/en
Z709050-1PAK | HLT 300, 1 TO 300 UL, PURE PACKED , STER | 1X1PAK | 1 | 82 | Sigma-Aldrich | Z709050-1PAK | https://www.sigmaaldrich.com/LT/en
Z709050-5PAK | HLT 300, 1 TO 300 UL, PURE PACKED , STER | 1X5PAK | 1 | 303 | Sigma-Aldrich | Z709050-5PAK | https://www.sigmaaldrich.com/LT/en
Z709093-1PAK | HLT 1000 SOFTFIT, 100 TO 1000 UL, PURE P | 1X1PAK | 1 | 72 | Sigma-Aldrich | Z709093-1PAK | https://www.sigmaaldrich.com/LT/en
Z709093-4PAK | HLT 1000 SOFTFIT, 100 TO 1000 UL, PURE P | 1X4PAK | 1 | 212 | Sigma-Aldrich | Z709093-4PAK | https://www.sigmaaldrich.com/LT/en
Z687928-5EA | IDMOC(TM) TISSUE CULTURE PLATE, 4 CHAMB& | 1X5EA | 1 | 588 | Sigma-Aldrich | Z687928-5EA | https://www.sigmaaldrich.com/LT/en
Z688363-1PAK | LASER TOUGH-TAGS(R) SIDEWALL, SIZE 0.9& | 1X1PAK | 1 | 84 | Sigma-Aldrich | Z688363-1PAK | https://www.sigmaaldrich.com/LT/en
Z688533-1PAK | MICROSCOPE SLIDE-GRIDS, DISPOSABLE | 1X1PAK | 1 | 36 | Sigma-Aldrich | Z688533-1PAK | https://www.sigmaaldrich.com/LT/en
Z688096-1EA | E-VAC POLYPROPYLENE BOTTLE, 4 L, WITH Q& | 1X1EA | 1 | 539 | Sigma-Aldrich | Z688096-1EA | https://www.sigmaaldrich.com/LT/en
Z688525-1PAK | WASH-OFF LABELS, SIZE 2.625 1.00 IN., | 1X1PAK | 1 | 125 | Sigma-Aldrich | Z688525-1PAK | https://www.sigmaaldrich.com/LT/en
Z687375-1EA | FILTER MEDIA REFILL, FOR THE PRIMARY VA& | 1X1EA | 1 | 126 | Sigma-Aldrich | Z687375-1EA | https://www.sigmaaldrich.com/LT/en
Z688126-1EA | E-VAC POLYPROPYLENE BOTTLE, 4 L, WITH S& | 1X1EA | 1 | 131 | Sigma-Aldrich | Z688126-1EA | https://www.sigmaaldrich.com/LT/en
Z688371-1EA | LASER TOUGH-SPOTS(R), DIAM. 1/2 IN., WH& | 1X1EA | 1 | 33 | Sigma-Aldrich | Z688371-1EA | https://www.sigmaaldrich.com/LT/en
Z688541-1EA | ANGLED BOTTLE REST | 1X1EA | 1 | 100 | Sigma-Aldrich | Z688541-1EA | https://www.sigmaaldrich.com/LT/en
Z687278-1EA | PRIMARY VAPOR REMOVAL FILTER MODULE WIT& | 1X1EA | 1 | 699 | Sigma-Aldrich | Z687278-1EA | https://www.sigmaaldrich.com/LT/en
Z687391-1EA | HEPA FILTER, PRIMARY REPLACEMENT, FOR A& | 1X1EA | 1 | 304 | Sigma-Aldrich | Z687391-1EA | https://www.sigmaaldrich.com/LT/en
Z690589-1EA | ACE REPLACEMENT STIRRER SHAFT WITH AGIT& | 1X1EA | 1 | 509 | Sigma-Aldrich | Z690589-1EA | https://www.sigmaaldrich.com/LT/en
Z690430-1EA | ACE REPLACEMENT ADAPTER, PTFE, FITS 250& | 1X1EA | 1 | 65 | Sigma-Aldrich | Z690430-1EA | https://www.sigmaaldrich.com/LT/en
Z690171-1EA | WELCH(R) PERISTALTIC PUMP, ANALOG, AC I& | 1X1EA | 1 | 1176 | Sigma-Aldrich | Z690171-1EA | https://www.sigmaaldrich.com/LT/en
Z685321-1EA | PLATINUM DISH, WITH REINFORCED RIM, CAP& | 1X1EA | 1 | 1696 | Sigma-Aldrich | Z685321-1EA | https://www.sigmaaldrich.com/LT/en
CLS480135-6EA | CORNING(R) MICROCENTRIFUGE INDIVIDUAL A& | 1X6EA | 1 | 52 | Sigma-Aldrich | CLS480135-6EA | https://www.sigmaaldrich.com/LT/en
Z688142-1EA | M-VAC STAINLESS STEEL STAND, HOLDS E-VA& | 1X1EA | 1 | 166 | Sigma-Aldrich | Z688142-1EA | https://www.sigmaaldrich.com/LT/en
Z688444-1KT | LAB-SORB(TM) VARIETY STARTER KIT (WITH & | 1X1KIT | 1 | 63 | Sigma-Aldrich | Z688444-1KT | https://www.sigmaaldrich.com/LT/en
Z688584-1PAK | Laser Cryo-Babies(R) and Cryo-Tags(R), C | 1X1PAK | 1 | 78 | Sigma-Aldrich | Z688584-1PAK | https://www.sigmaaldrich.com/LT/en
Z687162-100EA | NUNCLON(R) D MULTIDISHES, 4 WELLS, 5 ML& | 1X100EA | 1 | 866 | Sigma-Aldrich | Z687162-100EA | https://www.sigmaaldrich.com/LT/en
Z688045-3EA | CELLINE ADHERE BIOREACTOR FLASK, AD 1000 | 1X3EA | 1 | 1078 | Sigma-Aldrich | Z688045-3EA | https://www.sigmaaldrich.com/LT/en
Z688185-1EA | HANDEVAC HANDHELD ASPIRATOR SINGLE CHAN& | 1X1EA | 1 | 41 | Sigma-Aldrich | Z688185-1EA | https://www.sigmaaldrich.com/LT/en
Z688304-500EA | LIGHTSAFE MICRO CENTRIFUGE TUBES, 0.5 M& | 1X500EA | 1 | 42 | Sigma-Aldrich | Z688304-500EA | https://www.sigmaaldrich.com/LT/en
Z688487-40EA | BIO-PURE(TM) ALCOHOL WIPES | 1X40EA | 1 | 16 | Sigma-Aldrich | Z688487-40EA | https://www.sigmaaldrich.com/LT/en
Z687200-1EA | ALDRICH(R) COMPACT DUCTLESS AIR CLEANIN& | 1X1EA | 1 | 1892 | Sigma-Aldrich | Z687200-1EA | https://www.sigmaaldrich.com/LT/en
Z687332-1EA | FILTER MEDIA REFILL, FOR THE PRIMARY VA& | 1X1EA | 1 | 74 | Sigma-Aldrich | Z687332-1EA | https://www.sigmaaldrich.com/LT/en
Z687545-3EA | 3D BIOTEK 3D INSERT(TM)-PS SCAFFOLD, FO& | 1X3EA | 1 | 97 | Sigma-Aldrich | Z687545-3EA | https://www.sigmaaldrich.com/LT/en
Z687871-1EA | IDMOC(TM) TISSUE CULTURE PLATE, 4 CHAMB& | 1X1EA | 1 | 118 | Sigma-Aldrich | Z687871-1EA | https://www.sigmaaldrich.com/LT/en
Z690384-1EA | ACE REPLACEMENT REACTOR HEAD, PTFE, 4 O& | 1X1EA | 1 | 289 | Sigma-Aldrich | Z690384-1EA | https://www.sigmaaldrich.com/LT/en
Z685291-1EA | PLATINUM CRUCIBLE, WITH REINFORCED RIM,& | 1X1EA | 1 | 2323 | Sigma-Aldrich | Z685291-1EA | https://www.sigmaaldrich.com/LT/en
Z688339-50EA | LIGHTSAFE CENTRIFUGE TUBES, 50 ML, POLY& | 1X50EA | 1 | 46 | Sigma-Aldrich | Z688339-50EA | https://www.sigmaaldrich.com/LT/en
Z687553-12EA | 3D BIOTEK 3D INSERT(TM)-PS SCAFFOLD, FO& | 1X12EA | 1 | 97 | Sigma-Aldrich | Z687553-12EA | https://www.sigmaaldrich.com/LT/en
Z688053-1EA | E-VAC ASPIRATION WASTE SYSTEM, WITH 4 L& | 1X1EA | 1 | 2960 | Sigma-Aldrich | Z688053-1EA | https://www.sigmaaldrich.com/LT/en
Z688193-1EA | HANDEVAC HANDHELD ASPIRATOR 8-CHANNEL A& | 1X1EA | 1 | 193 | Sigma-Aldrich | Z688193-1EA | https://www.sigmaaldrich.com/LT/en
Z688312-500EA | LIGHTSAFE MICRO CENTRIFUGE TUBES, 1.5 M& | 1X500EA | 1 | 44 | Sigma-Aldrich | Z688312-500EA | https://www.sigmaaldrich.com/LT/en
Z687219-1EA | PORTABLE CASTER BASE, FOR ALDRICH(R) CO& | 1X1EA | 1 | 201 | Sigma-Aldrich | Z687219-1EA | https://www.sigmaaldrich.com/LT/en
Z687898-1EA | IDMOC(TM) TISSUE CULTURE PLATE, 16 CHAM& | 1X1EA | 1 | 118 | Sigma-Aldrich | Z687898-1EA | https://www.sigmaaldrich.com/LT/en
Z685356-1EA | PLATINUM DISH, WITH REINFORCED RIM, CAP& | 1X1EA | 1 | 2989 | Sigma-Aldrich | Z685356-1EA | https://www.sigmaaldrich.com/LT/en
Z688061-1EA | E-VAC ASPIRATION WASTE SYSTEM, WITH 4 L& | 1X1EA | 1 | 2186 | Sigma-Aldrich | Z688061-1EA | https://www.sigmaaldrich.com/LT/en
Z688207-1EA | HANDEVAC HANDHELD ASPIRATOR 8-CHANNEL A& | 1X1EA | 1 | 129 | Sigma-Aldrich | Z688207-1EA | https://www.sigmaaldrich.com/LT/en
Z688320-50EA | LIGHTSAFE CENTRIFUGE TUBES, 15 ML, POLY& | 1X50EA | 1 | 34 | Sigma-Aldrich | Z688320-50EA | https://www.sigmaaldrich.com/LT/en
Z687227-1EA | PRIMARY VAPOR REMOVAL FILTER MODULE WIT& | 1X1EA | 1 | 520 | Sigma-Aldrich | Z687227-1EA | https://www.sigmaaldrich.com/LT/en
Z687359-1EA | FILTER MEDIA REFILL, FOR THE PRIMARY VA& | 1X1EA | 1 | 103 | Sigma-Aldrich | Z687359-1EA | https://www.sigmaaldrich.com/LT/en
Z690406-1EA | ACE REPLACEMENT QUICK-RELEASE CLAMP, DI& | 1X1EA | 1 | 128 | Sigma-Aldrich | Z690406-1EA | https://www.sigmaaldrich.com/LT/en
CLS10043-2EA | CORNING(R) HYPERSTACK(R) DISPOSABLE TUB& | 1X2EA | 1 | 780 | Sigma-Aldrich | CLS10043-2EA | https://www.sigmaaldrich.com/LT/en
Z690287-1PAK | WELCH(R) PVC TUBING CARTRIDGE KIT FOR G& | 1X1PAK | 1 | 105 | Sigma-Aldrich | Z690287-1PAK | https://www.sigmaaldrich.com/LT/en
Z690163-1EA | ROLL-SEAL(TM) ALUMASEAL(R) FOIL, 1 ROLL& | 1X1EA | 1 | 519 | Sigma-Aldrich | Z690163-1EA | https://www.sigmaaldrich.com/LT/en
Z690198-20EA | WELCH(R) SNAP-GRIP CLAMPS FOR PERISTALT& | 1X20EA | 1 | 24 | Sigma-Aldrich | Z690198-20EA | https://www.sigmaaldrich.com/LT/en
Z690244-1PAK | WELCH(R) SILICONE TUBING CARTRIDGE KIT & | 1X1PAK | 1 | 85 | Sigma-Aldrich | Z690244-1PAK | https://www.sigmaaldrich.com/LT/en
Z690260-1PAK | WELCH(R) PVC TUBING CARTRIDGE KIT FOR G& | 1X1PAK | 1 | 99 | Sigma-Aldrich | Z690260-1PAK | https://www.sigmaaldrich.com/LT/en
Z690279-1PAK | WELCH(R) PVC TUBING CARTRIDGE KIT FOR G& | 1X1PAK | 1 | 85 | Sigma-Aldrich | Z690279-1PAK | https://www.sigmaaldrich.com/LT/en
Z691453-1EA | SCIENCEWARE(R) COMPACT SUPPORT STAND, C& | 1X1EA | 1 | 85 | Sigma-Aldrich | Z691453-1EA | https://www.sigmaaldrich.com/LT/en
Z690600-1EA | MYBATH(TM) DIGITAL WATER BATH, AC INPUT& | 1X1EA | 1 | 1020 | Sigma-Aldrich | Z690600-1EA | https://www.sigmaaldrich.com/LT/en
Z690619-1EA | MYBATH(TM) DIGITAL WATER BATH, AC INPUT& | 1X1EA | 1 | 1039 | Sigma-Aldrich | Z690619-1EA | https://www.sigmaaldrich.com/LT/en
Z691070-5EA | CLIPOX(R) GROUND GLASS JOINT CLIP FOR C& | 1X5EA | 1 | 15 | Sigma-Aldrich | Z691070-5EA | https://www.sigmaaldrich.com/LT/en
Z691089-5EA | CLIPOX(R) GROUND GLASS JOINT CLIP FOR C& | 1X5EA | 1 | 16 | Sigma-Aldrich | Z691089-5EA | https://www.sigmaaldrich.com/LT/en
Z691097-5EA | CLIPOX(R) GROUND GLASS JOINT CLIP FOR C& | 1X5EA | 1 | 16 | Sigma-Aldrich | Z691097-5EA | https://www.sigmaaldrich.com/LT/en
Z691135-5EA | CLIPOX(R) GROUND GLASS JOINT CLIP FOR C& | 1X5EA | 1 | 22 | Sigma-Aldrich | Z691135-5EA | https://www.sigmaaldrich.com/LT/en
Z691143-5EA | CLIPOX(R) GROUND GLASS JOINT CLIP FOR C& | 1X5EA | 1 | 24 | Sigma-Aldrich | Z691143-5EA | https://www.sigmaaldrich.com/LT/en
Z688452-50EA | LAB-SORB(TM) DISPOSAL BAGS, 25 SMALL (5& | 1X50EA | 1 | 38 | Sigma-Aldrich | Z688452-50EA | https://www.sigmaaldrich.com/LT/en
Z688037-5EA | CELLINE CLASSIC BIOREACTOR FLASK, CL 350 | 1X5EA | 1 | 1441 | Sigma-Aldrich | Z688037-5EA | https://www.sigmaaldrich.com/LT/en
Z688177-1EA | HANDEVAC HANDHELD ASPIRATOR STAND | 1X1EA | 1 | 115 | Sigma-Aldrich | Z688177-1EA | https://www.sigmaaldrich.com/LT/en
Z688479-50EA | LAB-SORB(TM) DISPOSAL BAGS, 25 LARGE (2& | 1X50EA | 1 | 38 | Sigma-Aldrich | Z688479-50EA | https://www.sigmaaldrich.com/LT/en
Z687197-1EA | ALDRICH(R) COMPACT DUCTLESS AIR CLEANIN& | 1X1EA | 1 | 1980 | Sigma-Aldrich | Z687197-1EA | https://www.sigmaaldrich.com/LT/en
Z687324-1EA | PRIMARY HEPA FILTER MODULE WITH VAPOR A& | 1X1EA | 1 | 557 | Sigma-Aldrich | Z687324-1EA | https://www.sigmaaldrich.com/LT/en
Z690236-1PAK | WELCH(R) SILICONE TUBING CARTRIDGE KIT & | 1X1PAK | 1 | 73 | Sigma-Aldrich | Z690236-1PAK | https://www.sigmaaldrich.com/LT/en
Z691062-5EA | CLIPOX(R) GROUND GLASS JOINT CLIP FOR C& | 1X5EA | 1 | 14 | Sigma-Aldrich | Z691062-5EA | https://www.sigmaaldrich.com/LT/en
CLS4069-1EA | CORNING(R) LAMBDA(R) PLUS STARTER KIT, & | 1X1EA | 1 | 954 | Sigma-Aldrich | CLS4069-1EA | https://www.sigmaaldrich.com/LT/en
Z691461-1EA | UNIVERSAL TUBE RACK | 1X1EA | 1 | 57 | Sigma-Aldrich | Z691461-1EA | https://www.sigmaaldrich.com/LT/en
Z691577-1EA | MINIBIN(TM) ALUMINIUM FOIL, 6 IN. (153& | 1X1EA | 1 | 26 | Sigma-Aldrich | Z691577-1EA | https://www.sigmaaldrich.com/LT/en
Z691518-4EA | MAGLAB(TM) STORAGE SYSTEM, STARTER PACK | 1X4EA | 1 | 79 | Sigma-Aldrich | Z691518-4EA | https://www.sigmaaldrich.com/LT/en
Z509663-12PAK | TEST PAPERS NEUTRAL LITMUS | 1X12PAK | 1 | 29 | Sigma-Aldrich | Z509663-12PAK | https://www.sigmaaldrich.com/LT/en
Z691054-5EA | CLIPOX(R) GROUND GLASS JOINT CLIP FOR C& | 1X5EA | 1 | 13 | Sigma-Aldrich | Z691054-5EA | https://www.sigmaaldrich.com/LT/en
Z691550-1EA | MAGLAB(TM) STORAGE SYSTEM, MAGBOX(TM) O& | 1X1EA | 1 | 21 | Sigma-Aldrich | Z691550-1EA | https://www.sigmaaldrich.com/LT/en
Z688150-1EA | HANDEVAC HANDHELD ASPIRATOR, HAND OPERA& | 1X1EA | 1 | 385 | Sigma-Aldrich | Z688150-1EA | https://www.sigmaaldrich.com/LT/en
Z688630-1PAK | TITER TOPS(R) SEALING FILM FOR MICROPL& | 1X1PAK | 1 | 75 | Sigma-Aldrich | Z688630-1PAK | https://www.sigmaaldrich.com/LT/en
Z687170-1EA | ALDRICH(R) COMPACT DUCTLESS AIR CLEANIN& | 1X1EA | 1 | 2196 | Sigma-Aldrich | Z687170-1EA | https://www.sigmaaldrich.com/LT/en
Z687308-1EA | PRIMARY HEPA FILTER MODULE WITH VAPOR A& | 1X1EA | 1 | 546 | Sigma-Aldrich | Z687308-1EA | https://www.sigmaaldrich.com/LT/en
Z680478-1EA | DURAN(R) GL 45 CONNECTION SYSTEM CAPS A& | 1X1EA | 1 | 13 | Sigma-Aldrich | Z680478-1EA | https://www.sigmaaldrich.com/LT/en
Z688029-3EA | CELLINE CLASSIC BIOREACTOR FLASK, CL 10& | 1X3EA | 1 | 1069 | Sigma-Aldrich | Z688029-3EA | https://www.sigmaaldrich.com/LT/en
Z688169-1EA | HANDEVAC HANDHELD ASPIRATOR, COMPLETE O& | 1X1EA | 1 | 554 | Sigma-Aldrich | Z688169-1EA | https://www.sigmaaldrich.com/LT/en
Z688460-50EA | LAB-SORB(TM) DISPOSAL BAGS, 25 MEDIUM (& | 1X50EA | 1 | 38 | Sigma-Aldrich | Z688460-50EA | https://www.sigmaaldrich.com/LT/en
Z687189-1EA | ALDRICH(R) COMPACT DUCTLESS AIR CLEANIN& | 1X1EA | 1 | 1921 | Sigma-Aldrich | Z687189-1EA | https://www.sigmaaldrich.com/LT/en
Z691534-1EA | MAGLAB(TM) STORAGE SYSTEM, MAGWIPE(TM) & | 1X1EA | 1 | 21 | Sigma-Aldrich | Z691534-1EA | https://www.sigmaaldrich.com/LT/en
Z690481-1EA | ACE REPLACEMENT REACTOR BODY, CAPACITY & | 1X1EA | 1 | 2098 | Sigma-Aldrich | Z690481-1EA | https://www.sigmaaldrich.com/LT/en
Z690317-1EA | ALDRICH(R) COMPACT DUCTLESS AIR CLEANIN& | 1X1EA | 1 | 1921 | Sigma-Aldrich | Z690317-1EA | https://www.sigmaaldrich.com/LT/en
Z690503-1EA | ACE ALL-PTFE FILTER REACTOR ASSEMBLY, C& | 1X1EA | 1 | 6900 | Sigma-Aldrich | Z690503-1EA | https://www.sigmaaldrich.com/LT/en
Z692360-20EA | 3M(R) DUST/MIST RESPIRATOR 8810 | 1X20EA | 1 | 57 | Sigma-Aldrich | Z692360-20EA | https://www.sigmaaldrich.com/LT/en
Z692387-10EA | 3M(R) FACE MASK 9322 | 1X10EA | 1 | 47 | Sigma-Aldrich | Z692387-10EA | https://www.sigmaaldrich.com/LT/en
Z691119-5EA | CLIPOX(R) GROUND GLASS JOINT CLIP FOR C& | 1X5EA | 1 | 19 | Sigma-Aldrich | Z691119-5EA | https://www.sigmaaldrich.com/LT/en
Z687367-1EA | FILTER MEDIA REFILL, FOR THE PRIMARY VA& | 1X1EA | 1 | 85 | Sigma-Aldrich | Z687367-1EA | https://www.sigmaaldrich.com/LT/en
Z691569-1EA | MINIBIN(TM) ALUMINUM FOIL, 4 IN. (102 M& | 1X1EA | 1 | 18 | Sigma-Aldrich | Z691569-1EA | https://www.sigmaaldrich.com/LT/en
Z509647-12PAK | TEST PAPERS RED LITMUS | 1X12PAK | 1 | 29 | Sigma-Aldrich | Z509647-12PAK | https://www.sigmaaldrich.com/LT/en
Z691542-1EA | MAGLAB(TM) STORAGE SYSTEM, MAGPETTE(TM)& | 1X1EA | 1 | 21 | Sigma-Aldrich | Z691542-1EA | https://www.sigmaaldrich.com/LT/en
CLS3989-2EA | 96 WELL CULTURE PLATE, 1 X 8 STRIPWELL | 1X2EA | 1 | 959 | Sigma-Aldrich | CLS3989-2EA | https://www.sigmaaldrich.com/LT/en
Z675547-1EA | POLYPROPYLENE CARBOY WITH SPIGOT, 20L | 1X1EA | 1 | 204 | Sigma-Aldrich | Z675547-1EA | https://www.sigmaaldrich.com/LT/en
Z690414-1EA | ACE REPLACEMENT BOTTOM FILTER ASSEMBLY,& | 1X1EA | 1 | 314 | Sigma-Aldrich | Z690414-1EA | https://www.sigmaaldrich.com/LT/en
Z687235-1EA | PRIMARY VAPOR REMOVAL FILTER MODULE WIT& | 1X1EA | 1 | 657 | Sigma-Aldrich | Z687235-1EA | https://www.sigmaaldrich.com/LT/en
Z687936-5EA | IDMOC(TM) TISSUE CULTURE PLATE, 16 CHAM& | 1X5EA | 1 | 588 | Sigma-Aldrich | Z687936-5EA | https://www.sigmaaldrich.com/LT/en
CLS10042-2EA | CORNING(R) HYPERSTACK(R) DISPOSABLE TUB& | 1X2EA | 1 | 216 | Sigma-Aldrich | CLS10042-2EA | https://www.sigmaaldrich.com/LT/en
Z685399-1EA | PLATINUM COMBUSTION BOAT, 4 ML, 48 MM L& | 1X1EA | 1 | 1196 | Sigma-Aldrich | Z685399-1EA | https://www.sigmaaldrich.com/LT/en
Z690422-1EA | ACE PTFE VALVE | 1X1EA | 1 | 166 | Sigma-Aldrich | Z690422-1EA | https://www.sigmaaldrich.com/LT/en
Z688673-50EA | NUNC(R) 96 DEEPWELL(TM) FILTER PLATE, G& | 1X50EA | 1 | 1794 | Sigma-Aldrich | Z688673-50EA | https://www.sigmaaldrich.com/LT/en
Z688711-32EA | NUNC(R) 96 DEEPWELL(TM) PLATE, 1 ML, TR& | 1X32EA | 1 | 205 | Sigma-Aldrich | Z688711-32EA | https://www.sigmaaldrich.com/LT/en
Z688754-120EA | NUNC(R) IVF MULTIDISH, 4 WELL, NON-TREA& | 1X120EA | 1 | 337 | Sigma-Aldrich | Z688754-120EA | https://www.sigmaaldrich.com/LT/en
Z688843-30EA | NUNC(R) UPCELL(TM) SURFACE CELL CULTURE% | 1X30EA | 1 | 826 | Sigma-Aldrich | Z688843-30EA | https://www.sigmaaldrich.com/LT/en
Z690635-1EA | MYBATH(TM) MINI WATER BATH 40 X 0.5 ML & | 1X1EA | 1 | 99 | Sigma-Aldrich | Z690635-1EA | https://www.sigmaaldrich.com/LT/en
Z691100-5EA | CLIPOX(R) GROUND GLASS JOINT CLIP FOR C& | 1X5EA | 1 | 18 | Sigma-Aldrich | Z691100-5EA | https://www.sigmaaldrich.com/LT/en
Z687782-2EA | REPLACEMENT NMR NEEDLE FOR 50 UL EVOL(R& | 1X2EA | 1 | 47 | Sigma-Aldrich | Z687782-2EA | https://www.sigmaaldrich.com/LT/en
GBL665503-25EA | PRESS-TO-SEAL SILICONE ISOLATOR, 19 MM & | 1X25EA | 1 | 198 | Sigma-Aldrich | GBL665503-25EA | https://www.sigmaaldrich.com/LT/en
Z685429-1EA | PLATINUM COMBUSTION BOAT, 12 ML, 110 MM& | 1X1EA | 1 | 1833 | Sigma-Aldrich | Z685429-1EA | https://www.sigmaaldrich.com/LT/en
Z690252-1PAK | WELCH(R) SILICONE TUBING CARTRIDGE KIT & | 1X1PAK | 1 | 101 | Sigma-Aldrich | Z690252-1PAK | https://www.sigmaaldrich.com/LT/en
CLS431644-40EA | CORNING(R) ROLLER BOTTLES, NOT TREATED,& | 1X40EA | 1 | 696 | Sigma-Aldrich | CLS431644-40EA | https://www.sigmaaldrich.com/LT/en
Z688738-32EA | NUNC(R) 96 DEEPWELL# PLATE, NON-TREATED, | 1X32EA | 1 | 238 | Sigma-Aldrich | Z688738-32EA | https://www.sigmaaldrich.com/LT/en
GBL666117-25EA | PRESS-TO-SEAL SILICONE ISOLATOR, 16-7 M& | 1X25EA | 1 | 358 | Sigma-Aldrich | GBL666117-25EA | https://www.sigmaaldrich.com/LT/en
Z688789-6EA | NUNC(R) UPCELL(TM) SURFACE CELL CULTURE& | 1X6EA | 1 | 210 | Sigma-Aldrich | Z688789-6EA | https://www.sigmaaldrich.com/LT/en
Z685135-1EA | ACE POWDER FUNNEL WITH FLAT SIDE, 100 M& | 1X1EA | 1 | 93 | Sigma-Aldrich | Z685135-1EA | https://www.sigmaaldrich.com/LT/en
Z688665-180EA | NUNC(R) MICROWELL(TM) 96 WELL POLYSTYRE& | 1X180EA | 1 | 256 | Sigma-Aldrich | Z688665-180EA | https://www.sigmaaldrich.com/LT/en
Z688835-30EA | NUNC(R) UPCELL(TM) SURFACE CELL CULTURE& | 1X30EA | 1 | 843 | Sigma-Aldrich | Z688835-30EA | https://www.sigmaaldrich.com/LT/en
Z687790-5EA | REPLACEMENT NMR NEEDLE FOR 500 UL EVOL(& | 1X5EA | 1 | 106 | Sigma-Aldrich | Z687790-5EA | https://www.sigmaaldrich.com/LT/en
Z690686-1EA | BACTIZAPPER(TM) SLIDE DRYER | 1X1EA | 1 | 128 | Sigma-Aldrich | Z690686-1EA | https://www.sigmaaldrich.com/LT/en
Z688681-50EA | NUNC(R) 96 DEEPWELL(TM) FILTER PLATE, F& | 1X50EA | 1 | 1010 | Sigma-Aldrich | Z688681-50EA | https://www.sigmaaldrich.com/LT/en
Z688797-6EA | NUNC(R) UPCELL(TM) SURFACE CELL CULTURE& | 1X6EA | 1 | 208 | Sigma-Aldrich | Z688797-6EA | https://www.sigmaaldrich.com/LT/en
Z688851-30EA | NUNC(R) UPCELL(TM) SURFACE CELL CULTURE& | 1X30EA | 1 | 675 | Sigma-Aldrich | Z688851-30EA | https://www.sigmaaldrich.com/LT/en
Z688657-450EA | NUNCLON(R) D TUBE WITH FLAT SIDE, SURFA& | 1X450EA | 1 | 445 | Sigma-Aldrich | Z688657-450EA | https://www.sigmaaldrich.com/LT/en
Z688827-6EA | NUNC(R) UPCELL(TM) SURFACE CELL CULTURE& | 1X6EA | 1 | 331 | Sigma-Aldrich | Z688827-6EA | https://www.sigmaaldrich.com/LT/en
Z688703-50EA | NUNC(R) 96 DEEPWELL(TM) FILTER PLATE, U& | 1X50EA | 1 | 761 | Sigma-Aldrich | Z688703-50EA | https://www.sigmaaldrich.com/LT/en
Z684805-1EA | ACE CYLINDRICAL REACTION FLASK, 1 L, 10& | 1X1EA | 1 | 705 | Sigma-Aldrich | Z684805-1EA | https://www.sigmaaldrich.com/LT/en
Z688819-6EA | NUNC(R) UPCELL(TM) SURFACE CELL CULTURE& | 1X6EA | 1 | 337 | Sigma-Aldrich | Z688819-6EA | https://www.sigmaaldrich.com/LT/en
CLS480134-6EA | CORNING(R) MICROCENTRIFUGE INDIVIDUAL A& | 1X6EA | 1 | 52 | Sigma-Aldrich | CLS480134-6EA | https://www.sigmaaldrich.com/LT/en
Z691445-1KT | PURE SOLV(TM) MICRO COLUMN REGENERATION& | 1X1KIT | 1 | 2441 | Sigma-Aldrich | Z691445-1KT | https://www.sigmaaldrich.com/LT/en
Z688436-16OZ | LAB-SORB(TM) GRANULES | 1X16OZ | 1 | 45 | Sigma-Aldrich | Z688436-16OZ | https://www.sigmaaldrich.com/LT/en
Z688576-1PAK | Laser Cryo-Babies(R) and Cryo-Tags(R), C | 1X1PAK | 1 | 78 | Sigma-Aldrich | Z688576-1PAK | https://www.sigmaaldrich.com/LT/en
Z690295-1EA | WELCH(R) DUOSEAL(R) VACUUM PUMP, MODEL & | 1X1EA | 1 | 2509 | Sigma-Aldrich | Z690295-1EA | https://www.sigmaaldrich.com/LT/en
V7509-500EA | NUNC(R) CRYOTUBE(R) VIALS SIZE 1.0 ML, & | 1X500EA | 1 | 307 | Sigma-Aldrich | V7509-500EA | https://www.sigmaaldrich.com/LT/en
GBL112358-8EA | GRACE BIO-LABS CULTUREWELL(TM) REMOVABL& | 1X8EA | 1 | 343 | Sigma-Aldrich | GBL112358-8EA | https://www.sigmaaldrich.com/LT/en
Z688568-1EA | WASH-N-DRY(TM) COVERSLIP RACK | 1X1EA | 1 | 38 | Sigma-Aldrich | Z688568-1EA | https://www.sigmaaldrich.com/LT/en
Z687286-1EA | PRIMARY HEPA FILTER WITH VAPOR AFTER-FI& | 1X1EA | 1 | 438 | Sigma-Aldrich | Z687286-1EA | https://www.sigmaaldrich.com/LT/en
Z690228-1EA | WELCH(R) PERISTALTIC PUMP, DIGITAL, AC & | 1X1EA | 1 | 1402 | Sigma-Aldrich | Z690228-1EA | https://www.sigmaaldrich.com/LT/en
Z685127-1EA | ACE POWDER FUNNEL WITH FLAT SIDE, 100 M& | 1X1EA | 1 | 87 | Sigma-Aldrich | Z685127-1EA | https://www.sigmaaldrich.com/LT/en
Z564664-1EA | SECADOR(R) TECHNI-DOME VACUUM DESICCATO& | 1X1EA | 1 | 528 | Sigma-Aldrich | Z564664-1EA | https://www.sigmaaldrich.com/LT/en
NORS5200SQTZ7-1EA | NORELL SUPRASIL QUARTZ 5MM NMR TUBE, 200 | 1X1EA | 1 | 105 | Sigma-Aldrich | NORS5200SQTZ7-1EA | https://www.sigmaaldrich.com/LT/en
NORS5500QTZ7-5EA | NORELL NATURAL QUARTZ 5MM NMR TUBES, 500 | 1X5EA | 1 | 353 | Sigma-Aldrich | NORS5500QTZ7-5EA | https://www.sigmaaldrich.com/LT/en
NORS5500QTZ8-5EA | NORELL NATURAL QUARTZ 5MM NMR TUBES, 500 | 1X5EA | 1 | 428 | Sigma-Aldrich | NORS5500QTZ8-5EA | https://www.sigmaaldrich.com/LT/en
NORS5600SQTZ7-1EA | NORELL SUPRASIL QUARTZ 5MM NMR TUBE, 600 | 1X1EA | 1 | 129 | Sigma-Aldrich | NORS5600SQTZ7-1EA | https://www.sigmaaldrich.com/LT/en
NORS5600SQTZ8-1EA | NORELL SUPRASIL QUARTZ 5MM NMR TUBE, 600 | 1X1EA | 1 | 156 | Sigma-Aldrich | NORS5600SQTZ8-1EA | https://www.sigmaaldrich.com/LT/en
NOR5X3INSB-1EA | OPTIMIZER INSERT, FITS 3MM NMR TUBE INTO | 1X1EA | 1 | 127 | Sigma-Aldrich | NOR5X3INSB-1EA | https://www.sigmaaldrich.com/LT/en
NOR5X4INSB-1EA | OPTIMIZER INSERT, FITS 4MM NMR TUBE INTO | 1X1EA | 1 | 127 | Sigma-Aldrich | NOR5X4INSB-1EA | https://www.sigmaaldrich.com/LT/en
NOR5X4INSV-1EA | OPTIMIZER INSERT, FITS 4MM NMR TUBE INTO | 1X1EA | 1 | 127 | Sigma-Aldrich | NOR5X4INSV-1EA | https://www.sigmaaldrich.com/LT/en
NORS105001-5EA | BRUKER MATCH TUBES, 1.0MM O.D., 100MM L, | 1X5EA | 1 | 76 | Sigma-Aldrich | NORS105001-5EA | https://www.sigmaaldrich.com/LT/en
NORBMTS58008-1EA | NORELL MICROBORE NMR TUBE FOR BRUKER 2.5 | 1X1EA | 1 | 79 | Sigma-Aldrich | NORBMTS58008-1EA | https://www.sigmaaldrich.com/LT/en
NORBTR1000-1EA | BRUKER MATCH SYSTEM RACK | 1X1EA | 1 | 348 | Sigma-Aldrich | NORBTR1000-1EA | https://www.sigmaaldrich.com/LT/en
NORS175001-5EA | BRUKER MATCH TUBES, 1.7MM O.D., 100MM L, | 1X5EA | 1 | 85 | Sigma-Aldrich | NORS175001-5EA | https://www.sigmaaldrich.com/LT/en
NORS205001-5EA | BRUKER MATCH TUBES, 2.0MM O.D., 100MM L, | 1X5EA | 1 | 73 | Sigma-Aldrich | NORS205001-5EA | https://www.sigmaaldrich.com/LT/en
NORS255001-5EA | BRUKER MATCH TUBES, 2.5MM O.D., 100MM L, | 1X5EA | 1 | 73 | Sigma-Aldrich | NORS255001-5EA | https://www.sigmaaldrich.com/LT/en
NORS305001-5EA | BRUKER MATCH TUBES, 3.0MM O.D., 100MM L, | 1X5EA | 1 | 69 | Sigma-Aldrich | NORS305001-5EA | https://www.sigmaaldrich.com/LT/en
NORS405001-5EA | BRUKER MATCH TUBES, 4.0MM O.D., 100MM L, | 1X5EA | 1 | 69 | Sigma-Aldrich | NORS405001-5EA | https://www.sigmaaldrich.com/LT/en
NORS4255001-5EA | BRUKER MATCH TUBES, 4.25MM O.D., 100MM L | 1X5EA | 1 | 69 | Sigma-Aldrich | NORS4255001-5EA | https://www.sigmaaldrich.com/LT/en
NORS505001-5EA | BRUKER MATCH TUBES, 5.0MM O.D., 100MM L, | 1X5EA | 1 | 69 | Sigma-Aldrich | NORS505001-5EA | https://www.sigmaaldrich.com/LT/en
NORS5200QTZ7-5EA | NORELL NATURAL QUARTZ 5MM NMR TUBES, 200 | 1X5EA | 1 | 238 | Sigma-Aldrich | NORS5200QTZ7-5EA | https://www.sigmaaldrich.com/LT/en
NORS5200QTZ8-5EA | NORELL NATURAL QUARTZ 5MM NMR TUBES, 200 | 1X5EA | 1 | 308 | Sigma-Aldrich | NORS5200QTZ8-5EA | https://www.sigmaaldrich.com/LT/en
NORS5500HW7-5EA | NORELL SELECT SERIES 5MM NMR TUBES, HEAV | 1X5EA | 1 | 151 | Sigma-Aldrich | NORS5500HW7-5EA | https://www.sigmaaldrich.com/LT/en
NORS5500HW8-5EA | NORELL SELECT SERIES 5MM NMR TUBES, HEAV | 1X5EA | 1 | 180 | Sigma-Aldrich | NORS5500HW8-5EA | https://www.sigmaaldrich.com/LT/en
NORS5500MW7-5EA | NORELL SELECT SERIES 5MM NMR TUBES, MEDI | 1X5EA | 1 | 145 | Sigma-Aldrich | NORS5500MW7-5EA | https://www.sigmaaldrich.com/LT/en
NORS5500MW8-5EA | NORELL SELECT SERIES 5MM NMR TUBES, MEDI | 1X5EA | 1 | 180 | Sigma-Aldrich | NORS5500MW8-5EA | https://www.sigmaaldrich.com/LT/en
NORS5500SQTZ7-1EA | NORELL SUPRASIL QUARTZ 5MM NMR TUBE, 500 | 1X1EA | 1 | 122 | Sigma-Aldrich | NORS5500SQTZ7-1EA | https://www.sigmaaldrich.com/LT/en
NORS5500SQTZ8-1EA | NORELL SUPRASIL QUARTZ 5MM NMR TUBE, 500 | 1X1EA | 1 | 146 | Sigma-Aldrich | NORS5500SQTZ8-1EA | https://www.sigmaaldrich.com/LT/en
NORS5600QTZ7-5EA | NORELL NATURAL QUARTZ 5MM NMR TUBES, 600 | 1X5EA | 1 | 406 | Sigma-Aldrich | NORS5600QTZ7-5EA | https://www.sigmaaldrich.com/LT/en
NORS5600QTZ8-5EA | NORELL NATURAL QUARTZ 5MM NMR TUBES, 600 | 1X5EA | 1 | 495 | Sigma-Aldrich | NORS5600QTZ8-5EA | https://www.sigmaaldrich.com/LT/en
NORTCM100-5EA | BRUKER BLACK TAPERED PTFE CAP FOR NORS10 | 1X5EA | 1 | 34 | Sigma-Aldrich | NORTCM100-5EA | https://www.sigmaaldrich.com/LT/en
NORTCM170-5EA | BRUKER NATURAL TAPERED PTFE CAP FOR NORS | 1X5EA | 1 | 34 | Sigma-Aldrich | NORTCM170-5EA | https://www.sigmaaldrich.com/LT/en
NORTCM200-5EA | BRUKER YELLOW TAPERED PTFE CAP FOR NORS2 | 1X5EA | 1 | 34 | Sigma-Aldrich | NORTCM200-5EA | https://www.sigmaaldrich.com/LT/en
NORTCM250-5EA | BRUKER BROWN TAPERED PTFE CAP FOR NORS25 | 1X5EA | 1 | 34 | Sigma-Aldrich | NORTCM250-5EA | https://www.sigmaaldrich.com/LT/en
NORTCM300-5EA | BRUKER GREEN TAPERED PTFE CAP FOR NORS30 | 1X5EA | 1 | 34 | Sigma-Aldrich | NORTCM300-5EA | https://www.sigmaaldrich.com/LT/en
NORTCM400-5EA | BRUKER BLUE TAPERED PTFE CAP FOR NORS40 | 1X5EA | 1 | 34 | Sigma-Aldrich | NORTCM400-5EA | https://www.sigmaaldrich.com/LT/en
NORTCM425-5EA | BRUKER NATURAL TAPERED PTFE CAP FOR NORS | 1X5EA | 1 | 34 | Sigma-Aldrich | NORTCM425-5EA | https://www.sigmaaldrich.com/LT/en
NORTCM500-5EA | BRUKER BLACK TAPERED PTFE CAP FOR NORS50 | 1X5EA | 1 | 34 | Sigma-Aldrich | NORTCM500-5EA | https://www.sigmaaldrich.com/LT/en
Z565946-6EA | FILTER DISC SUPPORT FOR SIZE 50 ACE-THRE | 1X6EA | 1 | 50 | Sigma-Aldrich | Z565946-6EA | https://www.sigmaaldrich.com/LT/en
Z565954-6EA | FILTER DISC SUPPORT FOR SIZE 50 ACE-THRE | 1X6EA | 1 | 177 | Sigma-Aldrich | Z565954-6EA | https://www.sigmaaldrich.com/LT/en
Z565962-6EA | FILTER DISC SUPPORT FOR SIZE 50 ACE-THRE | 1X6EA | 1 | 177 | Sigma-Aldrich | Z565962-6EA | https://www.sigmaaldrich.com/LT/en
Z565970-6EA | FILTER DISC SUPPORT FOR SIZE 50 ACE-THRE | 1X6EA | 1 | 177 | Sigma-Aldrich | Z565970-6EA | https://www.sigmaaldrich.com/LT/en
Z565989-12EA | SCREEN SUPPORT FOR SIZE 50 ACE-THRED, PP | 1X12EA | 1 | 51 | Sigma-Aldrich | Z565989-12EA | https://www.sigmaaldrich.com/LT/en
Z565997-12EA | SCREEN SUPPORT FOR SIZE 50 ACE-THRED, PP | 1X12EA | 1 | 51 | Sigma-Aldrich | Z565997-12EA | https://www.sigmaaldrich.com/LT/en
Z566004-12EA | SCREEN SUPPORT FOR SIZE 50 ACE-THRED, PP | 1X12EA | 1 | 51 | Sigma-Aldrich | Z566004-12EA | https://www.sigmaaldrich.com/LT/en
Z566012-12EA | SCREEN SUPPORT FOR SIZE 50 ACE-THRED, PP | 1X12EA | 1 | 52 | Sigma-Aldrich | Z566012-12EA | https://www.sigmaaldrich.com/LT/en
Z566020-1KT | PURE-PAC II DISPENSE COUPLER KIT, 3/8-I& | 1X1KIT | 1 | 1098 | Sigma-Aldrich | Z566020-1KT | https://www.sigmaaldrich.com/LT/en
Z566039-1KT | PURE-PAC II DISPENSE COUPLER KIT, 1/2-I& | 1X1KIT | 1 | 1059 | Sigma-Aldrich | Z566039-1KT | https://www.sigmaaldrich.com/LT/en
AXYMOTOSPFLTR2 | CORNING(R) AXGEN(R) HYDROPHOBIC FILTER,& | 1X1EA | 1 | 54 | Sigma-Aldrich | AXYMOTOSPFLTR2 | https://www.sigmaaldrich.com/LT/en
DWK225290-72EA | WHEATON(R) CLEAR SAMPLE VIAL WITH RUBBE& | 1X72EA | 1 | 111 | Sigma-Aldrich | DWK225290-72EA | https://www.sigmaaldrich.com/LT/en
DWK218606953-1EA | DURAN(R) WIDE MOUTH LABORATORY BOTTLE, & | 1X1EA | 1 | 121 | Sigma-Aldrich | DWK218606953-1EA | https://www.sigmaaldrich.com/LT/en
DWKWCL1000AD-1-1EA | WHEATON(R) CELLINE(R) MULTIUSE BIORECTO& | 1X1EA | 1 | 295 | Sigma-Aldrich | DWKWCL1000AD-1-1EA | https://www.sigmaaldrich.com/LT/en
DWK213723675-10EA | DURAN(R) VOLUMETRIC FLASK PARTIALLY GRO& | 1X10EA | 1 | 165 | Sigma-Aldrich | DWK213723675-10EA | https://www.sigmaaldrich.com/LT/en
DWK986546-500EA | WHEATON(R) LIQUID SCINTILLATION VIAL WI& | 1X500EA | 1 | 338 | Sigma-Aldrich | DWK986546-500EA | https://www.sigmaaldrich.com/LT/en
DWK1160175-2EA | DURAN(R) TRANSFER SCREW CAP, POLUPROPYL& | 1X2EA | 1 | 161 | Sigma-Aldrich | DWK1160175-2EA | https://www.sigmaaldrich.com/LT/en
DWK73750-16100 | KIMBLE(R) DISPOSABLE SCREW THREAD CULTU& | 1X1EA | 1 | 471 | Sigma-Aldrich | DWK73750-16100 | https://www.sigmaaldrich.com/LT/en
DWK261311608-100EA | DURAN(R) TEST TUBE, BOROSILICATE GLASS,& | 1X100EA | 1 | 80 | Sigma-Aldrich | DWK261311608-100EA | https://www.sigmaaldrich.com/LT/en
DWK212172404-10EA | DURAN(R) SUPER DUTY ERLENMEYER NARROW-N& | 1X10EA | 1 | 105 | Sigma-Aldrich | DWK212172404-10EA | https://www.sigmaaldrich.com/LT/en
DWK241934706-10EA | DURAN(R) ERLENMEYER FLASK WITH STANDARD& | 1X10EA | 1 | 280 | Sigma-Aldrich | DWK241934706-10EA | https://www.sigmaaldrich.com/LT/en
DWK986701-500EA | WHEATON(R) LIQUID SCINTILLATION VIAL WI& | 1X500EA | 1 | 189 | Sigma-Aldrich | DWK986701-500EA | https://www.sigmaaldrich.com/LT/en
DWK73802-18400 | KIMBLE(R) SOLID CAP WITH RUBBER LINER, & | 1X1EA | 1 | 141 | Sigma-Aldrich | DWK73802-18400 | https://www.sigmaaldrich.com/LT/en
DWK218666901-1EA | DURAN(R) WIDE MOUTH AMBER LABORATORY BO& | 1X1EA | 1 | 191 | Sigma-Aldrich | DWK218666901-1EA | https://www.sigmaaldrich.com/LT/en
DWKW216957-84EA | WHEATON(R) WIDE-MOUTH BOTTLE, WITH CAP,& | 1X84EA | 1 | 159 | Sigma-Aldrich | DWKW216957-84EA | https://www.sigmaaldrich.com/LT/en
DWKW985919-500EA | WHEATON(R) CRYOELITE(R) CRYOVIAL WITH L& | 1X500EA | 1 | 245 | Sigma-Aldrich | DWKW985919-500EA | https://www.sigmaaldrich.com/LT/en
DWK258524103-1EA | DURAN(R) FILTER FUNNEL, GLASS, 120 ML, & | 1X1EA | 1 | 150 | Sigma-Aldrich | DWK258524103-1EA | https://www.sigmaaldrich.com/LT/en
DWK247715704-1EA | DURAN(R) DESICCATOR BASE WITH PLAIN FLA& | 1X1EA | 1 | 136 | Sigma-Aldrich | DWK247715704-1EA | https://www.sigmaaldrich.com/LT/en
DWK261312304-100EA | DURAN(R) TEST TUBE, BOROSILICATE GLASS,& | 1X100EA | 1 | 96 | Sigma-Aldrich | DWK261312304-100EA | https://www.sigmaaldrich.com/LT/en
DWK223686-144EA | WHEATON(R) SERUM VIAL, GLASS, 10 ML, CR& | 1X144EA | 1 | 112 | Sigma-Aldrich | DWK223686-144EA | https://www.sigmaaldrich.com/LT/en
DWK218202404-10EA | DURAN(R) WIDE MOUTH LABORATORY BOTTLE, & | 1X10EA | 1 | 53 | Sigma-Aldrich | DWK218202404-10EA | https://www.sigmaaldrich.com/LT/en
DWKW216937-6EA | WHEATON(R) WIDE-MOUTH BOTTLE, WITHOUT C& | 1X6EA | 1 | 30 | Sigma-Aldrich | DWKW216937-6EA | https://www.sigmaaldrich.com/LT/en
DWK241701401-10EA | DURAN(R) REACTION FLASK WITH GROUND JOI& | 1X10EA | 1 | 170 | Sigma-Aldrich | DWK241701401-10EA | https://www.sigmaaldrich.com/LT/en
WHA10417506 | WHATMAN(R) NUCLEPORE(TM) TRACK-ETCHED M& | 1X1EA | 1 | 81 | Sigma-Aldrich | WHA10417506 | https://www.sigmaaldrich.com/LT/en
DWK247865707-1EA | DURAN(R) DESICCATOR WITH MOBILEX LID AN& | 1X1EA | 1 | 168 | Sigma-Aldrich | DWK247865707-1EA | https://www.sigmaaldrich.com/LT/en
DWK14396-500-10EA | KIMBLE(R) KIMAX(R) MEDIA BOTTLE, WITHOU& | 1X10EA | 1 | 133 | Sigma-Aldrich | DWK14396-500-10EA | https://www.sigmaaldrich.com/LT/en
DWK986752-500EA | WHEATON(R) LIQUID SCINTILLATION VIAL WI& | 1X500EA | 1 | 258 | Sigma-Aldrich | DWK986752-500EA | https://www.sigmaaldrich.com/LT/en
DWKW224586-144EA | WHEATON(R) CLEAR SAMPLE VIAL WITH PTFE & | 1X144EA | 1 | 245 | Sigma-Aldrich | DWKW224586-144EA | https://www.sigmaaldrich.com/LT/en
DWK74505-20-500EA | KIMBLE(R) SCINTILLATION VIALS WITH ATTA& | 1X500EA | 1 | 326 | Sigma-Aldrich | DWK74505-20-500EA | https://www.sigmaaldrich.com/LT/en
DWK73662-18-1000EA | KIMBLE(R) KIM-KAP(R) PUSH CAP, POLYPROP& | 1X1000EA | 1 | 142 | Sigma-Aldrich | DWK73662-18-1000EA | https://www.sigmaaldrich.com/LT/en
WHA10417414 | WHATMAN(R) NUCLEPORE(TM) TRACK-ETCHED M& | 1X1EA | 1 | 128 | Sigma-Aldrich | WHA10417414 | https://www.sigmaaldrich.com/LT/en
DWKW216954-432EA | WHEATON(R) WIDE-MOUTH BOTTLE, WITH CAP,& | 1X432EA | 1 | 452 | Sigma-Aldrich | DWKW216954-432EA | https://www.sigmaaldrich.com/LT/en
DWKKC92812G-100 | KIMBLE(R) KIMAX(R) HEAVY DUTY VOLUMETRI& | 1X1EA | 1 | 505 | Sigma-Aldrich | DWKKC92812G-100 | https://www.sigmaaldrich.com/LT/en
DWK986742-1000EA | WHEATON(R) LIQUID SCINTILLATION VIAL WI& | 1X1000EA | 1 | 458 | Sigma-Aldrich | DWK986742-1000EA | https://www.sigmaaldrich.com/LT/en
DWK73663-18-1000EA | KIMBLE(R) KIM-KAP(R) PUSH CAP, POLYPROP& | 1X1000EA | 1 | 142 | Sigma-Aldrich | DWK73663-18-1000EA | https://www.sigmaaldrich.com/LT/en
DWK14396-250-10EA | KIMBLE(R) KIMAX(R) MEDIA BOTTLE, WITHOU& | 1X10EA | 1 | 115 | Sigma-Aldrich | DWK14396-250-10EA | https://www.sigmaaldrich.com/LT/en
DWK212272402-10EA | DURAN(R) SUPER DUTY ERLENMEYER WIDE-NEC& | 1X10EA | 1 | 83 | Sigma-Aldrich | DWK212272402-10EA | https://www.sigmaaldrich.com/LT/en
DWKW985925-500EA | WHEATON(R) CRYOELITE(R) CRYOVIAL WITH L& | 1X500EA | 1 | 324 | Sigma-Aldrich | DWKW985925-500EA | https://www.sigmaaldrich.com/LT/en
DWKKC92812G-2000 | KIMBLE(R) KIMAX(R) HEAVY DUTY VOLUMETRI& | 1X1EA | 1 | 251 | Sigma-Aldrich | DWKKC92812G-2000 | https://www.sigmaaldrich.com/LT/en
DWK213904403-2EA | DURAN(R) MEASURING CYLINDER WITH BLUE S& | 1X2EA | 1 | 86 | Sigma-Aldrich | DWK213904403-2EA | https://www.sigmaaldrich.com/LT/en
DWK225289-72EA | WHEATON(R) CLEAR SAMPLE VIAL WITH RUBBE& | 1X72EA | 1 | 110 | Sigma-Aldrich | DWK225289-72EA | https://www.sigmaaldrich.com/LT/en
DWK14396-5000-1EA | KIMBLE(R) KIMAX(R) MEDIA BOTTLE, WITHOU& | 1X1EA | 1 | 148 | Sigma-Aldrich | DWK14396-5000-1EA | https://www.sigmaaldrich.com/LT/en
DWKW985920-500EA | WHEATON(R) CRYOELITE(R) CRYOVIAL WITH L& | 1X500EA | 1 | 245 | Sigma-Aldrich | DWKW985920-500EA | https://www.sigmaaldrich.com/LT/en
DWKW985868-500EA | WHEATON(R) CRYOELITE(R) CRYOVIAL WITH L& | 1X500EA | 1 | 245 | Sigma-Aldrich | DWKW985868-500EA | https://www.sigmaaldrich.com/LT/en
DWK223684-144EA | WHEATON(R) SERUM VIAL, GLASS, 3 ML, CRI& | 1X144EA | 1 | 77 | Sigma-Aldrich | DWK223684-144EA | https://www.sigmaaldrich.com/LT/en
DWK241704604-10EA | DURAN(R) REACTION FLASK WITH GROUND JOI& | 1X10EA | 1 | 265 | Sigma-Aldrich | DWK241704604-10EA | https://www.sigmaaldrich.com/LT/en
DWK73790-15-125EA | KIMBLE(R) CENTRIFUGE TUBE WITH PLAIN RI& | 1X125EA | 1 | 147 | Sigma-Aldrich | DWK73790-15-125EA | https://www.sigmaaldrich.com/LT/en
DWK885300-0001-1EA | KIMBLE(R) DOUNCE TISSUE GRINDER SET, 1 & | 1X1EA | 1 | 158 | Sigma-Aldrich | DWK885300-0001-1EA | https://www.sigmaaldrich.com/LT/en
DWK223761-288EA | WHEATON(R) TYPE I CRIMP TOP SERUM BOTTL& | 1X288EA | 1 | 449 | Sigma-Aldrich | DWK223761-288EA | https://www.sigmaaldrich.com/LT/en
DWK211184806-10EA | DURAN(R) SUPER DUTY HIGH FORM BEAKER WI& | 1X10EA | 1 | 107 | Sigma-Aldrich | DWK211184806-10EA | https://www.sigmaaldrich.com/LT/en
DWK92812F-100-6EA | KIMBLE(R) KIMAX(R) HEAVY DUTY VOLUMETRI& | 1X6EA | 1 | 316 | Sigma-Aldrich | DWK92812F-100-6EA | https://www.sigmaaldrich.com/LT/en
DWK241707207-1EA | DURAN(R) REACTION FLASK WITH GROUND JOI& | 1X1EA | 1 | 128 | Sigma-Aldrich | DWK241707207-1EA | https://www.sigmaaldrich.com/LT/en
DWK986721-1000EA | WHEATON(R) LIQUID SCINTILLATION VIAL WI& | 1X1000EA | 1 | 301 | Sigma-Aldrich | DWK986721-1000EA | https://www.sigmaaldrich.com/LT/en
DWKKC92812G-250 | KIMBLE(R) KIMAX(R) HEAVY DUTY VOLUMETRI& | 1X1EA | 1 | 616 | Sigma-Aldrich | DWKKC92812G-250 | https://www.sigmaaldrich.com/LT/en
DWKW985853-1000EA | WHEATON(R) CRYOELITE(R) CRYOVIAL WITH L& | 1X1000EA | 1 | 383 | Sigma-Aldrich | DWKW985853-1000EA | https://www.sigmaaldrich.com/LT/en
DWK92812F-20-6EA | KIMBLE(R) KIMAX(R) HEAVY DUTY VOLUMETRI& | 1X6EA | 1 | 257 | Sigma-Aldrich | DWK92812F-20-6EA | https://www.sigmaaldrich.com/LT/en
DWK217213604-10EA | DURAN(R) NARROW MOUTH REACTION FLASK WI& | 1X10EA | 1 | 93 | Sigma-Aldrich | DWK217213604-10EA | https://www.sigmaaldrich.com/LT/en
DWKW224590-72EA | WHEATON(R) CLEAR SAMPLE VIAL WITH PTFE & | 1X72EA | 1 | 175 | Sigma-Aldrich | DWKW224590-72EA | https://www.sigmaaldrich.com/LT/en
DWK73665-25-500EA | KIMBLE(R) KIM-KAP(R) PUSH CAP, POLYPROP& | 1X500EA | 1 | 152 | Sigma-Aldrich | DWK73665-25-500EA | https://www.sigmaaldrich.com/LT/en
DWK60A10BZW-1000EA | KIMBLE(R) MARK-M(TM) RIMLESS CULTURE TU& | 1X1000EA | 1 | 137 | Sigma-Aldrich | DWK60A10BZW-1000EA | https://www.sigmaaldrich.com/LT/en
DWK223738-288EA | WHEATON(R) TYPE I CRIMP TOP SERUM BOTTL& | 1X288EA | 1 | 225 | Sigma-Aldrich | DWK223738-288EA | https://www.sigmaaldrich.com/LT/en
DWKKC92812G-1000 | KIMBLE(R) KIMAX(R) HEAVY DUTY VOLUMETRI& | 1X1EA | 1 | 165 | Sigma-Aldrich | DWKKC92812G-1000 | https://www.sigmaaldrich.com/LT/en
DWKW985100-250EA | WHEATON(R) CRYOELITE(R) WIDE MOUTH TISS& | 1X250EA | 1 | 375 | Sigma-Aldrich | DWKW985100-250EA | https://www.sigmaaldrich.com/LT/en
DWK73664-13-1000EA | KIMBLE(R) KIM-KAP(R) PUSH CAP, POLYPROP& | 1X1000EA | 1 | 119 | Sigma-Aldrich | DWK73664-13-1000EA | https://www.sigmaaldrich.com/LT/en
DWKW225291-200EA | WHEATON(R) SHORTY VIALS(R) CLEAR WITH R& | 1X200EA | 1 | 156 | Sigma-Aldrich | DWKW225291-200EA | https://www.sigmaaldrich.com/LT/en
DWK90P20113F-500EA | KIMBLE(R) DISPOSABLE SCREW THREAD CULTU& | 1X500EA | 1 | 226 | Sigma-Aldrich | DWK90P20113F-500EA | https://www.sigmaaldrich.com/LT/en
WHA10417014 | WHATMAN(R) NUCLEPORE(TM) TRACK-ETCHED M& | 1X1EA | 1 | 157 | Sigma-Aldrich | WHA10417014 | https://www.sigmaaldrich.com/LT/en
DWK92812G-200-6EA | KIMBLE(R) KIMAX(R) HEAVY DUTY VOLUMETRI& | 1X6EA | 1 | 411 | Sigma-Aldrich | DWK92812G-200-6EA | https://www.sigmaaldrich.com/LT/en
DWK258526207-1EA | DURAN(R) FILTER FUNNEL, GLASS, 175 ML, & | 1X1EA | 1 | 499 | Sigma-Aldrich | DWK258526207-1EA | https://www.sigmaaldrich.com/LT/en
DWKW985915-500EA | WHEATON(R) CRYOELITE(R) CRYOVIAL WITH L& | 1X500EA | 1 | 206 | Sigma-Aldrich | DWKW985915-500EA | https://www.sigmaaldrich.com/LT/en
DWK213722473-10EA | DURAN(R) VOLUMETRIC FLASK PARTIALLY GRO& | 1X10EA | 1 | 146 | Sigma-Aldrich | DWK213722473-10EA | https://www.sigmaaldrich.com/LT/en
DWK213912477-10EA | DURAN(R) MEASURING CYLINDER UNGRADUATED& | 1X10EA | 1 | 79 | Sigma-Aldrich | DWK213912477-10EA | https://www.sigmaaldrich.com/LT/en
DWK218010851-10EA | DURAN(R) GRADUATED LABORATORY BOTTLE, W& | 1X10EA | 1 | 102 | Sigma-Aldrich | DWK218010851-10EA | https://www.sigmaaldrich.com/LT/en
DWKW985918-500EA | WHEATON(R) CRYOELITE(R) CRYOVIAL WITH L& | 1X500EA | 1 | 245 | Sigma-Aldrich | DWKW985918-500EA | https://www.sigmaaldrich.com/LT/en
DWKW224820-72EA | WHEATON(R) AMBER SAMPLE VIAL WITH RUBBE& | 1X72EA | 1 | 120 | Sigma-Aldrich | DWKW224820-72EA | https://www.sigmaaldrich.com/LT/en
WHA10417012 | WHATMAN(R) NUCLEPORE(TM) TRACK-ETCHED M& | 1X1EA | 1 | 141 | Sigma-Aldrich | WHA10417012 | https://www.sigmaaldrich.com/LT/en
DWK247716906-1EA | DURAN(R) DESICCATOR BASE WITH PLAIN FLA& | 1X1EA | 1 | 534 | Sigma-Aldrich | DWK247716906-1EA | https://www.sigmaaldrich.com/LT/en
DWK14396-10000-1EA | KIMBLE(R) KIMAX(R) MEDIA BOTTLE, WITHOU& | 1X1EA | 1 | 285 | Sigma-Aldrich | DWK14396-10000-1EA | https://www.sigmaaldrich.com/LT/en
DWK241933701-10EA | DURAN(R) ERLENMEYER FLASK WITH STANDARD& | 1X10EA | 1 | 236 | Sigma-Aldrich | DWK241933701-10EA | https://www.sigmaaldrich.com/LT/en
DWK60T1685B | KIMBLE(R) DISPOSABLE RIMLESS CULTURE TU& | 1X1EA | 1 | 115 | Sigma-Aldrich | DWK60T1685B | https://www.sigmaaldrich.com/LT/en
DWK213945403-2EA | DURAN(R) SUPER DUTY MEASURING CYLINDER & | 1X2EA | 1 | 211 | Sigma-Aldrich | DWK213945403-2EA | https://www.sigmaaldrich.com/LT/en
DWKWCL1000-3-3EA | WHEATON(R) CELLINE(R) MULTIUSE BIORECTO& | 1X3EA | 1 | 921 | Sigma-Aldrich | DWKWCL1000-3-3EA | https://www.sigmaaldrich.com/LT/en
DWK73664-25-500EA | KIMBLE(R) KIM-KAP(R) PUSH CAP, POLYPROP& | 1X500EA | 1 | 152 | Sigma-Aldrich | DWK73664-25-500EA | https://www.sigmaaldrich.com/LT/en
DWK986716-500EA | WHEATON(R) LIQUID SCINTILLATION VIAL WI& | 1X500EA | 1 | 305 | Sigma-Aldrich | DWK986716-500EA | https://www.sigmaaldrich.com/LT/en
DWK247866103-1EA | DURAN(R) DESICCATOR WITH MOBILEX LID AN& | 1X1EA | 1 | 203 | Sigma-Aldrich | DWK247866103-1EA | https://www.sigmaaldrich.com/LT/en
DWK218066353-10EA | DURAN(R) GRADUATED AMBER LABORATORY BOT& | 1X10EA | 1 | 837 | Sigma-Aldrich | DWK218066353-10EA | https://www.sigmaaldrich.com/LT/en
DWK73802-13415 | KIMBLE(R) SOLID CAP WITH PTFE FACED RUB& | 1X1EA | 1 | 134 | Sigma-Aldrich | DWK73802-13415 | https://www.sigmaaldrich.com/LT/en
DWK241706305-10EA | DURAN(R) REACTION FLASK WITH GROUND JOI& | 1X10EA | 1 | 500 | Sigma-Aldrich | DWK241706305-10EA | https://www.sigmaaldrich.com/LT/en
DWK224881-288EA | WHEATON(R) CLEAR SAMPLE VIAL WITH RUBBE& | 1X288EA | 1 | 201 | Sigma-Aldrich | DWK224881-288EA | https://www.sigmaaldrich.com/LT/en
DWK73500-16125 | KIMBLE(R) DISPOSABLE RIMLESS CULTURE TU& | 1X1EA | 1 | 175 | Sigma-Aldrich | DWK73500-16125 | https://www.sigmaaldrich.com/LT/en
DWKW224682-144EA | WHEATON(R) AMBER SAMPLE VIAL WITH PTFE & | 1X144EA | 1 | 191 | Sigma-Aldrich | DWKW224682-144EA | https://www.sigmaaldrich.com/LT/en
DWK213913679-10EA | DURAN(R) MEASURING CYLINDER UNGRADUATED& | 1X10EA | 1 | 126 | Sigma-Aldrich | DWK213913679-10EA | https://www.sigmaaldrich.com/LT/en
WHA10417018 | WHATMAN(R) NUCLEPORE(TM) TRACK-ETCHED M& | 1X1EA | 1 | 163 | Sigma-Aldrich | WHA10417018 | https://www.sigmaaldrich.com/LT/en
DWK73500-650 | KIMBLE(R) DISPOSABLE RIMLESS CULTURE TU& | 1X1EA | 1 | 89 | Sigma-Aldrich | DWK73500-650 | https://www.sigmaaldrich.com/LT/en
DWK218010802-10EA | DURAN(R)GRADUATED LABORATORY BOTTLE, WI& | 1X10EA | 1 | 79 | Sigma-Aldrich | DWK218010802-10EA | https://www.sigmaaldrich.com/LT/en
DWKW224582-144EA | WHEATON(R) CLEAR SAMPLE VIAL WITH PTFE & | 1X144EA | 1 | 166 | Sigma-Aldrich | DWKW224582-144EA | https://www.sigmaaldrich.com/LT/en
DWK73785-5-125EA | KIMBLE(R) CENTRIFUGE TUBE WITH SCREW-TO& | 1X125EA | 1 | 160 | Sigma-Aldrich | DWK73785-5-125EA | https://www.sigmaaldrich.com/LT/en
DWK241702509-10EA | DURAN(R) REACTION FLASK WITH GROUND JOI& | 1X10EA | 1 | 184 | Sigma-Aldrich | DWK241702509-10EA | https://www.sigmaaldrich.com/LT/en
DWK1165888-5EA | DURAN(R) GLS 80 CAPS, PSU, GLS80& | 1X5EA | 1 | 138 | Sigma-Aldrich | DWK1165888-5EA | https://www.sigmaaldrich.com/LT/en
DWK247714605-1EA | DURAN(R) DESICCATOR BASE WITH PLAIN FLA& | 1X1EA | 1 | 133 | Sigma-Aldrich | DWK247714605-1EA | https://www.sigmaaldrich.com/LT/en
DWKW216928-4EA | WHEATON(R) WIDE-MOUTH BOTTLE, WITH CAP,& | 1X4EA | 1 | 34 | Sigma-Aldrich | DWKW216928-4EA | https://www.sigmaaldrich.com/LT/en
DWK986581-500EA | WHEATON(R) LIQUID SCINTILLATION VIAL WI& | 1X500EA | 1 | 276 | Sigma-Aldrich | DWK986581-500EA | https://www.sigmaaldrich.com/LT/en
DWK218060807-10EA | DURAN(R) GRADUATED AMBER LABORATORY BOT& | 1X10EA | 1 | 213 | Sigma-Aldrich | DWK218060807-10EA | https://www.sigmaaldrich.com/LT/en
DWK1200154-1EA | DURAN(R) WIDE MOUTH LABORATORY BOTTLE, & | 1X1EA | 1 | 1451 | Sigma-Aldrich | DWK1200154-1EA | https://www.sigmaaldrich.com/LT/en
DWK73662-13-1000EA | KIMBLE(R) KIM-KAP(R) PUSH CAP, POLYPROP& | 1X1000EA | 1 | 119 | Sigma-Aldrich | DWK73662-13-1000EA | https://www.sigmaaldrich.com/LT/en
DWKW985863-500EA | WHEATON(R) CRYOELITE(R) CRYOVIAL WITH L& | 1X500EA | 1 | 245 | Sigma-Aldrich | DWKW985863-500EA | https://www.sigmaaldrich.com/LT/en
DWK34507-99-20EA | KIMBLE(R) KIMAX(R) OPEN ENDED MELTING C& | 1X20EA | 1 | 299 | Sigma-Aldrich | DWK34507-99-20EA | https://www.sigmaaldrich.com/LT/en
DWK73662-20-500EA | KIMBLE(R) KIM-KAP(R) PUSH CAP, POLYPROP& | 1X500EA | 1 | 120 | Sigma-Aldrich | DWK73662-20-500EA | https://www.sigmaaldrich.com/LT/en
DWK258520101-1EA | DURAN(R) FILTER FUNNEL, GLASS, 35 ML, P& | 1X1EA | 1 | 38 | Sigma-Aldrich | DWK258520101-1EA | https://www.sigmaaldrich.com/LT/en
DWKW216956-180EA | WHEATON(R) WIDE-MOUTH BOTTLE, WITH CAP,& | 1X180EA | 1 | 272 | Sigma-Aldrich | DWKW216956-180EA | https://www.sigmaaldrich.com/LT/en
DWK986542-500EA | WHEATON(R) LIQUID SCINTILLATION VIAL WI& | 1X500EA | 1 | 288 | Sigma-Aldrich | DWK986542-500EA | https://www.sigmaaldrich.com/LT/en
DWK213944407-2EA | DURAN(R) SUPER DUTY MEASURING CYLINDER & | 1X2EA | 1 | 144 | Sigma-Aldrich | DWK213944407-2EA | https://www.sigmaaldrich.com/LT/en
DWKW985916-500EA | WHEATON(R) CRYOELITE(R) CRYOVIAL WITH L& | 1X500EA | 1 | 245 | Sigma-Aldrich | DWKW985916-500EA | https://www.sigmaaldrich.com/LT/en
DWK217312409-10EA | DURAN(R) WIDE MOUTH REACTION FLASK WITH& | 1X10EA | 1 | 80 | Sigma-Aldrich | DWK217312409-10EA | https://www.sigmaaldrich.com/LT/en
DWK292062803-10EA | DURAN(R) PLUG SEAL CLOSURE, BROMOBUTYL & | 1X10EA | 1 | 29 | Sigma-Aldrich | DWK292062803-10EA | https://www.sigmaaldrich.com/LT/en
DWK241701701-10EA | DURAN(R) REACTION FLASK WITH GROUND JOI& | 1X10EA | 1 | 183 | Sigma-Aldrich | DWK241701701-10EA | https://www.sigmaaldrich.com/LT/en
DWK986561-500EA | WHEATON(R) LIQUID SCINTILLATION VIAL WI& | 1X500EA | 1 | 276 | Sigma-Aldrich | DWK986561-500EA | https://www.sigmaaldrich.com/LT/en
DWKW216960-432EA | WHEATON(R) WIDE-MOUTH BOTTLE, WITHOUT C& | 1X432EA | 1 | 274 | Sigma-Aldrich | DWKW216960-432EA | https://www.sigmaaldrich.com/LT/en
DWK213514609-10EA | DURAN(R) SHORT STEM FUNNEL, GLASS, 100 & | 1X10EA | 1 | 193 | Sigma-Aldrich | DWK213514609-10EA | https://www.sigmaaldrich.com/LT/en
DWK217215408-10EA | DURAN(R) NARROW MOUTH REACTION FLASK WI& | 1X10EA | 1 | 233 | Sigma-Aldrich | DWK217215408-10EA | https://www.sigmaaldrich.com/LT/en
DWK241935608-10EA | DURAN(R) ERLENMEYER FLASK WITH STANDARD& | 1X10EA | 1 | 286 | Sigma-Aldrich | DWK241935608-10EA | https://www.sigmaaldrich.com/LT/en
DWK14396-1000-10EA | KIMBLE(R) KIMAX(R) MEDIA BOTTLE, WITHOU& | 1X10EA | 1 | 161 | Sigma-Aldrich | DWK14396-1000-10EA | https://www.sigmaaldrich.com/LT/en
DWK92812F-25-6EA | KIMBLE(R) KIMAX(R) HEAVY DUTY VOLUMETRI& | 1X6EA | 1 | 253 | Sigma-Aldrich | DWK92812F-25-6EA | https://www.sigmaaldrich.com/LT/en
DWK223683-144EA | WHEATON(R) SERUM VIAL, GLASS, 2 ML, CRI& | 1X144EA | 1 | 75 | Sigma-Aldrich | DWK223683-144EA | https://www.sigmaaldrich.com/LT/en
DWK90H13100F | KIMBLE(R) DISPOSABLE SCREW THREAD CULTU& | 1X1EA | 1 | 351 | Sigma-Aldrich | DWK90H13100F | https://www.sigmaaldrich.com/LT/en
DWK986740-1000EA | WHEATON(R) LIQUID SCINTILLATION VIAL WI& | 1X1000EA | 1 | 389 | Sigma-Aldrich | DWK986740-1000EA | https://www.sigmaaldrich.com/LT/en
DWK73800-13415 | KIMBLE(R) SOLID CAP WITH RUBBER LINER, & | 1X1EA | 1 | 176 | Sigma-Aldrich | DWK73800-13415 | https://www.sigmaaldrich.com/LT/en
DWK986704-500EA | WHEATON(R) LIQUID SCINTILLATION VIAL WI& | 1X500EA | 1 | 212 | Sigma-Aldrich | DWK986704-500EA | https://www.sigmaaldrich.com/LT/en
DWK241703702-10EA | DURAN(R) REACTION FLASK WITH GROUND JOI& | 1X10EA | 1 | 222 | Sigma-Aldrich | DWK241703702-10EA | https://www.sigmaaldrich.com/LT/en
DWK885300-0000-1EA | KIMBLE(R) DOUNCE TISSUE GRINDER SET, 0.& | 1X1EA | 1 | 158 | Sigma-Aldrich | DWK885300-0000-1EA | https://www.sigmaaldrich.com/LT/en
DWK258523107-1EA | DURAN(R) FILTER FUNNEL, GLASS, 95 ML, P& | 1X1EA | 1 | 93 | Sigma-Aldrich | DWK258523107-1EA | https://www.sigmaaldrich.com/LT/en
DWK14395-2000-4EA | KIMBLE(R) KIMAX(R) MEDIA BOTTLE, WITH C& | 1X4EA | 1 | 204 | Sigma-Aldrich | DWK14395-2000-4EA | https://www.sigmaaldrich.com/LT/en
DWK212275408-10EA | DURAN(R) SUPER DUTY ERLENMEYER WIDE-NEC& | 1X10EA | 1 | 171 | Sigma-Aldrich | DWK212275408-10EA | https://www.sigmaaldrich.com/LT/en
WHA10417104 | WHATMAN(R) NUCLEPORE(TM) TRACK-ETCHED M& | 1X1EA | 1 | 77 | Sigma-Aldrich | WHA10417104 | https://www.sigmaaldrich.com/LT/en
DWK257106304-1EA | DURAN(R) FILTRATION APPARATUS COMPLETE & | 1X1EA | 1 | 679 | Sigma-Aldrich | DWK257106304-1EA | https://www.sigmaaldrich.com/LT/en
WHA10417406 | WHATMAN(R) NUCLEPORE(TM) TRACK-ETCHED M& | 1X1EA | 1 | 81 | Sigma-Aldrich | WHA10417406 | https://www.sigmaaldrich.com/LT/en
DWKW985851-1000EA | WHEATON(R) CRYOELITE(R) CRYOVIAL WITH L& | 1X1000EA | 1 | 353 | Sigma-Aldrich | DWKW985851-1000EA | https://www.sigmaaldrich.com/LT/en
DWKW224681-288EA | WHEATON(R) AMBER SAMPLE VIAL WITH PTFE & | 1X288EA | 1 | 449 | Sigma-Aldrich | DWKW224681-288EA | https://www.sigmaaldrich.com/LT/en
DWKW216951-24EA | WHEATON(R) WIDE-MOUTH BOTTLE, WITH CAP,& | 1X24EA | 1 | 32 | Sigma-Aldrich | DWKW216951-24EA | https://www.sigmaaldrich.com/LT/en
DWK241705609-10EA | DURAN(R) REACTION FLASK WITH GROUND JOI& | 1X10EA | 1 | 309 | Sigma-Aldrich | DWK241705609-10EA | https://www.sigmaaldrich.com/LT/en
DWK223743-288EA | WHEATON(R) TYPE I CRIMP TOP SERUM BOTTL& | 1X288EA | 1 | 469 | Sigma-Aldrich | DWK223743-288EA | https://www.sigmaaldrich.com/LT/en
DWK261313609-50EA | DURAN(R) TEST TUBE, BOROSILICATE GLASS,& | 1X50EA | 1 | 81 | Sigma-Aldrich | DWK261313609-50EA | https://www.sigmaaldrich.com/LT/en
DWK14396-100-10EA | KIMBLE(R) KIMAX(R) MEDIA BOTTLE, WITHOU& | 1X10EA | 1 | 104 | Sigma-Aldrich | DWK14396-100-10EA | https://www.sigmaaldrich.com/LT/en
DWK986722-1000EA | WHEATON(R) LIQUID SCINTILLATION VIAL WI& | 1X1000EA | 1 | 371 | Sigma-Aldrich | DWK986722-1000EA | https://www.sigmaaldrich.com/LT/en
DWK261302106-100EA | DURAN(R) TEST TUBE, BOROSILICATE GLASS,& | 1X100EA | 1 | 81 | Sigma-Aldrich | DWK261302106-100EA | https://www.sigmaaldrich.com/LT/en
DWK218609404-1EA | DURAN(R) WIDE MOUTH LABORATORY BOTTLE, & | 1X1EA | 1 | 929 | Sigma-Aldrich | DWK218609404-1EA | https://www.sigmaaldrich.com/LT/en
DWK241934406-10EA | DURAN(R) ERLENMEYER FLASK WITH STANDARD& | 1X10EA | 1 | 237 | Sigma-Aldrich | DWK241934406-10EA | https://www.sigmaaldrich.com/LT/en
WHA10417101 | WHATMAN(R) NUCLEPORE(TM) TRACK-ETCHED M& | 1X1EA | 1 | 57 | Sigma-Aldrich | WHA10417101 | https://www.sigmaaldrich.com/LT/en
DWK73785-15-125EA | KIMBLE(R) CENTRIFUGE TUBE WITH SCREW-TO& | 1X125EA | 1 | 167 | Sigma-Aldrich | DWK73785-15-125EA | https://www.sigmaaldrich.com/LT/en
DWK213943608-2EA | DURAN(R) SUPER DUTY MEASURING CYLINDER & | 1X2EA | 1 | 114 | Sigma-Aldrich | DWK213943608-2EA | https://www.sigmaaldrich.com/LT/en
DWK60B12BZL-1000EA | KIMBLE(R) MARK-M(TM) RIMLESSCULTURE TU& | 1X1000EA | 1 | 145 | Sigma-Aldrich | DWK60B12BZL-1000EA | https://www.sigmaaldrich.com/LT/en
DWKW216934-24EA | WHEATON(R) WIDE-MOUTH BOTTLE, WITHOUT C& | 1X24EA | 1 | 23 | Sigma-Aldrich | DWKW216934-24EA | https://www.sigmaaldrich.com/LT/en
DWK247716606-1EA | DURAN(R) DESICCATOR BASE WITH PLAIN FLA& | 1X1EA | 1 | 353 | Sigma-Aldrich | DWK247716606-1EA | https://www.sigmaaldrich.com/LT/en
DWK986560-500EA | WHEATON(R) LIQUID SCINTILLATION VIAL WI& | 1X500EA | 1 | 274 | Sigma-Aldrich | DWK986560-500EA | https://www.sigmaaldrich.com/LT/en
DWK247716109-1EA | DURAN(R) DESICCATOR BASE WITH PLAIN FLA& | 1X1EA | 1 | 196 | Sigma-Aldrich | DWK247716109-1EA | https://www.sigmaaldrich.com/LT/en
DWK218065151-10EA | DURAN(R) GRADUATED AMBER LABORATORY BOT& | 1X10EA | 1 | 489 | Sigma-Aldrich | DWK218065151-10EA | https://www.sigmaaldrich.com/LT/en
DWKW225293-200EA | WHEATON(R) SHORTY VIALS(R) CLEAR WITH R& | 1X200EA | 1 | 170 | Sigma-Aldrich | DWKW225293-200EA | https://www.sigmaaldrich.com/LT/en
DWK218064455-10EA | DURAN(R) GRADUATED AMBER LABORATORY BOT& | 1X10EA | 1 | 442 | Sigma-Aldrich | DWK218064455-10EA | https://www.sigmaaldrich.com/LT/en
WHA10417001 | WHATMAN(R) NUCLEPORE(TM) TRACK-ETCHED M& | 1X1EA | 1 | 57 | Sigma-Aldrich | WHA10417001 | https://www.sigmaaldrich.com/LT/en
DWK60A10BZB-1000EA | KIMBLE(R) MARK-M(TM) RIMLESS CULTURE TU& | 1X1000EA | 1 | 138 | Sigma-Aldrich | DWK60A10BZB-1000EA | https://www.sigmaaldrich.com/LT/en
DWK241702406-10EA | DURAN(R) REACTION FLASK WITH GROUND JOI& | 1X10EA | 1 | 184 | Sigma-Aldrich | DWK241702406-10EA | https://www.sigmaaldrich.com/LT/en
DWK60A10BZG-1000EA | KIMBLE(R) MARK-M(TM) RIMLESS CULTURE TU& | 1X1000EA | 1 | 157 | Sigma-Aldrich | DWK60A10BZG-1000EA | https://www.sigmaaldrich.com/LT/en
DWKW224607-200EA | WHEATON(R) SHORTY VIALS(R) CLEAR WITH P& | 1X200EA | 1 | 281 | Sigma-Aldrich | DWKW224607-200EA | https://www.sigmaaldrich.com/LT/en
DWK45066C-18-225EA | KIMBLE(R) SOLID CAP WITH PTFE LINER, PH& | 1X225EA | 1 | 373 | Sigma-Aldrich | DWK45066C-18-225EA | https://www.sigmaaldrich.com/LT/en
WHA10417212 | WHATMAN(R) NUCLEPORE(TM) TRACK-ETCHED M& | 1X1EA | 1 | 141 | Sigma-Aldrich | WHA10417212 | https://www.sigmaaldrich.com/LT/en
DWK212162806-10EA | DURAN(R) ERLENMEYER NARROW-NECK FLASKS,& | 1X10EA | 1 | 60 | Sigma-Aldrich | DWK212162806-10EA | https://www.sigmaaldrich.com/LT/en
DWK218018855-1EA | DURAN(R) GRADUATED LABORATORY BOTTLE, W& | 1X1EA | 1 | 319 | Sigma-Aldrich | DWK218018855-1EA | https://www.sigmaaldrich.com/LT/en
DWK224884-144EA | WHEATON(R) CLEAR SAMPLE VIAL WITH RUBBE& | 1X144EA | 1 | 126 | Sigma-Aldrich | DWK224884-144EA | https://www.sigmaaldrich.com/LT/en
DWK223764-288EA | WHEATON(R) TYPE I CRIMP TOP SERUM BOTTL& | 1X288EA | 1 | 800 | Sigma-Aldrich | DWK223764-288EA | https://www.sigmaaldrich.com/LT/en
DWKW985924-500EA | WHEATON(R) CRYOELITE(R) CRYOVIAL WITH L& | 1X500EA | 1 | 308 | Sigma-Aldrich | DWKW985924-500EA | https://www.sigmaaldrich.com/LT/en
DWK73750-13100 | KIMBLE(R) DISPOSABLE SCREW THREAD CULTU& | 1X1EA | 1 | 488 | Sigma-Aldrich | DWK73750-13100 | https://www.sigmaaldrich.com/LT/en
DWKW225292-200EA | WHEATON(R) SHORTY VIALS(R) CLEAR WITH R& | 1X200EA | 1 | 163 | Sigma-Aldrich | DWKW225292-200EA | https://www.sigmaaldrich.com/LT/en
DWK986586-500EA | WHEATON(R) LIQUID SCINTILLATION VIAL WI& | 1X500EA | 1 | 346 | Sigma-Aldrich | DWK986586-500EA | https://www.sigmaaldrich.com/LT/en
DWK73660-25-500EA | KIMBLE(R) KIM-KAP(R) PUSH CAP, POLYPROP& | 1X500EA | 1 | 138 | Sigma-Aldrich | DWK73660-25-500EA | https://www.sigmaaldrich.com/LT/en
DWK247866609-1EA | DURAN(R) DESICCATOR WITH MOBILEX LID AN& | 1X1EA | 1 | 325 | Sigma-Aldrich | DWK247866609-1EA | https://www.sigmaaldrich.com/LT/en
DWK986540-500EA | WHEATON(R) LIQUID SCINTILLATION VIAL WI& | 1X500EA | 1 | 264 | Sigma-Aldrich | DWK986540-500EA | https://www.sigmaaldrich.com/LT/en
DWKW985912-500EA | WHEATON(R) CRYOELITE(R) CRYOVIAL WITH L& | 1X500EA | 1 | 288 | Sigma-Aldrich | DWKW985912-500EA | https://www.sigmaaldrich.com/LT/en
DWK73790-5-125EA | KIMBLE(R) CENTRIFUGE TUBE WITH PLAIN RI& | 1X125EA | 1 | 142 | Sigma-Aldrich | DWK73790-5-125EA | https://www.sigmaaldrich.com/LT/en
DWK986541-500EA | WHEATON(R) LIQUID SCINTILLATION VIAL WI& | 1X500EA | 1 | 268 | Sigma-Aldrich | DWK986541-500EA | https://www.sigmaaldrich.com/LT/en
DWKW985864-500EA | WHEATON(R) CRYOELITE(R) CRYOVIAL WITH L& | 1X500EA | 1 | 245 | Sigma-Aldrich | DWKW985864-500EA | https://www.sigmaaldrich.com/LT/en
DWK73500-25150 | KIMBLE(R) DISPOSABLE RIMLESS CULTURE TU& | 1X1EA | 1 | 288 | Sigma-Aldrich | DWK73500-25150 | https://www.sigmaaldrich.com/LT/en
WHA10417309 | WHATMAN(R) NUCLEPORE(TM) TRACK-ETCHED M& | 1X1EA | 1 | 135 | Sigma-Aldrich | WHA10417309 | https://www.sigmaaldrich.com/LT/en
DWK223745-288EA | WHEATON(R) TYPE I CRIMP TOP SERUM BOTTL& | 1X288EA | 1 | 600 | Sigma-Aldrich | DWK223745-288EA | https://www.sigmaaldrich.com/LT/en
DWK34500-99-20EA | KIMBLE(R) KIMAX(R) OPEN ENDED MELTING C& | 1X20EA | 1 | 256 | Sigma-Aldrich | DWK34500-99-20EA | https://www.sigmaaldrich.com/LT/en
DWK224982-144EA | WHEATON(R) AMBER SAMPLE VIAL WITH RUBBE& | 1X144EA | 1 | 119 | Sigma-Aldrich | DWK224982-144EA | https://www.sigmaaldrich.com/LT/en
DWK14395-10000-1EA | KIMBLE(R) KIMAX(R) MEDIA BOTTLE, WITH C& | 1X1EA | 1 | 280 | Sigma-Aldrich | DWK14395-10000-1EA | https://www.sigmaaldrich.com/LT/en
DWK986730-500EA | WHEATON(R) LIQUID SCINTILLATION VIAL WI& | 1X500EA | 1 | 230 | Sigma-Aldrich | DWK986730-500EA | https://www.sigmaaldrich.com/LT/en
DWKW217923-12EA | WHEATON(R) NARROW-MOUTH BOTTLE, WITHOUT& | 1X12EA | 1 | 40 | Sigma-Aldrich | DWKW217923-12EA | https://www.sigmaaldrich.com/LT/en
DWK213514103-10EA | DURAN(R) SHORT STEM FUNNEL, GLASS, 75 M& | 1X10EA | 1 | 177 | Sigma-Aldrich | DWK213514103-10EA | https://www.sigmaaldrich.com/LT/en
DWK73790-10-125EA | KIMBLE(R) CENTRIFUGE TUBE WITH PLAIN RI& | 1X125EA | 1 | 141 | Sigma-Aldrich | DWK73790-10-125EA | https://www.sigmaaldrich.com/LT/en
DWKW224606-200EA | WHEATON(R) SHORTY VIALS(R) CLEAR WITH P& | 1X200EA | 1 | 265 | Sigma-Aldrich | DWKW224606-200EA | https://www.sigmaaldrich.com/LT/en
DWK986548-500EA | WHEATON(R) LIQUID SCINTILLATION VIAL WI& | 1X500EA | 1 | 326 | Sigma-Aldrich | DWK986548-500EA | https://www.sigmaaldrich.com/LT/en
DWK291181907-5EA | DURAN(R) MEMBRANE SCREW CAP, POLYPROPYL& | 1X5EA | 1 | 31 | Sigma-Aldrich | DWK291181907-5EA | https://www.sigmaaldrich.com/LT/en
DWK73665-16-1000EA | KIMBLE(R) KIM-KAP(R) PUSH CAP, POLYPROP& | 1X1000EA | 1 | 123 | Sigma-Aldrich | DWK73665-16-1000EA | https://www.sigmaaldrich.com/LT/en
DWK224885-144EA | WHEATON(R) CLEAR SAMPLE VIAL WITH RUBBE& | 1X144EA | 1 | 147 | Sigma-Aldrich | DWK224885-144EA | https://www.sigmaaldrich.com/LT/en
DWK45066C-24-150EA | KIMBLE(R) SOLID CAP WITH PTFE LINER, PH& | 1X150EA | 1 | 422 | Sigma-Aldrich | DWK45066C-24-150EA | https://www.sigmaaldrich.com/LT/en
DWK986734-500EA | WHEATON(R) LIQUID SCINTILLATION VIAL WI& | 1X500EA | 1 | 233 | Sigma-Aldrich | DWK986734-500EA | https://www.sigmaaldrich.com/LT/en
DWKW217932-12EA | WHEATON(R) WIDE-MOUTH BOTTLE, WITH CAP,& | 1X12EA | 1 | 154 | Sigma-Aldrich | DWKW217932-12EA | https://www.sigmaaldrich.com/LT/en
DWK73665-13-1000EA | KIMBLE(R) KIM-KAP(R) PUSH CAP, POLYPROP& | 1X1000EA | 1 | 119 | Sigma-Aldrich | DWK73665-13-1000EA | https://www.sigmaaldrich.com/LT/en
DWKWCL0350-5-5EA | WHEATON(R) CELLINE(R) MULTIUSE BIORECTO& | 1X5EA | 1 | 1652 | Sigma-Aldrich | DWKWCL0350-5-5EA | https://www.sigmaaldrich.com/LT/en
DWK986724-1000EA | WHEATON(R) LIQUID SCINTILLATION VIAL WI& | 1X1000EA | 1 | 343 | Sigma-Aldrich | DWK986724-1000EA | https://www.sigmaaldrich.com/LT/en
DWK212274403-10EA | DURAN(R) SUPER DUTY ERLENMEYER WIDE-NEC& | 1X10EA | 1 | 109 | Sigma-Aldrich | DWK212274403-10EA | https://www.sigmaaldrich.com/LT/en
DWK60B12BZW-1000EA | KIMBLE(R) MARK-M(TM) RIMLESS CULTURE TU& | 1X1000EA | 1 | 145 | Sigma-Aldrich | DWK60B12BZW-1000EA | https://www.sigmaaldrich.com/LT/en
DWK241704407-10EA | DURAN(R) REACTION FLASK WITH GROUND JOI& | 1X10EA | 1 | 262 | Sigma-Aldrich | DWK241704407-10EA | https://www.sigmaaldrich.com/LT/en
DWKW985911-500EA | WHEATON(R) CRYOELITE(R) CRYOVIAL WITH L& | 1X500EA | 1 | 224 | Sigma-Aldrich | DWKW985911-500EA | https://www.sigmaaldrich.com/LT/en
DWK73665-18-1000EA | KIMBLE(R) KIM-KAP(R) PUSH CAP, POLYPROP& | 1X1000EA | 1 | 142 | Sigma-Aldrich | DWK73665-18-1000EA | https://www.sigmaaldrich.com/LT/en
DWK233302303 | DWK(R) PASTEUR PIPETTE WITH LONG DRAW F& | 1X1EA | 1 | 65 | Sigma-Aldrich | DWK233302303 | https://www.sigmaaldrich.com/LT/en
DWK224882-144EA | WHEATON(R) CLEAR SAMPLE VIAL WITH RUBBE& | 1X144EA | 1 | 108 | Sigma-Aldrich | DWK224882-144EA | https://www.sigmaaldrich.com/LT/en
DWK261313309-50EA | DURAN(R) TEST TUBE, BOROSILICATE GLASS,& | 1X50EA | 1 | 74 | Sigma-Aldrich | DWK261313309-50EA | https://www.sigmaaldrich.com/LT/en
DWKW985860-500EA | WHEATON(R) CRYOELITE(R) CRYOVIAL WITH L& | 1X500EA | 1 | 195 | Sigma-Aldrich | DWKW985860-500EA | https://www.sigmaaldrich.com/LT/en
DWK92812G-2000-1EA | KIMBLE(R) KIMAX(R) HEAVY DUTY VOLUMETRI& | 1X1EA | 1 | 226 | Sigma-Aldrich | DWK92812G-2000-1EA | https://www.sigmaaldrich.com/LT/en
DWKW216962-180EA | WHEATON(R) WIDE-MOUTH BOTTLE, WITHOUT C& | 1X180EA | 1 | 166 | Sigma-Aldrich | DWKW216962-180EA | https://www.sigmaaldrich.com/LT/en
DWKW217922-12EA | WHEATON(R) WIDE-MOUTH BOTTLE, WITH CAP,& | 1X12EA | 1 | 85 | Sigma-Aldrich | DWKW217922-12EA | https://www.sigmaaldrich.com/LT/en
DWK223766-144EA | WHEATON(R) TYPE I CRIMP TOP SERUM BOTTL& | 1X144EA | 1 | 593 | Sigma-Aldrich | DWK223766-144EA | https://www.sigmaaldrich.com/LT/en
DWK45066C-15-300EA | KIMBLE(R) SOLID CAP WITH PTFE LINER, PH& | 1X300EA | 1 | 393 | Sigma-Aldrich | DWK45066C-15-300EA | https://www.sigmaaldrich.com/LT/en
DWK212014401-10EA | DURAN(R) FILTER FLASK, GLASS, 500 ML, E& | 1X10EA | 1 | 361 | Sigma-Aldrich | DWK212014401-10EA | https://www.sigmaaldrich.com/LT/en
DWK213513801-10EA | DURAN(R) SHORT STEM FUNNEL, GLASS, 50 M& | 1X10EA | 1 | 166 | Sigma-Aldrich | DWK213513801-10EA | https://www.sigmaaldrich.com/LT/en
DWK73664-16-1000EA | KIMBLE(R) KIM-KAP(R) PUSH CAP, POLYPROP& | 1X1000EA | 1 | 123 | Sigma-Aldrich | DWK73664-16-1000EA | https://www.sigmaaldrich.com/LT/en
DWK213725479-10EA | DURAN(R) VOLUMETRIC FLASK PARTIALLY GRO& | 1X10EA | 1 | 390 | Sigma-Aldrich | DWK213725479-10EA | https://www.sigmaaldrich.com/LT/en
DWK241701307-10EA | DURAN(R) REACTION FLASK WITH GROUND JOI& | 1X10EA | 1 | 154 | Sigma-Aldrich | DWK241701307-10EA | https://www.sigmaaldrich.com/LT/en
DWK212174405-10EA | DURAN(R) SUPER DUTY ERLENMEYER NARROW-N& | 1X10EA | 1 | 109 | Sigma-Aldrich | DWK212174405-10EA | https://www.sigmaaldrich.com/LT/en
DWK224984-144EA | WHEATON(R) AMBER SAMPLE VIAL WITH RUBBE& | 1X144EA | 1 | 137 | Sigma-Aldrich | DWK224984-144EA | https://www.sigmaaldrich.com/LT/en
DWK73750-16125 | KIMBLE(R) DISPOSABLE SCREW THREAD CULTU& | 1X1EA | 1 | 517 | Sigma-Aldrich | DWK73750-16125 | https://www.sigmaaldrich.com/LT/en
DWKW985871-500EA | WHEATON(R) CRYOELITE(R) CRYOVIAL WITH L& | 1X500EA | 1 | 328 | Sigma-Aldrich | DWKW985871-500EA | https://www.sigmaaldrich.com/LT/en
DWK60B12BZB-1000EA | KIMBLE(R) MARK-M(TM) RIMLESS CULTURE TU& | 1X1000EA | 1 | 145 | Sigma-Aldrich | DWK60B12BZB-1000EA | https://www.sigmaaldrich.com/LT/en
DWKW985866-500EA | WHEATON(R) CRYOELITE(R) CRYOVIAL WITH L& | 1X500EA | 1 | 245 | Sigma-Aldrich | DWKW985866-500EA | https://www.sigmaaldrich.com/LT/en
DWK241933204-10EA | DURAN(R) ERLENMEYER FLASK WITH STANDARD& | 1X10EA | 1 | 218 | Sigma-Aldrich | DWK241933204-10EA | https://www.sigmaaldrich.com/LT/en
DWKW985901-1000EA | WHEATON(R) CRYOELITE(R) CRYOVIAL WITH L& | 1X1000EA | 1 | 353 | Sigma-Aldrich | DWKW985901-1000EA | https://www.sigmaaldrich.com/LT/en
WHA10418101 | WHATMAN(R) NUCLEPORE(TM) TRACK-ETCHED M& | 1X1EA | 1 | 83 | Sigma-Aldrich | WHA10418101 | https://www.sigmaaldrich.com/LT/en
DWK211182908-10EA | DURAN(R) SUPER DUTY HIGH FORM BEAKER WI& | 1X10EA | 1 | 69 | Sigma-Aldrich | DWK211182908-10EA | https://www.sigmaaldrich.com/LT/en
DWK73802-38430 | KIMBLE(R) SOLID CAP WITH RUBBER LINER, & | 1X1EA | 1 | 390 | Sigma-Aldrich | DWK73802-38430 | https://www.sigmaaldrich.com/LT/en
DWK241705703-10EA | DURAN(R) REACTION FLASK WITH GROUND JOI& | 1X10EA | 1 | 372 | Sigma-Aldrich | DWK241705703-10EA | https://www.sigmaaldrich.com/LT/en
WHA10417312 | WHATMAN(R) NUCLEPORE(TM) TRACK-ETCHED M& | 1X1EA | 1 | 141 | Sigma-Aldrich | WHA10417312 | https://www.sigmaaldrich.com/LT/en
DWK241934603-10EA | DURAN(R) ERLENMEYER FLASK WITH STANDARD& | 1X10EA | 1 | 268 | Sigma-Aldrich | DWK241934603-10EA | https://www.sigmaaldrich.com/LT/en
DWK14395-1000-10EA | KIMBLE(R) KIMAX(R) MEDIA BOTTLE, WITH C& | 1X10EA | 1 | 190 | Sigma-Aldrich | DWK14395-1000-10EA | https://www.sigmaaldrich.com/LT/en
DWK218065451-10EA | DURAN(R) GRADUATED AMBER LABORATORY BOT& | 1X10EA | 1 | 540 | Sigma-Aldrich | DWK218065451-10EA | https://www.sigmaaldrich.com/LT/en
DWK261313806-50EA | DURAN(R) TEST TUBE, BOROSILICATE GLASS,& | 1X50EA | 1 | 128 | Sigma-Aldrich | DWK261313806-50EA | https://www.sigmaaldrich.com/LT/en
DWK90K16100F | KIMBLE(R) DISPOSABLE SCREW THREAD CULTU& | 1X1EA | 1 | 354 | Sigma-Aldrich | DWK90K16100F | https://www.sigmaaldrich.com/LT/en
DWK92812F-200-6EA | KIMBLE(R) KIMAX(R) HEAVY DUTY VOLUMETRI& | 1X6EA | 1 | 411 | Sigma-Aldrich | DWK92812F-200-6EA | https://www.sigmaaldrich.com/LT/en
DWK73662-25-500EA | KIMBLE(R) KIM-KAP(R) PUSH CAP, POLYPROP& | 1X500EA | 1 | 152 | Sigma-Aldrich | DWK73662-25-500EA | https://www.sigmaaldrich.com/LT/en
DWKW224581-288EA | WHEATON(R) CLEAR SAMPLE VIAL WITH PTFE & | 1X288EA | 1 | 340 | Sigma-Aldrich | DWKW224581-288EA | https://www.sigmaaldrich.com/LT/en
DWK73665-20-500EA | KIMBLE(R) KIM-KAP(R) PUSH CAP, POLYPROP& | 1X500EA | 1 | 120 | Sigma-Aldrich | DWK73665-20-500EA | https://www.sigmaaldrich.com/LT/en
DWK223742-288EA | WHEATON(R) TYPE I CRIMP TOP SERUM BOTTL& | 1X288EA | 1 | 382 | Sigma-Aldrich | DWK223742-288EA | https://www.sigmaaldrich.com/LT/en
DWKW224605-72EA | WHEATON(R) AMBER SAMPLE VIAL WITH PTFE & | 1X72EA | 1 | 220 | Sigma-Aldrich | DWKW224605-72EA | https://www.sigmaaldrich.com/LT/en
DWK45066C-38-50EA | KIMBLE(R) SOLID CAP WITH PTFE LINER, PH& | 1X50EA | 1 | 496 | Sigma-Aldrich | DWK45066C-38-50EA | https://www.sigmaaldrich.com/LT/en
DWKW985870-500EA | WHEATON(R) CRYOELITE(R) CRYOVIAL WITH L& | 1X500EA | 1 | 314 | Sigma-Aldrich | DWKW985870-500EA | https://www.sigmaaldrich.com/LT/en
DWK73500-16100 | KIMBLE(R) DISPOSABLE RIMLESS CULTURE TU& | 1X1EA | 1 | 155 | Sigma-Aldrich | DWK73500-16100 | https://www.sigmaaldrich.com/LT/en
DWK73790-50-72EA | KIMBLE(R) CENTRIFUGE TUBE WITH PLAIN RI& | 1X72EA | 1 | 143 | Sigma-Aldrich | DWK73790-50-72EA | https://www.sigmaaldrich.com/LT/en
DWK223747-144EA | WHEATON(R) TYPE I CRIMP TOP SERUM BOTTL& | 1X144EA | 1 | 459 | Sigma-Aldrich | DWK223747-144EA | https://www.sigmaaldrich.com/LT/en
DWKW216961-216EA | WHEATON(R) WIDE-MOUTH BOTTLE, WITHOUT C& | 1X216EA | 1 | 165 | Sigma-Aldrich | DWKW216961-216EA | https://www.sigmaaldrich.com/LT/en
DWK241933804-10EA | DURAN(R) ERLENMEYER FLASK WITH STANDARD& | 1X10EA | 1 | 262 | Sigma-Aldrich | DWK241933804-10EA | https://www.sigmaaldrich.com/LT/en
DWKW985869-500EA | WHEATON(R) CRYOELITE(R) CRYOVIAL WITH L& | 1X500EA | 1 | 294 | Sigma-Aldrich | DWKW985869-500EA | https://www.sigmaaldrich.com/LT/en
DWK74504-20-500EA | KIMBLE(R) SCINTILLATION VIALS WITH ATTA& | 1X500EA | 1 | 497 | Sigma-Aldrich | DWK74504-20-500EA | https://www.sigmaaldrich.com/LT/en
DWK986750-500EA | WHEATON(R) LIQUID SCINTILLATION VIAL WI& | 1X500EA | 1 | 233 | Sigma-Aldrich | DWK986750-500EA | https://www.sigmaaldrich.com/LT/en
DWK258526301-1EA | DURAN(R) FILTER FUNNEL, GLASS, 175 ML, & | 1X1EA | 1 | 488 | Sigma-Aldrich | DWK258526301-1EA | https://www.sigmaaldrich.com/LT/en
DWK986582-500EA | WHEATON(R) LIQUID SCINTILLATION VIAL WI& | 1X500EA | 1 | 296 | Sigma-Aldrich | DWK986582-500EA | https://www.sigmaaldrich.com/LT/en
DWK225081-288EA | WHEATON(R) CLEAR SAMPLE VIAL WITH FOIL & | 1X288EA | 1 | 213 | Sigma-Aldrich | DWK225081-288EA | https://www.sigmaaldrich.com/LT/en
DWK217216404-10EA | DURAN(R) NARROW MOUTH REACTION FLASK WI& | 1X10EA | 1 | 426 | Sigma-Aldrich | DWK217216404-10EA | https://www.sigmaaldrich.com/LT/en
DWKW985917-500EA | WHEATON(R) CRYOELITE(R) CRYOVIAL WITH L& | 1X500EA | 1 | 245 | Sigma-Aldrich | DWKW985917-500EA | https://www.sigmaaldrich.com/LT/en
DWKW224608-200EA | WHEATON(R) SHORTY VIALS(R) CLEAR WITH P& | 1X200EA | 1 | 300 | Sigma-Aldrich | DWKW224608-200EA | https://www.sigmaaldrich.com/LT/en
WHA10417106 | WHATMAN(R) NUCLEPORE(TM) TRACK-ETCHED M& | 1X1EA | 1 | 81 | Sigma-Aldrich | WHA10417106 | https://www.sigmaaldrich.com/LT/en
WHA10417304 | WHATMAN(R) NUCLEPORE(TM) TRACK-ETCHED M& | 1X1EA | 1 | 63 | Sigma-Aldrich | WHA10417304 | https://www.sigmaaldrich.com/LT/en
DWK74516-20-500EA | KIMBLE(R) SCINTILLATION VIALS WITH ATTA& | 1X500EA | 1 | 448 | Sigma-Aldrich | DWK74516-20-500EA | https://www.sigmaaldrich.com/LT/en
DWK213513304-10EA | DURAN(R) SHORT STEM FUNNEL, GLASS, APPR& | 1X10EA | 1 | 169 | Sigma-Aldrich | DWK213513304-10EA | https://www.sigmaaldrich.com/LT/en
DWK218062454-10EA | DURAN(R) GRADUATED AMBER LABORATORY BOT& | 1X10EA | 1 | 241 | Sigma-Aldrich | DWK218062454-10EA | https://www.sigmaaldrich.com/LT/en
DWK241702706-10EA | DURAN(R) REACTION FLASK WITH GROUND JOI& | 1X10EA | 1 | 194 | Sigma-Aldrich | DWK241702706-10EA | https://www.sigmaaldrich.com/LT/en
DWK224981-288EA | WHEATON(R) AMBER SAMPLE VIAL WITH RUBBE& | 1X288EA | 1 | 217 | Sigma-Aldrich | DWK224981-288EA | https://www.sigmaaldrich.com/LT/en
DWKW985862-500EA | WHEATON(R) CRYOELITE(R) CRYOVIAL WITH L& | 1X500EA | 1 | 206 | Sigma-Aldrich | DWKW985862-500EA | https://www.sigmaaldrich.com/LT/en
DWK213914478-10EA | DURAN(R) MEASURING CYLINDER UNGRADUATED& | 1X10EA | 1 | 215 | Sigma-Aldrich | DWK213914478-10EA | https://www.sigmaaldrich.com/LT/en
DWK986741-1000EA | WHEATON(R) LIQUID SCINTILLATION VIAL WI& | 1X1000EA | 1 | 430 | Sigma-Aldrich | DWK986741-1000EA | https://www.sigmaaldrich.com/LT/en
DWK986744-1000EA | WHEATON(R) LIQUID SCINTILLATION VIAL WI& | 1X1000EA | 1 | 418 | Sigma-Aldrich | DWK986744-1000EA | https://www.sigmaaldrich.com/LT/en
DWK218062951-10EA | DURAN(R) GRADUATED AMBER LABORATORY BOT& | 1X10EA | 1 | 296 | Sigma-Aldrich | DWK218062951-10EA | https://www.sigmaaldrich.com/LT/en
DWK73663-13-1000EA | KIMBLE(R) KIM-KAP(R) PUSH CAP, POLYPROP& | 1X1000EA | 1 | 119 | Sigma-Aldrich | DWK73663-13-1000EA | https://www.sigmaaldrich.com/LT/en
DWK73800-15415 | KIMBLE(R) SOLID CAP WITH RUBBER LINER, & | 1X1EA | 1 | 186 | Sigma-Aldrich | DWK73800-15415 | https://www.sigmaaldrich.com/LT/en
DWK73802-15415 | KIMBLE(R) SOLID CAP WITH PTFE FACED RUB& | 1X1EA | 1 | 143 | Sigma-Aldrich | DWK73802-15415 | https://www.sigmaaldrich.com/LT/en
DWKW216959-36EA | WHEATON(R) WIDE-MOUTH BOTTLE, WITH CAP,& | 1X36EA | 1 | 124 | Sigma-Aldrich | DWKW216959-36EA | https://www.sigmaaldrich.com/LT/en
DWK92812F-1000-1EA | KIMBLE(R) KIMAX(R) HEAVY DUTY VOLUMETRI& | 1X1EA | 1 | 155 | Sigma-Aldrich | DWK92812F-1000-1EA | https://www.sigmaaldrich.com/LT/en
DWK225014-144EA | WHEATON(R) CLEAR SAMPLE VIAL WITH RUBBE& | 1X144EA | 1 | 161 | Sigma-Aldrich | DWK225014-144EA | https://www.sigmaaldrich.com/LT/en
DWK73802-33430 | KIMBLE(R) SOLID CAP WITH RUBBER LINER, & | 1X1EA | 1 | 296 | Sigma-Aldrich | DWK73802-33430 | https://www.sigmaaldrich.com/LT/en
DWK218061458-10EA | DURAN(R) GRADUATED AMBER LABORATORY BOT& | 1X10EA | 1 | 212 | Sigma-Aldrich | DWK218061458-10EA | https://www.sigmaaldrich.com/LT/en
DWKW216938-4EA | WHEATON(R) WIDE-MOUTH BOTTLE, WITHOUT C& | 1X4EA | 1 | 25 | Sigma-Aldrich | DWKW216938-4EA | https://www.sigmaaldrich.com/LT/en
DWK261312604-100EA | DURAN(R) TEST TUBE, BOROSILICATE GLASS,& | 1X100EA | 1 | 102 | Sigma-Aldrich | DWK261312604-100EA | https://www.sigmaaldrich.com/LT/en
DWK218603656-10EA | DURAN(R) WIDE MOUTH LABORATORY BOTTLE, & | 1X10EA | 1 | 120 | Sigma-Aldrich | DWK218603656-10EA | https://www.sigmaaldrich.com/LT/en
DWK73663-16-1000EA | KIMBLE(R) KIM-KAP(R) PUSH CAP, POLYPROP& | 1X1000EA | 1 | 123 | Sigma-Aldrich | DWK73663-16-1000EA | https://www.sigmaaldrich.com/LT/en
DWK241701907-10EA | DURAN(R) REACTION FLASK WITH GROUND JOI& | 1X10EA | 1 | 187 | Sigma-Aldrich | DWK241701907-10EA | https://www.sigmaaldrich.com/LT/en
DWK223760-288EA | WHEATON(R) TYPE I CRIMP TOP SERUM BOTTL& | 1X288EA | 1 | 401 | Sigma-Aldrich | DWK223760-288EA | https://www.sigmaaldrich.com/LT/en
DWK73785-10-125EA | KIMBLE(R) CENTRIFUGE TUBE WITH SCREW-TO& | 1X125EA | 1 | 161 | Sigma-Aldrich | DWK73785-10-125EA | https://www.sigmaaldrich.com/LT/en
DWKW216958-60EA | WHEATON(R) WIDE-MOUTH BOTTLE, WITH CAP,& | 1X60EA | 1 | 149 | Sigma-Aldrich | DWKW216958-60EA | https://www.sigmaaldrich.com/LT/en
DWK90P20150F-500EA | KIMBLE(R) DISPOSABLE SCREW THREAD CULTU& | 1X500EA | 1 | 284 | Sigma-Aldrich | DWK90P20150F-500EA | https://www.sigmaaldrich.com/LT/en
DWK73660-18-1000EA | KIMBLE(R) KIM-KAP(R) PUSH CAP, POLYPROP& | 1X1000EA | 1 | 122 | Sigma-Aldrich | DWK73660-18-1000EA | https://www.sigmaaldrich.com/LT/en
DWK241935402-10EA | DURAN(R) ERLENMEYER FLASK WITH STANDARD& | 1X10EA | 1 | 286 | Sigma-Aldrich | DWK241935402-10EA | https://www.sigmaaldrich.com/LT/en
WHA10417301 | WHATMAN(R) NUCLEPORE(TM) TRACK-ETCHED M& | 1X1EA | 1 | 70 | Sigma-Aldrich | WHA10417301 | https://www.sigmaaldrich.com/LT/en
DWK257105451-1EA | DURAN(R) FILTRATION APPARATUS COMPLETE & | 1X1EA | 1 | 575 | Sigma-Aldrich | DWK257105451-1EA | https://www.sigmaaldrich.com/LT/en
DWK73660-13-1000EA | KIMBLE(R) KIM-KAP(R) PUSH CAP, POLYPROP& | 1X1000EA | 1 | 106 | Sigma-Aldrich | DWK73660-13-1000EA | https://www.sigmaaldrich.com/LT/en
DWKW985910-500EA | WHEATON(R) CRYOELITE(R) CRYOVIAL WITH L& | 1X500EA | 1 | 195 | Sigma-Aldrich | DWKW985910-500EA | https://www.sigmaaldrich.com/LT/en
DWKW216952-24EA | WHEATON(R) WIDE-MOUTH BOTTLE, WITH CAP,& | 1X24EA | 1 | 35 | Sigma-Aldrich | DWKW216952-24EA | https://www.sigmaaldrich.com/LT/en
DWK74500-20-500EA | KIMBLE(R) SCINTILLATION VIALS WITH ATTA& | 1X500EA | 1 | 374 | Sigma-Aldrich | DWK74500-20-500EA | https://www.sigmaaldrich.com/LT/en
DWK73660-16-1000EA | KIMBLE(R) KIM-KAP(R) PUSH CAP, POLYPROP& | 1X1000EA | 1 | 113 | Sigma-Aldrich | DWK73660-16-1000EA | https://www.sigmaaldrich.com/LT/en
DWKWCL1000-1-1EA | WHEATON(R) CELLINE(R) MULTIUSE BIORECTO& | 1X1EA | 1 | 295 | Sigma-Aldrich | DWKWCL1000-1-1EA | https://www.sigmaaldrich.com/LT/en
DWKW216935-24EA | WHEATON(R) WIDE-MOUTH BOTTLE, WITHOUT C& | 1X24EA | 1 | 28 | Sigma-Aldrich | DWKW216935-24EA | https://www.sigmaaldrich.com/LT/en
DWK241701804-10EA | DURAN(R) REACTION FLASK WITH GROUND JOI& | 1X10EA | 1 | 184 | Sigma-Aldrich | DWK241701804-10EA | https://www.sigmaaldrich.com/LT/en
DWKW224591-72EA | WHEATON(R) CLEAR SAMPLE VIAL WITH PTFE & | 1X72EA | 1 | 221 | Sigma-Aldrich | DWKW224591-72EA | https://www.sigmaaldrich.com/LT/en
DWKW985921-500EA | WHEATON(R) CRYOELITE(R) CRYOVIAL WITH L& | 1X500EA | 1 | 245 | Sigma-Aldrich | DWKW985921-500EA | https://www.sigmaaldrich.com/LT/en
DWK92812G-500-6EA | KIMBLE(R) KIMAX(R) HEAVY DUTY VOLUMETRI& | 1X6EA | 1 | 494 | Sigma-Aldrich | DWK92812G-500-6EA | https://www.sigmaaldrich.com/LT/en
DWKW224589-72EA | WHEATON(R) CLEAR SAMPLE VIAL WITH PTFE & | 1X72EA | 1 | 163 | Sigma-Aldrich | DWKW224589-72EA | https://www.sigmaaldrich.com/LT/en
DWK223763-288EA | WHEATON(R) TYPE I CRIMP TOP SERUM BOTTL& | 1X288EA | 1 | 616 | Sigma-Aldrich | DWK223763-288EA | https://www.sigmaaldrich.com/LT/en
DWK986568-500EA | WHEATON(R) LIQUID SCINTILLATION VIAL WI& | 1X500EA | 1 | 324 | Sigma-Aldrich | DWK986568-500EA | https://www.sigmaaldrich.com/LT/en
DWK986590-500EA | WHEATON(R) LIQUID SCINTILLATION VIAL WI& | 1X500EA | 1 | 274 | Sigma-Aldrich | DWK986590-500EA | https://www.sigmaaldrich.com/LT/en
WHA10417401 | WHATMAN(R) NUCLEPORE(TM) TRACK-ETCHED M& | 1X1EA | 1 | 57 | Sigma-Aldrich | WHA10417401 | https://www.sigmaaldrich.com/LT/en
DWK73500-20150 | KIMBLE(R) DISPOSABLE RIMLESS CULTURE TU& | 1X1EA | 1 | 226 | Sigma-Aldrich | DWK73500-20150 | https://www.sigmaaldrich.com/LT/en
WHA10451414 | WHATMAN(TM) CLOSURE CLAMP OF THE MD 142& | 1X1EA | 1 | 469 | Sigma-Aldrich | WHA10451414 | https://www.sigmaaldrich.com/LT/en
DWK286218204-10EA | DURAN(R) SILICONE RUBBER SEAL, GL 32, 2& | 1X10EA | 1 | 39 | Sigma-Aldrich | DWK286218204-10EA | https://www.sigmaaldrich.com/LT/en
DWK60E16BZW-1000EA | KIMBLE(R) MARK-M(TM) RIMLESS CULTURE TU& | 1X1000EA | 1 | 234 | Sigma-Aldrich | DWK60E16BZW-1000EA | https://www.sigmaaldrich.com/LT/en
DWKWCL0350-1-1EA | WHEATON(R) CELLINE(R) MULTIUSE BIORECTO& | 1X1EA | 1 | 232 | Sigma-Aldrich | DWKWCL0350-1-1EA | https://www.sigmaaldrich.com/LT/en
DWK73760-16125 | KIMBLE(R) DISPOSABLE SCREW THREAD CULTU& | 1X1EA | 1 | 646 | Sigma-Aldrich | DWK73760-16125 | https://www.sigmaaldrich.com/LT/en
DWK14395-250-10EA | KIMBLE(R) KIMAX(R) MEDIA BOTTLE, WITH C& | 1X10EA | 1 | 130 | Sigma-Aldrich | DWK14395-250-10EA | https://www.sigmaaldrich.com/LT/en
DWK986746-1000EA | WHEATON(R) LIQUID SCINTILLATION VIAL WI& | 1X1000EA | 1 | 557 | Sigma-Aldrich | DWK986746-1000EA | https://www.sigmaaldrich.com/LT/en
DWK73500-1275 | KIMBLE(R) DISPOSABLE RIMLESS CULTURE TU& | 1X1EA | 1 | 112 | Sigma-Aldrich | DWK73500-1275 | https://www.sigmaaldrich.com/LT/en
DWK90K16125F | KIMBLE(R) DISPOSABLE SCREW THREAD CULTU& | 1X1EA | 1 | 426 | Sigma-Aldrich | DWK90K16125F | https://www.sigmaaldrich.com/LT/en
DWKW985902-1000EA | WHEATON(R) CRYOELITE(R) CRYOVIAL WITH L& | 1X1000EA | 1 | 470 | Sigma-Aldrich | DWKW985902-1000EA | https://www.sigmaaldrich.com/LT/en
DWK241932705-10EA | DURAN(R) ERLENMEYER FLASK WITH STANDARD& | 1X10EA | 1 | 224 | Sigma-Aldrich | DWK241932705-10EA | https://www.sigmaaldrich.com/LT/en
DWK258526507-1EA | DURAN(R) FILTER FUNNEL, GLASS, 175 ML, & | 1X1EA | 1 | 1186 | Sigma-Aldrich | DWK258526507-1EA | https://www.sigmaaldrich.com/LT/en
WHA10417206 | WHATMAN(R) NUCLEPORE(TM) TRACK-ETCHED M& | 1X1EA | 1 | 66 | Sigma-Aldrich | WHA10417206 | https://www.sigmaaldrich.com/LT/en
DWKW224604-72EA | WHEATON(R) AMBER SAMPLE VIAL WITH PTFE & | 1X72EA | 1 | 177 | Sigma-Aldrich | DWKW224604-72EA | https://www.sigmaaldrich.com/LT/en
DWK213723272-10EA | DURAN(R) VOLUMETRIC FLASK PARTIALLY GRO& | 1X10EA | 1 | 182 | Sigma-Aldrich | DWK213723272-10EA | https://www.sigmaaldrich.com/LT/en
DWK218663653-10EA | DURAN(R) WIDE MOUTH AMBER LABORATORY BO& | 1X10EA | 1 | 489 | Sigma-Aldrich | DWK218663653-10EA | https://www.sigmaaldrich.com/LT/en
DWKW985913-500EA | WHEATON(R) CRYOELITE(R) CRYOVIAL WITH L& | 1X500EA | 1 | 308 | Sigma-Aldrich | DWKW985913-500EA | https://www.sigmaaldrich.com/LT/en
DWK213722576-10EA | DURAN(R) VOLUMETRIC FLASK PARTIALLY GRO& | 1X10EA | 1 | 147 | Sigma-Aldrich | DWK213722576-10EA | https://www.sigmaaldrich.com/LT/en
DWK241702603-10EA | DURAN(R) REACTION FLASK WITH GROUND JOI& | 1X10EA | 1 | 193 | Sigma-Aldrich | DWK241702603-10EA | https://www.sigmaaldrich.com/LT/en
DWK73802-8425 | KIMBLE(R) SOLID CAP WITH RUBBER LINER, & | 1X1EA | 1 | 91 | Sigma-Aldrich | DWK73802-8425 | https://www.sigmaaldrich.com/LT/en
DWK224888-144EA | WHEATON(R) CLEAR SAMPLE VIAL WITH RUBBE& | 1X144EA | 1 | 225 | Sigma-Aldrich | DWK224888-144EA | https://www.sigmaaldrich.com/LT/en
DWK986756-500EA | WHEATON(R) LIQUID SCINTILLATION VIAL WI& | 1X500EA | 1 | 340 | Sigma-Aldrich | DWK986756-500EA | https://www.sigmaaldrich.com/LT/en
DWKW216953-24EA | WHEATON(R) WIDE-MOUTH BOTTLE, WITH CAP,& | 1X24EA | 1 | 46 | Sigma-Aldrich | DWKW216953-24EA | https://www.sigmaaldrich.com/LT/en
DWK217314401-10EA | DURAN(R) WIDE MOUTH REACTION FLASK WITH& | 1X10EA | 1 | 128 | Sigma-Aldrich | DWK217314401-10EA | https://www.sigmaaldrich.com/LT/en
WHA10417412 | WHATMAN(R) NUCLEPORE(TM) TRACK-ETCHED M& | 1X1EA | 1 | 141 | Sigma-Aldrich | WHA10417412 | https://www.sigmaaldrich.com/LT/en
DWK211183604-10EA | DURAN(R) SUPER DUTY HIGH FORM BEAKER WI& | 1X10EA | 1 | 71 | Sigma-Aldrich | DWK211183604-10EA | https://www.sigmaaldrich.com/LT/en
DWK92812F-5-6EA | KIMBLE(R) KIMAX(R) HEAVY DUTY VOLUMETRI& | 1X6EA | 1 | 218 | Sigma-Aldrich | DWK92812F-5-6EA | https://www.sigmaaldrich.com/LT/en
DWKW985922-500EA | WHEATON(R) CRYOELITE(R) CRYOVIAL WITH L& | 1X500EA | 1 | 245 | Sigma-Aldrich | DWKW985922-500EA | https://www.sigmaaldrich.com/LT/en
DWK73750-20125 | KIMBLE(R) DISPOSABLE SCREW THREAD CULTU& | 1X1EA | 1 | 346 | Sigma-Aldrich | DWK73750-20125 | https://www.sigmaaldrich.com/LT/en
DWK213902402-2EA | DURAN(R) MEASURING CYLINDER WITH BLUE S& | 1X2EA | 1 | 27 | Sigma-Aldrich | DWK213902402-2EA | https://www.sigmaaldrich.com/LT/en
DWK73802-22400 | KIMBLE(R) SOLID CAP WITH RUBBER LINER, & | 1X1EA | 1 | 200 | Sigma-Aldrich | DWK73802-22400 | https://www.sigmaaldrich.com/LT/en
DWK92812F-2000-1EA | KIMBLE(R) KIMAX(R) HEAVY DUTY VOLUMETRI& | 1X1EA | 1 | 231 | Sigma-Aldrich | DWK92812F-2000-1EA | https://www.sigmaaldrich.com/LT/en
DWK223739-288EA | WHEATON(R) TYPE I CRIMP TOP SERUM BOTTL& | 1X288EA | 1 | 313 | Sigma-Aldrich | DWK223739-288EA | https://www.sigmaaldrich.com/LT/en
DWK258526404-1EA | DURAN(R) FILTER FUNNEL, GLASS, 175 ML, & | 1X1EA | 1 | 569 | Sigma-Aldrich | DWK258526404-1EA | https://www.sigmaaldrich.com/LT/en
DWK73662-16-1000EA | KIMBLE(R) KIM-KAP(R) PUSH CAP, POLYPROP& | 1X1000EA | 1 | 123 | Sigma-Aldrich | DWK73662-16-1000EA | https://www.sigmaaldrich.com/LT/en
DWK14395-500-10EA | KIMBLE(R) KIMAX(R) MEDIA BOTTLE, WITH C& | 1X10EA | 1 | 156 | Sigma-Aldrich | DWK14395-500-10EA | https://www.sigmaaldrich.com/LT/en
DWK258521106-1EA | DURAN(R) FILTER FUNNEL, GLASS, 45 ML, P& | 1X1EA | 1 | 42 | Sigma-Aldrich | DWK258521106-1EA | https://www.sigmaaldrich.com/LT/en
DWK92812G-100-6EA | KIMBLE(R) KIMAX(R) HEAVY DUTY VOLUMETRI& | 1X6EA | 1 | 316 | Sigma-Aldrich | DWK92812G-100-6EA | https://www.sigmaaldrich.com/LT/en
DWKW985872-500EA | WHEATON(R) CRYOELITE(R) CRYOVIAL WITH L& | 1X500EA | 1 | 245 | Sigma-Aldrich | DWKW985872-500EA | https://www.sigmaaldrich.com/LT/en
DWK213543804-10EA | DURAN(R) POWDER FUNNEL WITH SHORT WIDE & | 1X10EA | 1 | 134 | Sigma-Aldrich | DWK213543804-10EA | https://www.sigmaaldrich.com/LT/en
DWK212175401-10EA | DURAN(R) SUPER DUTY ERLENMEYER NARROW-N& | 1X10EA | 1 | 171 | Sigma-Aldrich | DWK212175401-10EA | https://www.sigmaaldrich.com/LT/en
DWK986751-500EA | WHEATON(R) LIQUID SCINTILLATION VIAL WI& | 1X500EA | 1 | 233 | Sigma-Aldrich | DWK986751-500EA | https://www.sigmaaldrich.com/LT/en
DWK92812F-50-6EA | KIMBLE(R) KIMAX(R) HEAVY DUTY VOLUMETRI& | 1X6EA | 1 | 260 | Sigma-Aldrich | DWK92812F-50-6EA | https://www.sigmaaldrich.com/LT/en
DWK73660-20-500EA | KIMBLE(R) KIM-KAP(R) PUSH CAP, POLYPROP& | 1X500EA | 1 | 109 | Sigma-Aldrich | DWK73660-20-500EA | https://www.sigmaaldrich.com/LT/en
DWK213544106-10EA | DURAN(R) POWDER FUNNEL WITH SHORT WIDE & | 1X10EA | 1 | 151 | Sigma-Aldrich | DWK213544106-10EA | https://www.sigmaaldrich.com/LT/en
DWK213942406-2EA | DURAN(R) SUPER DUTY MEASURING CYLINDER & | 1X2EA | 1 | 89 | Sigma-Aldrich | DWK213942406-2EA | https://www.sigmaaldrich.com/LT/en
DWK986726-1000EA | WHEATON(R) LIQUID SCINTILLATION VIAL WI& | 1X1000EA | 1 | 516 | Sigma-Aldrich | DWK986726-1000EA | https://www.sigmaaldrich.com/LT/en
DWK92812F-250-6EA | KIMBLE(R) KIMAX(R) HEAVY DUTY VOLUMETRI& | 1X6EA | 1 | 411 | Sigma-Aldrich | DWK92812F-250-6EA | https://www.sigmaaldrich.com/LT/en
DWK73500-13100 | KIMBLE(R) DISPOSABLE RIMLESS CULTURE TU& | 1X1EA | 1 | 123 | Sigma-Aldrich | DWK73500-13100 | https://www.sigmaaldrich.com/LT/en
DWK223746-144EA | WHEATON(R) TYPE I CRIMP TOP SERUM BOTTL& | 1X144EA | 1 | 334 | Sigma-Aldrich | DWK223746-144EA | https://www.sigmaaldrich.com/LT/en
WHA10417114 | WHATMAN(R) NUCLEPORE(TM) TRACK-ETCHED M& | 1X1EA | 1 | 128 | Sigma-Aldrich | WHA10417114 | https://www.sigmaaldrich.com/LT/en
DWK1200265-1EA | DURAN(R) WIDE MOUTH LABORATORY BOTTLE, & | 1X1EA | 1 | 819 | Sigma-Aldrich | DWK1200265-1EA | https://www.sigmaaldrich.com/LT/en
DWK60A10BZL-1000EA | KIMBLE(R) MARK-M(TM) RIMLESS CULTURE TU& | 1X1000EA | 1 | 137 | Sigma-Aldrich | DWK60A10BZL-1000EA | https://www.sigmaaldrich.com/LT/en
DWK218606904-1EA | DURAN(R) WIDE MOUTH LABORATORY BOTTLE, & | 1X1EA | 1 | 118 | Sigma-Aldrich | DWK218606904-1EA | https://www.sigmaaldrich.com/LT/en
DWK218063656-10EA | DURAN(R) GRADUATED AMBER LABORATORY BOT& | 1X10EA | 1 | 343 | Sigma-Aldrich | DWK218063656-10EA | https://www.sigmaaldrich.com/LT/en
DWK986732-500EA | WHEATON(R) LIQUID SCINTILLATION VIAL WI& | 1X500EA | 1 | 258 | Sigma-Aldrich | DWK986732-500EA | https://www.sigmaaldrich.com/LT/en
DWK218061758-10EA | DURAN(R) GRADUATED AMBER LABORATORY BOT& | 1X10EA | 1 | 218 | Sigma-Aldrich | DWK218061758-10EA | https://www.sigmaaldrich.com/LT/en
DWK218666959-1EA | DURAN(R) WIDE MOUTH AMBER LABORATORY BO& | 1X1EA | 1 | 196 | Sigma-Aldrich | DWK218666959-1EA | https://www.sigmaaldrich.com/LT/en
DWK986700-500EA | WHEATON(R) LIQUID SCINTILLATION VIAL WI& | 1X500EA | 1 | 189 | Sigma-Aldrich | DWK986700-500EA | https://www.sigmaaldrich.com/LT/en
DWK90P20125F-500EA | KIMBLE(R) DISPOSABLE SCREW THREAD CULTU& | 1X500EA | 1 | 265 | Sigma-Aldrich | DWK90P20125F-500EA | https://www.sigmaaldrich.com/LT/en
DWKW985861-500EA | WHEATON(R) CRYOELITE(R) CRYOVIAL WITH L& | 1X500EA | 1 | 224 | Sigma-Aldrich | DWKW985861-500EA | https://www.sigmaaldrich.com/LT/en
DWKW216955-216EA | WHEATON(R) WIDE-MOUTH BOTTLE, WITH CAP,& | 1X216EA | 1 | 266 | Sigma-Aldrich | DWKW216955-216EA | https://www.sigmaaldrich.com/LT/en
DWK60C13BZW-1000EA | KIMBLE(R) MARK-M(TM) RIMLESS CULTURE TU& | 1X1000EA | 1 | 271 | Sigma-Aldrich | DWK60C13BZW-1000EA | https://www.sigmaaldrich.com/LT/en
DWK986714-500EA | WHEATON(R) LIQUID SCINTILLATION VIAL WI& | 1X500EA | 1 | 206 | Sigma-Aldrich | DWK986714-500EA | https://www.sigmaaldrich.com/LT/en
WHA10417612 | WHATMAN(R) CYCLOPORE(R) POLYCARBONATE A& | 1X1EA | 1 | 63 | Sigma-Aldrich | WHA10417612 | https://www.sigmaaldrich.com/LT/en
DWK218067358-1EA | DURAN(R) GRADUATED AMBER LABORATORY BOT& | 1X1EA | 1 | 244 | Sigma-Aldrich | DWK218067358-1EA | https://www.sigmaaldrich.com/LT/en
DWKW224584-144EA | WHEATON(R) CLEAR SAMPLE VIAL WITH PTFE & | 1X144EA | 1 | 184 | Sigma-Aldrich | DWKW224584-144EA | https://www.sigmaaldrich.com/LT/en
DWK986580-500EA | WHEATON(R) LIQUID SCINTILLATION VIAL WI& | 1X500EA | 1 | 268 | Sigma-Aldrich | DWK986580-500EA | https://www.sigmaaldrich.com/LT/en
DWK258526104-1EA | DURAN(R) FILTER FUNNEL, GLASS, 175 ML, & | 1X1EA | 1 | 499 | Sigma-Aldrich | DWK258526104-1EA | https://www.sigmaaldrich.com/LT/en
DWK73785-50-72EA | KIMBLE(R) CENTRIFUGE TUBE WITH SCREW-TO& | 1X72EA | 1 | 144 | Sigma-Aldrich | DWK73785-50-72EA | https://www.sigmaaldrich.com/LT/en
DWK241932602-10EA | DURAN(R) ERLENMEYER FLASK WITH STANDARD& | 1X10EA | 1 | 203 | Sigma-Aldrich | DWK241932602-10EA | https://www.sigmaaldrich.com/LT/en
DWK217313602-10EA | DURAN(R) WIDE MOUTH REACTION FLASK WITH& | 1X10EA | 1 | 94 | Sigma-Aldrich | DWK217313602-10EA | https://www.sigmaaldrich.com/LT/en
DWK986562-500EA | WHEATON(R) LIQUID SCINTILLATION VIAL WI& | 1X500EA | 1 | 308 | Sigma-Aldrich | DWK986562-500EA | https://www.sigmaaldrich.com/LT/en
DWK986720-1000EA | WHEATON(R) LIQUID SCINTILLATION VIAL WI& | 1X1000EA | 1 | 301 | Sigma-Aldrich | DWK986720-1000EA | https://www.sigmaaldrich.com/LT/en
WHA10417712 | WHATMAN(R) CYCLOPORE(R) POLYCARBONATE A& | 1X1EA | 1 | 196 | Sigma-Aldrich | WHA10417712 | https://www.sigmaaldrich.com/LT/en
DWKW224684-144EA | WHEATON(R) AMBER SAMPLE VIAL WITH PTFE & | 1X144EA | 1 | 203 | Sigma-Aldrich | DWKW224684-144EA | https://www.sigmaaldrich.com/LT/en
DWK212165306-10EA | DURAN(R) ERLENMEYER NARROW-NECK FLASKS,& | 1X10EA | 1 | 103 | Sigma-Aldrich | DWK212165306-10EA | https://www.sigmaaldrich.com/LT/en
DWK73750-20150 | KIMBLE(R) DISPOSABLE SCREW THREAD CULTU& | 1X1EA | 1 | 412 | Sigma-Aldrich | DWK73750-20150 | https://www.sigmaaldrich.com/LT/en
DWK217311704-10EA | DURAN(R) WIDE MOUTH REACTION FLASK WITH& | 1X10EA | 1 | 195 | Sigma-Aldrich | DWK217311704-10EA | https://www.sigmaaldrich.com/LT/en
DWK92812G-50-6EA | KIMBLE(R) KIMAX(R) HEAVY DUTY VOLUMETRI& | 1X6EA | 1 | 260 | Sigma-Aldrich | DWK92812G-50-6EA | https://www.sigmaaldrich.com/LT/en
DWKW216963-84EA | WHEATON(R) WIDE-MOUTH BOTTLE, WITHOUT C& | 1X84EA | 1 | 97 | Sigma-Aldrich | DWKW216963-84EA | https://www.sigmaaldrich.com/LT/en
DWK73664-18-1000EA | KIMBLE(R) KIM-KAP(R) PUSH CAP, POLYPROP& | 1X1000EA | 1 | 142 | Sigma-Aldrich | DWK73664-18-1000EA | https://www.sigmaaldrich.com/LT/en
DWK225288-72EA | WHEATON(R) CLEAR SAMPLE VIAL WITH RUBBE& | 1X72EA | 1 | 102 | Sigma-Aldrich | DWK225288-72EA | https://www.sigmaaldrich.com/LT/en
DWKW985874-500EA | WHEATON(R) CRYOELITE(R) CRYOVIAL WITH L& | 1X500EA | 1 | 246 | Sigma-Aldrich | DWKW985874-500EA | https://www.sigmaaldrich.com/LT/en
DWK986710-500EA | WHEATON(R) LIQUID SCINTILLATION VIAL WI& | 1X500EA | 1 | 271 | Sigma-Aldrich | DWK986710-500EA | https://www.sigmaaldrich.com/LT/en
WHA10417701 | WHATMAN(R) CYCLOPORE(R) POLYCARBONATE A& | 1X1EA | 1 | 102 | Sigma-Aldrich | WHA10417701 | https://www.sigmaaldrich.com/LT/en
DWK223685-144EA | WHEATON(R) SERUM VIAL, GLASS, 5 ML, CRI& | 1X144EA | 1 | 96 | Sigma-Aldrich | DWK223685-144EA | https://www.sigmaaldrich.com/LT/en
DWKW224588-144EA | WHEATON(R) CLEAR SAMPLE VIAL WITH PTFE & | 1X144EA | 1 | 268 | Sigma-Aldrich | DWKW224588-144EA | https://www.sigmaaldrich.com/LT/en
DWK225012-144EA | WHEATON(R) CLEAR SAMPLE VIAL WITH RUBBE& | 1X144EA | 1 | 143 | Sigma-Aldrich | DWK225012-144EA | https://www.sigmaaldrich.com/LT/en
DWK14396-2000-4EA | KIMBLE(R) KIMAX(R) MEDIA BOTTLE, WITHOU& | 1X4EA | 1 | 174 | Sigma-Aldrich | DWK14396-2000-4EA | https://www.sigmaaldrich.com/LT/en
DWK73500-18150 | KIMBLE(R) DISPOSABLE RIMLESS CULTURE TU& | 1X1EA | 1 | 136 | Sigma-Aldrich | DWK73500-18150 | https://www.sigmaaldrich.com/LT/en
DWKWCL1000AD-3-3EA | WHEATON(R) CELLINE(R) MULTIUSE BIORECTO& | 1X3EA | 1 | 885 | Sigma-Aldrich | DWKWCL1000AD-3-3EA | https://www.sigmaaldrich.com/LT/en
DWK213543307-10EA | DURAN(R) POWDER FUNNEL WITH SHORT WIDE & | 1X10EA | 1 | 118 | Sigma-Aldrich | DWK213543307-10EA | https://www.sigmaaldrich.com/LT/en
DWKW216933-4EA | WHEATON(R) WIDE-MOUTH BOTTLE, WITH CAP,& | 1X4EA | 1 | 46 | Sigma-Aldrich | DWKW216933-4EA | https://www.sigmaaldrich.com/LT/en
DWK241935702-10EA | DURAN(R) ERLENMEYER FLASK WITH STANDARD& | 1X10EA | 1 | 356 | Sigma-Aldrich | DWK241935702-10EA | https://www.sigmaaldrich.com/LT/en
DWKW985852-1000EA | WHEATON(R) CRYOELITE(R) CRYOVIAL WITH L& | 1X1000EA | 1 | 470 | Sigma-Aldrich | DWKW985852-1000EA | https://www.sigmaaldrich.com/LT/en
DWK986754-500EA | WHEATON(R) LIQUID SCINTILLATION VIAL WI& | 1X500EA | 1 | 233 | Sigma-Aldrich | DWK986754-500EA | https://www.sigmaaldrich.com/LT/en
DWK223748-144EA | WHEATON(R) TYPE I CRIMP TOP SERUM BOTTL& | 1X144EA | 1 | 643 | Sigma-Aldrich | DWK223748-144EA | https://www.sigmaaldrich.com/LT/en
WHA77073900 | WHATMAN(R) 850-DS 8-CHANNEL FILTER PLAT& | 1X1EA | 1 | 621 | Sigma-Aldrich | WHA77073900 | https://www.sigmaaldrich.com/LT/en
DWK213901406-2EA | DURAN(R) MEASURING CYLINDER WITH BLUE S& | 1X2EA | 1 | 24 | Sigma-Aldrich | DWK213901406-2EA | https://www.sigmaaldrich.com/LT/en
DWK14395-100-10EA | KIMBLE(R) KIMAX(R) MEDIA BOTTLE, WITH C& | 1X10EA | 1 | 119 | Sigma-Aldrich | DWK14395-100-10EA | https://www.sigmaaldrich.com/LT/en
WHA10417004 | WHATMAN(R) NUCLEPORE(TM) TRACK-ETCHED M& | 1X1EA | 1 | 77 | Sigma-Aldrich | WHA10417004 | https://www.sigmaaldrich.com/LT/en
DWK291182809-5EA | DURAN(R) MEMBRANE SCREW CAP, POLYPROPYL& | 1X5EA | 1 | 27 | Sigma-Aldrich | DWK291182809-5EA | https://www.sigmaaldrich.com/LT/en
DWK247866909-1EA | DURAN(R) DESICCATOR WITH MOBILEX LID AN& | 1X1EA | 1 | 476 | Sigma-Aldrich | DWK247866909-1EA | https://www.sigmaaldrich.com/LT/en
DWK241706408-10EA | DURAN(R) REACTION FLASK WITH GROUND JOI& | 1X10EA | 1 | 540 | Sigma-Aldrich | DWK241706408-10EA | https://www.sigmaaldrich.com/LT/en
DWK233301504 | DWK(R) PASTEUR PIPETTE WITH SHORT DRAW & | 1X1EA | 1 | 59 | Sigma-Aldrich | DWK233301504 | https://www.sigmaaldrich.com/LT/en
WHA10417606 | WHATMAN(R) CYCLOPORE(R) POLYCARBONATE A& | 1X1EA | 1 | 77 | Sigma-Aldrich | WHA10417606 | https://www.sigmaaldrich.com/LT/en
DWKW985923-500EA | WHEATON(R) CRYOELITE(R) CRYOVIAL WITH L& | 1X500EA | 1 | 288 | Sigma-Aldrich | DWKW985923-500EA | https://www.sigmaaldrich.com/LT/en
DWK986711-500EA | WHEATON(R) LIQUID SCINTILLATION VIAL WI& | 1X500EA | 1 | 193 | Sigma-Aldrich | DWK986711-500EA | https://www.sigmaaldrich.com/LT/en
DWK73500-16150 | KIMBLE(R) DISPOSABLE RIMLESS CULTURE T& | 1X1EA | 1 | 211 | Sigma-Aldrich | DWK73500-16150 | https://www.sigmaaldrich.com/LT/en
DWKW217931-6EA | WHEATON(R) WIDE-MOUTH BOTTLE, WITH CAP,& | 1X6EA | 1 | 51 | Sigma-Aldrich | DWKW217931-6EA | https://www.sigmaaldrich.com/LT/en
DWKW216936-24EA | WHEATON(R) WIDE-MOUTH BOTTLE, WITHOUT C& | 1X24EA | 1 | 35 | Sigma-Aldrich | DWKW216936-24EA | https://www.sigmaaldrich.com/LT/en
DWK241702003-10EA | DURAN(R) REACTION FLASK WITH GROUND JOI& | 1X10EA | 1 | 170 | Sigma-Aldrich | DWK241702003-10EA | https://www.sigmaaldrich.com/LT/en
DWK73500-1075 | KIMBLE(R) DISPOSABLE RIMLESS CULTURE TU& | 1X1EA | 1 | 105 | Sigma-Aldrich | DWK73500-1075 | https://www.sigmaaldrich.com/LT/en
DWK73660-38-250EA | KIMBLE(R) KIM-KAP(R) PUSH CAP, POLYPROP& | 1X250EA | 1 | 145 | Sigma-Aldrich | DWK73660-38-250EA | https://www.sigmaaldrich.com/LT/en
DWK241705403-10EA | DURAN(R) REACTION FLASK WITH GROUND JOI& | 1X10EA | 1 | 308 | Sigma-Aldrich | DWK241705403-10EA | https://www.sigmaaldrich.com/LT/en
DWKW217924-12EA | WHEATON(R) NARROW-MOUTH BOTTLE, WITH CA& | 1X12EA | 1 | 52 | Sigma-Aldrich | DWKW217924-12EA | https://www.sigmaaldrich.com/LT/en
DWK241704707-10EA | DURAN(R) REACTION FLASK WITH GROUND JOI& | 1X10EA | 1 | 332 | Sigma-Aldrich | DWK241704707-10EA | https://www.sigmaaldrich.com/LT/en
DWK73750-16150 | KIMBLE(R) DISPOSABLE SCREW THREAD CULTU& | 1X1EA | 1 | 518 | Sigma-Aldrich | DWK73750-16150 | https://www.sigmaaldrich.com/LT/en
DWK73663-20-500EA | KIMBLE(R) KIM-KAP(R) PUSH CAP, POLYPROP& | 1X500EA | 1 | 120 | Sigma-Aldrich | DWK73663-20-500EA | https://www.sigmaaldrich.com/LT/en
DWK34502-99-20EA | KIMBLE(R) KIMAX(R) OPEN ENDED MELTING C& | 1X20EA | 1 | 261 | Sigma-Aldrich | DWK34502-99-20EA | https://www.sigmaaldrich.com/LT/en
DWK213901706-2EA | DURAN(R) MEASURING CYLINDER WITH BLUE S& | 1X2EA | 1 | 25 | Sigma-Aldrich | DWK213901706-2EA | https://www.sigmaaldrich.com/LT/en
DWK218663604-10EA | DURAN(R) WIDE MOUTH AMBER LABORATORY BO& | 1X10EA | 1 | 453 | Sigma-Aldrich | DWK218663604-10EA | https://www.sigmaaldrich.com/LT/en
DWKW223712-288EA | WHEATON(R) TYPE I CRIMP TOP SERUM BOTTL& | 1X288EA | 1 | 211 | Sigma-Aldrich | DWKW223712-288EA | https://www.sigmaaldrich.com/LT/en
DWK261312107-100EA | DURAN(R) TEST TUBE, BOROSILICATE GLASS,& | 1X100EA | 1 | 81 | Sigma-Aldrich | DWK261312107-100EA | https://www.sigmaaldrich.com/LT/en
DWK218066953-1EA | DURAN(R) GRADUATED AMBER LABORATORY BOT& | 1X1EA | 1 | 181 | Sigma-Aldrich | DWK218066953-1EA | https://www.sigmaaldrich.com/LT/en
DWK212173606-10EA | DURAN(R) SUPER DUTY ERLENMEYER NARROW-N& | 1X10EA | 1 | 92 | Sigma-Aldrich | DWK212173606-10EA | https://www.sigmaaldrich.com/LT/en
WHA10417706 | WHATMAN(R) CYCLOPORE(R) POLYCARBONATE A& | 1X1EA | 1 | 102 | Sigma-Aldrich | WHA10417706 | https://www.sigmaaldrich.com/LT/en
DWK45066C-13-300EA | KIMBLE(R) SOLID CAP WITH PTFE LINER, PH& | 1X300EA | 1 | 393 | Sigma-Aldrich | DWK45066C-13-300EA | https://www.sigmaaldrich.com/LT/en
DWK73500-1585 | KIMBLE(R) DISPOSABLE RIMLESS CULTURE TU& | 1X1EA | 1 | 131 | Sigma-Aldrich | DWK73500-1585 | https://www.sigmaaldrich.com/LT/en
DWK73663-25-500EA | KIMBLE(R) KIM-KAP(R) PUSH CAP, POLYPROP& | 1X500EA | 1 | 152 | Sigma-Aldrich | DWK73663-25-500EA | https://www.sigmaaldrich.com/LT/en
DWK212273604-10EA | DURAN(R) SUPER DUTY ERLENMEYER WIDE-NEC& | 1X10EA | 1 | 92 | Sigma-Aldrich | DWK212273604-10EA | https://www.sigmaaldrich.com/LT/en
DWKW985914-500EA | WHEATON(R) CRYOELITE(R) CRYOVIAL WITH L& | 1X500EA | 1 | 324 | Sigma-Aldrich | DWKW985914-500EA | https://www.sigmaaldrich.com/LT/en
DWKW985865-500EA | WHEATON(R) CRYOELITE(R) CRYOVIAL WITH L& | 1X500EA | 1 | 245 | Sigma-Aldrich | DWKW985865-500EA | https://www.sigmaaldrich.com/LT/en
DWK241933607-10EA | DURAN(R) ERLENMEYER FLASK WITH STANDARD& | 1X10EA | 1 | 218 | Sigma-Aldrich | DWK241933607-10EA | https://www.sigmaaldrich.com/LT/en
DWK213911772-10EA | DURAN(R) MEASURING CYLINDER UNGRADUATED& | 1X10EA | 1 | 66 | Sigma-Aldrich | DWK213911772-10EA | https://www.sigmaaldrich.com/LT/en
DWK218018806-1EA | DURAN(R) GRADUATED LABORATORY BOTTLE, W& | 1X1EA | 1 | 313 | Sigma-Aldrich | DWK218018806-1EA | https://www.sigmaaldrich.com/LT/en
DWK92812F-10-6EA | KIMBLE(R) KIMAX(R) HEAVY DUTY VOLUMETRI& | 1X6EA | 1 | 236 | Sigma-Aldrich | DWK92812F-10-6EA | https://www.sigmaaldrich.com/LT/en
DWK92812F-500-6EA | KIMBLE(R) KIMAX(R) HEAVY DUTY VOLUMETRI& | 1X6EA | 1 | 494 | Sigma-Aldrich | DWK92812F-500-6EA | https://www.sigmaaldrich.com/LT/en
DWK92812G-1000-1EA | KIMBLE(R) KIMAX(R) HEAVY DUTY VOLUMETRI& | 1X1EA | 1 | 155 | Sigma-Aldrich | DWK92812G-1000-1EA | https://www.sigmaaldrich.com/LT/en
DWK92812G-4000-1EA | KIMBLE(R) KIMAX(R) HEAVY DUTY VOLUMETRI& | 1X1EA | 1 | 518 | Sigma-Aldrich | DWK92812G-4000-1EA | https://www.sigmaaldrich.com/LT/en
DWK213724474-10EA | DURAN(R) VOLUMETRIC FLASK PARTIALLY GRO& | 1X10EA | 1 | 222 | Sigma-Aldrich | DWK213724474-10EA | https://www.sigmaaldrich.com/LT/en
WHA10417112 | WHATMAN(R) NUCLEPORE(TM) TRACK-ETCHED M& | 1X1EA | 1 | 141 | Sigma-Aldrich | WHA10417112 | https://www.sigmaaldrich.com/LT/en
DWK986702-500EA | WHEATON(R) LIQUID SCINTILLATION VIAL WI& | 1X500EA | 1 | 224 | Sigma-Aldrich | DWK986702-500EA | https://www.sigmaaldrich.com/LT/en
DWK218603607-10EA | DURAN(R) WIDE MOUTH LABORATORY BOTTLE, & | 1X10EA | 1 | 87 | Sigma-Aldrich | DWK218603607-10EA | https://www.sigmaaldrich.com/LT/en
DWK291189105-2EA | DURAN(R) MEMBRANE SCREW CAP, POLYPROPYL& | 1X2EA | 1 | 20 | Sigma-Aldrich | DWK291189105-2EA | https://www.sigmaaldrich.com/LT/en
DWK986706-500EA | WHEATON(R) LIQUID SCINTILLATION VIAL WI& | 1X500EA | 1 | 305 | Sigma-Aldrich | DWK986706-500EA | https://www.sigmaaldrich.com/LT/en
WHA10417031 | WHATMAN(R) NUCLEPORE(TM) TRACK-ETCHED M& | 1X1EA | 1 | 281 | Sigma-Aldrich | WHA10417031 | https://www.sigmaaldrich.com/LT/en
DWK14395-5000-1EA | KIMBLE(R) KIMAX(R) MEDIA BOTTLE, WITH C& | 1X1EA | 1 | 167 | Sigma-Aldrich | DWK14395-5000-1EA | https://www.sigmaaldrich.com/LT/en
DWK258522102-1EA | DURAN(R) FILTER FUNNEL, GLASS, 60 ML, P& | 1X1EA | 1 | 57 | Sigma-Aldrich | DWK258522102-1EA | https://www.sigmaaldrich.com/LT/en
DWK241933907-10EA | DURAN(R) ERLENMEYER FLASK WITH STANDARD& | 1X10EA | 1 | 224 | Sigma-Aldrich | DWK241933907-10EA | https://www.sigmaaldrich.com/LT/en
DWK92812G-5-6EA | KIMBLE(R) KIMAX(R) HEAVY DUTY VOLUMETRI& | 1X6EA | 1 | 218 | Sigma-Aldrich | DWK92812G-5-6EA | https://www.sigmaaldrich.com/LT/en
DWKW224585-144EA | WHEATON(R) CLEAR SAMPLE VIAL WITH PTFE & | 1X144EA | 1 | 203 | Sigma-Aldrich | DWKW224585-144EA | https://www.sigmaaldrich.com/LT/en
DWKW216965-36EA | WHEATON(R) WIDE-MOUTH BOTTLE, WITHOUT C& | 1X36EA | 1 | 88 | Sigma-Aldrich | DWKW216965-36EA | https://www.sigmaaldrich.com/LT/en
DWK217214403-10EA | DURAN(R) NARROW MOUTH REACTION FLASK WI& | 1X10EA | 1 | 126 | Sigma-Aldrich | DWK217214403-10EA | https://www.sigmaaldrich.com/LT/en
DWK986591-500EA | WHEATON(R) LIQUID SCINTILLATION VIAL WI& | 1X500EA | 1 | 276 | Sigma-Aldrich | DWK986591-500EA | https://www.sigmaaldrich.com/LT/en
DWKW985850-1000EA | WHEATON(R) CRYOELITE(R) CRYOVIAL WITH L& | 1X1000EA | 1 | 435 | Sigma-Aldrich | DWKW985850-1000EA | https://www.sigmaaldrich.com/LT/en
DWKW985867-500EA | WHEATON(R) CRYOELITE(R) CRYOVIAL WITH L& | 1X500EA | 1 | 245 | Sigma-Aldrich | DWKW985867-500EA | https://www.sigmaaldrich.com/LT/en
DWK241932405-10EA | DURAN(R) ERLENMEYER FLASK WITH STANDARD& | 1X10EA | 1 | 181 | Sigma-Aldrich | DWK241932405-10EA | https://www.sigmaaldrich.com/LT/en
DWK92812G-250-6EA | KIMBLE(R) KIMAX(R) HEAVY DUTY VOLUMETRI& | 1X6EA | 1 | 411 | Sigma-Aldrich | DWK92812G-250-6EA | https://www.sigmaaldrich.com/LT/en
DWK92812G-6000-1EA | KIMBLE(R) KIMAX(R) HEAVY DUTY VOLUMETRI& | 1X1EA | 1 | 680 | Sigma-Aldrich | DWK92812G-6000-1EA | https://www.sigmaaldrich.com/LT/en
DWK213544603-10EA | DURAN(R) POWDER FUNNEL WITH SHORT WIDE & | 1X10EA | 1 | 175 | Sigma-Aldrich | DWK213544603-10EA | https://www.sigmaaldrich.com/LT/en
DWK986736-500EA | WHEATON(R) LIQUID SCINTILLATION VIAL WI& | 1X500EA | 1 | 340 | Sigma-Aldrich | DWK986736-500EA | https://www.sigmaaldrich.com/LT/en
DWK73664-20-500EA | KIMBLE(R) KIM-KAP(R) PUSH CAP, POLYPROP& | 1X500EA | 1 | 120 | Sigma-Aldrich | DWK73664-20-500EA | https://www.sigmaaldrich.com/LT/en
DWK218060856-10EA | DURAN(R) GRADUATED AMBER LABORATORY BOT& | 1X10EA | 1 | 233 | Sigma-Aldrich | DWK218060856-10EA | https://www.sigmaaldrich.com/LT/en
DWK223762-288EA | WHEATON(R) TYPE I CRIMP TOP SERUM BOTTL& | 1X288EA | 1 | 503 | Sigma-Aldrich | DWK223762-288EA | https://www.sigmaaldrich.com/LT/en
DWK223687-120EA | WHEATON(R) SERUM VIAL, GLASS, 20 ML, CR& | 1X120EA | 1 | 132 | Sigma-Aldrich | DWK223687-120EA | https://www.sigmaaldrich.com/LT/en
DWK986731-500EA | WHEATON(R) LIQUID SCINTILLATION VIAL WI& | 1X500EA | 1 | 233 | Sigma-Aldrich | DWK986731-500EA | https://www.sigmaaldrich.com/LT/en
DWK292282501-10EA | DURAN(R) SILICONE RUBBER SEAL, GL 45, 2& | 1X10EA | 1 | 62 | Sigma-Aldrich | DWK292282501-10EA | https://www.sigmaaldrich.com/LT/en
WHA10417118 | WHATMAN(R) NUCLEPORE(TM) TRACK-ETCHED M& | 1X1EA | 1 | 133 | Sigma-Aldrich | WHA10417118 | https://www.sigmaaldrich.com/LT/en
DWK241703608-10EA | DURAN(R) REACTION FLASK WITH GROUND JOI& | 1X10EA | 1 | 221 | Sigma-Aldrich | DWK241703608-10EA | https://www.sigmaaldrich.com/LT/en
DWK213915474-1EA | DURAN(R) MEASURING CYLINDER UNGRADUATED& | 1X1EA | 1 | 28 | Sigma-Aldrich | DWK213915474-1EA | https://www.sigmaaldrich.com/LT/en
DWK224886-144EA | WHEATON(R) CLEAR SAMPLE VIAL WITH RUBBE& | 1X144EA | 1 | 184 | Sigma-Aldrich | DWK224886-144EA | https://www.sigmaaldrich.com/LT/en
DWK213903604-2EA | DURAN(R) MEASURING CYLINDER WITH BLUE S& | 1X2EA | 1 | 52 | Sigma-Aldrich | DWK213903604-2EA | https://www.sigmaaldrich.com/LT/en
EP0030118421-150EA | EPPENDORF TUBES(R) CONICAL WITH SNAP CA& | 1X150EA | 1 | 53 | Sigma-Aldrich | EP0030118421-150EA | https://www.sigmaaldrich.com/LT/en
EP0030118502-200EA | EPPENDORF TUBES(R) CONICAL WITH SNAP CA& | 1X200EA | 1 | 104 | Sigma-Aldrich | EP0030118502-200EA | https://www.sigmaaldrich.com/LT/en
EP0030119835-1EA | EPPENDORF(R) TUBE RACK FOR 5.0, 15 UND & | 1X1EA | 1 | 46 | Sigma-Aldrich | EP0030119835-1EA | https://www.sigmaaldrich.com/LT/en
EP0030119860-1EA | EPPENDORF(R) SINGLE TUBE STAND FOR CONI& | 1X1EA | 1 | 22 | Sigma-Aldrich | EP0030119860-1EA | https://www.sigmaaldrich.com/LT/en
EP0030122410-200EA | EPPENDORF TUBES(R) CONICAL WITH SCREW C& | 1X200EA | 1 | 64 | Sigma-Aldrich | EP0030122410-200EA | https://www.sigmaaldrich.com/LT/en
EP0030122429-200EA | EPPENDORF TUBES(R) CONICAL WITH SCREW C& | 1X200EA | 1 | 68 | Sigma-Aldrich | EP0030122429-200EA | https://www.sigmaaldrich.com/LT/en
EP0030140729-1EA | EPPENDORF(R) STORAGE BOX 3 X 3, FOR 9 T& | 1X1EA | 1 | 21 | Sigma-Aldrich | EP0030140729-1EA | https://www.sigmaaldrich.com/LT/en
EP4430605009-1EA | EPPENDORF(R) EASYPET(R) 3 LITHIUM POLYM& | 1X1EA | 1 | 30 | Sigma-Aldrich | EP4430605009-1EA | https://www.sigmaaldrich.com/LT/en
EP4861000015-1EA | EPPENDORF(R) XPLORER(R) SINGLE-CHANNEL & | 1X1EA | 1 | 620 | Sigma-Aldrich | EP4861000015-1EA | https://www.sigmaaldrich.com/LT/en
EP4861000023-1EA | EPPENDORF(R) XPLORER(R) SINGLE-CHANNEL & | 1X1EA | 1 | 620 | Sigma-Aldrich | EP4861000023-1EA | https://www.sigmaaldrich.com/LT/en
EP4861000066-1EA | EPPENDORF(R) XPLORER(R) SINGLE-CHANNEL & | 1X1EA | 1 | 620 | Sigma-Aldrich | EP4861000066-1EA | https://www.sigmaaldrich.com/LT/en
EP4861000104-1EA | EPPENDORF(R) XPLORER(R) 8-CHANNEL PIPET& | 1X1EA | 1 | 907 | Sigma-Aldrich | EP4861000104-1EA | https://www.sigmaaldrich.com/LT/en
EP4861000120-1EA | EPPENDORF(R) XPLORER(R) 8-CHANNEL PIPET& | 1X1EA | 1 | 907 | Sigma-Aldrich | EP4861000120-1EA | https://www.sigmaaldrich.com/LT/en
EP4861000147-1EA | EPPENDORF(R) XPLORER(R) 8-CHANNEL PIPET& | 1X1EA | 1 | 907 | Sigma-Aldrich | EP4861000147-1EA | https://www.sigmaaldrich.com/LT/en
EP4861000155-1EA | EPPENDORF(R) XPLORER(R) 12-CHANNEL PIPE& | 1X1EA | 1 | 1065 | Sigma-Aldrich | EP4861000155-1EA | https://www.sigmaaldrich.com/LT/en
EP4861000163-1EA | EPPENDORF(R) XPLORER(R) 8-CHANNEL PIPET& | 1X1EA | 1 | 907 | Sigma-Aldrich | EP4861000163-1EA | https://www.sigmaaldrich.com/LT/en
EP4861000708-1EA | EPPENDORF(R) XPLORER(R) PLUS, SINGLE CH& | 1X1EA | 1 | 765 | Sigma-Aldrich | EP4861000708-1EA | https://www.sigmaaldrich.com/LT/en
EP4861000716-1EA | EPPENDORF(R) XPLORER(R) PLUS, SINGLE CH& | 1X1EA | 1 | 765 | Sigma-Aldrich | EP4861000716-1EA | https://www.sigmaaldrich.com/LT/en
EP4861000740-1EA | EPPENDORF(R) XPLORER(R) PLUS SINGLE CHA& | 1X1EA | 1 | 765 | Sigma-Aldrich | EP4861000740-1EA | https://www.sigmaaldrich.com/LT/en
EP4861000759-1EA | EPPENDORF(R) XPLORER(R) PLUS SINGLE CHA& | 1X1EA | 1 | 765 | Sigma-Aldrich | EP4861000759-1EA | https://www.sigmaaldrich.com/LT/en
EP4861000767-1EA | EPPENDORF(R) XPLORER(R) PLUS 8-CHANNEL & | 1X1EA | 1 | 1120 | Sigma-Aldrich | EP4861000767-1EA | https://www.sigmaaldrich.com/LT/en
EP4861000775-1EA | EPPENDORF(R) XPLORER(R) PLUS 12-CHANNEL& | 1X1EA | 1 | 1311 | Sigma-Aldrich | EP4861000775-1EA | https://www.sigmaaldrich.com/LT/en
EP4861000791-1EA | EPPENDORF(R) XPLORER(R) PLUS 12-CHANNEL& | 1X1EA | 1 | 1311 | Sigma-Aldrich | EP4861000791-1EA | https://www.sigmaaldrich.com/LT/en
EP4861000805-1EA | EPPENDORF(R) XPLORER(R) PLUS 8-CHANNEL & | 1X1EA | 1 | 1120 | Sigma-Aldrich | EP4861000805-1EA | https://www.sigmaaldrich.com/LT/en
EP4861000813-1EA | EPPENDORF(R) XPLORER(R) PLUS 12-CHANNEL& | 1X1EA | 1 | 1311 | Sigma-Aldrich | EP4861000813-1EA | https://www.sigmaaldrich.com/LT/en
EP4861000830-1EA | EPPENDORF(R) XPLORER(R) PLUS 12-CHANNEL& | 1X1EA | 1 | 1311 | Sigma-Aldrich | EP4861000830-1EA | https://www.sigmaaldrich.com/LT/en
EP5353040156-1EA | EPPENDORF(R) TUBE HOLDER, 25/50 MLá& | 1X1EA | 1 | 99 | Sigma-Aldrich | EP5353040156-1EA | https://www.sigmaaldrich.com/LT/en
EP5365000109-4EA | EPPENDORF(R) ADAPTER 25 ML FOR SMARTBLO& | 1X4EA | 1 | 152 | Sigma-Aldrich | EP5365000109-4EA | https://www.sigmaaldrich.com/LT/en
EP5820733004-6EA | EPPENDORF(R) ADAPTER, FOR EPPENDORF CON& | 1X6EA | 1 | 31 | Sigma-Aldrich | EP5820733004-6EA | https://www.sigmaaldrich.com/LT/en
EP5820734000-6EA | EPPENDORF(R) ADAPTER, FOR EPPENDORF CON& | 1X6EA | 1 | 31 | Sigma-Aldrich | EP5820734000-6EA | https://www.sigmaaldrich.com/LT/en
EP5910707002-2EA | EPPENDORF(R) WIDE-NECK BOTTLE, 400 ML, & | 1X2EA | 1 | 197 | Sigma-Aldrich | EP5910707002-2EA | https://www.sigmaaldrich.com/LT/en
EP5910756003-2EA | EPPENDORF(R) ADAPTER FOR 1000 ML WIDE-N& | 1X2EA | 1 | 278 | Sigma-Aldrich | EP5910756003-2EA | https://www.sigmaaldrich.com/LT/en
EP5910770006-2EA | EPPENDORF(R) WIDE-NECK BOTTLE, 1000 ML,& | 1X2EA | 1 | 197 | Sigma-Aldrich | EP5910770006-2EA | https://www.sigmaaldrich.com/LT/en
REV888-1EA | FIRE MONKEY / FIRE FLOWER HIGH MOLECULA& | 1X1EA | 1 | 1456 | Sigma-Aldrich | REV888-1EA | https://www.sigmaaldrich.com/LT/en
Z554251-1EA | ALDRICH(R) BUCHNER VERSAFUNNEL(TM) CAP | 1X1EA | 1 | 49 | Sigma-Aldrich | Z554251-1EA | https://www.sigmaaldrich.com/LT/en
Z554278-1EA | ALDRICH(R) BUCHNER VERSAFUNNEL(TM) CAP | 1X1EA | 1 | 49 | Sigma-Aldrich | Z554278-1EA | https://www.sigmaaldrich.com/LT/en
Z554286-1EA | ALDRICH(R) BUCHNER VERSAFUNNEL(TM) CAP | 1X1EA | 1 | 52 | Sigma-Aldrich | Z554286-1EA | https://www.sigmaaldrich.com/LT/en
Z554294-1EA | ALDRICH(R) BUCHNER VERSAFUNNEL(TM) CAP | 1X1EA | 1 | 52 | Sigma-Aldrich | Z554294-1EA | https://www.sigmaaldrich.com/LT/en
Z554308-1EA | ALDRICH(R) BUCHNER VERSAFUNNEL(TM) CAP | 1X1EA | 1 | 52 | Sigma-Aldrich | Z554308-1EA | https://www.sigmaaldrich.com/LT/en
Z554316-1EA | ALDRICH(R) BUCHNER VERSAFUNNEL(TM) CAP& | 1X1EA | 1 | 58 | Sigma-Aldrich | Z554316-1EA | https://www.sigmaaldrich.com/LT/en
Z554324-1EA | ALDRICH(R) BUCHNER VERSAFUNNEL(TM) CAP& | 1X1EA | 1 | 58 | Sigma-Aldrich | Z554324-1EA | https://www.sigmaaldrich.com/LT/en
Z554340-1EA | ALDRICH(R) BUCHNER VERSAFUNNEL(TM) CAP& | 1X1EA | 1 | 55 | Sigma-Aldrich | Z554340-1EA | https://www.sigmaaldrich.com/LT/en
Z554359-1EA | ALDRICH(R) BUCHNER VERSAFUNNEL(TM) CAP | 1X1EA | 1 | 58 | Sigma-Aldrich | Z554359-1EA | https://www.sigmaaldrich.com/LT/en
Z554367-1EA | ALDRICH(R) BUCHNER VERSAFUNNEL(TM) CAP | 1X1EA | 1 | 106 | Sigma-Aldrich | Z554367-1EA | https://www.sigmaaldrich.com/LT/en
Z554383-1EA | ALDRICH(R) BUCHNER VERSAFUNNEL(TM) CAP& | 1X1EA | 1 | 99 | Sigma-Aldrich | Z554383-1EA | https://www.sigmaaldrich.com/LT/en
Z554391-1EA | ALDRICH(R) BUCHNER VERSAFUNNEL(TM) CAP | 1X1EA | 1 | 99 | Sigma-Aldrich | Z554391-1EA | https://www.sigmaaldrich.com/LT/en
Z554405-1EA | ALDRICH(R) BUCHNER VERSAFUNNEL(TM) CAP& | 1X1EA | 1 | 99 | Sigma-Aldrich | Z554405-1EA | https://www.sigmaaldrich.com/LT/en
Z554413-1EA | ALDRICH(R) BUCHNER VERSAFUNNEL(TM) CAP | 1X1EA | 1 | 134 | Sigma-Aldrich | Z554413-1EA | https://www.sigmaaldrich.com/LT/en
Z554448-1EA | ALDRICH(R) BUCHNER VERSAFUNNEL(TM) CAP | 1X1EA | 1 | 134 | Sigma-Aldrich | Z554448-1EA | https://www.sigmaaldrich.com/LT/en
Z554464-1EA | ALDRICH(R) BUCHNER VERSAFUNNEL(TM) CAP | 1X1EA | 1 | 143 | Sigma-Aldrich | Z554464-1EA | https://www.sigmaaldrich.com/LT/en
Z554472-1EA | ALDRICH(R) BUCHNER VERSAFUNNEL(TM) CAP& | 1X1EA | 1 | 157 | Sigma-Aldrich | Z554472-1EA | https://www.sigmaaldrich.com/LT/en
Z554480-1EA | ALDRICH(R) BUCHNER VERSAFUNNEL(TM) CAP | 1X1EA | 1 | 157 | Sigma-Aldrich | Z554480-1EA | https://www.sigmaaldrich.com/LT/en
Z554502-1EA | ALDRICH(R) BUCHNER VERSAFUNNEL(TM) CAP& | 1X1EA | 1 | 166 | Sigma-Aldrich | Z554502-1EA | https://www.sigmaaldrich.com/LT/en
Z554510-1EA | ALDRICH(R) BUCHNER VERSAFUNNEL(TM) CAP& | 1X1EA | 1 | 341 | Sigma-Aldrich | Z554510-1EA | https://www.sigmaaldrich.com/LT/en
Z554863-1EA | ALDRICH(R) BUCHNER VERSAFUNNEL(TM) TOP & | 1X1EA | 1 | 13 | Sigma-Aldrich | Z554863-1EA | https://www.sigmaaldrich.com/LT/en
Z554871-1EA | ALDRICH(R) BUCHNER VERSAFUNNEL(TM) TOP & | 1X1EA | 1 | 40 | Sigma-Aldrich | Z554871-1EA | https://www.sigmaaldrich.com/LT/en
Z555061-1EA | OPEN-EDGED FRITTED DISC FOR ALDRICH(R) & | 1X1EA | 1 | 48 | Sigma-Aldrich | Z555061-1EA | https://www.sigmaaldrich.com/LT/en
Z555088-1EA | OPEN-EDGED FRITTED DISC FOR ALDRICH(R) & | 1X1EA | 1 | 48 | Sigma-Aldrich | Z555088-1EA | https://www.sigmaaldrich.com/LT/en
Z555096-1EA | OPEN-EDGED FRITTED DISC FOR ALDRICH(R) & | 1X1EA | 1 | 48 | Sigma-Aldrich | Z555096-1EA | https://www.sigmaaldrich.com/LT/en
Z555118-1EA | OPEN-EDGED FRITTED DISC FOR ALDRICH(R) & | 1X1EA | 1 | 45 | Sigma-Aldrich | Z555118-1EA | https://www.sigmaaldrich.com/LT/en
Z555126-1EA | OPEN-EDGED FRITTED DISC FOR ALDRICH(R) & | 1X1EA | 1 | 48 | Sigma-Aldrich | Z555126-1EA | https://www.sigmaaldrich.com/LT/en
Z555134-1EA | OPEN-EDGED FRITTED DISC FOR ALDRICH(R) & | 1X1EA | 1 | 103 | Sigma-Aldrich | Z555134-1EA | https://www.sigmaaldrich.com/LT/en
Z555142-1EA | OPEN-EDGED FRITTED DISC FOR ALDRICH(R) & | 1X1EA | 1 | 97 | Sigma-Aldrich | Z555142-1EA | https://www.sigmaaldrich.com/LT/en
Z555150-1EA | OPEN-EDGED FRITTED DISC FOR ALDRICH(R) & | 1X1EA | 1 | 97 | Sigma-Aldrich | Z555150-1EA | https://www.sigmaaldrich.com/LT/en
Z555169-1EA | OPEN-EDGED FRITTED DISC FOR ALDRICH(R) & | 1X1EA | 1 | 97 | Sigma-Aldrich | Z555169-1EA | https://www.sigmaaldrich.com/LT/en
V7884-450EA | NUNC(R) CRYOTUBE(R) VIALS SIZE 1.8 ML, & | 1X450EA | 1 | 340 | Sigma-Aldrich | V7884-450EA | https://www.sigmaaldrich.com/LT/en
Z414530-4EA | ALDRICH(R) SINGLE-NECK ROUND-BOTTOM FLA& | 1X4EA | 1 | 343 | Sigma-Aldrich | Z414530-4EA | https://www.sigmaaldrich.com/LT/en
Z555959-1EA | SCIENCEWARE(R) TOUCH FREE(TM) AUTOMATIC& | 1X1EA | 1 | 210 | Sigma-Aldrich | Z555959-1EA | https://www.sigmaaldrich.com/LT/en
Z555967-1EA | SCIENCEWARE(R) TOUCH FREE(TM) AUTOMATIC& | 1X1EA | 1 | 310 | Sigma-Aldrich | Z555967-1EA | https://www.sigmaaldrich.com/LT/en
Z555983-1EA | ALDRICH(R) ASPIRATOR BOTTLE WITH TUBULA& | 1X1EA | 1 | 85 | Sigma-Aldrich | Z555983-1EA | https://www.sigmaaldrich.com/LT/en
Z555991-1EA | ALDRICH(R) ASPIRATOR BOTTLE WITH TUBULA& | 1X1EA | 1 | 104 | Sigma-Aldrich | Z555991-1EA | https://www.sigmaaldrich.com/LT/en
Z556009-1EA | ALDRICH(R) ASPIRATOR BOTTLE WITH TUBULA& | 1X1EA | 1 | 121 | Sigma-Aldrich | Z556009-1EA | https://www.sigmaaldrich.com/LT/en
Z556017-1EA | ALDRICH(R) ASPIRATOR BOTTLE WITH TUBULA& | 1X1EA | 1 | 158 | Sigma-Aldrich | Z556017-1EA | https://www.sigmaaldrich.com/LT/en
Z556068-1EA | ALDRICH(R) ASPIRATOR BOTTLE WITH SAFETY& | 1X1EA | 1 | 384 | Sigma-Aldrich | Z556068-1EA | https://www.sigmaaldrich.com/LT/en
Z556076-1EA | ALDRICH(R) ASPIRATOR BOTTLE WITH SAFETY& | 1X1EA | 1 | 480 | Sigma-Aldrich | Z556076-1EA | https://www.sigmaaldrich.com/LT/en
Z556084-1EA | ALDRICH(R) ASPIRATOR BOTTLE WITH SAFETY& | 1X1EA | 1 | 618 | Sigma-Aldrich | Z556084-1EA | https://www.sigmaaldrich.com/LT/en
Z556165-1EA | ALDRICH(R) SOXHLET EXTRACTION APPARATUS& | 1X1EA | 1 | 329 | Sigma-Aldrich | Z556165-1EA | https://www.sigmaaldrich.com/LT/en
Z556173-1EA | ALDRICH(R) SOXHLET EXTRACTION APPARATUS& | 1X1EA | 1 | 395 | Sigma-Aldrich | Z556173-1EA | https://www.sigmaaldrich.com/LT/en
Z556181-1EA | ALDRICH(R) SOXHLET EXTRACTION APPARATUS& | 1X1EA | 1 | 434 | Sigma-Aldrich | Z556181-1EA | https://www.sigmaaldrich.com/LT/en
Z556203-1EA | ALDRICH(R) SOXHLET EXTRACTION APPARATUS& | 1X1EA | 1 | 451 | Sigma-Aldrich | Z556203-1EA | https://www.sigmaaldrich.com/LT/en
Z556211-1EA | EXTRACTOR BODY FOR ALDRICH(R) SOXHLET E& | 1X1EA | 1 | 279 | Sigma-Aldrich | Z556211-1EA | https://www.sigmaaldrich.com/LT/en
Z556238-1EA | EXTRACTOR BODY FOR ALDRICH(R) SOXHLET E& | 1X1EA | 1 | 202 | Sigma-Aldrich | Z556238-1EA | https://www.sigmaaldrich.com/LT/en
Z556246-1EA | EXTRACTOR BODY FOR ALDRICH(R) SOXHLET E& | 1X1EA | 1 | 221 | Sigma-Aldrich | Z556246-1EA | https://www.sigmaaldrich.com/LT/en
Z556254-1EA | EXTRACTOR BODY FOR ALDRICH(R) SOXHLET E& | 1X1EA | 1 | 678 | Sigma-Aldrich | Z556254-1EA | https://www.sigmaaldrich.com/LT/en
Z556270-1EA | CONDENSER FOR ALDRICH(R) SOXHLET EXTRAC& | 1X1EA | 1 | 212 | Sigma-Aldrich | Z556270-1EA | https://www.sigmaaldrich.com/LT/en
Z556289-1EA | CONDENSER FOR ALDRICH(R) SOXHLET EXTRAC& | 1X1EA | 1 | 369 | Sigma-Aldrich | Z556289-1EA | https://www.sigmaaldrich.com/LT/en
Z556297-1EA | CONDENSER FOR ALDRICH(R) SOXHLET EXTRAC& | 1X1EA | 1 | 193 | Sigma-Aldrich | Z556297-1EA | https://www.sigmaaldrich.com/LT/en
Z556300-1EA | FLAT-BOTTOM FLASK FOR ALDRICH(R) SOXHLE& | 1X1EA | 1 | 38 | Sigma-Aldrich | Z556300-1EA | https://www.sigmaaldrich.com/LT/en
Z556319-1EA | FLAT-BOTTOM FLASK FOR ALDRICH(R) SOXHLE& | 1X1EA | 1 | 51 | Sigma-Aldrich | Z556319-1EA | https://www.sigmaaldrich.com/LT/en
Z556327-1EA | FLAT-BOTTOM FLASK FOR ALDRICH(R) SOXHLE& | 1X1EA | 1 | 39 | Sigma-Aldrich | Z556327-1EA | https://www.sigmaaldrich.com/LT/en
Z556343-1EA | ALDRICH(R) SURE/STOR(TM) ADAPTER JOINT:& | 1X1EA | 1 | 123 | Sigma-Aldrich | Z556343-1EA | https://www.sigmaaldrich.com/LT/en
Z556351-1EA | ALDRICH(R) SURE/STOR(TM) ADAPTER JOINT:& | 1X1EA | 1 | 126 | Sigma-Aldrich | Z556351-1EA | https://www.sigmaaldrich.com/LT/en
Z556378-1EA | ALDRICH(R) SURE/STOR(TM) ADAPTER JOINT:& | 1X1EA | 1 | 126 | Sigma-Aldrich | Z556378-1EA | https://www.sigmaaldrich.com/LT/en
Z556394-1EA | ALDRICH(R) VACUUM-FILTRATION ADAPTER WI& | 1X1EA | 1 | 114 | Sigma-Aldrich | Z556394-1EA | https://www.sigmaaldrich.com/LT/en
Z556416-1EA | ALDRICH(R) VACUUM-FILTRATION ADAPTER WI& | 1X1EA | 1 | 164 | Sigma-Aldrich | Z556416-1EA | https://www.sigmaaldrich.com/LT/en
Z556424-1EA | ALDRICH(R) VACUUM-FILTRATION ADAPTER WI& | 1X1EA | 1 | 109 | Sigma-Aldrich | Z556424-1EA | https://www.sigmaaldrich.com/LT/en
Z556467-1EA | ALDRICH(R) KOH TRAP TOP FITS STANDARD A& | 1X1EA | 1 | 78 | Sigma-Aldrich | Z556467-1EA | https://www.sigmaaldrich.com/LT/en
Z556475-1EA | ALDRICH(R) CONNECTING TUBE/ DISTILLATIO& | 1X1EA | 1 | 49 | Sigma-Aldrich | Z556475-1EA | https://www.sigmaaldrich.com/LT/en
Z556483-1EA | ALDRICH(R) CONNECTING TUBE/ DISTILLATIO& | 1X1EA | 1 | 82 | Sigma-Aldrich | Z556483-1EA | https://www.sigmaaldrich.com/LT/en
Z556491-1EA | ALDRICH(R) CONNECTING TUBE/ DISTILLATIO& | 1X1EA | 1 | 53 | Sigma-Aldrich | Z556491-1EA | https://www.sigmaaldrich.com/LT/en
Z556505-1EA | ALDRICH(R) CONNECTING TUBE/ DISTILLATIO& | 1X1EA | 1 | 59 | Sigma-Aldrich | Z556505-1EA | https://www.sigmaaldrich.com/LT/en
Z556548-1EA | ALDRICH(R) GAS REDUCING FLASK INLET JOI& | 1X1EA | 1 | 29 | Sigma-Aldrich | Z556548-1EA | https://www.sigmaaldrich.com/LT/en
Z556556-1EA | ALDRICH(R) GAS REDUCING FLASK INLET JOI& | 1X1EA | 1 | 32 | Sigma-Aldrich | Z556556-1EA | https://www.sigmaaldrich.com/LT/en
Z556564-1EA | ALDRICH(R) GAS REDUCING FLASK INLET JOI& | 1X1EA | 1 | 47 | Sigma-Aldrich | Z556564-1EA | https://www.sigmaaldrich.com/LT/en
Z556572-1EA | ALDRICH(R) ULTRA BENCHCLAMP(TM) SINGLE & | 1X1EA | 1 | 57 | Sigma-Aldrich | Z556572-1EA | https://www.sigmaaldrich.com/LT/en
Z556580-1EA | ALDRICH(R) ULTRA BENCHCLAMP(TM) SINGLE & | 1X1EA | 1 | 58 | Sigma-Aldrich | Z556580-1EA | https://www.sigmaaldrich.com/LT/en
Z556599-1EA | ALDRICH(R) ULTRA BENCHCLAMP(TM) SINGLE & | 1X1EA | 1 | 70 | Sigma-Aldrich | Z556599-1EA | https://www.sigmaaldrich.com/LT/en
Z556602-1EA | ALDRICH(R) ULTRA BENCHCLAMP(TM) DUAL AD& | 1X1EA | 1 | 57 | Sigma-Aldrich | Z556602-1EA | https://www.sigmaaldrich.com/LT/en
Z556610-1EA | ALDRICH(R) ULTRA BENCHCLAMP(TM) DUAL AD& | 1X1EA | 1 | 58 | Sigma-Aldrich | Z556610-1EA | https://www.sigmaaldrich.com/LT/en
Z556629-1EA | ALDRICH(R) ULTRA BENCHCLAMP(TM) DUAL AD& | 1X1EA | 1 | 64 | Sigma-Aldrich | Z556629-1EA | https://www.sigmaaldrich.com/LT/en
Z556637-1EA | ALDRICH(R) BENCHCLAMP(TM) 3-PRONG, SING& | 1X1EA | 1 | 50 | Sigma-Aldrich | Z556637-1EA | https://www.sigmaaldrich.com/LT/en
Z556645-1EA | ALDRICH(R) BENCHCLAMP(TM) 3-PRONG, SING& | 1X1EA | 1 | 52 | Sigma-Aldrich | Z556645-1EA | https://www.sigmaaldrich.com/LT/en
Z556653-1EA | ALDRICH(R) BENCHCLAMP(TM) 3-PRONG, SING& | 1X1EA | 1 | 55 | Sigma-Aldrich | Z556653-1EA | https://www.sigmaaldrich.com/LT/en
Z556661-1EA | ALDRICH(R) BENCHCLAMP(TM) 3-PRONG, DUAL& | 1X1EA | 1 | 50 | Sigma-Aldrich | Z556661-1EA | https://www.sigmaaldrich.com/LT/en
Z556688-1EA | ALDRICH(R) BENCHCLAMP(TM) 3-PRONG, DUAL& | 1X1EA | 1 | 52 | Sigma-Aldrich | Z556688-1EA | https://www.sigmaaldrich.com/LT/en
Z556696-1EA | ALDRICH(R) BENCHCLAMP(TM) 3-PRONG, DUAL& | 1X1EA | 1 | 55 | Sigma-Aldrich | Z556696-1EA | https://www.sigmaaldrich.com/LT/en
Z556718-1EA | ALDRICH(R) BENCHCLAMP(TM) 2-PRONG, SING& | 1X1EA | 1 | 40 | Sigma-Aldrich | Z556718-1EA | https://www.sigmaaldrich.com/LT/en
Z556726-1EA | ALDRICH(R) BENCHCLAMP(TM) 2-PRONG, SING& | 1X1EA | 1 | 44 | Sigma-Aldrich | Z556726-1EA | https://www.sigmaaldrich.com/LT/en
Z556734-1EA | ALDRICH(R) BENCHCLAMP(TM) 2-PRONG, DUAL& | 1X1EA | 1 | 40 | Sigma-Aldrich | Z556734-1EA | https://www.sigmaaldrich.com/LT/en
Z556742-1EA | ALDRICH(R) BENCHCLAMP(TM) 2-PRONG, DUAL& | 1X1EA | 1 | 44 | Sigma-Aldrich | Z556742-1EA | https://www.sigmaaldrich.com/LT/en
Z556750-1EA | ALDRICH(R) SWIVEL BENCHCLAMP(TM) 2-PRON& | 1X1EA | 1 | 40 | Sigma-Aldrich | Z556750-1EA | https://www.sigmaaldrich.com/LT/en
Z556769-1EA | ALDRICH(R) SWIVEL BENCHCLAMP(TM) 2-PRON& | 1X1EA | 1 | 43 | Sigma-Aldrich | Z556769-1EA | https://www.sigmaaldrich.com/LT/en
Z556777-1EA | ALDRICH(R) SWIVEL BENCHCLAMP(TM) 3-PRON& | 1X1EA | 1 | 57 | Sigma-Aldrich | Z556777-1EA | https://www.sigmaaldrich.com/LT/en
Z556785-1EA | ALDRICH(R) FIXED POSITION BENCHCLAMP(TM& | 1X1EA | 1 | 38 | Sigma-Aldrich | Z556785-1EA | https://www.sigmaaldrich.com/LT/en
Z556793-1EA | ALDRICH(R) FIXED POSITION BENCHCLAMP(TM& | 1X1EA | 1 | 48 | Sigma-Aldrich | Z556793-1EA | https://www.sigmaaldrich.com/LT/en
Z556807-1EA | ALDRICH(R) CHAIN BENCHCLAMP(TM) STANDAR& | 1X1EA | 1 | 68 | Sigma-Aldrich | Z556807-1EA | https://www.sigmaaldrich.com/LT/en
Z556815-1EA | ALDRICH(R) CHAIN BENCHCLAMP(TM) LARGE | 1X1EA | 1 | 99 | Sigma-Aldrich | Z556815-1EA | https://www.sigmaaldrich.com/LT/en
Z556823-1EA | ALDRICH(R) HEAVY DUTY TAPERED BENCHCLAM& | 1X1EA | 1 | 152 | Sigma-Aldrich | Z556823-1EA | https://www.sigmaaldrich.com/LT/en
Z556831-1EA | ALDRICH(R) HEAVY DUTY TAPERED BENCHCLAM& | 1X1EA | 1 | 151 | Sigma-Aldrich | Z556831-1EA | https://www.sigmaaldrich.com/LT/en
Z556858-1EA | ALDRICH(R) THERMOMETER SWIVEL BENCHCLAM& | 1X1EA | 1 | 48 | Sigma-Aldrich | Z556858-1EA | https://www.sigmaaldrich.com/LT/en
Z556866-1EA | ALDRICH(R) THERMOMETER EXTENSION BENCHC& | 1X1EA | 1 | 42 | Sigma-Aldrich | Z556866-1EA | https://www.sigmaaldrich.com/LT/en
Z556874-1EA | ALDRICH(R) DOUBLE JAW UTILITY BENCHCLAM& | 1X1EA | 1 | 51 | Sigma-Aldrich | Z556874-1EA | https://www.sigmaaldrich.com/LT/en
Z556882-1EA | ALDRICH(R) WEST CONDENSER OVERALL H 110& | 1X1EA | 1 | 73 | Sigma-Aldrich | Z556882-1EA | https://www.sigmaaldrich.com/LT/en
Z556904-1EA | ALDRICH(R) WEST CONDENSER OVERALL H 200& | 1X1EA | 1 | 78 | Sigma-Aldrich | Z556904-1EA | https://www.sigmaaldrich.com/LT/en
Z556912-1EA | ALDRICH(R) WEST CONDENSER OVERALL H 200& | 1X1EA | 1 | 78 | Sigma-Aldrich | Z556912-1EA | https://www.sigmaaldrich.com/LT/en
Z556920-1EA | ALDRICH(R) WEST CONDENSER OVERALL H 200& | 1X1EA | 1 | 94 | Sigma-Aldrich | Z556920-1EA | https://www.sigmaaldrich.com/LT/en
Z556939-1EA | ALDRICH(R) WEST CONDENSER OVERALL H 250& | 1X1EA | 1 | 98 | Sigma-Aldrich | Z556939-1EA | https://www.sigmaaldrich.com/LT/en
Z556955-1EA | ALDRICH(R) WEST CONDENSER OVERALL H 300& | 1X1EA | 1 | 111 | Sigma-Aldrich | Z556955-1EA | https://www.sigmaaldrich.com/LT/en
Z556971-1EA | ALDRICH(R) WEST CONDENSER OVERALL H 400& | 1X1EA | 1 | 165 | Sigma-Aldrich | Z556971-1EA | https://www.sigmaaldrich.com/LT/en
Z557056-1EA | ALDRICH(R) SUBLIMATION HEAD, FOR Z22117& | 1X1EA | 1 | 234 | Sigma-Aldrich | Z557056-1EA | https://www.sigmaaldrich.com/LT/en
Z557064-1EA | ALDRICH(R) SUBLIMATION RESEVOIR, FOR Z2& | 1X1EA | 1 | 52 | Sigma-Aldrich | Z557064-1EA | https://www.sigmaaldrich.com/LT/en
Z557072-1EA | ALDRICH(R) SUBLIMATION HEAD, FOR Z22116& | 1X1EA | 1 | 256 | Sigma-Aldrich | Z557072-1EA | https://www.sigmaaldrich.com/LT/en
Z557080-1EA | ALDRICH(R) SUBLIMATION RESERVOIR, FOR Z& | 1X1EA | 1 | 69 | Sigma-Aldrich | Z557080-1EA | https://www.sigmaaldrich.com/LT/en
Z557579-1EA | ALDRICH(R) PEAR-SHAPED SPLASH-GUARD ADA& | 1X1EA | 1 | 109 | Sigma-Aldrich | Z557579-1EA | https://www.sigmaaldrich.com/LT/en
Z557587-1EA | ALDRICH(R) PEAR-SHAPED SPLASH-GUARD ADA& | 1X1EA | 1 | 120 | Sigma-Aldrich | Z557587-1EA | https://www.sigmaaldrich.com/LT/en
Z557595-1EA | ALDRICH(R) PEAR-SHAPED SPLASH-GUARD ADA& | 1X1EA | 1 | 144 | Sigma-Aldrich | Z557595-1EA | https://www.sigmaaldrich.com/LT/en
Z557609-1EA | ALDRICH(R) PEAR-SHAPED SPLASH-GUARD ADA& | 1X1EA | 1 | 147 | Sigma-Aldrich | Z557609-1EA | https://www.sigmaaldrich.com/LT/en
Z557625-1EA | ALDRICH(R) PEAR-SHAPED SPLASH-GUARD ADA& | 1X1EA | 1 | 109 | Sigma-Aldrich | Z557625-1EA | https://www.sigmaaldrich.com/LT/en
Z557862-1EA | ALDRICH(R) SOLVENT STORAGE/DISPENSING F& | 1X1EA | 1 | 511 | Sigma-Aldrich | Z557862-1EA | https://www.sigmaaldrich.com/LT/en
Z414484-12EA | ALDRICH(R) SINGLE-NECK ROUND-BOTTOM FLA& | 1X12EA | 1 | 296 | Sigma-Aldrich | Z414484-12EA | https://www.sigmaaldrich.com/LT/en
Z414492-12EA | ALDRICH(R) SINGLE-NECK ROUND-BOTTOM FLA& | 1X12EA | 1 | 306 | Sigma-Aldrich | Z414492-12EA | https://www.sigmaaldrich.com/LT/en
Z414506-12EA | ALDRICH(R) SINGLE-NECK ROUND-BOTTOM FLA& | 1X12EA | 1 | 352 | Sigma-Aldrich | Z414506-12EA | https://www.sigmaaldrich.com/LT/en
Z414514-12EA | ALDRICH(R) SINGLE-NECK ROUND-BOTTOM FLA& | 1X12EA | 1 | 403 | Sigma-Aldrich | Z414514-12EA | https://www.sigmaaldrich.com/LT/en
Z414522-12EA | ALDRICH(R) SINGLE-NECK ROUND-BOTTOM FLA& | 1X12EA | 1 | 512 | Sigma-Aldrich | Z414522-12EA | https://www.sigmaaldrich.com/LT/en
Z553891-10EA | PRECISION SEAL(R) RUBBER SEPTA CAP, WHI& | 1X10EA | 1 | 13 | Sigma-Aldrich | Z553891-10EA | https://www.sigmaaldrich.com/LT/en
Z553905-10EA | PRECISION SEAL(TM) RUBBER SEPTA WHITE, & | 1X10EA | 1 | 14 | Sigma-Aldrich | Z553905-10EA | https://www.sigmaaldrich.com/LT/en
Z553913-10EA | PRECISION SEAL(TM) RUBBER SEPTA WHITE, & | 1X10EA | 1 | 15 | Sigma-Aldrich | Z553913-10EA | https://www.sigmaaldrich.com/LT/en
Z553921-10EA | PRECISION SEAL(TM) RUBBER SEPTA WHITE, & | 1X10EA | 1 | 15 | Sigma-Aldrich | Z553921-10EA | https://www.sigmaaldrich.com/LT/en
Z553948-10EA | PRECISION SEAL(TM) RUBBER SEPT | 1X10EA | 1 | 25 | Sigma-Aldrich | Z553948-10EA | https://www.sigmaaldrich.com/LT/en
Z553956-10EA | PRECISION SEAL(TM) RUBBER SEPTA WHITE, & | 1X10EA | 1 | 18 | Sigma-Aldrich | Z553956-10EA | https://www.sigmaaldrich.com/LT/en
Z553964-10EA | PRECISION SEAL(TM) RUBBER SEPTA WHITE, & | 1X10EA | 1 | 28 | Sigma-Aldrich | Z553964-10EA | https://www.sigmaaldrich.com/LT/en
Z553972-10EA | PRECISION SEAL(TM) RUBBER SEPTA WHITE, & | 1X10EA | 1 | 39 | Sigma-Aldrich | Z553972-10EA | https://www.sigmaaldrich.com/LT/en
Z553980-10EA | PRECISION SEAL(TM) RUBBER SEPTA WHITE, & | 1X10EA | 1 | 51 | Sigma-Aldrich | Z553980-10EA | https://www.sigmaaldrich.com/LT/en
Z553999-10EA | PRECISION SEAL(TM) RUBBER SEPTA WHITE, & | 1X10EA | 1 | 72 | Sigma-Aldrich | Z553999-10EA | https://www.sigmaaldrich.com/LT/en
Z554014-10EA | PRECISION SEAL(R) RUBBER SEPTA CAP, RED& | 1X10EA | 1 | 13 | Sigma-Aldrich | Z554014-10EA | https://www.sigmaaldrich.com/LT/en
Z554022-10EA | PRECISION SEAL(TM) RUBBER SEPTA RED, 7M& | 1X10EA | 1 | 14 | Sigma-Aldrich | Z554022-10EA | https://www.sigmaaldrich.com/LT/en
Z554030-10EA | PRECISION SEAL(TM) RUBBER SEPTA RED, 8M& | 1X10EA | 1 | 15 | Sigma-Aldrich | Z554030-10EA | https://www.sigmaaldrich.com/LT/en
Z554049-10EA | PRECISION SEAL(TM) RUBBER SEPTA RED, 10& | 1X10EA | 1 | 15 | Sigma-Aldrich | Z554049-10EA | https://www.sigmaaldrich.com/LT/en
Z554057-10EA | PRECISION SEAL(TM) RUBBER SEPTA RED, 13& | 1X10EA | 1 | 25 | Sigma-Aldrich | Z554057-10EA | https://www.sigmaaldrich.com/LT/en
Z554065-10EA | PRECISION SEAL(TM) RUBBER SEPTA RED, 10& | 1X10EA | 1 | 18 | Sigma-Aldrich | Z554065-10EA | https://www.sigmaaldrich.com/LT/en
Z554073-10EA | PRECISION SEAL(TM) RUBBER SEPTA RED, 14& | 1X10EA | 1 | 28 | Sigma-Aldrich | Z554073-10EA | https://www.sigmaaldrich.com/LT/en
Z554081-10EA | PRECISION SEAL(TM) RUBBER SEPTA RED, 19& | 1X10EA | 1 | 42 | Sigma-Aldrich | Z554081-10EA | https://www.sigmaaldrich.com/LT/en
Z554103-10EA | PRECISION SEAL(TM) RUBBER SEPTA RED, 24& | 1X10EA | 1 | 51 | Sigma-Aldrich | Z554103-10EA | https://www.sigmaaldrich.com/LT/en
Z554111-10EA | PRECISION SEAL(TM) RUBBER SEPTA RED, 29& | 1X10EA | 1 | 72 | Sigma-Aldrich | Z554111-10EA | https://www.sigmaaldrich.com/LT/en
Z553891-100EA | PRECISION SEAL(R) RUBBER SEPTA CAP, WHI& | 1X100EA | 1 | 42 | Sigma-Aldrich | Z553891-100EA | https://www.sigmaaldrich.com/LT/en
Z553905-100EA | PRECISION SEAL(TM) RUBBER SEPTA WHITE, & | 1X100EA | 1 | 45 | Sigma-Aldrich | Z553905-100EA | https://www.sigmaaldrich.com/LT/en
Z553913-100EA | PRECISION SEAL(TM) RUBBER SEPTA WHITE, & | 1X100EA | 1 | 47 | Sigma-Aldrich | Z553913-100EA | https://www.sigmaaldrich.com/LT/en
Z553921-100EA | PRECISION SEAL(TM) RUBBER SEPTA WHITE, & | 1X100EA | 1 | 48 | Sigma-Aldrich | Z553921-100EA | https://www.sigmaaldrich.com/LT/en
Z553948-100EA | PRECISION SEAL(TM) RUBBER SEPTA WHITE, & | 1X100EA | 1 | 80 | Sigma-Aldrich | Z553948-100EA | https://www.sigmaaldrich.com/LT/en
Z553956-100EA | PRECISION SEAL(TM) RUBBER SEPTA WHITE, & | 1X100EA | 1 | 58 | Sigma-Aldrich | Z553956-100EA | https://www.sigmaaldrich.com/LT/en
Z553964-100EA | PRECISION SEAL(TM) RUBBER SEPTA WHITE, & | 1X100EA | 1 | 99 | Sigma-Aldrich | Z553964-100EA | https://www.sigmaaldrich.com/LT/en
Z553972-100EA | PRECISION SEAL(TM) RUBBER SEPTA WHITE, & | 1X100EA | 1 | 122 | Sigma-Aldrich | Z553972-100EA | https://www.sigmaaldrich.com/LT/en
Z553980-100EA | PRECISION SEAL(TM) RUBBER SEPTA WHITE, & | 1X100EA | 1 | 164 | Sigma-Aldrich | Z553980-100EA | https://www.sigmaaldrich.com/LT/en
Z553999-100EA | PRECISION SEAL(TM) RUBBER SEPTA WHITE, & | 1X100EA | 1 | 230 | Sigma-Aldrich | Z553999-100EA | https://www.sigmaaldrich.com/LT/en
Z554006-145EA | PRECISION SEAL(TM) RUBBER SEPTA WHITE, & | 1X145EA | 1 | 107 | Sigma-Aldrich | Z554006-145EA | https://www.sigmaaldrich.com/LT/en
Z554014-100EA | PRECISION SEAL(R) RUBBER SEPTA CAP, RED& | 1X100EA | 1 | 42 | Sigma-Aldrich | Z554014-100EA | https://www.sigmaaldrich.com/LT/en
Z554022-100EA | PRECISION SEAL(TM) RUBBER SEPTA RED, 7M& | 1X100EA | 1 | 45 | Sigma-Aldrich | Z554022-100EA | https://www.sigmaaldrich.com/LT/en
Z554030-100EA | PRECISION SEAL(TM) RUBBER SEPTA RED, 8M& | 1X100EA | 1 | 47 | Sigma-Aldrich | Z554030-100EA | https://www.sigmaaldrich.com/LT/en
Z554049-100EA | PRECISION SEAL(TM) RUBBER SEPTA RED, 10& | 1X100EA | 1 | 48 | Sigma-Aldrich | Z554049-100EA | https://www.sigmaaldrich.com/LT/en
Z554057-100EA | PRECISION SEAL(TM) RUBBER SEPTA RED, 13& | 1X100EA | 1 | 80 | Sigma-Aldrich | Z554057-100EA | https://www.sigmaaldrich.com/LT/en
Z554065-100EA | PRECISION SEAL(TM) RUBBER SEPTA RED, 10& | 1X100EA | 1 | 58 | Sigma-Aldrich | Z554065-100EA | https://www.sigmaaldrich.com/LT/en
Z554073-100EA | PRECISION SEAL(TM) RUBBER SEPTA RED, 14& | 1X100EA | 1 | 91 | Sigma-Aldrich | Z554073-100EA | https://www.sigmaaldrich.com/LT/en
Z554081-100EA | PRECISION SEAL(TM) RUBBER SEPTA RED, 19& | 1X100EA | 1 | 122 | Sigma-Aldrich | Z554081-100EA | https://www.sigmaaldrich.com/LT/en
Z554103-100EA | PRECISION SEAL(TM) RUBBER SEPTA RED, 24& | 1X100EA | 1 | 164 | Sigma-Aldrich | Z554103-100EA | https://www.sigmaaldrich.com/LT/en
Z554111-100EA | PRECISION SEAL(TM) RUBBER SEPTA RED, 29& | 1X100EA | 1 | 230 | Sigma-Aldrich | Z554111-100EA | https://www.sigmaaldrich.com/LT/en
Z554138-145EA | PRECISION SEAL(TM) RUBBER SEPTA RED, MI& | 1X145EA | 1 | 213 | Sigma-Aldrich | Z554138-145EA | https://www.sigmaaldrich.com/LT/en
Z565814-1EA | SUPPORT JACK, STAINLESS STEEL, 10CM X 10 | 1X1EA | 1 | 287 | Sigma-Aldrich | Z565814-1EA | https://www.sigmaaldrich.com/LT/en
Z565830-1EA | SUPPORT JACK, STAINLESS STEEL, 20CM X 20 | 1X1EA | 1 | 396 | Sigma-Aldrich | Z565830-1EA | https://www.sigmaaldrich.com/LT/en
Z565849-1EA | SUPPORT JACK, STAINLESS STEEL, 24CM X 24 | 1X1EA | 1 | 430 | Sigma-Aldrich | Z565849-1EA | https://www.sigmaaldrich.com/LT/en
Z565857-1EA | SUPPORT JACK, STAINLESS STEEL, 30CM X 30 | 1X1EA | 1 | 1137 | Sigma-Aldrich | Z565857-1EA | https://www.sigmaaldrich.com/LT/en
Z565865-1EA | SUPPORT JACK, STAINLESS STEEL, 40CM X 40 | 1X1EA | 1 | 1921 | Sigma-Aldrich | Z565865-1EA | https://www.sigmaaldrich.com/LT/en
Z565873-1EA | SUPPORT JACK, STAINLESS STEEL, MAXI-LIFT | 1X1EA | 1 | 392 | Sigma-Aldrich | Z565873-1EA | https://www.sigmaaldrich.com/LT/en
Z565881-1EA | SUPPORT JACK, STAINLESS STEEL, MAXI-LIFT | 1X1EA | 1 | 477 | Sigma-Aldrich | Z565881-1EA | https://www.sigmaaldrich.com/LT/en
M9686-100EA | GREINER TISSUE CULTURE TREATED 96 WELL & | 1X100EA | 1 | 234 | Sigma-Aldrich | M9686-100EA | https://www.sigmaaldrich.com/LT/en
M9561-100EA | GREINER TISSUE CULTURE TREATED 96 WELL & | 1X100EA | 1 | 145 | Sigma-Aldrich | M9561-100EA | https://www.sigmaaldrich.com/LT/en
M9436-100EA | GREINER TISSUE CULTURE TREATED 96 WELL & | 1X100EA | 1 | 234 | Sigma-Aldrich | M9436-100EA | https://www.sigmaaldrich.com/LT/en
M9311-100EA | GREINER TISSUE CULTURE TREATED 96 WELL & | 1X100EA | 1 | 192 | Sigma-Aldrich | M9311-100EA | https://www.sigmaaldrich.com/LT/en
CLS10024-24EA | CORNING HYPERFLASK CELL CULTURE VESSEL, | 1X24EA | 1 | 2823 | Sigma-Aldrich | CLS10024-24EA | https://www.sigmaaldrich.com/LT/en
CLS402577-1EA | CORNING CAP ASSEMBLY FOR MAGNETICALLY-D& | 1X1EA | 1 | 802 | Sigma-Aldrich | CLS402577-1EA | https://www.sigmaaldrich.com/LT/en
CLS431430-12EA | CORNING 150ML POLYCARBONATE SQUARE STORA | 1X12EA | 1 | 75 | Sigma-Aldrich | CLS431430-12EA | https://www.sigmaaldrich.com/LT/en
CLS70165100-24EA | CORNING(R) VISTA(TM) PETRI DISH DIAM. X& | 1X24EA | 1 | 139 | Sigma-Aldrich | CLS70165100-24EA | https://www.sigmaaldrich.com/LT/en
CLS7016560-12EA | CORNING(R) VISTA(TM) PETRI DISH DIAM. X& | 1X12EA | 1 | 119 | Sigma-Aldrich | CLS7016560-12EA | https://www.sigmaaldrich.com/LT/en
CLS7016560-24EA | CORNING(R) VISTA(TM) PETRI DISH DIAM. X& | 1X24EA | 1 | 166 | Sigma-Aldrich | CLS7016560-24EA | https://www.sigmaaldrich.com/LT/en
CLS995002-500EA | CORNING DISPOSABLE SNAP CAP FOR CORNING | 1X500EA | 1 | 59 | Sigma-Aldrich | CLS995002-500EA | https://www.sigmaaldrich.com/LT/en
Z561894-6EA | SIGMA-ALDRICH(TM) GLASS BEAKER MUG | 1X6EA | 1 | 77 | Sigma-Aldrich | Z561894-6EA | https://www.sigmaaldrich.com/LT/en
Z564400-1EA | ALDRICH(R) ATMOSBAG, TWO-HAND, X-WIDE S& | 1X1EA | 1 | 67 | Sigma-Aldrich | Z564400-1EA | https://www.sigmaaldrich.com/LT/en
Z648280-1EA | SPINBAR MAGNETIC STIR BAR GARAGE | 1X1EA | 1 | 62 | Sigma-Aldrich | Z648280-1EA | https://www.sigmaaldrich.com/LT/en
Z660523-12EA | MILLIPORE STERICUP-GV FILTER UNIT, DURA& | 1X12EA | 1 | 124 | Sigma-Aldrich | Z660523-12EA | https://www.sigmaaldrich.com/LT/en
Z719463-1000EA | SORENSON(TM) LOW BINDING AEROSOL BARRIE& | 1X1000EA | 1 | 141 | Sigma-Aldrich | Z719463-1000EA | https://www.sigmaaldrich.com/LT/en
Z722553-100EA | THERMALSEAL RT2RR FILM FOR RAISED RIM PL | 1X100EA | 1 | 160 | Sigma-Aldrich | Z722553-100EA | https://www.sigmaaldrich.com/LT/en
Z722634-100EA | ALUMASEAL CS FILM NONSTERILE | 1X100EA | 1 | 106 | Sigma-Aldrich | Z722634-100EA | https://www.sigmaaldrich.com/LT/en
Z722642-50EA | ALUMASEAL CS FILM STERILE | 1X50EA | 1 | 75 | Sigma-Aldrich | Z722642-50EA | https://www.sigmaaldrich.com/LT/en
L3411-100EA | GREINER MULTIWELL PLATE LID FOR STANDAR& | 1X100EA | 1 | 62 | Sigma-Aldrich | L3411-100EA | https://www.sigmaaldrich.com/LT/en
L3661-100EA | GREINER MULTIWELL PLATE LID FOR 96 WELL& | 1X100EA | 1 | 61 | Sigma-Aldrich | L3661-100EA | https://www.sigmaaldrich.com/LT/en
CLS3821-50EA | CORNING(R)384 WELL MICROPLATE, LOW VOLUM | 1X50EA | 1 | 565 | Sigma-Aldrich | CLS3821-50EA | https://www.sigmaaldrich.com/LT/en
CLS3968-6EA | CORNING 33MM VENTED CAP, POLYETHYLENE | 1X6EA | 1 | 50 | Sigma-Aldrich | CLS3968-6EA | https://www.sigmaaldrich.com/LT/en
CLS3969-6EA | CORNING 33MM NON-VENTED CAP, POLYETHYLE& | 1X6EA | 1 | 24 | Sigma-Aldrich | CLS3969-6EA | https://www.sigmaaldrich.com/LT/en
Z566055-1EA | SWAGELOK PTFE SEALED QUICK-CONNECT STEM | 1X1EA | 1 | 91 | Sigma-Aldrich | Z566055-1EA | https://www.sigmaaldrich.com/LT/en
A5PR0GTS2 | Kit Progards 5 pack+UV lamp for Elix® | PCE | 1 | 2702 | Sigma-Aldrich | A5PR0GTS2 | https://www.sigmaaldrich.com/LT/en
CDEXP0LUV | POL CARTRIDGE FOR COM MQUV | PCE | 1 | 299 | Sigma-Aldrich | CDEXP0LUV | https://www.sigmaaldrich.com/LT/en
CFMQ18501 | UV LAMP KIT | PCE | 1 | 825 | Sigma-Aldrich | CFMQ18501 | https://www.sigmaaldrich.com/LT/en
CPKT0AF15 | Kit paks AFS15 E Beckman - Cuve 10L | PCE | 1 | 2016 | Sigma-Aldrich | CPKT0AF15 | https://www.sigmaaldrich.com/LT/en
CPKTBAF15 | Kit paks AFS15 E Beckman - Cuve 60L | PCE | 1 | 2212 | Sigma-Aldrich | CPKTBAF15 | https://www.sigmaaldrich.com/LT/en
CPKTBLX35 | Kit paks Elix®35C Cuve 60L | PCE | 1 | 2016 | Sigma-Aldrich | CPKTBLX35 | https://www.sigmaaldrich.com/LT/en
CPKTBLX70 | Kit paks Elix®70C Cuve 60L | PCE | 1 | 2660 | Sigma-Aldrich | CPKTBLX70 | https://www.sigmaaldrich.com/LT/en
JLAU00001 | UV Lamp for UV Max E Plus | PCE | 1 | 489 | Sigma-Aldrich | JLAU00001 | https://www.sigmaaldrich.com/LT/en
JLGE00005 | UV Lamp for Loop VAP TOC 006 | PCE | 1 | 2058 | Sigma-Aldrich | JLGE00005 | https://www.sigmaaldrich.com/LT/en
JLGE00006 | UV Lamp UVN25 for VAP TOC 006 | PCE | 1 | 560 | Sigma-Aldrich | JLGE00006 | https://www.sigmaaldrich.com/LT/en
JLGE00007 | UV Lamp 25 Watt for MIP P 014 | PCE | 1 | 560 | Sigma-Aldrich | JLGE00007 | https://www.sigmaaldrich.com/LT/en
JLGE00010 | UV Lamp for Loop VAP P 033 | PCE | 1 | 2716 | Sigma-Aldrich | JLGE00010 | https://www.sigmaaldrich.com/LT/en
JLGE00015 | UV Lamp UVN36 f/VAP TOC 011+VAP TOC 015 | PCE | 1 | 581 | Sigma-Aldrich | JLGE00015 | https://www.sigmaaldrich.com/LT/en
JLGE00018 | UV Lamp 25W / MIP P014 | PCE | 1 | 560 | Sigma-Aldrich | JLGE00018 | https://www.sigmaaldrich.com/LT/en
JLGE00021 | UV Lamp for UV Max E plus | PCE | 1 | 604 | Sigma-Aldrich | JLGE00021 | https://www.sigmaaldrich.com/LT/en
JLGE00026 | UV Lamp for Loop UV MIP014 UV EL | PCE | 1 | 2072 | Sigma-Aldrich | JLGE00026 | https://www.sigmaaldrich.com/LT/en
JLGE00027 | UV Lamp NLR 1579 W for E5-6 | PCE | 1 | 467 | Sigma-Aldrich | JLGE00027 | https://www.sigmaaldrich.com/LT/en
JLGE00032 | UV Lamp for Loop UV MIP P 009 | PCE | 1 | 1389 | Sigma-Aldrich | JLGE00032 | https://www.sigmaaldrich.com/LT/en
JLGE00042 | UV lamp for loop VAP TOC 011 | PCE | 1 | 2786 | Sigma-Aldrich | JLGE00042 | https://www.sigmaaldrich.com/LT/en
JLGE00045 | UV replacement Lamp 36 watt f/ VAP P 033 | PCE | 1 | 467 | Sigma-Aldrich | JLGE00045 | https://www.sigmaaldrich.com/LT/en
JLSZ00001 | UV Lamp for Loop UV MAX F4+ | PCE | 1 | 7224 | Sigma-Aldrich | JLSZ00001 | https://www.sigmaaldrich.com/LT/en
JMDAUVUTB | Replacement UV-LAMP for 1600L Tank | PCE | 1 | 1029 | Sigma-Aldrich | JMDAUVUTB | https://www.sigmaaldrich.com/LT/en
JMDAUVUTC | UV REPLACEMENT LAMP FOR 1600L TANK | PCE | 1 | 772 | Sigma-Aldrich | JMDAUVUTC | https://www.sigmaaldrich.com/LT/en
JMFIUVUTA | UV-Lamp for 1600L Tank | PCE | 1 | 782 | Sigma-Aldrich | JMFIUVUTA | https://www.sigmaaldrich.com/LT/en
JMFIUVUTB | UV REPL LAMP FOR 1600L TANK , SHORT | PCE | 1 | 1176 | Sigma-Aldrich | JMFIUVUTB | https://www.sigmaaldrich.com/LT/en
JMFIUVUTC | UV REPLACEMENT LAMP FOR 1600L TANK | PCE | 1 | 776 | Sigma-Aldrich | JMFIUVUTC | https://www.sigmaaldrich.com/LT/en
JMN0UVLS1 | UV-LAMP FOR LOOP | PCE | 1 | 4830 | Sigma-Aldrich | JMN0UVLS1 | https://www.sigmaaldrich.com/LT/en
JMN0UVUTB | REPL UV- LAMP FOR 1600L TANKS - SHORT | PCE | 1 | 1216 | Sigma-Aldrich | JMN0UVUTB | https://www.sigmaaldrich.com/LT/en
JMN0UVUTC | REPLACEMENT UV- LAMP FOR 1600L TANKS | PCE | 1 | 772 | Sigma-Aldrich | JMN0UVUTC | https://www.sigmaaldrich.com/LT/en
JMNOUVUTA | UTBYTTELAMPE TIL UV LAMPE I 1600 L TANK | PCE | 1 | 924 | Sigma-Aldrich | JMNOUVUTA | https://www.sigmaaldrich.com/LT/en
MSP010045 | WPM TANK UV254 KIT | PCE | 1 | 399 | Sigma-Aldrich | MSP010045 | https://www.sigmaaldrich.com/LT/en
QUVLQSL01 | UV LAMP FOR MILLI-Q | PCE | 1 | 889 | Sigma-Aldrich | QUVLQSL01 | https://www.sigmaaldrich.com/LT/en
QUVLQSL0J | UV LAMP FOR GRADIENT/SYNTHESIS | PCE | 1 | 863 | Sigma-Aldrich | QUVLQSL0J | https://www.sigmaaldrich.com/LT/en
SIM0000UV | UV LAMP SIMPLICITY | PCE | 1 | 794 | Sigma-Aldrich | SIM0000UV | https://www.sigmaaldrich.com/LT/en
SYN185UV1 | UV LAMP 185 nm - 6W | PCE | 1 | 633 | Sigma-Aldrich | SYN185UV1 | https://www.sigmaaldrich.com/LT/en
TANKSDS2UVL1 | UV LAMP 254nm FOR SDS500 LOOP | PCE | 1 | 660 | Sigma-Aldrich | TANKSDS2UVL1 | https://www.sigmaaldrich.com/LT/en
ZFA10UV01 | A10 UV LAMP REPLACE KIT | PCE | 1 | 992 | Sigma-Aldrich | ZFA10UV01 | https://www.sigmaaldrich.com/LT/en
ZFA10UVM1 | A10 UV LAMP | PCE | 1 | 1052 | Sigma-Aldrich | ZFA10UVM1 | https://www.sigmaaldrich.com/LT/en
ZFRES00UV | ASM UV LAMP W/CABLE | PCE | 1 | 364 | Sigma-Aldrich | ZFRES00UV | https://www.sigmaaldrich.com/LT/en
ZLUVWPM01 | WPM UV LAMP 185NM 10W | PCE | 1 | 469 | Sigma-Aldrich | ZLUVWPM01 | https://www.sigmaaldrich.com/LT/en
ZLXLKITUV57L1 | UV LAMP 254nm 57 W | PCE | 1 | 580 | Sigma-Aldrich | ZLXLKITUV57L1 | https://www.sigmaaldrich.com/LT/en
ZLXUVL2L1 | UV lamp (RiOs 60-220, Elix/AFS 40-150) | PCE | 1 | 475 | Sigma-Aldrich | ZLXUVL2L1 | https://www.sigmaaldrich.com/LT/en
ZLXUVL2L2 | UV lamp 254 nm for ASM (AFS-L /SDS 500) | PCE | 1 | 479 | Sigma-Aldrich | ZLXUVL2L2 | https://www.sigmaaldrich.com/LT/en
ZLXUVLP01 | UV LAMP FOR ELIX UV | PCE | 1 | 425 | Sigma-Aldrich | ZLXUVLP01 | https://www.sigmaaldrich.com/LT/en
ZLXUVLPL1 | UV LAMP FOR TANKASM/RIOS/ELIX-L | PCE | 1 | 453 | Sigma-Aldrich | ZLXUVLPL1 | https://www.sigmaaldrich.com/LT/en
ZMQUVLP01 | UV LAMP FOR MQ CENTURY | PCE | 1 | 889 | Sigma-Aldrich | ZMQUVLP01 | https://www.sigmaaldrich.com/LT/en
MPPVICPK1 | Optimizer 0.1µm Filter (1/box) | PCE | 1 | 1168 | Sigma-Aldrich | MPPVICPK1 | https://www.sigmaaldrich.com/LT/en
MSP000728 | AFS PAK BECKMAN | PCE | 1 | 712 | Sigma-Aldrich | MSP000728 | https://www.sigmaaldrich.com/LT/en
PR0G00001 | PROGARD 1 ALONE (SHORT) | PCE | 1 | 411 | Sigma-Aldrich | PR0G00001 | https://www.sigmaaldrich.com/LT/en
PR0G00002 | PROGARD 2 ALONE (LONG) PACK | PCE | 1 | 602 | Sigma-Aldrich | PR0G00002 | https://www.sigmaaldrich.com/LT/en
PR0G00003 | PROGARD 3 PRETREATMENT PACK | PCE | 1 | 499 | Sigma-Aldrich | PR0G00003 | https://www.sigmaaldrich.com/LT/en
PR0G000S1 | PROGARD SILVER 1 PRETREATMENT PACK | PCE | 1 | 436 | Sigma-Aldrich | PR0G000S1 | https://www.sigmaaldrich.com/LT/en
PR0G000S2 | PROGARD 2S ALONE (LONG) | PCE | 1 | 693 | Sigma-Aldrich | PR0G000S2 | https://www.sigmaaldrich.com/LT/en
PR0G000T3 | PROGARD T3 CARTRIDGE (1/PK) | PCE | 1 | 625 | Sigma-Aldrich | PR0G000T3 | https://www.sigmaaldrich.com/LT/en
PR0G0NP01 | Progard NP1, no phosphate (1/pk) | PCE | 1 | 401 | Sigma-Aldrich | PR0G0NP01 | https://www.sigmaaldrich.com/LT/en
PR0G0NP02 | Progard NP2, no phosphate (1/pk) | PCE | 1 | 584 | Sigma-Aldrich | PR0G0NP02 | https://www.sigmaaldrich.com/LT/en
PR0G0T0S2 | PROGARD TS2 | PCE | 1 | 672 | Sigma-Aldrich | PR0G0T0S2 | https://www.sigmaaldrich.com/LT/en
PR0G0TNP2 | PR0GARD TNP2 | PCE | 1 | 562 | Sigma-Aldrich | PR0G0TNP2 | https://www.sigmaaldrich.com/LT/en
PR0GMP201 | Progard 1 with TANKMPK02 | PCE | 1 | 559 | Sigma-Aldrich | PR0GMP201 | https://www.sigmaaldrich.com/LT/en
PR0GMP202 | Progard 2 with Vent filter (TANKMPK02) | PCE | 1 | 737 | Sigma-Aldrich | PR0GMP202 | https://www.sigmaaldrich.com/LT/en
PR0GMP2S2 | Progard S2 with Vent filter (TANKMPK02) | PCE | 1 | 831 | Sigma-Aldrich | PR0GMP2S2 | https://www.sigmaaldrich.com/LT/en
PR0GMPK01 | PROGARD 1 KIT | PCE | 1 | 633 | Sigma-Aldrich | PR0GMPK01 | https://www.sigmaaldrich.com/LT/en
PR0GMPK02 | PROGARD 2 KIT | PCE | 1 | 815 | Sigma-Aldrich | PR0GMPK02 | https://www.sigmaaldrich.com/LT/en
PR0GMPKS1 | PROGARD S1 KIT | PCE | 1 | 618 | Sigma-Aldrich | PR0GMPKS1 | https://www.sigmaaldrich.com/LT/en
PR0GMPKS2 | PROGARD S2 KIT | PCE | 1 | 908 | Sigma-Aldrich | PR0GMPKS2 | https://www.sigmaaldrich.com/LT/en
PR0GTL0S1 | PROGARD TL1 PRETREATMENT PACK | PCE | 1 | 768 | Sigma-Aldrich | PR0GTL0S1 | https://www.sigmaaldrich.com/LT/en
PR0GTLCS1 | Progard TL1-C | PCE | 1 | 815 | Sigma-Aldrich | PR0GTLCS1 | https://www.sigmaaldrich.com/LT/en
PR0GTXL001 | PROGARD XL QTY 1 | PCE | 1 | 843 | Sigma-Aldrich | PR0GTXL001 | https://www.sigmaaldrich.com/LT/en
PR0GTXL0S1 | PROGARD XL-S QTY 1 | PCE | 1 | 866 | Sigma-Aldrich | PR0GTXL0S1 | https://www.sigmaaldrich.com/LT/en
PR0GTXL0S2 | PROGARD XL-S QTY 2 | PCE | 1 | 1750 | Sigma-Aldrich | PR0GTXL0S2 | https://www.sigmaaldrich.com/LT/en
PR0GTXLCS1 | Progard XL-S-C Qty 1 | PCE | 1 | 924 | Sigma-Aldrich | PR0GTXLCS1 | https://www.sigmaaldrich.com/LT/en
PR0GTXLCS2 | Progard XL-S-C Qty 2 | PCE | 1 | 1862 | Sigma-Aldrich | PR0GTXLCS2 | https://www.sigmaaldrich.com/LT/en
PRGTMPKS2 | PROGARD TS2 + TANKMPK01 | PCE | 1 | 887 | Sigma-Aldrich | PRGTMPKS2 | https://www.sigmaaldrich.com/LT/en
PRPK00001 | PREPAK 1 PRETREATMENT PACK 2/box | PCE | 1 | 710 | Sigma-Aldrich | PRPK00001 | https://www.sigmaaldrich.com/LT/en
PRPK00001US | PREPAK 1 PRETREATMENT PACK 2/BOX W/O | PCE | 1 | 730 | Sigma-Aldrich | PRPK00001US | https://www.sigmaaldrich.com/LT/en
PRPK00001USB | PREPAK 1 PRETREATMENT PACK 1/BOX W/O | PCE | 1 | 405 | Sigma-Aldrich | PRPK00001USB | https://www.sigmaaldrich.com/LT/en
PRPK000A1 | Prepak filter pretreatment pack | PCE | 1 | 391 | Sigma-Aldrich | PRPK000A1 | https://www.sigmaaldrich.com/LT/en
PRPK0L002 | PREPAK L2 | PCE | 1 | 821 | Sigma-Aldrich | PRPK0L002 | https://www.sigmaaldrich.com/LT/en
PRPK0L003 | PREPAK L3 PRESYSTEM PACK | PCE | 1 | 821 | Sigma-Aldrich | PRPK0L003 | https://www.sigmaaldrich.com/LT/en
PRPK0L0S1 | PREPAK L1 PRE-SYSTEM PACK | PCE | 1 | 747 | Sigma-Aldrich | PRPK0L0S1 | https://www.sigmaaldrich.com/LT/en
PRPK0L0S1US | PREPAK L1 PRE-SYSTEM PACK W/O | PCE | 1 | 917 | Sigma-Aldrich | PRPK0L0S1US | https://www.sigmaaldrich.com/LT/en
QGARD00B1 | Q-GARD PACK BORON (1/PK) | PCE | 1 | 775 | Sigma-Aldrich | QGARD00B1 | https://www.sigmaaldrich.com/LT/en
QGARD00D2 | Q-GARD 2 | PCE | 1 | 548 | Sigma-Aldrich | QGARD00D2 | https://www.sigmaaldrich.com/LT/en
QGARD00D3 | QGARD 3 PURIFICATION PACK | PCE | 1 | 587 | Sigma-Aldrich | QGARD00D3 | https://www.sigmaaldrich.com/LT/en
QGARD00R1 | Q-GARD 1 | PCE | 1 | 548 | Sigma-Aldrich | QGARD00R1 | https://www.sigmaaldrich.com/LT/en
QGARDT1X1 | Q-GARD T1 PACK (1/PK) | PCE | 1 | 748 | Sigma-Aldrich | QGARDT1X1 | https://www.sigmaaldrich.com/LT/en
QGARDT2X1 | Q-GARD T2 PACK (1/PK) | PCE | 1 | 748 | Sigma-Aldrich | QGARDT2X1 | https://www.sigmaaldrich.com/LT/en
QGARDT3X1 | Q-GARD T3 PACK (1/PK) | PCE | 1 | 748 | Sigma-Aldrich | QGARDT3X1 | https://www.sigmaaldrich.com/LT/en
QGARDTBX1 | Q-GARD T BORON PACK (1/PK) | PCE | 1 | 728 | Sigma-Aldrich | QGARDTBX1 | https://www.sigmaaldrich.com/LT/en
QGARDTL01 | Q-Gard TL1 Polishing pack | PCE | 1 | 818 | Sigma-Aldrich | QGARDTL01 | https://www.sigmaaldrich.com/LT/en
QGARDTXL04 | Q-GARD XL-4 LPM | PCE | 1 | 912 | Sigma-Aldrich | QGARDTXL04 | https://www.sigmaaldrich.com/LT/en
QPAK00TEX | Q-PAK TEX (1/PK) | PCE | 1 | 668 | Sigma-Aldrich | QPAK00TEX | https://www.sigmaaldrich.com/LT/en
QPAK00TIX | Q-PAK TIX (1/PK) | PCE | 1 | 668 | Sigma-Aldrich | QPAK00TIX | https://www.sigmaaldrich.com/LT/en
QTUM000EX | QUANTUM EX | PCE | 1 | 842 | Sigma-Aldrich | QTUM000EX | https://www.sigmaaldrich.com/LT/en
QTUM000IX | QUANTUM IX | PCE | 1 | 842 | Sigma-Aldrich | QTUM000IX | https://www.sigmaaldrich.com/LT/en
QTUM000VX | QUANTUM VX | PCE | 1 | 1182 | Sigma-Aldrich | QTUM000VX | https://www.sigmaaldrich.com/LT/en
QTUM00ICP | QUANTUM ICP (1/PK) | PCE | 1 | 901 | Sigma-Aldrich | QTUM00ICP | https://www.sigmaaldrich.com/LT/en
QTUM0TEX1 | QUANTUM TEX CARTRIDGE (1/PK) | PCE | 1 | 658 | Sigma-Aldrich | QTUM0TEX1 | https://www.sigmaaldrich.com/LT/en
QTUM0TIX1 | QUANTUM TIX CARTRIDGE (1/PK) | PCE | 1 | 658 | Sigma-Aldrich | QTUM0TIX1 | https://www.sigmaaldrich.com/LT/en
QTUMMPEEX | Quantum EX with Millipak Express20 | PCE | 1 | 985 | Sigma-Aldrich | QTUMMPEEX | https://www.sigmaaldrich.com/LT/en
QTUMMPEIX | QUANTUM IX + MPAK XPRES 20 | PCE | 1 | 985 | Sigma-Aldrich | QTUMMPEIX | https://www.sigmaaldrich.com/LT/en
QTUMMPKEX | ORGANEX QUANTUM WITH MILLIPAK | PCE | 1 | 985 | Sigma-Aldrich | QTUMMPKEX | https://www.sigmaaldrich.com/LT/en
QTUMMPKIX | IONEX QUANTUM WITH MILLIPAK | PCE | 1 | 985 | Sigma-Aldrich | QTUMMPKIX | https://www.sigmaaldrich.com/LT/en
SIMFILTER | SimFilter | PCE | 1 | 282 | Sigma-Aldrich | SIMFILTER | https://www.sigmaaldrich.com/LT/en
SIMPAK0D2 | SIMPAK 2 CARTRIDGE ALONE | PCE | 1 | 476 | Sigma-Aldrich | SIMPAK0D2 | https://www.sigmaaldrich.com/LT/en
SIMPAK0D3 | SimPak 3 Purification pack | PCE | 1 | 469 | Sigma-Aldrich | SIMPAK0D3 | https://www.sigmaaldrich.com/LT/en
SIMPAK0R1 | SIMPAK 1 CARTRIDGE ALONE | PCE | 1 | 476 | Sigma-Aldrich | SIMPAK0R1 | https://www.sigmaaldrich.com/LT/en
SIMPAKKD2 | SIMPAK 2 KIT | PCE | 1 | 724 | Sigma-Aldrich | SIMPAKKD2 | https://www.sigmaaldrich.com/LT/en
SIMPAKKR1 | SIMPAK 1 KIT | PCE | 1 | 724 | Sigma-Aldrich | SIMPAKKR1 | https://www.sigmaaldrich.com/LT/en
SIPK0SIA1 | SIMPLIPAK 1 | PCE | 1 | 440 | Sigma-Aldrich | SIPK0SIA1 | https://www.sigmaaldrich.com/LT/en
SIPK0SIX2 | SIMPLIPAK 2 | PCE | 1 | 440 | Sigma-Aldrich | SIPK0SIX2 | https://www.sigmaaldrich.com/LT/en
SIPK0SIX3 | SIMPLIPAK 3 | PCE | 1 | 440 | Sigma-Aldrich | SIPK0SIX3 | https://www.sigmaaldrich.com/LT/en
SLFH02502 | Millex FH Vent filter (2/PK) | PCE | 1 | 47 | Sigma-Aldrich | SLFH02502 | https://www.sigmaaldrich.com/LT/en
SLFH02510 | MILLEX FH VENT FILTER (10/PK) | PCE | 1 | 238 | Sigma-Aldrich | SLFH02510 | https://www.sigmaaldrich.com/LT/en
SPR00S001 | SMARTPAK RO | PCE | 1 | 626 | Sigma-Aldrich | SPR00S001 | https://www.sigmaaldrich.com/LT/en
SPR00S001US | SMARTPAK RO W/O | PCE | 1 | 660 | Sigma-Aldrich | SPR00S001US | https://www.sigmaaldrich.com/LT/en
SPR00SIA1 | SMARTPAK DQ3 | PCE | 1 | 954 | Sigma-Aldrich | SPR00SIA1 | https://www.sigmaaldrich.com/LT/en
SPR00SIA1US | SMART PAK DQ3 - US | PCE | 1 | 1018 | Sigma-Aldrich | SPR00SIA1US | https://www.sigmaaldrich.com/LT/en
SPR00SIA2 | SMARTPAK R0DI | PCE | 1 | 724 | Sigma-Aldrich | SPR00SIA2 | https://www.sigmaaldrich.com/LT/en
SPR00SIA2US | SMARTPAK R0DI W/O | PCE | 1 | 926 | Sigma-Aldrich | SPR00SIA2US | https://www.sigmaaldrich.com/LT/en
SPR08S001 | SMARTPAK RO 8 1/PK | PCE | 1 | 721 | Sigma-Aldrich | SPR08S001 | https://www.sigmaaldrich.com/LT/en
SPR08SIA1 | SMARTPAK DQ8 (1/PK) | PCE | 1 | 1267 | Sigma-Aldrich | SPR08SIA1 | https://www.sigmaaldrich.com/LT/en
SPR0LS001 | SMARTPAK PK RO LT | PCE | 1 | 626 | Sigma-Aldrich | SPR0LS001 | https://www.sigmaaldrich.com/LT/en
SPR0LS001US | SMARTPAK PK RO LT W/O | PCE | 1 | 660 | Sigma-Aldrich | SPR0LS001US | https://www.sigmaaldrich.com/LT/en
SPR0LSIA1 | SmartPak® Direct-Q®5 Purification Pack L | PCE | 1 | 927 | Sigma-Aldrich | SPR0LSIA1 | https://www.sigmaaldrich.com/LT/en
SPR0LSIA1US | SMARTPAK DQ3 LT - US | PCE | 1 | 986 | Sigma-Aldrich | SPR0LSIA1US | https://www.sigmaaldrich.com/LT/en
STARTKIT1 | CONNECTION KIT FOR START-UP | PCE | 1 | 311 | Sigma-Aldrich | STARTKIT1 | https://www.sigmaaldrich.com/LT/en
STARTPK01 | StartPAK installation pack | PCE | 1 | 156 | Sigma-Aldrich | STARTPK01 | https://www.sigmaaldrich.com/LT/en
SYPK0SIA1 | SYNERGYPAK 1 | PCE | 1 | 625 | Sigma-Aldrich | SYPK0SIA1 | https://www.sigmaaldrich.com/LT/en
SYPK0SIX2 | SYNERGY PAK2 | PCE | 1 | 625 | Sigma-Aldrich | SYPK0SIX2 | https://www.sigmaaldrich.com/LT/en
SYPK0SIX3 | SYNERGYPAK 3 | PCE | 1 | 625 | Sigma-Aldrich | SYPK0SIX3 | https://www.sigmaaldrich.com/LT/en
TANKMPK01 | PE TANK MILLIPAK FILTER | PCE | 1 | 243 | Sigma-Aldrich | TANKMPK01 | https://www.sigmaaldrich.com/LT/en
TANKMPK02 | VENT FILTER MPK02 | PCE | 1 | 167 | Sigma-Aldrich | TANKMPK02 | https://www.sigmaaldrich.com/LT/en
TANKMPK03 | VENT FILTER FOR INTERNAL RESER | PCE | 1 | 114 | Sigma-Aldrich | TANKMPK03 | https://www.sigmaaldrich.com/LT/en
TANKMPKXC | VENT FILTER TANK 75-150 CO2 TRAP 0.45 | PCE | 1 | 299 | Sigma-Aldrich | TANKMPKXC | https://www.sigmaaldrich.com/LT/en
TANKV01A1 | Vent filter | PCE | 1 | 567 | Sigma-Aldrich | TANKV01A1 | https://www.sigmaaldrich.com/LT/en
TANKVH1A1 | Vent filter HF | PCE | 1 | 391 | Sigma-Aldrich | TANKVH1A1 | https://www.sigmaaldrich.com/LT/en
TANKVNT01 | SDS TANK RIOS VENT FILTER | PCE | 1 | 538 | Sigma-Aldrich | TANKVNT01 | https://www.sigmaaldrich.com/LT/en
TANKVNT02 | SDS TANK ELIX VENT FILTER | PCE | 1 | 734 | Sigma-Aldrich | TANKVNT02 | https://www.sigmaaldrich.com/LT/en
TANKVNT21 | SDS TANK RIOS VENT FILTER 2/PACK | PCE | 1 | 1043 | Sigma-Aldrich | TANKVNT21 | https://www.sigmaaldrich.com/LT/en
TANKVNT22 | SDS TANK ELIX VENT FILTER 2/PACK | PCE | 1 | 1232 | Sigma-Aldrich | TANKVNT22 | https://www.sigmaaldrich.com/LT/en
TPAKKIT01 | Kit Pack Tetra Pack 1 | PCE | 1 | 1171 | Sigma-Aldrich | TPAKKIT01 | https://www.sigmaaldrich.com/LT/en
V0CPAK001 | VOC PAK (1/PK) | PCE | 1 | 539 | Sigma-Aldrich | V0CPAK001 | https://www.sigmaaldrich.com/LT/en
V0CPAK0A1 | VOC-Pak® polisher | PCE | 1 | 583 | Sigma-Aldrich | V0CPAK0A1 | https://www.sigmaaldrich.com/LT/en
Z1PAK01A1 | 0.1µm-Pak filter | PCE | 1 | 322 | Sigma-Aldrich | Z1PAK01A1 | https://www.sigmaaldrich.com/LT/en
ZAFSRENTC | Consumables AFS rental | PCE | 1 | 67 | Sigma-Aldrich | ZAFSRENTC | https://www.sigmaaldrich.com/LT/en
ZFA10UVA1 | ech2o A10 TOC lamp | PCE | 1 | 1062 | Sigma-Aldrich | ZFA10UVA1 | https://www.sigmaaldrich.com/LT/en
ZFRE006FC | VENT FILTER / CO2 TRAP 6" | PCE | 1 | 300 | Sigma-Aldrich | ZFRE006FC | https://www.sigmaaldrich.com/LT/en
ZFRE012F0 | VENT FILTER 12" 1/PK | PCE | 1 | 432 | Sigma-Aldrich | ZFRE012F0 | https://www.sigmaaldrich.com/LT/en
ZFRE012FC | VENT FILTER / C02 TRAP | PCE | 1 | 587 | Sigma-Aldrich | ZFRE012FC | https://www.sigmaaldrich.com/LT/en
ZFRXM0D20 | ELIX MODULE 20 LPH | PCE | 1 | 6986 | Sigma-Aldrich | ZFRXM0D20 | https://www.sigmaaldrich.com/LT/en
ZFRXM0D45 | ELIX MODULE 45 LPH | PCE | 1 | 9716 | Sigma-Aldrich | ZFRXM0D45 | https://www.sigmaaldrich.com/LT/en
ZFRXM0D75 | ELIX 75L/H MODULE | PCE | 1 | 13202 | Sigma-Aldrich | ZFRXM0D75 | https://www.sigmaaldrich.com/LT/en
ZIQUVLPA1 | ech2o oxidation lamp | PCE | 1 | 912 | Sigma-Aldrich | ZIQUVLPA1 | https://www.sigmaaldrich.com/LT/en
ZIXUVLPA1 | ech2o® bactericidal lamp | PCE | 1 | 439 | Sigma-Aldrich | ZIXUVLPA1 | https://www.sigmaaldrich.com/LT/en
ZLCL001AB | CHLORINE TABLETS Q100. | PCE | 1 | 134 | Sigma-Aldrich | ZLCL001AB | https://www.sigmaaldrich.com/LT/en
ZLCL002AB | CHLORINE CAPSULE Q100 | PCE | 1 | 99 | Sigma-Aldrich | ZLCL002AB | https://www.sigmaaldrich.com/LT/en
ZLTT31003 | REACTIV TESTOMAT TYPE310 Q | PCE | 1 | 287 | Sigma-Aldrich | ZLTT31003 | https://www.sigmaaldrich.com/LT/en
ZLX0EDI03 | ELIX 3 LPH EDI MODULE | PCE | 1 | 1960 | Sigma-Aldrich | ZLX0EDI03 | https://www.sigmaaldrich.com/LT/en
ZLX0EDI05 | ELIX 5 LPH EDI MODULE | PCE | 1 | 2338 | Sigma-Aldrich | ZLX0EDI05 | https://www.sigmaaldrich.com/LT/en
ZLX0EDI10 | ELIX 10 LPH EDI MODULE | PCE | 1 | 2996 | Sigma-Aldrich | ZLX0EDI10 | https://www.sigmaaldrich.com/LT/en
ZLX0EDI15 | ELIX 15 LPH EDI MODULE | PCE | 1 | 3262 | Sigma-Aldrich | ZLX0EDI15 | https://www.sigmaaldrich.com/LT/en
ZLX0EDI25 | AFS EDI 25 MODULE | PCE | 1 | 7532 | Sigma-Aldrich | ZLX0EDI25 | https://www.sigmaaldrich.com/LT/en
ZLX0EDI50 | AFS EDI 50 MODULE | PCE | 1 | 15274 | Sigma-Aldrich | ZLX0EDI50 | https://www.sigmaaldrich.com/LT/en
ZLXM0D035 | ELIX 35 MODULE FOR ELIX 35 SYST | PCE | 1 | 7070 | Sigma-Aldrich | ZLXM0D035 | https://www.sigmaaldrich.com/LT/en
ZLXM0D040 | ELIX 40MODULE | PCE | 1 | 7392 | Sigma-Aldrich | ZLXM0D040 | https://www.sigmaaldrich.com/LT/en
ZLXM0D070 | ELIX 70 MODULE FOR ELIX 70 SYST | PCE | 1 | 9786 | Sigma-Aldrich | ZLXM0D070 | https://www.sigmaaldrich.com/LT/en
ZLXM0D080 | ELIX 80MODULE | PCE | 1 | 10472 | Sigma-Aldrich | ZLXM0D080 | https://www.sigmaaldrich.com/LT/en
ZLXM0D100 | ELIX 100 MODULE FOR ELIX 100SYST | PCE | 1 | 13426 | Sigma-Aldrich | ZLXM0D100 | https://www.sigmaaldrich.com/LT/en
ZLXM0D120 | ELIX 120MODULE | PCE | 1 | 14406 | Sigma-Aldrich | ZLXM0D120 | https://www.sigmaaldrich.com/LT/en
ZLXM0D150 | ELIX 150MODULE | PCE | 1 | 16940 | Sigma-Aldrich | ZLXM0D150 | https://www.sigmaaldrich.com/LT/en
ZQGQTME6K | QGARD1-QUANTUM EX-MPAK EX20 kit (6 PK) | PCE | 1 | 5096 | Sigma-Aldrich | ZQGQTME6K | https://www.sigmaaldrich.com/LT/en
ZTLC00031 | AQUELIX KIT 1 | PCE | 1 | 294 | Sigma-Aldrich | ZTLC00031 | https://www.sigmaaldrich.com/LT/en
ZTLC00501 | AQUELIX RO CARTRIDGE | PCE | 1 | 586 | Sigma-Aldrich | ZTLC00501 | https://www.sigmaaldrich.com/LT/en
ZTLP0EDI1 | AQUELIX ELIX MODULE 5 | PCE | 1 | 1848 | Sigma-Aldrich | ZTLP0EDI1 | https://www.sigmaaldrich.com/LT/en
ZTLPFST01 | AQUELIX PREFILTRATION KIT | PCE | 1 | 320 | Sigma-Aldrich | ZTLPFST01 | https://www.sigmaaldrich.com/LT/en
ZTLPPST01 | FILTERS (*10) FOR AQUELIX PREFILTR. KIT | PCE | 1 | 161 | Sigma-Aldrich | ZTLPPST01 | https://www.sigmaaldrich.com/LT/en
ZUFPREUF2 | UF PRETREATMENT CARTRIDGE QTY 2 | PCE | 1 | 1862 | Sigma-Aldrich | ZUFPREUF2 | https://www.sigmaaldrich.com/LT/en
ZWACID012 | ROCare A Qty 12 | PCE | 1 | 369 | Sigma-Aldrich | ZWACID012 | https://www.sigmaaldrich.com/LT/en
ZWBASE012 | ROCare B Qty 12 | PCE | 1 | 369 | Sigma-Aldrich | ZWBASE012 | https://www.sigmaaldrich.com/LT/en
ZWCL01F50 | ROProtect C Qty 48 | PCE | 1 | 132 | Sigma-Aldrich | ZWCL01F50 | https://www.sigmaaldrich.com/LT/en
0PTIA04NN1 | Opticap XL filter for AFS - 4" 0.22um Q1 | PCE | 1 | 359 | Sigma-Aldrich | 0PTIA04NN1 | https://www.sigmaaldrich.com/LT/en
5874316024C | EfferSan Effervescent Tablets Qty 24 | PCE | 1 | 178 | Sigma-Aldrich | 5874316024C | https://www.sigmaaldrich.com/LT/en
A2PR0GTS2 | Kit Progards 2 pack for Elix® | PCE | 1 | 1027 | Sigma-Aldrich | A2PR0GTS2 | https://www.sigmaaldrich.com/LT/en
ASMUVLPA1 | ech2o® ASM lamp | PCE | 1 | 467 | Sigma-Aldrich | ASMUVLPA1 | https://www.sigmaaldrich.com/LT/en
CDEX01201 | ORGANEX-Q 12 IN 1/PK | PCE | 1 | 468 | Sigma-Aldrich | CDEX01201 | https://www.sigmaaldrich.com/LT/en
CDFC01204 | CARBON CART. 12 IN 4/PK | PCE | 1 | 912 | Sigma-Aldrich | CDFC01204 | https://www.sigmaaldrich.com/LT/en
CDFC02203 | CARBON CART 22 IN 3/PK | PCE | 1 | 1167 | Sigma-Aldrich | CDFC02203 | https://www.sigmaaldrich.com/LT/en
CDFC410F2 | 4" X 10" CARBON CARTRIDGE | PCE | 1 | 405 | Sigma-Aldrich | CDFC410F2 | https://www.sigmaaldrich.com/LT/en
CDFC420F2 | 4" X 20" CARBON CARTRIDGE | PCE | 1 | 758 | Sigma-Aldrich | CDFC420F2 | https://www.sigmaaldrich.com/LT/en
CDLC275202 | 75 GPD 2 membranes Elix®15 | PCE | 1 | 2632 | Sigma-Aldrich | CDLC275202 | https://www.sigmaaldrich.com/LT/en
CDPRM1206 | ROGARD II 12" CART 6/PK | PCE | 1 | 671 | Sigma-Aldrich | CDPRM1206 | https://www.sigmaaldrich.com/LT/en
CDPRM12F6 | MILLI RO PREFILTER 12" 6/P | PCE | 1 | 671 | Sigma-Aldrich | CDPRM12F6 | https://www.sigmaaldrich.com/LT/en
CDPRM2606 | ROGARD II 26" 5M CARTRIDGE | PCE | 1 | 1396 | Sigma-Aldrich | CDPRM2606 | https://www.sigmaaldrich.com/LT/en
CDRC00201 | RO CARTRIDGE 2" | PCE | 1 | 992 | Sigma-Aldrich | CDRC00201 | https://www.sigmaaldrich.com/LT/en
CDRC012HG | 12" TFC RO CART IN HOUSING | PCE | 1 | 3640 | Sigma-Aldrich | CDRC012HG | https://www.sigmaaldrich.com/LT/en
CDRC012MU | 12" POLYAMIDE R0 MODULE | PCE | 1 | 1736 | Sigma-Aldrich | CDRC012MU | https://www.sigmaaldrich.com/LT/en
CDRC030HG | RO CART+HSG 30LPH RIOS/ELIX-L | PCE | 1 | 2478 | Sigma-Aldrich | CDRC030HG | https://www.sigmaaldrich.com/LT/en
CDRC050HG | RO CART+HSG 50LPH RIOS/ELIX-L | PCE | 1 | 2744 | Sigma-Aldrich | CDRC050HG | https://www.sigmaaldrich.com/LT/en
CDRC175WU | 100+75GPD RO MEMBRANES IN HSG | PCE | 1 | 2968 | Sigma-Aldrich | CDRC175WU | https://www.sigmaaldrich.com/LT/en
CDRC351JH | 35 GPD R0 CART IN HOUSING 1/PK | PCE | 1 | 598 | Sigma-Aldrich | CDRC351JH | https://www.sigmaaldrich.com/LT/en
CDRC35HA1 | 35 GPD RO CART IN HOUSING 1/PK | PCE | 1 | 626 | Sigma-Aldrich | CDRC35HA1 | https://www.sigmaaldrich.com/LT/en
CDRC4050HG | RO MEMBRANE (2.5 X 40INCH) WITH HOUSING | PCE | 1 | 2758 | Sigma-Aldrich | CDRC4050HG | https://www.sigmaaldrich.com/LT/en
CDRC601JH | 60 GPD R0 CART IN HOUSING 1/PK. | PCE | 1 | 1356 | Sigma-Aldrich | CDRC601JH | https://www.sigmaaldrich.com/LT/en
CDRC60201 | 60 GPD RO CARTRIDGE | PCE | 1 | 1253 | Sigma-Aldrich | CDRC60201 | https://www.sigmaaldrich.com/LT/en
CDRC60202 | 60 GPD RO CARTRIDGE 2/PK | PCE | 1 | 2408 | Sigma-Aldrich | CDRC60202 | https://www.sigmaaldrich.com/LT/en
CDRC602JH | 60 GPD R0 CART IN HOUSING 2/PK | PCE | 1 | 2478 | Sigma-Aldrich | CDRC602JH | https://www.sigmaaldrich.com/LT/en
CDRC60HA1 | 60 GPD RO CART IN HOUSING 1/PK | PCE | 1 | 1428 | Sigma-Aldrich | CDRC60HA1 | https://www.sigmaaldrich.com/LT/en
CDRC60HA2 | 60 GPD RO CART IN HOUSING 2/PK | PCE | 1 | 2590 | Sigma-Aldrich | CDRC60HA2 | https://www.sigmaaldrich.com/LT/en
CDRC60WPM | 60 GPD RO MEMBRANE WPM 1/PK | PCE | 1 | 853 | Sigma-Aldrich | CDRC60WPM | https://www.sigmaaldrich.com/LT/en
CDRC67202 | AFS 16D Essential RO Cartridges Kit | PCE | 1 | 2646 | Sigma-Aldrich | CDRC67202 | https://www.sigmaaldrich.com/LT/en
CDRC751JH | 75GPD RO MEMBRANE IN HSG 1/PK | PCE | 1 | 1736 | Sigma-Aldrich | CDRC751JH | https://www.sigmaaldrich.com/LT/en
CDRC75201 | 75GPD RO MEMBRANE | PCE | 1 | 1428 | Sigma-Aldrich | CDRC75201 | https://www.sigmaaldrich.com/LT/en
CDRC75202 | 75 GPD RO CARTRIDGE 2/PK | PCE | 1 | 2744 | Sigma-Aldrich | CDRC75202 | https://www.sigmaaldrich.com/LT/en
CDRC752JH | 75GPD RO MEMBRANE IN HSG 2/PK | PCE | 1 | 2982 | Sigma-Aldrich | CDRC752JH | https://www.sigmaaldrich.com/LT/en
CDRC75HA2 | 75 GPD RO CART IN HOUSING 2/PK | PCE | 1 | 3122 | Sigma-Aldrich | CDRC75HA2 | https://www.sigmaaldrich.com/LT/en
CDRC75WPM | 75 GPD RO MEMBRANE WPM 1/PK | PCE | 1 | 891 | Sigma-Aldrich | CDRC75WPM | https://www.sigmaaldrich.com/LT/en
CDRCH12HG | RO CARTR W/HSNG | PCE | 1 | 3892 | Sigma-Aldrich | CDRCH12HG | https://www.sigmaaldrich.com/LT/en
CDRCHKIT2 | HIGH FOULING RO KIT FOR RIOS 50-ELIX 35 | PCE | 1 | 4340 | Sigma-Aldrich | CDRCHKIT2 | https://www.sigmaaldrich.com/LT/en
CDRCHKIT6 | HIGH FLING RO KIT FOR RIOS 150-ELIX 100 | PCE | 1 | 12782 | Sigma-Aldrich | CDRCHKIT6 | https://www.sigmaaldrich.com/LT/en
CDRCHLRHG | RO CARTRIDGE 12" HIGH FLG FOR ELIX LRG | PCE | 1 | 1820 | Sigma-Aldrich | CDRCHLRHG | https://www.sigmaaldrich.com/LT/en
CDRCKT060 | RO cartridge Kit RiOs 60 - Elix/AFS 40 | PCE | 1 | 2856 | Sigma-Aldrich | CDRCKT060 | https://www.sigmaaldrich.com/LT/en
CDRCKT120 | RO cartridge Kit RiOs 120 - Elix/AFS 80 | PCE | 1 | 5390 | Sigma-Aldrich | CDRCKT120 | https://www.sigmaaldrich.com/LT/en
CDRCKT220 | RO cartridge Kit RiOs 220 - Elix/AFS 150 | PCE | 1 | 10094 | Sigma-Aldrich | CDRCKT220 | https://www.sigmaaldrich.com/LT/en
CDUFBC001 | BIOPAK CLINICAL | PCE | 1 | 623 | Sigma-Aldrich | CDUFBC001 | https://www.sigmaaldrich.com/LT/en
CDUFBI001 | BIOPAK UF CARTRIDGE (1/PK) | PCE | 1 | 437 | Sigma-Aldrich | CDUFBI001 | https://www.sigmaaldrich.com/LT/en
CDUFBI0A1 | Biopak® polisher | PCE | 1 | 448 | Sigma-Aldrich | CDUFBI0A1 | https://www.sigmaaldrich.com/LT/en
CDUFBI0K1 | Shipping Kit of 2 CDUFBI001 | PCE | 1 | 654 | Sigma-Aldrich | CDUFBI0K1 | https://www.sigmaaldrich.com/LT/en
CDUFHF05K | Pyrogard® 5000 | PCE | 1 | 3038 | Sigma-Aldrich | CDUFHF05K | https://www.sigmaaldrich.com/LT/en
CF0F01205 | MQ ORGANIC FREE KIT | PCE | 1 | 1694 | Sigma-Aldrich | CF0F01205 | https://www.sigmaaldrich.com/LT/en
CF0F012P5 | MILLI-Q KIT EAU DI | PCE | 1 | 1694 | Sigma-Aldrich | CF0F012P5 | https://www.sigmaaldrich.com/LT/en
CF3F01205 | HIGH TOC FEED CARTRIDGES | PCE | 1 | 1694 | Sigma-Aldrich | CF3F01205 | https://www.sigmaaldrich.com/LT/en
CFIF01205 | MQ ION FREE KIT | PCE | 1 | 1694 | Sigma-Aldrich | CFIF01205 | https://www.sigmaaldrich.com/LT/en
CFUF01204 | MILLI Q UF KIT | PCE | 1 | 1343 | Sigma-Aldrich | CFUF01204 | https://www.sigmaaldrich.com/LT/en
CP1ALLRES | AFS CARTRIDGE ALL RESIN | PCE | 1 | 769 | Sigma-Aldrich | CP1ALLRES | https://www.sigmaaldrich.com/LT/en
CP2ALLRES | Q GARD A | PCE | 1 | 528 | Sigma-Aldrich | CP2ALLRES | https://www.sigmaaldrich.com/LT/en
CP2ALLREST | Q-GARD A2 POLISHING CARTRIDGE | PCE | 1 | 528 | Sigma-Aldrich | CP2ALLREST | https://www.sigmaaldrich.com/LT/en
CP4ALLRES | ALL ION EXCH QPAK 4 TUBES | PCE | 1 | 1028 | Sigma-Aldrich | CP4ALLRES | https://www.sigmaaldrich.com/LT/en
CPAFS04R1 | AFSPAK+MILLIPAK100+VENT | PCE | 1 | 1323 | Sigma-Aldrich | CPAFS04R1 | https://www.sigmaaldrich.com/LT/en
CPAFS3PRB | PROGARD 2 WITH SIMFILTER AND MILLEX VENT | PCE | 1 | 779 | Sigma-Aldrich | CPAFS3PRB | https://www.sigmaaldrich.com/LT/en
CPAFS3PRM | PROGARD2 & MILLIPAK100 KIT | PCE | 1 | 896 | Sigma-Aldrich | CPAFS3PRM | https://www.sigmaaldrich.com/LT/en
CPAFS8PRM | PROGARD3 + MILLIPAK KIT | PCE | 1 | 642 | Sigma-Aldrich | CPAFS8PRM | https://www.sigmaaldrich.com/LT/en
CPAFSARKT | Milex + Tubing for Aeration Pump | PCE | 1 | 142 | Sigma-Aldrich | CPAFSARKT | https://www.sigmaaldrich.com/LT/en
CPDI000L1 | DIPAK LONG | PCE | 1 | 405 | Sigma-Aldrich | CPDI000L1 | https://www.sigmaaldrich.com/LT/en
CPDI000S1 | STARTPAK1 | PCE | 1 | 194 | Sigma-Aldrich | CPDI000S1 | https://www.sigmaaldrich.com/LT/en
CPDI000S1US | STARTPAK1 W/O | PCE | 1 | 201 | Sigma-Aldrich | CPDI000S1US | https://www.sigmaaldrich.com/LT/en
CPDI0NJM1 | DI PAK FOR NP ANALYSIS | PCE | 1 | 355 | Sigma-Aldrich | CPDI0NJM1 | https://www.sigmaaldrich.com/LT/en
CPEX02201 | 22" ORGANEX-Q CARTRIDGE TP | PCE | 1 | 1182 | Sigma-Aldrich | CPEX02201 | https://www.sigmaaldrich.com/LT/en
CPHQ01202 | KIT ALPHA-Q | PCE | 1 | 847 | Sigma-Aldrich | CPHQ01202 | https://www.sigmaaldrich.com/LT/en
CPKITAFS2 | AFSKIT:CPAFS04R1+CPR0P0402 | PCE | 1 | 1750 | Sigma-Aldrich | CPKITAFS2 | https://www.sigmaaldrich.com/LT/en
CPKT2XC8000 | Kit paks Gfst 70 2xC8000-Ci8200 | PCE | 1 | 3304 | Sigma-Aldrich | CPKT2XC8000 | https://www.sigmaaldrich.com/LT/en
CPKT4XC16000 | Kit paks 2xElix® 100 4xC16000 | PCE | 1 | 6776 | Sigma-Aldrich | CPKT4XC16000 | https://www.sigmaaldrich.com/LT/en
CPKTAC401 | C400 Abbott Shipping kit | PCE | 1 | 2394 | Sigma-Aldrich | CPKTAC401 | https://www.sigmaaldrich.com/LT/en
CPKTAFS040S | Siemens yearly consumable kit AFS 40E | PCE | 1 | 4004 | Sigma-Aldrich | CPKTAFS040S | https://www.sigmaaldrich.com/LT/en
CPKTAFS080S | Siemens yearly consumable kit AFS 80E | PCE | 1 | 4858 | Sigma-Aldrich | CPKTAFS080S | https://www.sigmaaldrich.com/LT/en
CPKTAFS16DSC | SiemensyearlyconsumablekitAFS 16DCentury | PCE | 1 | 4368 | Sigma-Aldrich | CPKTAFS16DSC | https://www.sigmaaldrich.com/LT/en
CPKTAFS16DSE | SiemenyearlyconsumablekitAFS16DEssential | PCE | 1 | 5068 | Sigma-Aldrich | CPKTAFS16DSE | https://www.sigmaaldrich.com/LT/en
CPKTAFS24SE | SiemensyearlyconsumablekitAFS24Essential | PCE | 1 | 4704 | Sigma-Aldrich | CPKTAFS24SE | https://www.sigmaaldrich.com/LT/en
CPKTAFS3DSC | Siemensyearlyconsumablekit AFS 3DCentury | PCE | 1 | 4046 | Sigma-Aldrich | CPKTAFS3DSC | https://www.sigmaaldrich.com/LT/en
CPKTAFS8DSC | Siemensyearlyconsumablekit AFS 8DCentury | PCE | 1 | 3402 | Sigma-Aldrich | CPKTAFS8DSC | https://www.sigmaaldrich.com/LT/en
CPKTAFS8DSE | SiemensyearlyconsumablekitAFS8DEssential | PCE | 1 | 3948 | Sigma-Aldrich | CPKTAFS8DSE | https://www.sigmaaldrich.com/LT/en
CPKTAU27C | Consommable kit AU2700 Elix® 70 Clinica | PCE | 1 | 3654 | Sigma-Aldrich | CPKTAU27C | https://www.sigmaaldrich.com/LT/en
CPKTAU400 | consommable Kit AU400 Elix® 10 | PCE | 1 | 1932 | Sigma-Aldrich | CPKTAU400 | https://www.sigmaaldrich.com/LT/en
CPKTAU64C | Consommable kit AU640 Elix® 35 Clinical | PCE | 1 | 2982 | Sigma-Aldrich | CPKTAU64C | https://www.sigmaaldrich.com/LT/en
CPKTC4000 | Kit paks AFS15 E 1xC4000-Ci4100 | PCE | 1 | 2338 | Sigma-Aldrich | CPKTC4000 | https://www.sigmaaldrich.com/LT/en
CPKTC8000 | Kit paks AFS15 E SDS 1xC8000-Ci8200 | PCE | 1 | 2450 | Sigma-Aldrich | CPKTC8000 | https://www.sigmaaldrich.com/LT/en
CPKTDA300 | Consommable kit RiOs DI3 | PCE | 1 | 1225 | Sigma-Aldrich | CPKTDA300 | https://www.sigmaaldrich.com/LT/en
CPKTDA800 | Consommable kit AFS8 | PCE | 1 | 3192 | Sigma-Aldrich | CPKTDA800 | https://www.sigmaaldrich.com/LT/en
CPKTDA8D0 | Consommable Kit AFS8D | PCE | 1 | 3192 | Sigma-Aldrich | CPKTDA8D0 | https://www.sigmaaldrich.com/LT/en
CPKTDA8D3 | Consommable kit AFS8D 30L tank | PCE | 1 | 3192 | Sigma-Aldrich | CPKTDA8D3 | https://www.sigmaaldrich.com/LT/en
CPKTI2000 | Kit paks Elix® Adv 3 pour I2000 SR | PCE | 1 | 1792 | Sigma-Aldrich | CPKTI2000 | https://www.sigmaaldrich.com/LT/en
CPKTLX35CS | Siemens yearly consumable kit Elix® 35 | PCE | 1 | 3626 | Sigma-Aldrich | CPKTLX35CS | https://www.sigmaaldrich.com/LT/en
CPKTLX70CS | Siemens yearly consumable kit Elix® 70 | PCE | 1 | 4410 | Sigma-Aldrich | CPKTLX70CS | https://www.sigmaaldrich.com/LT/en
CPMB01202 | 12" TP ION-EXCH CART 2/PK | PCE | 1 | 646 | Sigma-Aldrich | CPMB01202 | https://www.sigmaaldrich.com/LT/en
CPMB02202 | 22" ION-EX TP CARTRIDGE 2/PK | PCE | 1 | 1165 | Sigma-Aldrich | CPMB02202 | https://www.sigmaaldrich.com/LT/en
CPMQ004D2 | QPAK2 (DI FEED) ALONE | PCE | 1 | 1470 | Sigma-Aldrich | CPMQ004D2 | https://www.sigmaaldrich.com/LT/en
CPMQ004D3 | Q-PAK 3 PURIFICATION PAK | PCE | 1 | 1470 | Sigma-Aldrich | CPMQ004D3 | https://www.sigmaaldrich.com/LT/en
CPMQ004DE | Q-PAK 2E | PCE | 1 | 994 | Sigma-Aldrich | CPMQ004DE | https://www.sigmaaldrich.com/LT/en
CPMQ004R1 | QPAK1 (RO FEED) ALONE | PCE | 1 | 1442 | Sigma-Aldrich | CPMQ004R1 | https://www.sigmaaldrich.com/LT/en
CPMQ004RE | Q-PAK 1E | PCE | 1 | 1021 | Sigma-Aldrich | CPMQ004RE | https://www.sigmaaldrich.com/LT/en
CPMQK02D2 | QPAK 2 (DI FEED) W/ MPAK EXPRESS 20 | PCE | 1 | 1428 | Sigma-Aldrich | CPMQK02D2 | https://www.sigmaaldrich.com/LT/en
CPMQK05D2 | QPAK2 (DI FEED) W/MILLIPAK | PCE | 1 | 1554 | Sigma-Aldrich | CPMQK05D2 | https://www.sigmaaldrich.com/LT/en
CPMQK05R1 | QPAK1 (RO FEED) W/MILLIPAK | PCE | 1 | 1554 | Sigma-Aldrich | CPMQK05R1 | https://www.sigmaaldrich.com/LT/en
CPMQK05RE | Q-PAK 1E KIT | PCE | 1 | 1199 | Sigma-Aldrich | CPMQK05RE | https://www.sigmaaldrich.com/LT/en
CPMU00402 | U PAK Q1 | PCE | 1 | 1179 | Sigma-Aldrich | CPMU00402 | https://www.sigmaaldrich.com/LT/en
CPR0NP402 | ROPAK C WITHOUT POLYPHOSPH | PCE | 1 | 976 | Sigma-Aldrich | CPR0NP402 | https://www.sigmaaldrich.com/LT/en
CPR0P0402 | RO PAK PRETREATMENT PACK | PCE | 1 | 976 | Sigma-Aldrich | CPR0P0402 | https://www.sigmaaldrich.com/LT/en
CPR0P04S1 | RO PAK S Q1 | PCE | 1 | 882 | Sigma-Aldrich | CPR0P04S1 | https://www.sigmaaldrich.com/LT/en
CPWPMPG01 | WPM PROGARD-D PAK | PCE | 1 | 531 | Sigma-Aldrich | CPWPMPG01 | https://www.sigmaaldrich.com/LT/en
CPWPMPP01 | WPM Q-GARD D | PCE | 1 | 458 | Sigma-Aldrich | CPWPMPP01 | https://www.sigmaaldrich.com/LT/en
CPWPMUF01 | WPM BIOPACK C | PCE | 1 | 469 | Sigma-Aldrich | CPWPMUF01 | https://www.sigmaaldrich.com/LT/en
CR0101002 | 10" CARTRIDGE POLYG. 1UM 2 | PCE | 1 | 328 | Sigma-Aldrich | CR0101002 | https://www.sigmaaldrich.com/LT/en
CR0301002 | 10"CARTRIDGE POLYG.3UM 2/P | PCE | 1 | 353 | Sigma-Aldrich | CR0301002 | https://www.sigmaaldrich.com/LT/en
EDSPAK001 | EDS-PAK (1/PK) | PCE | 1 | 552 | Sigma-Aldrich | EDSPAK001 | https://www.sigmaaldrich.com/LT/en
EDSPAK0A1 | EDS-Pak® polisher | PCE | 1 | 598 | Sigma-Aldrich | EDSPAK0A1 | https://www.sigmaaldrich.com/LT/en
EGARDT1X1 | PACK E-GARD 1 | PCE | 1 | 478 | Sigma-Aldrich | EGARDT1X1 | https://www.sigmaaldrich.com/LT/en
FILPAK0A1 | FI load pack | PCE | 1 | 961 | Sigma-Aldrich | FILPAK0A1 | https://www.sigmaaldrich.com/LT/en
H20MB1001 | WATER FOR MOLECULAR BIOLOGY 1 X 1L | PCE | 1 | 105 | Sigma-Aldrich | H20MB1001 | https://www.sigmaaldrich.com/LT/en
HFBCTFAFS | AFS.22HF BACTERIA FILTER | PCE | 1 | 289 | Sigma-Aldrich | HFBCTFAFS | https://www.sigmaaldrich.com/LT/en
IPAKGARA1 | IPAK Gard® 3-5 pretreatment pack | PCE | 1 | 1336 | Sigma-Aldrich | IPAKGARA1 | https://www.sigmaaldrich.com/LT/en
IPAKGARA2 | IPAK Gard® 10-15 pretreatment pack | PCE | 1 | 1498 | Sigma-Aldrich | IPAKGARA2 | https://www.sigmaaldrich.com/LT/en
IPAKGARH1 | IPAK Gard® H 3-5 pretreatment pack | PCE | 1 | 1414 | Sigma-Aldrich | IPAKGARH1 | https://www.sigmaaldrich.com/LT/en
IPAKGARH2 | IPAK Gard® H 10-15 pretreatment pack | PCE | 1 | 1582 | Sigma-Aldrich | IPAKGARH2 | https://www.sigmaaldrich.com/LT/en
IPAKICPK1 | Milli-Q® IQ Element consumable kit | PCE | 1 | 2086 | Sigma-Aldrich | IPAKICPK1 | https://www.sigmaaldrich.com/LT/en
IPAKKITA1 | Milli-Q® IQ 7000 Purification kit | PCE | 1 | 1484 | Sigma-Aldrich | IPAKKITA1 | https://www.sigmaaldrich.com/LT/en
IPAKMETA1 | IPAK Meta® polishing cartridge | PCE | 1 | 756 | Sigma-Aldrich | IPAKMETA1 | https://www.sigmaaldrich.com/LT/en
IPAKQUAA1 | IPAK Quanta® polishing cartridge | PCE | 1 | 756 | Sigma-Aldrich | IPAKQUAA1 | https://www.sigmaaldrich.com/LT/en
IQ700XPKT1 | Milli-Q IQ 7003-5 purification pack kit | PCE | 1 | 2618 | Sigma-Aldrich | IQ700XPKT1 | https://www.sigmaaldrich.com/LT/en
IQ700XPKT1H | Milli-Q IQ 7003-5 purification kit H | PCE | 1 | 2618 | Sigma-Aldrich | IQ700XPKT1H | https://www.sigmaaldrich.com/LT/en
IQ70XXPKT1 | Milli-Q IQ 7010-15 purification pack kit | PCE | 1 | 2772 | Sigma-Aldrich | IQ70XXPKT1 | https://www.sigmaaldrich.com/LT/en
IQ70XXPKT1H | Milli-Q IQ 7010-15 purification kit H | PCE | 1 | 2772 | Sigma-Aldrich | IQ70XXPKT1H | https://www.sigmaaldrich.com/LT/en
IQ7XUVKT1 | ech2o® lamp kit | PCE | 1 | 1764 | Sigma-Aldrich | IQ7XUVKT1 | https://www.sigmaaldrich.com/LT/en
IX700XPKT1 | Milli-Q IX 7003-5 purification kit | PCE | 1 | 1876 | Sigma-Aldrich | IX700XPKT1 | https://www.sigmaaldrich.com/LT/en
IX700XPKT1H | Milli-Q IX 7003-5 purification kit HW | PCE | 1 | 1946 | Sigma-Aldrich | IX700XPKT1H | https://www.sigmaaldrich.com/LT/en
IX70XXPKT1 | Milli-Q IX 7010-15 purification kit | PCE | 1 | 2030 | Sigma-Aldrich | IX70XXPKT1 | https://www.sigmaaldrich.com/LT/en
IX70XXPKT1H | Milli-Q IX 7010-15 purification kit HW | PCE | 1 | 2114 | Sigma-Aldrich | IX70XXPKT1H | https://www.sigmaaldrich.com/LT/en
IX7XUVKT1 | Milli-Q IX 7003-15 ech2o® lamp kit | PCE | 1 | 888 | Sigma-Aldrich | IX7XUVKT1 | https://www.sigmaaldrich.com/LT/en
JLPASCA10 | Pref SCAVENGER IFSV-10 STE | PCE | 1 | 3234 | Sigma-Aldrich | JLPASCA10 | https://www.sigmaaldrich.com/LT/en
JLPASCA15 | Pref SCAVENGER IFSV-15 STE | PCE | 1 | 3542 | Sigma-Aldrich | JLPASCA15 | https://www.sigmaaldrich.com/LT/en
JLPASCA30 | Pref SCAVENGER IFSV-30 STE | PCE | 1 | 4606 | Sigma-Aldrich | JLPASCA30 | https://www.sigmaaldrich.com/LT/en
HAM61401-01-1EA | CONCORDE CONVERTIBLE TIP HAND PROBE, FO& | 1X1EA | 1 | 260 | Sigma-Aldrich | HAM61401-01-1EA | https://www.sigmaaldrich.com/LT/en
Z743737-5X768EA | ART(R) LOW RETENTION BARRIER TIP, ART 2& | 5X768EA | 1 | 731 | Sigma-Aldrich | Z743737-5X768EA | https://www.sigmaaldrich.com/LT/en
Z743847-10X1000EA | ART(R) NON-FILTERED TIP, HLT 1000 SOFTF& | 10X1000EA | 1 | 249 | Sigma-Aldrich | Z743847-10X1000EA | https://www.sigmaaldrich.com/LT/en
Z743816-5X960EA | ART(R) NON-FILTERED LOW RETENTION TIP, & | 5X960EA | 1 | 314 | Sigma-Aldrich | Z743816-5X960EA | https://www.sigmaaldrich.com/LT/en
Z743874-5X960EA | ART(R) NON-FILTERED TIP, HLT YELLOW, EP& | 5X960EA | 1 | 238 | Sigma-Aldrich | Z743874-5X960EA | https://www.sigmaaldrich.com/LT/en
Z743689-4X1152EA | ART(R) BARRIER TIP EMPTY HINGED RACK, A& | 4X1152EA | 1 | 406 | Sigma-Aldrich | Z743689-4X1152EA | https://www.sigmaaldrich.com/LT/en
Z743824-4X768EA | ART(R) NON-FILTERED TIP, ART 1000 REACH& | 4X768EA | 1 | 295 | Sigma-Aldrich | Z743824-4X768EA | https://www.sigmaaldrich.com/LT/en
Z743696-500EA | ART(R) BARRIER TIP, ART 1000 SOFTFIT, 1& | 1X500EA | 1 | 122 | Sigma-Aldrich | Z743696-500EA | https://www.sigmaaldrich.com/LT/en
Z743908-5X960EA | ART(R) SOFTFIT L RELOAD SYSTEM(TM), TIP& | 5X960EA | 1 | 592 | Sigma-Aldrich | Z743908-5X960EA | https://www.sigmaaldrich.com/LT/en
Z743718-10X960EA | ART(R) BARRIER TIP, ART 20P, 200 UL, RA& | 10X960EA | 1 | 1111 | Sigma-Aldrich | Z743718-10X960EA | https://www.sigmaaldrich.com/LT/en
Z743857-10X1000EA | ART(R) NON-FILTERED TIP, HLT 250, 200 U& | 10X1000EA | 1 | 249 | Sigma-Aldrich | Z743857-10X1000EA | https://www.sigmaaldrich.com/LT/en
Z743743-5X960EA | ART(R) LOW RETENTION BARRIER TIP, ART 3& | 5X960EA | 1 | 519 | Sigma-Aldrich | Z743743-5X960EA | https://www.sigmaaldrich.com/LT/en
Z743876-5X960EA | ART(R) NON-FILTERED TIP, ART 20, 20 UL& | 5X960EA | 1 | 430 | Sigma-Aldrich | Z743876-5X960EA | https://www.sigmaaldrich.com/LT/en
Z743861-10X1000EA | ART(R) NON-FILTERED TIP, HLT BLUE, 1000& | 10X1000EA | 1 | 233 | Sigma-Aldrich | Z743861-10X1000EA | https://www.sigmaaldrich.com/LT/en
Z743835-5X960EA | ART(R) NON-FILTERED TIP, ART 200, 200 U& | 5X960EA | 1 | 346 | Sigma-Aldrich | Z743835-5X960EA | https://www.sigmaaldrich.com/LT/en
Z743871-10X1000EA | ART(R) NON-FILTERED TIP, HLT YELLOW, 20& | 10X1000EA | 1 | 251 | Sigma-Aldrich | Z743871-10X1000EA | https://www.sigmaaldrich.com/LT/en
Z743731-4X768EA | ART(R) LOW RETENTION BARRIER TIP, ART 1& | 4X768EA | 1 | 545 | Sigma-Aldrich | Z743731-4X768EA | https://www.sigmaaldrich.com/LT/en
Z743819-5X960EA | ART(R) NON-FILTERED TIP, ART 10 REACH, & | 5X960EA | 1 | 418 | Sigma-Aldrich | Z743819-5X960EA | https://www.sigmaaldrich.com/LT/en
Z743862-4X800EA | ART(R) NON-FILTERED TIP, HLT BLUE, 1000& | 4X800EA | 1 | 233 | Sigma-Aldrich | Z743862-4X800EA | https://www.sigmaaldrich.com/LT/en
Z743729-5X960EA | ART(R) LOW RETENTION BARRIER TIP, ART 1& | 5X960EA | 1 | 519 | Sigma-Aldrich | Z743729-5X960EA | https://www.sigmaaldrich.com/LT/en
Z743734-5X960EA | ART(R) LOW RETENTION BARRIER TIP, ART 1& | 5X960EA | 1 | 592 | Sigma-Aldrich | Z743734-5X960EA | https://www.sigmaaldrich.com/LT/en
Z743725-4X800EA | ART(R) LOW RETENTION BARRIER TIP, ART& | 4X800EA | 1 | 475 | Sigma-Aldrich | Z743725-4X800EA | https://www.sigmaaldrich.com/LT/en
Z743702-5X1000EA | ART(R) BARRIER TIP, ART 100E, 100 UL, B& | 5X1000EA | 1 | 535 | Sigma-Aldrich | Z743702-5X1000EA | https://www.sigmaaldrich.com/LT/en
Z743740-5X960EA | ART(R) LOW RETENTION BARRIER TIP, ART 2& | 5X960EA | 1 | 519 | Sigma-Aldrich | Z743740-5X960EA | https://www.sigmaaldrich.com/LT/en
Z743846-10X1000EA | ART(R) NON-FILTERED TIP, HLT 10, 10 UL,& | 10X1000EA | 1 | 245 | Sigma-Aldrich | Z743846-10X1000EA | https://www.sigmaaldrich.com/LT/en
Z743856-5X960EA | ART(R) NON-FILTERED TIP, HLT 200 ERGO-F& | 5X960EA | 1 | 264 | Sigma-Aldrich | Z743856-5X960EA | https://www.sigmaaldrich.com/LT/en
Z743878-5X960EA | ART(R) NON-FILTERED TIP, ART 20, 20 UL& | 5X960EA | 1 | 392 | Sigma-Aldrich | Z743878-5X960EA | https://www.sigmaaldrich.com/LT/en
Z743830-5X560EA | ART(R) NON-FILTERED TIP, ART 1000, 1000& | 5X560EA | 1 | 277 | Sigma-Aldrich | Z743830-5X560EA | https://www.sigmaaldrich.com/LT/en
Z743834-5X768EA | ART(R) NON-FILTERED TIP, ART 200 REACH,& | 5X768EA | 1 | 558 | Sigma-Aldrich | Z743834-5X768EA | https://www.sigmaaldrich.com/LT/en
Z743848-10X1000EA | ART(R) NON-FILTERED TIP, HLT 1000E, 100& | 10X1000EA | 1 | 232 | Sigma-Aldrich | Z743848-10X1000EA | https://www.sigmaaldrich.com/LT/en
Z743818-5X960EA | ART(R) NON-FILTERED TIP, ART 10 REACH, & | 5X960EA | 1 | 363 | Sigma-Aldrich | Z743818-5X960EA | https://www.sigmaaldrich.com/LT/en
Z743691-4X1152EA | ART(R) BARRIER TIP RELOAD INSERTS, ART & | 4X1152EA | 1 | 356 | Sigma-Aldrich | Z743691-4X1152EA | https://www.sigmaaldrich.com/LT/en
Z743736-5X960EA | ART(R) LOW RETENTION BARRIER TIP, ART 2& | 5X960EA | 1 | 589 | Sigma-Aldrich | Z743736-5X960EA | https://www.sigmaaldrich.com/LT/en
Z743865-4X800EA | ART(R) NON-FILTERED TIP, HLT GEL 200, R& | 4X800EA | 1 | 158 | Sigma-Aldrich | Z743865-4X800EA | https://www.sigmaaldrich.com/LT/en
Z743823-5X960EA | ART(R) NON-FILTERED TIP, ART 10, 10 UL,& | 5X960EA | 1 | 392 | Sigma-Aldrich | Z743823-5X960EA | https://www.sigmaaldrich.com/LT/en
Z743875-5X960EA | ART(R) NON-FILTERED TIP, ART 20, 20 UL& | 5X960EA | 1 | 344 | Sigma-Aldrich | Z743875-5X960EA | https://www.sigmaaldrich.com/LT/en
Z743863-4X800EA | ART(R) NON-FILTERED TIP, HLT GEL 200, F& | 4X800EA | 1 | 348 | Sigma-Aldrich | Z743863-4X800EA | https://www.sigmaaldrich.com/LT/en
Z743825-4X768EA | ART(R) NON-FILTERED TIP, ART 1000 REACH& | 4X768EA | 1 | 349 | Sigma-Aldrich | Z743825-4X768EA | https://www.sigmaaldrich.com/LT/en
Z743858-10X250EA | ART(R) NON-FILTERED TIP, HLT 5000, 5 ML& | 10X250EA | 1 | 233 | Sigma-Aldrich | Z743858-10X250EA | https://www.sigmaaldrich.com/LT/en
Z743815-5X960EA | ART(R) NON-FILTERED LOW RETENTION TIP, & | 5X960EA | 1 | 323 | Sigma-Aldrich | Z743815-5X960EA | https://www.sigmaaldrich.com/LT/en
Z743827-4X768EA | ART(R) NON-FILTERED TIP, ART 1000, 1000& | 4X768EA | 1 | 325 | Sigma-Aldrich | Z743827-4X768EA | https://www.sigmaaldrich.com/LT/en
Z743837-5X960EA | ART(R) NON-FILTERED TIP, ART 200, 200 U& | 5X960EA | 1 | 403 | Sigma-Aldrich | Z743837-5X960EA | https://www.sigmaaldrich.com/LT/en
Z743722-500EA | ART(R) BARRIER TIP, ART 500, 500 UL, IN& | 1X500EA | 1 | 116 | Sigma-Aldrich | Z743722-500EA | https://www.sigmaaldrich.com/LT/en
Z743853-4X800EA | ART(R) NON-FILTERED TIP, HLT 1000G, 100& | 4X800EA | 1 | 212 | Sigma-Aldrich | Z743853-4X800EA | https://www.sigmaaldrich.com/LT/en
Z743840-10X1000EA | ART(R) NON-FILTERED TIP, ART 300, 300 U& | 10X1000EA | 1 | 501 | Sigma-Aldrich | Z743840-10X1000EA | https://www.sigmaaldrich.com/LT/en
Z743851-4X800EA | ART(R) NON-FILTERED TIP, HLT 1000G, 100& | 4X800EA | 1 | 203 | Sigma-Aldrich | Z743851-4X800EA | https://www.sigmaaldrich.com/LT/en
Z743868-5X768EA | ART(R) NON-FILTERED TIP, HLT XLG, 200 U& | 5X768EA | 1 | 249 | Sigma-Aldrich | Z743868-5X768EA | https://www.sigmaaldrich.com/LT/en
Z743867-10X1000EA | ART(R) NON-FILTERED TIP, HLT TITERTEK, & | 10X1000EA | 1 | 249 | Sigma-Aldrich | Z743867-10X1000EA | https://www.sigmaaldrich.com/LT/en
Z743831-4X768EA | ART(R) NON-FILTERED TIP, ART 1250 REACH& | 4X768EA | 1 | 337 | Sigma-Aldrich | Z743831-4X768EA | https://www.sigmaaldrich.com/LT/en
Z743692-5X1000EA | ART(R) BARRIER TIP, ART 10 REACH, 10 UL& | 5X1000EA | 1 | 535 | Sigma-Aldrich | Z743692-5X1000EA | https://www.sigmaaldrich.com/LT/en
Z742760-5X960EA | ART(R) NON-FILTERED TIP, ART 300, 300 U& | 5X960EA | 1 | 443 | Sigma-Aldrich | Z742760-5X960EA | https://www.sigmaaldrich.com/LT/en
Z743910-5X960EA | ART(R) SOFTFIT L RELOAD SYSTEM(TM), TIP& | 5X960EA | 1 | 592 | Sigma-Aldrich | Z743910-5X960EA | https://www.sigmaaldrich.com/LT/en
Z743716-5X1000EA | ART(R) BARRIER TIP, ART 20P, 200 UL, BU& | 5X1000EA | 1 | 532 | Sigma-Aldrich | Z743716-5X1000EA | https://www.sigmaaldrich.com/LT/en
Z743728-5X960EA | ART(R) LOW RETENTION BARRIER TIP, ART 1& | 5X960EA | 1 | 589 | Sigma-Aldrich | Z743728-5X960EA | https://www.sigmaaldrich.com/LT/en
Z743820-5X960EA | ART(R) NON-FILTERED TIP, ART 10, 10 UL,& | 5X960EA | 1 | 346 | Sigma-Aldrich | Z743820-5X960EA | https://www.sigmaaldrich.com/LT/en
Z743906-4X768EA | ART(R) SOFTFIT L RELOAD SYSTEM(TM), TIP& | 4X768EA | 1 | 494 | Sigma-Aldrich | Z743906-4X768EA | https://www.sigmaaldrich.com/LT/en
Z743849-4X800EA | ART(R) NON-FILTERED TIP, HLT 1000E, 100& | 4X800EA | 1 | 231 | Sigma-Aldrich | Z743849-4X800EA | https://www.sigmaaldrich.com/LT/en
Z743866-10X1000EA | ART(R) NON-FILTERED TIP, HLT TITERTEK, & | 10X1000EA | 1 | 245 | Sigma-Aldrich | Z743866-10X1000EA | https://www.sigmaaldrich.com/LT/en
Z743843-5X960EA | ART(R) NON-FILTERED TIP, ART 300, 300 U& | 5X960EA | 1 | 392 | Sigma-Aldrich | Z743843-5X960EA | https://www.sigmaaldrich.com/LT/en
Z743727-5X960EA | ART(R) LOW RETENTION BARRIER TIP, ART 1& | 5X960EA | 1 | 591 | Sigma-Aldrich | Z743727-5X960EA | https://www.sigmaaldrich.com/LT/en
Z743855-4X960EA | ART(R) NON-FILTERED TIP, HLT 1200, 1200& | 4X960EA | 1 | 233 | Sigma-Aldrich | Z743855-4X960EA | https://www.sigmaaldrich.com/LT/en
Z743730-4X800EA | ART(R) LOW RETENTION BARRIER TIP, ART 1& | 4X800EA | 1 | 472 | Sigma-Aldrich | Z743730-4X800EA | https://www.sigmaaldrich.com/LT/en
Z743813-10X1000EA | ART(R) NON-FILTERED LOW RETENTION TIP, & | 10X1000EA | 1 | 303 | Sigma-Aldrich | Z743813-10X1000EA | https://www.sigmaaldrich.com/LT/en
Z743842-5X960EA | ART(R) NON-FILTERED TIP, ART 300, 300 U& | 5X960EA | 1 | 502 | Sigma-Aldrich | Z743842-5X960EA | https://www.sigmaaldrich.com/LT/en
Z743707-5X960EA | ART(R) BARRIER TIP, ART 20 ERGO-F, 20 U& | 5X960EA | 1 | 535 | Sigma-Aldrich | Z743707-5X960EA | https://www.sigmaaldrich.com/LT/en
Z743711-5X1000EA | ART(R) BARRIER TIP, ART 200, 200 UL, BU& | 5X1000EA | 1 | 535 | Sigma-Aldrich | Z743711-5X1000EA | https://www.sigmaaldrich.com/LT/en
Z743907-4X768EA | ART(R) SOFTFIT L RELOAD SYSTEM(TM), TIP& | 4X768EA | 1 | 480 | Sigma-Aldrich | Z743907-4X768EA | https://www.sigmaaldrich.com/LT/en
Z743742-5X960EA | ART(R) LOW RETENTION BARRIER TIP, ART 3& | 5X960EA | 1 | 559 | Sigma-Aldrich | Z743742-5X960EA | https://www.sigmaaldrich.com/LT/en
Z743723-5X1000EA | ART(R) BARRIER TIP, ART XLP, 100 UL, BU& | 5X1000EA | 1 | 804 | Sigma-Aldrich | Z743723-5X1000EA | https://www.sigmaaldrich.com/LT/en
Z743841-5X960EA | ART(R) NON-FILTERED TIP, ART 300, 300 U& | 5X960EA | 1 | 435 | Sigma-Aldrich | Z743841-5X960EA | https://www.sigmaaldrich.com/LT/en
Z743864-10X1000EA | ART(R) NON-FILTERED TIP, HLT GEL 200, R& | 10X1000EA | 1 | 496 | Sigma-Aldrich | Z743864-10X1000EA | https://www.sigmaaldrich.com/LT/en
Z743829-5X560EA | ART(R) NON-FILTERED TIP, ART 1000, 1000& | 5X560EA | 1 | 242 | Sigma-Aldrich | Z743829-5X560EA | https://www.sigmaaldrich.com/LT/en
Z743839-5X960EA | ART(R) NON-FILTERED TIP, ART 200, 200 U& | 5X960EA | 1 | 377 | Sigma-Aldrich | Z743839-5X960EA | https://www.sigmaaldrich.com/LT/en
Z743822-5X960EA | ART(R) NON-FILTERED TIP, ART 10, 10 UL,& | 5X960EA | 1 | 312 | Sigma-Aldrich | Z743822-5X960EA | https://www.sigmaaldrich.com/LT/en
Z743833-5X768EA | ART(R) NON-FILTERED TIP, ART 200 REACH,& | 5X768EA | 1 | 489 | Sigma-Aldrich | Z743833-5X768EA | https://www.sigmaaldrich.com/LT/en
Z743845-10X1000EA | ART(R) NON-FILTERED TIP, HLT 10 REACH, & | 10X1000EA | 1 | 266 | Sigma-Aldrich | Z743845-10X1000EA | https://www.sigmaaldrich.com/LT/en
Z743817-10X250EA | ART(R) NON-FILTERED TIP, 200 UL, HLT 5& | 10X250EA | 1 | 223 | Sigma-Aldrich | Z743817-10X250EA | https://www.sigmaaldrich.com/LT/en
Z743812-5X960EA | ART(R) NON-FILTERED LOW RETENTION TIP, & | 5X960EA | 1 | 396 | Sigma-Aldrich | Z743812-5X960EA | https://www.sigmaaldrich.com/LT/en
Z645516-960EA | NICHIRYO PIPETTE TIPS, CAPACITY 200 UL& | 1X960EA | 1 | 48 | Sigma-Aldrich | Z645516-960EA | https://www.sigmaaldrich.com/LT/en
CLS4798-30000EA | CORNING PIPETTE TIPS 1-200UL, NATURAL, M | 1X30000EA | 1 | 706 | Sigma-Aldrich | CLS4798-30000EA | https://www.sigmaaldrich.com/LT/en
Z672548-1EA | PAP PEN FOR IMMUNOSTAINING, 2 MM TIP WID | 1X1EA | 1 | 107 | Sigma-Aldrich | Z672548-1EA | https://www.sigmaaldrich.com/LT/en
Z617393-15000EA | GREINER PIPETTE TIP,200UL,BULK,NS | 1X15000EA | 1 | 599 | Sigma-Aldrich | Z617393-15000EA | https://www.sigmaaldrich.com/LT/en
Z617431-15000EA | GREINER PIPETTE TIP,300UL,BULK,NS | 1X15000EA | 1 | 604 | Sigma-Aldrich | Z617431-15000EA | https://www.sigmaaldrich.com/LT/en
Z617458-2400EA | GREINER PIPETTE TIP,1000UL,RACK 60,NS | 1X2400EA | 1 | 142 | Sigma-Aldrich | Z617458-2400EA | https://www.sigmaaldrich.com/LT/en
Z617261-5000EA | GREINER PIPETTE TIP,10UL,BULK,NS | 1X5000EA | 1 | 267 | Sigma-Aldrich | Z617261-5000EA | https://www.sigmaaldrich.com/LT/en
Z617288-4800EA | GREINER PIPETTE TIP,10UL,RACK 96,NS | 1X4800EA | 1 | 467 | Sigma-Aldrich | Z617288-4800EA | https://www.sigmaaldrich.com/LT/en
Z617466-5000EA | GREINER PIPETTE TIP,1000UL,BULK,NS | 1X5000EA | 1 | 155 | Sigma-Aldrich | Z617466-5000EA | https://www.sigmaaldrich.com/LT/en
Z617490-5000EA | GREINER PIPETTE TIP,1000UL,BULK,NS | 1X5000EA | 1 | 214 | Sigma-Aldrich | Z617490-5000EA | https://www.sigmaaldrich.com/LT/en
Z617504-2400EA | GREINER PIPETTE TIP,1000UL,RACK 60,NS | 1X2400EA | 1 | 150 | Sigma-Aldrich | Z617504-2400EA | https://www.sigmaaldrich.com/LT/en
Z617512-2400EA | GREINER PIPETTE TIP,1000UL,RACK 60,STERI | 1X2400EA | 1 | 287 | Sigma-Aldrich | Z617512-2400EA | https://www.sigmaaldrich.com/LT/en
Z617520-2400EA | GREINER PIPETTE TIP,1000UL,RACK 60,NS | 1X2400EA | 1 | 150 | Sigma-Aldrich | Z617520-2400EA | https://www.sigmaaldrich.com/LT/en
Z617628-4800EA | GREINER PIPETTE TIP,300UL,RACK 96,NS | 1X4800EA | 1 | 271 | Sigma-Aldrich | Z617628-4800EA | https://www.sigmaaldrich.com/LT/en
Z617296-5000EA | GREINER PIPETTE TIP,10UL,BULK,NS | 1X5000EA | 1 | 267 | Sigma-Aldrich | Z617296-5000EA | https://www.sigmaaldrich.com/LT/en
Z617318-4800EA | GREINER PIPETTE TIP,10UL,RACK 96,NS | 1X4800EA | 1 | 467 | Sigma-Aldrich | Z617318-4800EA | https://www.sigmaaldrich.com/LT/en
Z617334-5000EA | GREINER PIPETTE TIP,20UL,BULK,NS | 1X5000EA | 1 | 267 | Sigma-Aldrich | Z617334-5000EA | https://www.sigmaaldrich.com/LT/en
Z617369-15000EA | GREINER PIPETTE TIP,100UL,BULK,NS | 1X15000EA | 1 | 392 | Sigma-Aldrich | Z617369-15000EA | https://www.sigmaaldrich.com/LT/en
Z617385-4800EA | GREINER PIPETTE TIPS FOR GILSON PIPETTE& | 1X4800EA | 1 | 271 | Sigma-Aldrich | Z617385-4800EA | https://www.sigmaaldrich.com/LT/en
Z743838-5X960EA | ART(R) NON-FILTERED TIP, ART 200, 200 U& | 5X960EA | 1 | 300 | Sigma-Aldrich | Z743838-5X960EA | https://www.sigmaaldrich.com/LT/en
Z719684-5000EA | SORENSON(TM) LOW BINDING STANDARD TIPS & | 1X5000EA | 1 | 362 | Sigma-Aldrich | Z719684-5000EA | https://www.sigmaaldrich.com/LT/en
Z719684-1000EA | SORENSON(TM) LOW BINDING STANDARD TIPS & | 1X1000EA | 1 | 98 | Sigma-Aldrich | Z719684-1000EA | https://www.sigmaaldrich.com/LT/en
Z717193-3200EA | ART(R) SELF-SEALING BARRIER PIPETTE TIP& | 1X3200EA | 1 | 456 | Sigma-Aldrich | Z717193-3200EA | https://www.sigmaaldrich.com/LT/en
Z717193-800EA | ART(R) SELF-SEALING BARRIER PIPETTE TIP& | 1X800EA | 1 | 154 | Sigma-Aldrich | Z717193-800EA | https://www.sigmaaldrich.com/LT/en
Z717207-4800EA | ART(R) SELF-SEALING BARRIER PIPETTE TIP& | 1X4800EA | 1 | 536 | Sigma-Aldrich | Z717207-4800EA | https://www.sigmaaldrich.com/LT/en
Z717207-960EA | ART(R) SELF-SEALING BARRIER PIPETTE TIP& | 1X960EA | 1 | 145 | Sigma-Aldrich | Z717207-960EA | https://www.sigmaaldrich.com/LT/en
Z511714-1EA | MICROTIP PROBE TIP DIAM. 13 MM, SAMPLE & | 1X1EA | 1 | 408 | Sigma-Aldrich | Z511714-1EA | https://www.sigmaaldrich.com/LT/en
Z369004-1000EA | FINNTIP MICRO-TIPS 10 ML CAPACITY NON-S& | 1X1000EA | 1 | 64 | Sigma-Aldrich | Z369004-1000EA | https://www.sigmaaldrich.com/LT/en
Z369012-10EA | FINNTIP MICRO-TIPS 10 ML CAPACITY NON-S& | 1X10EA | 1 | 84 | Sigma-Aldrich | Z369012-10EA | https://www.sigmaaldrich.com/LT/en
Z369020-10EA | FINNTIP MICRO-TIPS 10 ML CAPACITY STERI& | 1X10EA | 1 | 104 | Sigma-Aldrich | Z369020-10EA | https://www.sigmaaldrich.com/LT/en
Z369063-100EA | FINNPIPETTE(R) STEPPER PIPETTE TIPS CAP& | 1X100EA | 1 | 119 | Sigma-Aldrich | Z369063-100EA | https://www.sigmaaldrich.com/LT/en
Z369071-100EA | FINNPIPETTE(R) STEPPER PIPETTE TIPS CAP& | 1X100EA | 1 | 119 | Sigma-Aldrich | Z369071-100EA | https://www.sigmaaldrich.com/LT/en
Z369101-50EA | FINNPIPETTE(R) STEPPER PIPETTE TIPS CAP& | 1X50EA | 1 | 61 | Sigma-Aldrich | Z369101-50EA | https://www.sigmaaldrich.com/LT/en
Z369128-50EA | FINNPIPETTE(R) STEPPER PIPETTE TIPS CAP& | 1X50EA | 1 | 60 | Sigma-Aldrich | Z369128-50EA | https://www.sigmaaldrich.com/LT/en
Z369144-10EA | FINNPIPETTE(R) STEPPER PIPETTE TIPS CAP& | 1X10EA | 1 | 18 | Sigma-Aldrich | Z369144-10EA | https://www.sigmaaldrich.com/LT/en
Z369152-50EA | FINNPIPETTE(R) STEPPER PIPETTE TIPS CAP& | 1X50EA | 1 | 120 | Sigma-Aldrich | Z369152-50EA | https://www.sigmaaldrich.com/LT/en
Z369160-50EA | FINNPIPETTE(R) STEPPER PIPETTE TIPS CAP& | 1X50EA | 1 | 120 | Sigma-Aldrich | Z369160-50EA | https://www.sigmaaldrich.com/LT/en
Z369179-50EA | FINNPIPETTE(R) STEPPER PIPETTE TIPS CAP& | 1X50EA | 1 | 120 | Sigma-Aldrich | Z369179-50EA | https://www.sigmaaldrich.com/LT/en
Z369187-25EA | FINNPIPETTE(R) STEPPER PIPETTE TIPS CAP& | 1X25EA | 1 | 61 | Sigma-Aldrich | Z369187-25EA | https://www.sigmaaldrich.com/LT/en
Z369195-25EA | FINNPIPETTE(R) STEPPER PIPETTE TIPS CAP& | 1X25EA | 1 | 61 | Sigma-Aldrich | Z369195-25EA | https://www.sigmaaldrich.com/LT/en
Z377821-1EA | PAP PEN FOR IMMUNOSTAINING 5 MM TIP WIDT | 1X1EA | 1 | 146 | Sigma-Aldrich | Z377821-1EA | https://www.sigmaaldrich.com/LT/en
Z381845-1PAK | MULTI MINIFLEX PIPETTE TIPS, 0.1-10UL, & | 1X1PAK | 1 | 63 | Sigma-Aldrich | Z381845-1PAK | https://www.sigmaaldrich.com/LT/en
Z381853-1PAK | MULTI MINIFLEX PIPETTE TIPS 0.1-10UL, & | 1X1PAK | 1 | 90 | Sigma-Aldrich | Z381853-1PAK | https://www.sigmaaldrich.com/LT/en
Z381861-1PAK | MULTI MINIFLEX PIPETTE TIPS, 0.1-10UL | 1X1PAK | 1 | 90 | Sigma-Aldrich | Z381861-1PAK | https://www.sigmaaldrich.com/LT/en
Z413615-1EA | ALDRICH(R) OFFSET ADAPTER WITH DRIP-TIP& | 1X1EA | 1 | 63 | Sigma-Aldrich | Z413615-1EA | https://www.sigmaaldrich.com/LT/en
Z659150-1EA | MS73 microtip, titanium alloy, dia. 3 mm | 1X1EA | 1 | 166 | Sigma-Aldrich | Z659150-1EA | https://www.sigmaaldrich.com/LT/en
Z659169-1EA | KE76 tapered tip,titanium alloy,dia. 6mm | 1X1EA | 1 | 182 | Sigma-Aldrich | Z659169-1EA | https://www.sigmaaldrich.com/LT/en
Z659177-1EA | TT13 flat tip, titanium alloy, dia. 13mm | 1X1EA | 1 | 79 | Sigma-Aldrich | Z659177-1EA | https://www.sigmaaldrich.com/LT/en
Z659185-1EA | TT19 flat tip, titanium alloy, dia. 19mm | 1X1EA | 1 | 98 | Sigma-Aldrich | Z659185-1EA | https://www.sigmaaldrich.com/LT/en
Z659193-1EA | TT25 flat tip, titanium alloy, dia. 25mm | 1X1EA | 1 | 116 | Sigma-Aldrich | Z659193-1EA | https://www.sigmaaldrich.com/LT/en
Z709107-1PAK | ART(R) NON-FILTERED TIP, HLT 1000 SOFTFI | 1X1PAK | 1 | 58 | Sigma-Aldrich | Z709107-1PAK | https://www.sigmaaldrich.com/LT/en
Z709204-1PAK | ART XLP 200 SELF-SEALING BARRIER TIP, 5& | 1X1PAK | 1 | 172 | Sigma-Aldrich | Z709204-1PAK | https://www.sigmaaldrich.com/LT/en
Z709220-1PAK | ART XLG SELF-SEALING BARRIER TIP, 5-200& | 1X1PAK | 1 | 172 | Sigma-Aldrich | Z709220-1PAK | https://www.sigmaaldrich.com/LT/en
Z709247-1PAK | ART 200U SELF-SEALING BARRIER TIP, 1-20& | 1X1PAK | 1 | 145 | Sigma-Aldrich | Z709247-1PAK | https://www.sigmaaldrich.com/LT/en
Z709263-1PAK | ART 300 SELF-SEALING BARRIER TIP, 1-300& | 1X1PAK | 1 | 145 | Sigma-Aldrich | Z709263-1PAK | https://www.sigmaaldrich.com/LT/en
Z709271-1PAK | ART 300 SELF-SEALING BARRIER TIP, 1-300& | 1X1PAK | 1 | 145 | Sigma-Aldrich | Z709271-1PAK | https://www.sigmaaldrich.com/LT/en
Z709298-1PAK | ART 500 SELF-SEALING BARRIER TIP, 50-50& | 1X1PAK | 1 | 218 | Sigma-Aldrich | Z709298-1PAK | https://www.sigmaaldrich.com/LT/en
Z709328-1PAK | ART 1000 SELF-SEALING BARRIER TIP, 100-& | 1X1PAK | 1 | 146 | Sigma-Aldrich | Z709328-1PAK | https://www.sigmaaldrich.com/LT/en
Z709336-1PAK | ART 1000 SELF-SEALING BARRIER TIP, 100-& | 1X1PAK | 1 | 145 | Sigma-Aldrich | Z709336-1PAK | https://www.sigmaaldrich.com/LT/en
Z709344-1PAK | ART 5000 SELF-SEALING BARRIER TIP, STER& | 1X1PAK | 1 | 95 | Sigma-Aldrich | Z709344-1PAK | https://www.sigmaaldrich.com/LT/en
Z709107-4PAK | ART(R) NON-FILTERED TIP, HLT 1000 SOFTFI | 1X4PAK | 1 | 171 | Sigma-Aldrich | Z709107-4PAK | https://www.sigmaaldrich.com/LT/en
Z676497-5X960EA | ART(R) BARRIER TIP, VOLUME RANGE 10 UL,& | 5X960EA | 1 | 475 | Sigma-Aldrich | Z676497-5X960EA | https://www.sigmaaldrich.com/LT/en
Z676500-5X960EA | ART(R) LOW RETENTION BARRIER TIP, VOLUME | 5X960EA | 1 | 530 | Sigma-Aldrich | Z676500-5X960EA | https://www.sigmaaldrich.com/LT/en
Z676519-5X960EA | ART(R) BARRIER TIP, VOLUME RANGE 10 UL,& | 5X960EA | 1 | 508 | Sigma-Aldrich | Z676519-5X960EA | https://www.sigmaaldrich.com/LT/en
Z676527-5X960EA | ART(R) LOW RETENTION BARRIER TIP, VOLUME | 5X960EA | 1 | 559 | Sigma-Aldrich | Z676527-5X960EA | https://www.sigmaaldrich.com/LT/en
Z676535-5X960EA | ART(R) BARRIER TIP, VOLUME RANGE 10 UL,& | 5X960EA | 1 | 475 | Sigma-Aldrich | Z676535-5X960EA | https://www.sigmaaldrich.com/LT/en
Z676543-5X960EA | ART(R) LOW RETENTION BARRIER TIP, VOLUME | 5X960EA | 1 | 530 | Sigma-Aldrich | Z676543-5X960EA | https://www.sigmaaldrich.com/LT/en
Z676551-5X960EA | ART(R) BARRIER TIP, VOLUME RANGE 10 UL,& | 5X960EA | 1 | 508 | Sigma-Aldrich | Z676551-5X960EA | https://www.sigmaaldrich.com/LT/en
Z676578-5X960EA | ART(R) LOW RETENTION BARRIER TIP, VOLUME | 5X960EA | 1 | 568 | Sigma-Aldrich | Z676578-5X960EA | https://www.sigmaaldrich.com/LT/en
Z676586-5X960EA | ART(R) BARRIER TIP, VOLUME RANGE 10 UL,& | 5X960EA | 1 | 485 | Sigma-Aldrich | Z676586-5X960EA | https://www.sigmaaldrich.com/LT/en
Z676594-5X960EA | ART(R) LOW RETENTION BARRIER TIP, VOLUME | 5X960EA | 1 | 526 | Sigma-Aldrich | Z676594-5X960EA | https://www.sigmaaldrich.com/LT/en
Z676608-5X960EA | ART(R) BARRIER TIP, VOLUME RANGE 10 UL,& | 5X960EA | 1 | 509 | Sigma-Aldrich | Z676608-5X960EA | https://www.sigmaaldrich.com/LT/en
Z676616-5X960EA | ART(R) LOW RETENTION BARRIER TIP, VOLUME | 5X960EA | 1 | 559 | Sigma-Aldrich | Z676616-5X960EA | https://www.sigmaaldrich.com/LT/en
Z676624-5X960EA | ART(R) BARRIER TIP, VOLUME RANGE 20 UL,& | 5X960EA | 1 | 476 | Sigma-Aldrich | Z676624-5X960EA | https://www.sigmaaldrich.com/LT/en
Z676632-5X960EA | ART(R) LOW RETENTION BARRIER TIP, VOLUME | 5X960EA | 1 | 530 | Sigma-Aldrich | Z676632-5X960EA | https://www.sigmaaldrich.com/LT/en
Z676640-5X960EA | ART(R) BARRIER TIP, VOLUME RANGE 20 UL,& | 5X960EA | 1 | 508 | Sigma-Aldrich | Z676640-5X960EA | https://www.sigmaaldrich.com/LT/en
Z676659-5X960EA | ART(R) LOW RETENTION BARRIER TIP, VOLUME | 5X960EA | 1 | 559 | Sigma-Aldrich | Z676659-5X960EA | https://www.sigmaaldrich.com/LT/en
Z676667-5X960EA | ART(R) BARRIER TIP, VOLUME RANGE 100 UL& | 5X960EA | 1 | 488 | Sigma-Aldrich | Z676667-5X960EA | https://www.sigmaaldrich.com/LT/en
Z676675-5X960EA | ART(R) BARRIER TIP, VOLUME RANGE 100 UL& | 5X960EA | 1 | 505 | Sigma-Aldrich | Z676675-5X960EA | https://www.sigmaaldrich.com/LT/en
Z676683-5X960EA | ART(R) BARRIER TIP, VOLUME RANGE 100 UL& | 5X960EA | 1 | 475 | Sigma-Aldrich | Z676683-5X960EA | https://www.sigmaaldrich.com/LT/en
Z676691-5X960EA | ART(R) LOW RETENTION BARRIER TIP, VOLUME | 5X960EA | 1 | 530 | Sigma-Aldrich | Z676691-5X960EA | https://www.sigmaaldrich.com/LT/en
Z676705-5X960EA | ART(R) BARRIER TIP, VOLUME RANGE 100 UL& | 5X960EA | 1 | 508 | Sigma-Aldrich | Z676705-5X960EA | https://www.sigmaaldrich.com/LT/en
Z676713-5X960EA | ART(R) LOW RETENTION BARRIER TIP, VOLUME | 5X960EA | 1 | 559 | Sigma-Aldrich | Z676713-5X960EA | https://www.sigmaaldrich.com/LT/en
Z676721-5X960EA | ART(R) BARRIER TIP, VOLUME RANGE 200 UL& | 5X960EA | 1 | 475 | Sigma-Aldrich | Z676721-5X960EA | https://www.sigmaaldrich.com/LT/en
Z676748-5X960EA | ART(R) LOW RETENTION BARRIER TIP, VOLUME | 5X960EA | 1 | 530 | Sigma-Aldrich | Z676748-5X960EA | https://www.sigmaaldrich.com/LT/en
Z676756-5X960EA | ART(R) BARRIER TIP, VOLUME RANGE 200 UL& | 5X960EA | 1 | 508 | Sigma-Aldrich | Z676756-5X960EA | https://www.sigmaaldrich.com/LT/en
Z676764-5X960EA | ART(R) LOW RETENTION BARRIER TIP, VOLUME | 5X960EA | 1 | 559 | Sigma-Aldrich | Z676764-5X960EA | https://www.sigmaaldrich.com/LT/en
Z676772-4X768EA | ART(R) BARRIER TIP, VOLUME RANGE 1000 U& | 4X768EA | 1 | 379 | Sigma-Aldrich | Z676772-4X768EA | https://www.sigmaaldrich.com/LT/en
Z676780-4X768EA | ART(R) LOW RETENTION BARRIER TIP, VOLUME | 4X768EA | 1 | 425 | Sigma-Aldrich | Z676780-4X768EA | https://www.sigmaaldrich.com/LT/en
Z676799-4X768EA | ART(R) BARRIER TIP, VOLUME RANGE 1000 U& | 4X768EA | 1 | 413 | Sigma-Aldrich | Z676799-4X768EA | https://www.sigmaaldrich.com/LT/en
Z676802-4X768EA | ART(R) LOW RETENTION BARRIER TIP, VOLUME | 4X768EA | 1 | 453 | Sigma-Aldrich | Z676802-4X768EA | https://www.sigmaaldrich.com/LT/en
Z676837-32EA | ART(R) BARRIER TIP, VOLUME RANGE, LARGE& | 1X32EA | 1 | 101 | Sigma-Aldrich | Z676837-32EA | https://www.sigmaaldrich.com/LT/en
Z677825-1000EA | FINNTIP(R) FLEX 10, NON-STERILE, BAG | 1X1000EA | 1 | 61 | Sigma-Aldrich | Z677825-1000EA | https://www.sigmaaldrich.com/LT/en
Z677833-960EA | FINNTIP(R) FLEX 10, STERILE, 96/RACK | 1X960EA | 1 | 104 | Sigma-Aldrich | Z677833-960EA | https://www.sigmaaldrich.com/LT/en
Z677841-960EA | FINNTIP(R) FLEX 10, NON-STERILE, 96/RACK | 1X960EA | 1 | 88 | Sigma-Aldrich | Z677841-960EA | https://www.sigmaaldrich.com/LT/en
Z677868-1000EA | FINNTIP(R) FLEX 200, NON-STERILE, BAG | 1X1000EA | 1 | 61 | Sigma-Aldrich | Z677868-1000EA | https://www.sigmaaldrich.com/LT/en
Z677876-960EA | FINNTIP(R) FLEX 200, STERILE, 96/RACK | 1X960EA | 1 | 99 | Sigma-Aldrich | Z677876-960EA | https://www.sigmaaldrich.com/LT/en
Z677957-960EA | FINNTIP(R) FLEX 300, STERILE, 96/RACK | 1X960EA | 1 | 81 | Sigma-Aldrich | Z677957-960EA | https://www.sigmaaldrich.com/LT/en
Z677965-960EA | FINNTIP(R) FLEX 300, NON-STERILE, 96/RA& | 1X960EA | 1 | 99 | Sigma-Aldrich | Z677965-960EA | https://www.sigmaaldrich.com/LT/en
Z677884-960EA | FINNTIP(R) FLEX 200, NON-STERILE, 96/RA& | 1X960EA | 1 | 81 | Sigma-Aldrich | Z677884-960EA | https://www.sigmaaldrich.com/LT/en
Z677949-1000EA | FINNTIP(R) FLEX 300, NON-STERILE, BAG | 1X1000EA | 1 | 61 | Sigma-Aldrich | Z677949-1000EA | https://www.sigmaaldrich.com/LT/en
Z677914-1000EA | FINNTIP(R) FLEX 1000, NON-STERILE, BAG | 1X1000EA | 1 | 64 | Sigma-Aldrich | Z677914-1000EA | https://www.sigmaaldrich.com/LT/en
Z677922-960EA | FINNTIP(R) FLEX 1000, STERILE, 96/RACK | 1X960EA | 1 | 104 | Sigma-Aldrich | Z677922-960EA | https://www.sigmaaldrich.com/LT/en
Z677930-960EA | FINNTIP(R) FLEX 1000, NON-STERILE, 96/R& | 1X960EA | 1 | 83 | Sigma-Aldrich | Z677930-960EA | https://www.sigmaaldrich.com/LT/en
BR11512-1EA | BRAND(R) SPARE BURETTE TIP, FOR BURETTE | 1X1EA | 1 | 10 | Sigma-Aldrich | BR11512-1EA | https://www.sigmaaldrich.com/LT/en
BR11500-10EA | BRAND(R) GLASS DISCHARGE TIP FOR AUTOMA& | 1X10EA | 1 | 25 | Sigma-Aldrich | BR11500-10EA | https://www.sigmaaldrich.com/LT/en
BR11511-1EA | BRAND(R) SPARE BURETTE TIP, FOR BURETTE | 1X1EA | 1 | 10 | Sigma-Aldrich | BR11511-1EA | https://www.sigmaaldrich.com/LT/en
BR11510-1EA | BRAND(R) SPARE BURETTE TIP, FOR BURETTE | 1X1EA | 1 | 10 | Sigma-Aldrich | BR11510-1EA | https://www.sigmaaldrich.com/LT/en
BR11600-1EA | BRAND(R) SPARE BURETTE TIP FOR BURETTE | 1X1EA | 1 | 10 | Sigma-Aldrich | BR11600-1EA | https://www.sigmaaldrich.com/LT/en
BR11505-10EA | BRAND(R) GLASS DISCHARGE TIP FOR AUTOMA& | 1X10EA | 1 | 34 | Sigma-Aldrich | BR11505-10EA | https://www.sigmaaldrich.com/LT/en
BR11515-1EA | BRAND(R) SPARE BURETTE TIP, FOR COMPACT | 1X1EA | 1 | 10 | Sigma-Aldrich | BR11515-1EA | https://www.sigmaaldrich.com/LT/en
CLS2116GTO2-12EA | PYREX BURET TIP REPLACEMENT | 1X12EA | 1 | 132 | Sigma-Aldrich | CLS2116GTO2-12EA | https://www.sigmaaldrich.com/LT/en
CLS4840-10000EA | CORNING(R) MICROVOLUME TIPS VOLUME RANG& | 1X10000EA | 1 | 550 | Sigma-Aldrich | CLS4840-10000EA | https://www.sigmaaldrich.com/LT/en
CLS4844-10000EA | CORNING(R) UNIVERSAL FIT PIPETTE TIPS V& | 1X10000EA | 1 | 358 | Sigma-Aldrich | CLS4844-10000EA | https://www.sigmaaldrich.com/LT/en
CLS4845-10000EA | CORNING(R) UNIVERSAL FIT PIPETTE TIPS V& | 1X10000EA | 1 | 358 | Sigma-Aldrich | CLS4845-10000EA | https://www.sigmaaldrich.com/LT/en
CLS4846-10000EA | CORNING(R) UNIVERSAL FIT PIPETTE TIPS V& | 1X10000EA | 1 | 438 | Sigma-Aldrich | CLS4846-10000EA | https://www.sigmaaldrich.com/LT/en
CLS4901-10000EA | CORNING(R) MICROVOLUME TIPS VOLUME RANG& | 1X10000EA | 1 | 492 | Sigma-Aldrich | CLS4901-10000EA | https://www.sigmaaldrich.com/LT/en
CLS9032-1000EA | CORNING(R) UNIVERSAL FIT PIPETTE TIPS V& | 1X1000EA | 1 | 119 | Sigma-Aldrich | CLS9032-1000EA | https://www.sigmaaldrich.com/LT/en
CLS4803-4800EA | CORNING(R) UNIVERSAL FIT PIPETTE TIPS V& | 1X4800EA | 1 | 354 | Sigma-Aldrich | CLS4803-4800EA | https://www.sigmaaldrich.com/LT/en
CLS4804-4800EA | CORNING(R) UNIVERSAL FIT PIPETTE TIPS V& | 1X4800EA | 1 | 381 | Sigma-Aldrich | CLS4804-4800EA | https://www.sigmaaldrich.com/LT/en
CLS4809-1000EA | CORNING(R) ISOTIP(R) FILTERED TIPS VOLU& | 1X1000EA | 1 | 165 | Sigma-Aldrich | CLS4809-1000EA | https://www.sigmaaldrich.com/LT/en
CLS4862-1000EA | CORNING(R) UNIVERSAL FIT PIPETTE TIPS V& | 1X1000EA | 1 | 43 | Sigma-Aldrich | CLS4862-1000EA | https://www.sigmaaldrich.com/LT/en
CLS4866-1000EA | CORNING(R) UNIVERSAL FIT PIPETTE TIPS V& | 1X1000EA | 1 | 43 | Sigma-Aldrich | CLS4866-1000EA | https://www.sigmaaldrich.com/LT/en
CLS4867-1000EA | CORNING(R) UNIVERSAL FIT PIPETTE TIPS V& | 1X1000EA | 1 | 87 | Sigma-Aldrich | CLS4867-1000EA | https://www.sigmaaldrich.com/LT/en
CLS4868-1000EA | CORNING(R) UNIVERSAL FIT PIPETTE TIPS V& | 1X1000EA | 1 | 45 | Sigma-Aldrich | CLS4868-1000EA | https://www.sigmaaldrich.com/LT/en
CLS4884-400EA | CORNING(R) GEL-LOADING TIPS, 1 - 200 UL& | 1X400EA | 1 | 241 | Sigma-Aldrich | CLS4884-400EA | https://www.sigmaaldrich.com/LT/en
CLS4894-960EA | CORNING(R) MICROVOLUME TIPS VOLUME RANG& | 1X960EA | 1 | 130 | Sigma-Aldrich | CLS4894-960EA | https://www.sigmaaldrich.com/LT/en
CLS4801-960EA | CORNING(R) ISOTIP(R) FILTERED TIPS VOLU& | 1X960EA | 1 | 165 | Sigma-Aldrich | CLS4801-960EA | https://www.sigmaaldrich.com/LT/en
CLS4806-960EA | CORNING(R) UNIVERSAL FIT PIPETTE TIPS V& | 1X960EA | 1 | 88 | Sigma-Aldrich | CLS4806-960EA | https://www.sigmaaldrich.com/LT/en
CLS4807-960EA | CORNING(R) ISOTIP(R) FILTERED TIPS VOLU& | 1X960EA | 1 | 165 | Sigma-Aldrich | CLS4807-960EA | https://www.sigmaaldrich.com/LT/en
CLS4808-960EA | CORNING(R) ISOTIP(R) FILTERED TIPS VOLU& | 1X960EA | 1 | 241 | Sigma-Aldrich | CLS4808-960EA | https://www.sigmaaldrich.com/LT/en
CLS4810-960EA | CORNING ISOTIP FLT TIPS,1-200UL,S | 1X960EA | 1 | 191 | Sigma-Aldrich | CLS4810-960EA | https://www.sigmaaldrich.com/LT/en
CLS4815-400EA | CORNING(R) MICROVOLUME GEL-LOADING TIPS& | 1X400EA | 1 | 205 | Sigma-Aldrich | CLS4815-400EA | https://www.sigmaaldrich.com/LT/en
CLS4821-960EA | CORNING(R) ISOTIP(R) FILTERED TIPS VOLU& | 1X960EA | 1 | 162 | Sigma-Aldrich | CLS4821-960EA | https://www.sigmaaldrich.com/LT/en
CLS4823-960EA | CORNING(R) ISOTIP(R) FILTERED TIPS VOLU& | 1X960EA | 1 | 162 | Sigma-Aldrich | CLS4823-960EA | https://www.sigmaaldrich.com/LT/en
CLS4826-960EA | CORNING(R) MICROVOLUME TIPS VOLUME RANG& | 1X960EA | 1 | 105 | Sigma-Aldrich | CLS4826-960EA | https://www.sigmaaldrich.com/LT/en
CLS4830-960EA | CORNING(R) MICROVOLUME TIPS VOLUME RANG& | 1X960EA | 1 | 118 | Sigma-Aldrich | CLS4830-960EA | https://www.sigmaaldrich.com/LT/en
CLS4834-960EA | CORNING(R) MICROVOLUME TIPS VOLUME RANG& | 1X960EA | 1 | 109 | Sigma-Aldrich | CLS4834-960EA | https://www.sigmaaldrich.com/LT/en
CLS4853-400EA | CORNING(R) GEL-LOADING TIPS, 1 - 200 UL& | 1X400EA | 1 | 106 | Sigma-Aldrich | CLS4853-400EA | https://www.sigmaaldrich.com/LT/en
CLS4854-400EA | CORNING(R) GEL-LOADING TIPS, 1 - 200 UL& | 1X400EA | 1 | 192 | Sigma-Aldrich | CLS4854-400EA | https://www.sigmaaldrich.com/LT/en
CLS4860-960EA | CORNING(R) UNIVERSAL FIT PIPETTE TIPS V& | 1X960EA | 1 | 94 | Sigma-Aldrich | CLS4860-960EA | https://www.sigmaaldrich.com/LT/en
CLS4863-960EA | CORNING(R) UNIVERSAL FIT PIPETTE TIPS V& | 1X960EA | 1 | 81 | Sigma-Aldrich | CLS4863-960EA | https://www.sigmaaldrich.com/LT/en
CLS4864-960EA | CORNING(R) UNIVERSAL FIT PIPETTE TIPS V& | 1X960EA | 1 | 91 | Sigma-Aldrich | CLS4864-960EA | https://www.sigmaaldrich.com/LT/en
CLS4865-960EA | CORNING(R) UNIVERSAL FIT PIPETTE TIPS V& | 1X960EA | 1 | 81 | Sigma-Aldrich | CLS4865-960EA | https://www.sigmaaldrich.com/LT/en
CLS4880-1EA | CORNING(R) MULTIPETTE(R) ADJUSTABLE VOL& | 1X1EA | 1 | 1669 | Sigma-Aldrich | CLS4880-1EA | https://www.sigmaaldrich.com/LT/en
CLS4888-1EA | CORNING(R) MULTIPETTE(R) ADJUSTABLE VOL& | 1X1EA | 1 | 1535 | Sigma-Aldrich | CLS4888-1EA | https://www.sigmaaldrich.com/LT/en
BMSP7700T10M-100EA | 10 ML PIPETTE TIPS, 100/PK | 1X100EA | 1 | 58 | Sigma-Aldrich | BMSP7700T10M-100EA | https://www.sigmaaldrich.com/LT/en
Z717495-50EA | SYRINGE TIPS FOR NICHIRYO 8100 REPETITI& | 1X50EA | 1 | 102 | Sigma-Aldrich | Z717495-50EA | https://www.sigmaaldrich.com/LT/en
Z569763-4800EA | ART(R) SELF-SEALING BARRIER PIPETTE TIP& | 1X4800EA | 1 | 536 | Sigma-Aldrich | Z569763-4800EA | https://www.sigmaaldrich.com/LT/en
Z569763-960EA | ART(R) SELF-SEALING BARRIER PIPETTE TIP& | 1X960EA | 1 | 145 | Sigma-Aldrich | Z569763-960EA | https://www.sigmaaldrich.com/LT/en
Z569771-4800EA | ART(R) SELF-SEALING BARRIER PIPETTE TIP& | 1X4800EA | 1 | 540 | Sigma-Aldrich | Z569771-4800EA | https://www.sigmaaldrich.com/LT/en
Z569771-960EA | ART(R) SELF-SEALING BARRIER PIPETTE TIP& | 1X960EA | 1 | 146 | Sigma-Aldrich | Z569771-960EA | https://www.sigmaaldrich.com/LT/en
Z741692-960EA | SARTORIUS LOW-RETENTION PIPETTE TIPS, V& | 1X960EA | 1 | 169 | Sigma-Aldrich | Z741692-960EA | https://www.sigmaaldrich.com/LT/en
Z741688-960EA | SARTORIUS LOW-RETENTION PIPETTE TIPS, V& | 1X960EA | 1 | 169 | Sigma-Aldrich | Z741688-960EA | https://www.sigmaaldrich.com/LT/en
Z741680-960EA | SARTORIUS LOW-RETENTION PIPETTE TIPS, V& | 1X960EA | 1 | 69 | Sigma-Aldrich | Z741680-960EA | https://www.sigmaaldrich.com/LT/en
Z741687-960EA | SARTORIUS LOW-RETENTION PIPETTE TIPS, V& | 1X960EA | 1 | 106 | Sigma-Aldrich | Z741687-960EA | https://www.sigmaaldrich.com/LT/en
Z741657-960EA | SARTORIUS EXTENDED LENGTH PIPETTE TIPS,& | 1X960EA | 1 | 102 | Sigma-Aldrich | Z741657-960EA | https://www.sigmaaldrich.com/LT/en
Z741693-960EA | SARTORIUS LOW-RETENTION PIPETTE TIPS, V& | 1X960EA | 1 | 169 | Sigma-Aldrich | Z741693-960EA | https://www.sigmaaldrich.com/LT/en
Z741691-960EA | SARTORIUS LOW-RETENTION PIPETTE TIPS, V& | 1X960EA | 1 | 171 | Sigma-Aldrich | Z741691-960EA | https://www.sigmaaldrich.com/LT/en
Z741684-960EA | SARTORIUS LOW-RETENTION PIPETTE TIPS, V& | 1X960EA | 1 | 64 | Sigma-Aldrich | Z741684-960EA | https://www.sigmaaldrich.com/LT/en
Z741667-960EA | SARTORIUS EXTENDED LENGTH PIPETTE TIPS,& | 1X960EA | 1 | 75 | Sigma-Aldrich | Z741667-960EA | https://www.sigmaaldrich.com/LT/en
Z741649-50EA | SARTORIUS PIPETTE TIPS, VOLUME 100 - 5,& | 1X50EA | 1 | 22 | Sigma-Aldrich | Z741649-50EA | https://www.sigmaaldrich.com/LT/en
Z741659-1000EA | SARTORIUS PIPETTE TIPS, VOLUME 0.1 - 10& | 1X1000EA | 1 | 36 | Sigma-Aldrich | Z741659-1000EA | https://www.sigmaaldrich.com/LT/en
Z741665-960EA | SARTORIUS EXTENDED LENGTH PIPETTE TIPS,& | 1X960EA | 1 | 90 | Sigma-Aldrich | Z741665-960EA | https://www.sigmaaldrich.com/LT/en
Z741681-960EA | SARTORIUS LOW-RETENTION PIPETTE TIPS, V& | 1X960EA | 1 | 78 | Sigma-Aldrich | Z741681-960EA | https://www.sigmaaldrich.com/LT/en
Z741651-100EA | SARTORIUS PIPETTE TIPS, VOLUME 500 - 10& | 1X100EA | 1 | 50 | Sigma-Aldrich | Z741651-100EA | https://www.sigmaaldrich.com/LT/en
Z741653-960EA | SARTORIUS FILTER PIPETTE TIPS, VOLUME 0& | 1X960EA | 1 | 152 | Sigma-Aldrich | Z741653-960EA | https://www.sigmaaldrich.com/LT/en
Z741666-960EA | SARTORIUS EXTENDED LENGTH PIPETTE TIPS,& | 1X960EA | 1 | 111 | Sigma-Aldrich | Z741666-960EA | https://www.sigmaaldrich.com/LT/en
Z741668-960EA | SARTORIUS EXTENDED LENGTH PIPETTE TIPS,& | 1X960EA | 1 | 91 | Sigma-Aldrich | Z741668-960EA | https://www.sigmaaldrich.com/LT/en
Z741683-960EA | SARTORIUS LOW-RETENTION PIPETTE TIPS, V& | 1X960EA | 1 | 79 | Sigma-Aldrich | Z741683-960EA | https://www.sigmaaldrich.com/LT/en
Z741682-960EA | SARTORIUS LOW-RETENTION PIPETTE TIPS, V& | 1X960EA | 1 | 64 | Sigma-Aldrich | Z741682-960EA | https://www.sigmaaldrich.com/LT/en
Z741650-1000EA | SARTORIUS PIPETTE TIPS, VOLUME 100 - 5,& | 1X1000EA | 1 | 131 | Sigma-Aldrich | Z741650-1000EA | https://www.sigmaaldrich.com/LT/en
Z741694-960EA | SARTORIUS LOW-RETENTION PIPETTE TIPS, V& | 1X960EA | 1 | 200 | Sigma-Aldrich | Z741694-960EA | https://www.sigmaaldrich.com/LT/en
Z741669-9600EA | SARTORIUS VALUEPAK PIPETTE TIPS, VOLUME& | 1X9600EA | 1 | 525 | Sigma-Aldrich | Z741669-9600EA | https://www.sigmaaldrich.com/LT/en
Z741689-960EA | SARTORIUS LOW-RETENTION PIPETTE TIPS, V& | 1X960EA | 1 | 169 | Sigma-Aldrich | Z741689-960EA | https://www.sigmaaldrich.com/LT/en
Z741679-960EA | SARTORIUS LOW-RETENTION PIPETTE TIPS, V& | 1X960EA | 1 | 85 | Sigma-Aldrich | Z741679-960EA | https://www.sigmaaldrich.com/LT/en
Z741686-960EA | SARTORIUS LOW-RETENTION PIPETTE TIPS, V& | 1X960EA | 1 | 95 | Sigma-Aldrich | Z741686-960EA | https://www.sigmaaldrich.com/LT/en
Z741690-960EA | SARTORIUS LOW-RETENTION PIPETTE TIPS, V& | 1X960EA | 1 | 169 | Sigma-Aldrich | Z741690-960EA | https://www.sigmaaldrich.com/LT/en
Z741648-50EA | SARTORIUS PIPETTE TIPS, VOLUME 100 - 50& | 1X50EA | 1 | 14 | Sigma-Aldrich | Z741648-50EA | https://www.sigmaaldrich.com/LT/en
Z741656-960EA | SARTORIUS EXTENDED LENGTH PIPETTE TIPS,& | 1X960EA | 1 | 74 | Sigma-Aldrich | Z741656-960EA | https://www.sigmaaldrich.com/LT/en
Z741685-960EA | SARTORIUS LOW-RETENTION PIPETTE TIPS, V& | 1X960EA | 1 | 82 | Sigma-Aldrich | Z741685-960EA | https://www.sigmaaldrich.com/LT/en
EP4981201006-1EA | EPPENDORF(R) MULTIPETTE(R) PLUS ADAPTER | 1X1EA | 1 | 18 | Sigma-Aldrich | EP4981201006-1EA | https://www.sigmaaldrich.com/LT/en
EP4981203009-1EA | EPPENDORF(R) MULTIPETTE(R) PLUS WALL MOU | 1X1EA | 1 | 22 | Sigma-Aldrich | EP4981203009-1EA | https://www.sigmaaldrich.com/LT/en
EP0030069897-1EA | EPPENDORF(R) COMBITIPS(R) RACK | 1X1EA | 1 | 51 | Sigma-Aldrich | EP0030069897-1EA | https://www.sigmaaldrich.com/LT/en
BAF126280000-12EA | POURING SPOUT WITH FINGERTIP CONTROL | 1X12EA | 1 | 80 | Sigma-Aldrich | BAF126280000-12EA | https://www.sigmaaldrich.com/LT/en
Z743709-5X960EA | ART(R) BARRIER TIP, ART 200 ERGO-G, 20 & | 5X960EA | 1 | 517 | Sigma-Aldrich | Z743709-5X960EA | https://www.sigmaaldrich.com/LT/en
Z743706-4X768EA | ART(R) BARRIER TIP, ART 1250 REACH, 125& | 4X768EA | 1 | 501 | Sigma-Aldrich | Z743706-4X768EA | https://www.sigmaaldrich.com/LT/en
Z743699-500EA | ART(R) BARRIER TIP, ART 1000E,1000 UL, & | 1X500EA | 1 | 118 | Sigma-Aldrich | Z743699-500EA | https://www.sigmaaldrich.com/LT/en
Z743792-5X960EA | ART(R) NON-FILTERED LOW RETENTION TIP, & | 5X960EA | 1 | 382 | Sigma-Aldrich | Z743792-5X960EA | https://www.sigmaaldrich.com/LT/en
Z743790-5X768EA | ART(R) NON-FILTERED LOW RETENTION TIP, & | 5X768EA | 1 | 495 | Sigma-Aldrich | Z743790-5X768EA | https://www.sigmaaldrich.com/LT/en
Z743795-5X960EA | ART(R) NON-FILTERED LOW RETENTION TIP, & | 5X960EA | 1 | 417 | Sigma-Aldrich | Z743795-5X960EA | https://www.sigmaaldrich.com/LT/en
Z743717-500EA | ART(R) BARRIER TIP, ART 20P, 200 UL, IN& | 1X500EA | 1 | 122 | Sigma-Aldrich | Z743717-500EA | https://www.sigmaaldrich.com/LT/en
Z743713-500EA | ART(R) BARRIER TIP, ART 200, 200 UL, IN& | 1X500EA | 1 | 112 | Sigma-Aldrich | Z743713-500EA | https://www.sigmaaldrich.com/LT/en
Z743783-4X768EA | ART(R) NON-FILTERED LOW RETENTION TIP, & | 4X768EA | 1 | 358 | Sigma-Aldrich | Z743783-4X768EA | https://www.sigmaaldrich.com/LT/en
Z743780-5X560EA | ART(R) NON-FILTERED LOW RETENTION TIP, & | 5X560EA | 1 | 265 | Sigma-Aldrich | Z743780-5X560EA | https://www.sigmaaldrich.com/LT/en
Z743777-5X960EA | ART(R) NON-FILTERED LOW RETENTION TIP, & | 5X960EA | 1 | 421 | Sigma-Aldrich | Z743777-5X960EA | https://www.sigmaaldrich.com/LT/en
Z743799-5X960EA | ART(R) NON-FILTERED LOW RETENTION TIP, & | 5X960EA | 1 | 509 | Sigma-Aldrich | Z743799-5X960EA | https://www.sigmaaldrich.com/LT/en
Z743814-5X960EA | ART(R) NON-FILTERED LOW RETENTION TIP, & | 5X960EA | 1 | 238 | Sigma-Aldrich | Z743814-5X960EA | https://www.sigmaaldrich.com/LT/en
Z743787-5X960EA | ART(R) NON-FILTERED LOW RETENTION TIP, & | 5X960EA | 1 | 438 | Sigma-Aldrich | Z743787-5X960EA | https://www.sigmaaldrich.com/LT/en
Z743697-5X560EA | ART(R) BARRIER TIP, ART 1000, 1000 UL, & | 5X560EA | 1 | 379 | Sigma-Aldrich | Z743697-5X560EA | https://www.sigmaaldrich.com/LT/en
Z743708-5X960EA | ART(R) BARRIER TIP, ART 20, 20 UL, RELO& | 5X960EA | 1 | 517 | Sigma-Aldrich | Z743708-5X960EA | https://www.sigmaaldrich.com/LT/en
Z743741-5X960EA | ART(R) LOW RETENTION BARRIER TIP, ART 2& | 5X960EA | 1 | 589 | Sigma-Aldrich | Z743741-5X960EA | https://www.sigmaaldrich.com/LT/en
Z743789-5X960EA | ART(R) NON-FILTERED LOW RETENTION TIP, & | 5X960EA | 1 | 421 | Sigma-Aldrich | Z743789-5X960EA | https://www.sigmaaldrich.com/LT/en
Z743714-5X960EA | ART(R) BARRIER TIP, ART 200, 200 UL, RE& | 5X960EA | 1 | 474 | Sigma-Aldrich | Z743714-5X960EA | https://www.sigmaaldrich.com/LT/en
Z743811-5X960EA | ART(R) NON-FILTERED LOW RETENTION TIP, & | 5X960EA | 1 | 356 | Sigma-Aldrich | Z743811-5X960EA | https://www.sigmaaldrich.com/LT/en
Z743726-4X768EA | ART(R) LOW RETENTION BARRIER TIP, 1250 & | 4X768EA | 1 | 545 | Sigma-Aldrich | Z743726-4X768EA | https://www.sigmaaldrich.com/LT/en
Z743724-10X960EA | ART(R) BARRIER TIP, HLT 250, 200 UL, BU& | 10X960EA | 1 | 1311 | Sigma-Aldrich | Z743724-10X960EA | https://www.sigmaaldrich.com/LT/en
Z743786-5X960EA | ART(R) NON-FILTERED LOW RETENTION TIP, & | 5X960EA | 1 | 384 | Sigma-Aldrich | Z743786-5X960EA | https://www.sigmaaldrich.com/LT/en
Z743738-5X960EA | ART(R) LOW RETENTION BARRIER TIP, ART 2& | 5X960EA | 1 | 589 | Sigma-Aldrich | Z743738-5X960EA | https://www.sigmaaldrich.com/LT/en
Z743732-5X560EA | ART(R) LOW RETENTION BARRIER TIP, ART 1& | 5X560EA | 1 | 414 | Sigma-Aldrich | Z743732-5X560EA | https://www.sigmaaldrich.com/LT/en
Z743705-4X768EA | ART(R) BARRIER TIP, ART 1250 EXTENDED L& | 4X768EA | 1 | 445 | Sigma-Aldrich | Z743705-4X768EA | https://www.sigmaaldrich.com/LT/en
Z743774-5X960EA | ART(R) NON-FILTERED LOW RETENTION TIP, & | 5X960EA | 1 | 370 | Sigma-Aldrich | Z743774-5X960EA | https://www.sigmaaldrich.com/LT/en
Z743793-5X960EA | ART(R) NON-FILTERED LOW RETENTION TIP, & | 5X960EA | 1 | 438 | Sigma-Aldrich | Z743793-5X960EA | https://www.sigmaaldrich.com/LT/en
Z743794-5X960EA | ART(R) NON-FILTERED LOW RETENTION TIP, & | 5X960EA | 1 | 346 | Sigma-Aldrich | Z743794-5X960EA | https://www.sigmaaldrich.com/LT/en
Z743788-5X960EA | ART(R) NON-FILTERED LOW RETENTION TIP, & | 5X960EA | 1 | 346 | Sigma-Aldrich | Z743788-5X960EA | https://www.sigmaaldrich.com/LT/en
Z743694-5X960EA | ART(R) BARRIER TIP, ART 10, 10 UL, RELO& | 5X960EA | 1 | 522 | Sigma-Aldrich | Z743694-5X960EA | https://www.sigmaaldrich.com/LT/en
Z743778-4X768EA | ART(R) NON-FILTERED LOW RETENTION TIP, & | 4X768EA | 1 | 334 | Sigma-Aldrich | Z743778-4X768EA | https://www.sigmaaldrich.com/LT/en
Z743779-4X768EA | ART(R) NON-FILTERED LOW RETENTION TIP, & | 4X768EA | 1 | 395 | Sigma-Aldrich | Z743779-4X768EA | https://www.sigmaaldrich.com/LT/en
Z743785-4X768EA | ART(R) NON-FILTERED LOW RETENTION TIP, & | 4X768EA | 1 | 395 | Sigma-Aldrich | Z743785-4X768EA | https://www.sigmaaldrich.com/LT/en
Z743804-5X960EA | ART(R) NON-FILTERED LOW RETENTION TIP, & | 5X960EA | 1 | 252 | Sigma-Aldrich | Z743804-5X960EA | https://www.sigmaaldrich.com/LT/en
Z743721-5X960EA | ART(R) BARRIER TIP, ART 300, 300 UL, RE& | 5X960EA | 1 | 484 | Sigma-Aldrich | Z743721-5X960EA | https://www.sigmaaldrich.com/LT/en
Z743695-4X768EA | ART(R) BARRIER TIP, ART 1000 REACH, 100& | 4X768EA | 1 | 510 | Sigma-Aldrich | Z743695-4X768EA | https://www.sigmaaldrich.com/LT/en
Z743703-5X1000EA | ART(R) BARRIER TIP, ART 1250 EXTENDED L& | 5X1000EA | 1 | 496 | Sigma-Aldrich | Z743703-5X1000EA | https://www.sigmaaldrich.com/LT/en
Z743807-5X960EA | ART(R) NON-FILTERED LOW RETENTION TIP, & | 5X960EA | 1 | 312 | Sigma-Aldrich | Z743807-5X960EA | https://www.sigmaaldrich.com/LT/en
Z743719-5X960EA | ART(R) BARRIER TIP, ART 300, 300 UL, HI& | 5X960EA | 1 | 508 | Sigma-Aldrich | Z743719-5X960EA | https://www.sigmaaldrich.com/LT/en
Z743700-5X1000EA | ART(R) BARRIER TIP, ART 1000G, 1000 UL,& | 5X1000EA | 1 | 557 | Sigma-Aldrich | Z743700-5X1000EA | https://www.sigmaaldrich.com/LT/en
Z743698-5X1000EA | ART(R) BARRIER TIP, ART 1000E, 1000 UL,& | 5X1000EA | 1 | 535 | Sigma-Aldrich | Z743698-5X1000EA | https://www.sigmaaldrich.com/LT/en
Z743710-5X768EA | ART(R) BARRIER TIP, ART 200 REACH, 200 & | 5X768EA | 1 | 671 | Sigma-Aldrich | Z743710-5X768EA | https://www.sigmaaldrich.com/LT/en
Z743715-5X1000EA | ART(R) BARRIER TIP, ART 20E, 200 UL, BU& | 5X1000EA | 1 | 535 | Sigma-Aldrich | Z743715-5X1000EA | https://www.sigmaaldrich.com/LT/en
Z743693-5X1000EA | ART(R) BARRIER TIP, ART 10, 10 UL, BULK& | 5X1000EA | 1 | 535 | Sigma-Aldrich | Z743693-5X1000EA | https://www.sigmaaldrich.com/LT/en
Z743701-500EA | ART(R) BARRIER TIP, ART 1000G, 1000 UL,& | 1X500EA | 1 | 122 | Sigma-Aldrich | Z743701-500EA | https://www.sigmaaldrich.com/LT/en
Z743775-5X960EA | ART(R) NON-FILTERED LOW RETENTION TIP, & | 5X960EA | 1 | 438 | Sigma-Aldrich | Z743775-5X960EA | https://www.sigmaaldrich.com/LT/en
Z743781-5X560EA | ART(R) NON-FILTERED LOW RETENTION TIP, & | 5X560EA | 1 | 308 | Sigma-Aldrich | Z743781-5X560EA | https://www.sigmaaldrich.com/LT/en
Z743784-4X768EA | ART(R) NON-FILTERED LOW RETENTION TIP, & | 4X768EA | 1 | 340 | Sigma-Aldrich | Z743784-4X768EA | https://www.sigmaaldrich.com/LT/en
Z743772-5X960EA | ART(R) NON-FILTERED LOW RETENTION TIP, & | 5X960EA | 1 | 400 | Sigma-Aldrich | Z743772-5X960EA | https://www.sigmaaldrich.com/LT/en
Z743808-4X800EA | ART(R) NON-FILTERED LOW RETENTION TIP, & | 4X800EA | 1 | 230 | Sigma-Aldrich | Z743808-4X800EA | https://www.sigmaaldrich.com/LT/en
Z743803-10X1000EA | ART(R) NON-FILTERED LOW RETENTION TIP, & | 10X1000EA | 1 | 303 | Sigma-Aldrich | Z743803-10X1000EA | https://www.sigmaaldrich.com/LT/en
Z743797-5X960EA | ART(R) NON-FILTERED LOW RETENTION TIP, & | 5X960EA | 1 | 466 | Sigma-Aldrich | Z743797-5X960EA | https://www.sigmaaldrich.com/LT/en
Z743809-10X1000EA | ART(R) NON-FILTERED LOW RETENTION TIP, & | 10X1000EA | 1 | 279 | Sigma-Aldrich | Z743809-10X1000EA | https://www.sigmaaldrich.com/LT/en
Z743773-5X960EA | ART(R) NON-FILTERED LOW RETENTION TIP, & | 5X960EA | 1 | 454 | Sigma-Aldrich | Z743773-5X960EA | https://www.sigmaaldrich.com/LT/en
Z743805-5X960EA | ART(R) NON-FILTERED LOW RETENTION TIP, & | 5X960EA | 1 | 312 | Sigma-Aldrich | Z743805-5X960EA | https://www.sigmaaldrich.com/LT/en
Z743782-4X768EA | ART(R) NON-FILTERED LOW RETENTION TIP, & | 4X768EA | 1 | 323 | Sigma-Aldrich | Z743782-4X768EA | https://www.sigmaaldrich.com/LT/en
Z743810-5X960EA | ART(R) NON-FILTERED LOW RETENTION TIP, & | 5X960EA | 1 | 306 | Sigma-Aldrich | Z743810-5X960EA | https://www.sigmaaldrich.com/LT/en
Z743796-10X1000EA | ART(R) NON-FILTERED LOW RETENTION TIP, & | 10X1000EA | 1 | 536 | Sigma-Aldrich | Z743796-10X1000EA | https://www.sigmaaldrich.com/LT/en
Z743733-5X960EA | ART(R) LOW RETENTION BARRIER TIP, ART 1& | 5X960EA | 1 | 658 | Sigma-Aldrich | Z743733-5X960EA | https://www.sigmaaldrich.com/LT/en
Z743735-5X960EA | ART(R) LOW RETENTION BARRIER TIP, ART 2& | 5X960EA | 1 | 519 | Sigma-Aldrich | Z743735-5X960EA | https://www.sigmaaldrich.com/LT/en
Z743791-5X768EA | ART(R) NON-FILTERED LOW RETENTION TIP, & | 5X768EA | 1 | 579 | Sigma-Aldrich | Z743791-5X768EA | https://www.sigmaaldrich.com/LT/en
Z743800-5X960EA | ART(R) NON-FILTERED LOW RETENTION TIP, & | 5X960EA | 1 | 431 | Sigma-Aldrich | Z743800-5X960EA | https://www.sigmaaldrich.com/LT/en
Z743806-10X1000EA | ART(R) NON-FILTERED LOW RETENTION TIP, & | 10X1000EA | 1 | 304 | Sigma-Aldrich | Z743806-10X1000EA | https://www.sigmaaldrich.com/LT/en
Z743776-5X960EA | ART(R) NON-FILTERED LOW RETENTION TIP, & | 5X960EA | 1 | 346 | Sigma-Aldrich | Z743776-5X960EA | https://www.sigmaaldrich.com/LT/en
Z743802-5X960EA | ART(R) NON-FILTERED LOW RETENTION TIP, & | 5X960EA | 1 | 505 | Sigma-Aldrich | Z743802-5X960EA | https://www.sigmaaldrich.com/LT/en
Z757713-1440EA | SARTORIUS PIPETTE TIPS, CAPACITY 0.5-30& | 1X1440EA | 1 | 97 | Sigma-Aldrich | Z757713-1440EA | https://www.sigmaaldrich.com/LT/en
Z757772-960EA | BIOHIT(R) FILTER PIPETTE TIPS, 0.5-20 U& | 1X960EA | 1 | 152 | Sigma-Aldrich | Z757772-960EA | https://www.sigmaaldrich.com/LT/en
Z757705-960EA | SARTORIUS PIPETTE TIPS, CAPACITY 0.5-20& | 1X960EA | 1 | 55 | Sigma-Aldrich | Z757705-960EA | https://www.sigmaaldrich.com/LT/en
Z757683-960EA | SARTORIUS PIPETTE TIPS, CAPACITY 0.5-20& | 1X960EA | 1 | 82 | Sigma-Aldrich | Z757683-960EA | https://www.sigmaaldrich.com/LT/en
Z757691-1920EA | SARTORIUS PIPETTE TIPS, CAPACITY 0.2-10& | 1X1920EA | 1 | 155 | Sigma-Aldrich | Z757691-1920EA | https://www.sigmaaldrich.com/LT/en
Z757780-960EA | BIOHIT(R) FILTER PIPETTE TIPS, 2-120 UL& | 1X960EA | 1 | 152 | Sigma-Aldrich | Z757780-960EA | https://www.sigmaaldrich.com/LT/en
Z757675-960EA | SARTORIUS PIPETTE TIPS, CAPACITY 0.5-20& | 1X960EA | 1 | 69 | Sigma-Aldrich | Z757675-960EA | https://www.sigmaaldrich.com/LT/en
Z757721-1440EA | SARTORIUS PIPETTE TIPS, CAPACITY 0.5-35& | 1X1440EA | 1 | 98 | Sigma-Aldrich | Z757721-1440EA | https://www.sigmaaldrich.com/LT/en
Z757764-960EA | BIOHIT(R) FILTER PIPETTE TIPS, 0.1-10 U& | 1X960EA | 1 | 152 | Sigma-Aldrich | Z757764-960EA | https://www.sigmaaldrich.com/LT/en
Z757756-960EA | SARTORIUS PIPETTE TIPS, CAPACITY 50-120& | 1X960EA | 1 | 80 | Sigma-Aldrich | Z757756-960EA | https://www.sigmaaldrich.com/LT/en
Z709247-5PAK | ART 200U SELF-SEALING BARRIER TIP, 1-20& | 1X5PAK | 1 | 536 | Sigma-Aldrich | Z709247-5PAK | https://www.sigmaaldrich.com/LT/en
Z709263-5PAK | ART 300 SELF-SEALING BARRIER TIP, 1-300& | 1X5PAK | 1 | 536 | Sigma-Aldrich | Z709263-5PAK | https://www.sigmaaldrich.com/LT/en
Z709271-5PAK | ART 300 SELF-SEALING BARRIER TIP, 1-300& | 1X5PAK | 1 | 535 | Sigma-Aldrich | Z709271-5PAK | https://www.sigmaaldrich.com/LT/en
Z709328-4PAK | ART 1000 SELF-SEALING BARRIER TIP, 100-& | 1X4PAK | 1 | 432 | Sigma-Aldrich | Z709328-4PAK | https://www.sigmaaldrich.com/LT/en
Z709336-5PAK | ART 1000 SELF-SEALING BARRIER TIP, 100-& | 1X5PAK | 1 | 535 | Sigma-Aldrich | Z709336-5PAK | https://www.sigmaaldrich.com/LT/en
Z709344-5PAK | ART 5000 SELF-SEALING BARRIER TIP, STER& | 1X5PAK | 1 | 352 | Sigma-Aldrich | Z709344-5PAK | https://www.sigmaaldrich.com/LT/en
Z709867-960EA | SARTORIUS PIPETTE TIPS, CAPACITY 0.2-10& | 1X960EA | 1 | 102 | Sigma-Aldrich | Z709867-960EA | https://www.sigmaaldrich.com/LT/en
Z709875-960EA | SARTORIUS PIPETTE TIPS, CAPACITY 0.2-10& | 1X960EA | 1 | 61 | Sigma-Aldrich | Z709875-960EA | https://www.sigmaaldrich.com/LT/en
Z709913-960EA | SARTORIUS PIPETTE TIPS, CAPACITY 5-350 | 1X960EA | 1 | 69 | Sigma-Aldrich | Z709913-960EA | https://www.sigmaaldrich.com/LT/en
Z709921-960EA | SARTORIUS PIPETTE TIPS, CAPACITY 5-350 | 1X960EA | 1 | 82 | Sigma-Aldrich | Z709921-960EA | https://www.sigmaaldrich.com/LT/en
Z709948-960EA | SARTORIUS PIPETTE TIPS, CAPACITY 5-350 | 1X960EA | 1 | 55 | Sigma-Aldrich | Z709948-960EA | https://www.sigmaaldrich.com/LT/en
Z709956-960EA | SARTORIUS PIPETTE TIPS, CAPACITY 10-100& | 1X960EA | 1 | 69 | Sigma-Aldrich | Z709956-960EA | https://www.sigmaaldrich.com/LT/en
Z709964-960EA | SARTORIUS PIPETTE TIPS, CAPACITY 10-100& | 1X960EA | 1 | 82 | Sigma-Aldrich | Z709964-960EA | https://www.sigmaaldrich.com/LT/en
Z709980-960EA | SARTORIUS PIPETTE TIPS, CAPACITY 10-100& | 1X960EA | 1 | 84 | Sigma-Aldrich | Z709980-960EA | https://www.sigmaaldrich.com/LT/en
Z709999-960EA | SARTORIUS PIPETTE TIPS, CAPACITY 10-100& | 1X960EA | 1 | 103 | Sigma-Aldrich | Z709999-960EA | https://www.sigmaaldrich.com/LT/en
Z710008-960EA | SARTORIUS PIPETTE TIPS, CAPACITY 50-120& | 1X960EA | 1 | 81 | Sigma-Aldrich | Z710008-960EA | https://www.sigmaaldrich.com/LT/en
Z710016-960EA | SARTORIUS PIPETTE TIPS, CAPACITY 50-120& | 1X960EA | 1 | 99 | Sigma-Aldrich | Z710016-960EA | https://www.sigmaaldrich.com/LT/en
Z710024-960EA | SARTORIUS PIPETTE TIPS, CAPACITY 50-120& | 1X960EA | 1 | 67 | Sigma-Aldrich | Z710024-960EA | https://www.sigmaaldrich.com/LT/en
Z569755-800EA | ART(R) SELF-SEALING BARRIER PIPETTE TIP& | 1X800EA | 1 | 142 | Sigma-Aldrich | Z569755-800EA | https://www.sigmaaldrich.com/LT/en
Z569755-3200EA | ART(R) SELF-SEALING BARRIER PIPETTE TIP& | 1X3200EA | 1 | 424 | Sigma-Aldrich | Z569755-3200EA | https://www.sigmaaldrich.com/LT/en
Z740132-1EA | BRAND(R) TIPBOX, EMPTY, WITH GREEN TIP-& | 1X1EA | 1 | 9 | Sigma-Aldrich | Z740132-1EA | https://www.sigmaaldrich.com/LT/en
Z740131-1EA | BRAND(R) TIPBOX, EMPTY, WITH GRAY TIP-T& | 1X1EA | 1 | 9 | Sigma-Aldrich | Z740131-1EA | https://www.sigmaaldrich.com/LT/en
Z740129-960EA | BRAND(R) PIPETTE TIPS, RACKED, TIPSTACK& | 1X960EA | 1 | 43 | Sigma-Aldrich | Z740129-960EA | https://www.sigmaaldrich.com/LT/en
Z740033-960EA | BRAND(R) FILTER TIPS LOW RETENTION, RAC& | 1X960EA | 1 | 132 | Sigma-Aldrich | Z740033-960EA | https://www.sigmaaldrich.com/LT/en
Z740034-480EA | BRAND(R) FILTER TIPS LOW RETENTION, RAC& | 1X480EA | 1 | 61 | Sigma-Aldrich | Z740034-480EA | https://www.sigmaaldrich.com/LT/en
Z740032-1000EA | BRAND(R) PIPETTE TIPS, BULK, 5-300 UL, & | 1X1000EA | 1 | 26 | Sigma-Aldrich | Z740032-1000EA | https://www.sigmaaldrich.com/LT/en
Z743826-4X768EA | ART(R) NON-FILTERED TIP, ART 1000, 1000& | 4X768EA | 1 | 284 | Sigma-Aldrich | Z743826-4X768EA | https://www.sigmaaldrich.com/LT/en
Z743877-5X960EA | ART(R) NON-FILTERED TIP, ART 20, 20 UL& | 5X960EA | 1 | 312 | Sigma-Aldrich | Z743877-5X960EA | https://www.sigmaaldrich.com/LT/en
Z743859-10X250EA | ART(R) NON-FILTERED TIP, HLT 5000, 5 ML& | 10X250EA | 1 | 232 | Sigma-Aldrich | Z743859-10X250EA | https://www.sigmaaldrich.com/LT/en
Z743850-10X1000EA | ART(R) NON-FILTERED TIP, HLT 1000G, 100& | 10X1000EA | 1 | 279 | Sigma-Aldrich | Z743850-10X1000EA | https://www.sigmaaldrich.com/LT/en
BR705734-100EA | BRAND(R) PD-TIPS II, 1 ML, BIO-CERT(R),& | 1X100EA | 1 | 149 | Sigma-Aldrich | BR705734-100EA | https://www.sigmaaldrich.com/LT/en
BR705700-100EA | BRAND(R) PD-TIPS II, 0.1 ML, NON-STERIL& | 1X100EA | 1 | 78 | Sigma-Aldrich | BR705700-100EA | https://www.sigmaaldrich.com/LT/en
BR705710-100EA | BRAND(R) PD-TIPS II, 5 ML, NON-STERILE,& | 1X100EA | 1 | 70 | Sigma-Aldrich | BR705710-100EA | https://www.sigmaaldrich.com/LT/en
BR705730-100EA | BRAND(R) PD-TIPS II, 0.1 ML, BIO-CERT(R& | 1X100EA | 1 | 168 | Sigma-Aldrich | BR705730-100EA | https://www.sigmaaldrich.com/LT/en
BR705706-100EA | BRAND(R) PD-TIPS II, 1.25 ML, NON-STERI& | 1X100EA | 1 | 70 | Sigma-Aldrich | BR705706-100EA | https://www.sigmaaldrich.com/LT/en
BR705736-100EA | BRAND(R) PD-TIPS II, 1.25 ML, BIO-CERT(& | 1X100EA | 1 | 149 | Sigma-Aldrich | BR705736-100EA | https://www.sigmaaldrich.com/LT/en
BR705712-100EA | BRAND(R) PD-TIPS II, 10 ML, NON-STERILE& | 1X100EA | 1 | 70 | Sigma-Aldrich | BR705712-100EA | https://www.sigmaaldrich.com/LT/en
BR705748-25EA | BRAND(R) PD-TIPS II, 50 ML, BIO-CERT(R)& | 1X25EA | 1 | 43 | Sigma-Aldrich | BR705748-25EA | https://www.sigmaaldrich.com/LT/en
BR705704-100EA | BRAND(R) PD-TIPS II, 1 ML, NON-STERILE,& | 1X100EA | 1 | 70 | Sigma-Aldrich | BR705704-100EA | https://www.sigmaaldrich.com/LT/en
BR705744-100EA | BRAND(R) PD-TIPS II, 12.5 ML, BIO-CERT(& | 1X100EA | 1 | 149 | Sigma-Aldrich | BR705744-100EA | https://www.sigmaaldrich.com/LT/en
BR705702-100EA | BRAND(R) PD-TIPS II, 0.5 ML, NON-STERIL& | 1X100EA | 1 | 70 | Sigma-Aldrich | BR705702-100EA | https://www.sigmaaldrich.com/LT/en
BR705738-100EA | BRAND(R) PD-TIPS II, 2.5 ML, BIO-CERT(R& | 1X100EA | 1 | 149 | Sigma-Aldrich | BR705738-100EA | https://www.sigmaaldrich.com/LT/en
BR705714-100EA | BRAND(R) PD-TIPS II, 12.5 ML, NON-STERI& | 1X100EA | 1 | 70 | Sigma-Aldrich | BR705714-100EA | https://www.sigmaaldrich.com/LT/en
BR705732-100EA | BRAND(R) PD-TIPS II, 0.5 ML, BIO-CERT(R& | 1X100EA | 1 | 149 | Sigma-Aldrich | BR705732-100EA | https://www.sigmaaldrich.com/LT/en
BR705708-100EA | BRAND(R) PD-TIPS II, 2.5 ML, NON-STERIL& | 1X100EA | 1 | 70 | Sigma-Aldrich | BR705708-100EA | https://www.sigmaaldrich.com/LT/en
BR705740-100EA | BRAND(R) PD-TIPS II, 5 ML, BIO-CERT(R),& | 1X100EA | 1 | 149 | Sigma-Aldrich | BR705740-100EA | https://www.sigmaaldrich.com/LT/en
BR705742-100EA | BRAND(R) PD-TIPS II, 10 ML, BIO-CERT(R)& | 1X100EA | 1 | 149 | Sigma-Aldrich | BR705742-100EA | https://www.sigmaaldrich.com/LT/en
BR705718-25EA | BRAND(R) PD-TIPS II, 50 ML, NON-STERILE& | 1X25EA | 1 | 21 | Sigma-Aldrich | BR705718-25EA | https://www.sigmaaldrich.com/LT/en
BR705746-25EA | BRAND(R) PD-TIPS II, 25 ML, BIO-CERT(R)& | 1X25EA | 1 | 42 | Sigma-Aldrich | BR705746-25EA | https://www.sigmaaldrich.com/LT/en
BR705716-50EA | BRAND(R) PD-TIPS II, 25 ML, NON-STERILE& | 1X50EA | 1 | 38 | Sigma-Aldrich | BR705716-50EA | https://www.sigmaaldrich.com/LT/en
Z709859-960EA | SARTORIUS PIPETTE TIPS, CAPACITY 0.2-10& | 1X960EA | 1 | 74 | Sigma-Aldrich | Z709859-960EA | https://www.sigmaaldrich.com/LT/en
Z709972-960EA | SARTORIUS PIPETTE TIPS, CAPACITY 10-100& | 1X960EA | 1 | 61 | Sigma-Aldrich | Z709972-960EA | https://www.sigmaaldrich.com/LT/en
Z717398-100EA | NICHIRYO PIPETTE TIPS CAPACITY 5 ML, UN& | 1X100EA | 1 | 101 | Sigma-Aldrich | Z717398-100EA | https://www.sigmaaldrich.com/LT/en
Z717401-200EA | NICHIRYO PIPETTE TIPS CAPACITY 1-10 ML,& | 1X200EA | 1 | 73 | Sigma-Aldrich | Z717401-200EA | https://www.sigmaaldrich.com/LT/en
Z717436-100EA | SYRINGE TIPS FOR NICHIRYO 8100 REPETITI& | 1X100EA | 1 | 300 | Sigma-Aldrich | Z717436-100EA | https://www.sigmaaldrich.com/LT/en
Z717444-100EA | SYRINGE TIPS FOR NICHIRYO 8100 REPETITI& | 1X100EA | 1 | 149 | Sigma-Aldrich | Z717444-100EA | https://www.sigmaaldrich.com/LT/en
Z717460-100EA | SYRINGE TIPS FOR NICHIRYO 8100 REPETITI& | 1X100EA | 1 | 149 | Sigma-Aldrich | Z717460-100EA | https://www.sigmaaldrich.com/LT/en
Z717479-100EA | SYRINGE TIPS FOR NICHIRYO 8100 REPETITI& | 1X100EA | 1 | 151 | Sigma-Aldrich | Z717479-100EA | https://www.sigmaaldrich.com/LT/en
Z717487-100EA | SYRINGE TIPS FOR NICHIRYO 8100 REPETITI& | 1X100EA | 1 | 149 | Sigma-Aldrich | Z717487-100EA | https://www.sigmaaldrich.com/LT/en
Z717509-50EA | SYRINGE TIPS FOR NICHIRYO 8100 REPETITI& | 1X50EA | 1 | 186 | Sigma-Aldrich | Z717509-50EA | https://www.sigmaaldrich.com/LT/en
CLS4128-4X960EA | CORNING(R) DECKWORKS(TM) GRADUATED TIPS& | 4X960EA | 1 | 213 | Sigma-Aldrich | CLS4128-4X960EA | https://www.sigmaaldrich.com/LT/en
CLS4129-4X768EA | CORNING(R) DECKWORKS(TM) GRADUATED TIPS& | 4X768EA | 1 | 213 | Sigma-Aldrich | CLS4129-4X768EA | https://www.sigmaaldrich.com/LT/en
CLS4130-960EA | CORNING(R) DECKWORKS(TM) TIPS RELOAD, E& | 1X960EA | 1 | 74 | Sigma-Aldrich | CLS4130-960EA | https://www.sigmaaldrich.com/LT/en
CLS4141-5X960EA | CORNING(R) DECKWORKS(TM) TIPS IN TIP ST& | 5X960EA | 1 | 371 | Sigma-Aldrich | CLS4141-5X960EA | https://www.sigmaaldrich.com/LT/en
CLS4143-5X960EA | CORNING(R) DECKWORKS(TM) TIPS IN TIP ST& | 5X960EA | 1 | 409 | Sigma-Aldrich | CLS4143-5X960EA | https://www.sigmaaldrich.com/LT/en
CLS4115-4X960EA | CORNING(R) DECKWORKS(TM) GRADUATED TIPS& | 4X960EA | 1 | 294 | Sigma-Aldrich | CLS4115-4X960EA | https://www.sigmaaldrich.com/LT/en
CLS4119-4X768EA | CORNING(R) DECKWORKS(TM) GRADUATED TIPS& | 4X768EA | 1 | 338 | Sigma-Aldrich | CLS4119-4X768EA | https://www.sigmaaldrich.com/LT/en
CLS4120-4X960EA | CORNING DECKWORKS(TM) GRADUATED TIPS, N& | 4X960EA | 1 | 323 | Sigma-Aldrich | CLS4120-4X960EA | https://www.sigmaaldrich.com/LT/en
CLS4123-4X960EA | CORNING(R) DECKWORKS(TM) GRADUATED TIPS& | 4X960EA | 1 | 371 | Sigma-Aldrich | CLS4123-4X960EA | https://www.sigmaaldrich.com/LT/en
CLS4124-4X768EA | CORNING(R) DECKWORKS(TM) GRADUATED TIPS& | 4X768EA | 1 | 371 | Sigma-Aldrich | CLS4124-4X768EA | https://www.sigmaaldrich.com/LT/en
CLS4125-4X960EA | CORNING(R) DECKWORKS(TM) GRADUATED TIPS& | 4X960EA | 1 | 213 | Sigma-Aldrich | CLS4125-4X960EA | https://www.sigmaaldrich.com/LT/en
A2598-1CS | ART(R) SELF-SEALING BARRIER PIPETTE TIP& | 1X1CS | 1 | 536 | Sigma-Aldrich | A2598-1CS | https://www.sigmaaldrich.com/LT/en
A2598-1PAK | ART(R) SELF-SEALING BARRIER PIPETTE TIP& | 1X1PAK | 1 | 145 | Sigma-Aldrich | A2598-1PAK | https://www.sigmaaldrich.com/LT/en
A2723-1CS | ART(R) SELF-SEALING BARRIER PIPETTE TIP& | 1X1CS | 1 | 536 | Sigma-Aldrich | A2723-1CS | https://www.sigmaaldrich.com/LT/en
A2723-1PAK | ART(R) SELF-SEALING BARRIER PIPETTE TIP& | 1X1PAK | 1 | 145 | Sigma-Aldrich | A2723-1PAK | https://www.sigmaaldrich.com/LT/en
A2973-1CS | ART(R) SELF-SEALING BARRIER PIPETTE TIP& | 1X1CS | 1 | 536 | Sigma-Aldrich | A2973-1CS | https://www.sigmaaldrich.com/LT/en
A2973-1PAK | ART(R) SELF-SEALING BARRIER PIPETTE TIP& | 1X1PAK | 1 | 145 | Sigma-Aldrich | A2973-1PAK | https://www.sigmaaldrich.com/LT/en
A3098-1CS | ART(R) SELF-SEALING BARRIER PIPETTE TIP& | 1X1CS | 1 | 530 | Sigma-Aldrich | A3098-1CS | https://www.sigmaaldrich.com/LT/en
A3098-1PAK | ART(R) SELF-SEALING BARRIER PIPETTE TIP& | 1X1PAK | 1 | 144 | Sigma-Aldrich | A3098-1PAK | https://www.sigmaaldrich.com/LT/en
A9223-1CS | ART(R) SELF-SEALING BARRIER PIPETTE TIP& | 1X1CS | 1 | 536 | Sigma-Aldrich | A9223-1CS | https://www.sigmaaldrich.com/LT/en
A9223-1PAK | ART(R) SELF-SEALING BARRIER PIPETTE TIP& | 1X1PAK | 1 | 145 | Sigma-Aldrich | A9223-1PAK | https://www.sigmaaldrich.com/LT/en
A9348-1CS | ART(R) SELF-SEALING BARRIER PIPETTE TIP& | 1X1CS | 1 | 434 | Sigma-Aldrich | A9348-1CS | https://www.sigmaaldrich.com/LT/en
A9348-1PAK | ART(R) SELF-SEALING BARRIER PIPETTE TIP& | 1X1PAK | 1 | 147 | Sigma-Aldrich | A9348-1PAK | https://www.sigmaaldrich.com/LT/en
A9473-1CS | ART(R) SELF-SEALING BARRIER PIPETTE TIP& | 1X1CS | 1 | 508 | Sigma-Aldrich | A9473-1CS | https://www.sigmaaldrich.com/LT/en
A9473-1PAK | ART(R) SELF-SEALING BARRIER PIPETTE TIP& | 1X1PAK | 1 | 172 | Sigma-Aldrich | A9473-1PAK | https://www.sigmaaldrich.com/LT/en
CLS4110-1000EA | CORNING(R) DECKWORKS(TM) GRADUATED TIPS& | 1X1000EA | 1 | 40 | Sigma-Aldrich | CLS4110-1000EA | https://www.sigmaaldrich.com/LT/en
CLS4110-10X1000EA | CORNING(R) DECKWORKS(TM) GRADUATED TIPS& | 10X1000EA | 1 | 283 | Sigma-Aldrich | CLS4110-10X1000EA | https://www.sigmaaldrich.com/LT/en
CLS4114-10X768EA | CORNING(R) DECKWORKS(TM) GRADUATED TIPS& | 10X768EA | 1 | 325 | Sigma-Aldrich | CLS4114-10X768EA | https://www.sigmaaldrich.com/LT/en
CLS4114-768EA | CORNING(R) DECKWORKS(TM) GRADUATED TIPS& | 1X768EA | 1 | 46 | Sigma-Aldrich | CLS4114-768EA | https://www.sigmaaldrich.com/LT/en
CLS4118-4X960EA | CORNING(R) DECKWORKS(TM) GRADUATED TIP& | 4X960EA | 1 | 338 | Sigma-Aldrich | CLS4118-4X960EA | https://www.sigmaaldrich.com/LT/en
CLS4118-960EA | ZORNING(R) DECKWORKS(TM) GRADUATED TIP | 1X960EA | 1 | 118 | Sigma-Aldrich | CLS4118-960EA | https://www.sigmaaldrich.com/LT/en
CLS4134-768EA | CORNING(R) DECKWORKS(TM) TIPS RELOAD, N& | 1X768EA | 1 | 78 | Sigma-Aldrich | CLS4134-768EA | https://www.sigmaaldrich.com/LT/en
CLS4140-4X768EA | CORNING(R) DECKWORKS(TM) BARRIER TIPS, & | 4X768EA | 1 | 584 | Sigma-Aldrich | CLS4140-4X768EA | https://www.sigmaaldrich.com/LT/en
CLS4140-768EA | CORNING(R) DECKWORKS(TM) BARRIER TIPS, & | 1X768EA | 1 | 204 | Sigma-Aldrich | CLS4140-768EA | https://www.sigmaaldrich.com/LT/en
Z740009-960EA | BRAND(R) FILTER TIPS, BULK, 50-1000 UL,& | 1X960EA | 1 | 86 | Sigma-Aldrich | Z740009-960EA | https://www.sigmaaldrich.com/LT/en
Z740059-480EA | BRAND(R) FILTER TIPS, RACKED, TIPBOX, 5& | 1X480EA | 1 | 50 | Sigma-Aldrich | Z740059-480EA | https://www.sigmaaldrich.com/LT/en
Z740075-960EA | BRAND(R) PIPETTE TIPS LOW RETENTION, RA& | 1X960EA | 1 | 100 | Sigma-Aldrich | Z740075-960EA | https://www.sigmaaldrich.com/LT/en
Z740091-2000EA | BRAND(R) PIPETTE TIPS, BULK, 0.1-20 UL,& | 1X2000EA | 1 | 68 | Sigma-Aldrich | Z740091-2000EA | https://www.sigmaaldrich.com/LT/en
Z740113-960EA | BRAND(R) PIPETTE TIPS, RACKED, TIPRACK,& | 1X960EA | 1 | 77 | Sigma-Aldrich | Z740113-960EA | https://www.sigmaaldrich.com/LT/en
Z740026-960EA | BRAND(R) FILTER TIPS, RACKED, TIPRACK, & | 1X960EA | 1 | 79 | Sigma-Aldrich | Z740026-960EA | https://www.sigmaaldrich.com/LT/en
Z740114-960EA | BRAND(R) PIPETTE TIPS, RACKED, TIPRACK,& | 1X960EA | 1 | 44 | Sigma-Aldrich | Z740114-960EA | https://www.sigmaaldrich.com/LT/en
Z740064-480EA | BRAND(R) FILTER TIPS, RACKED, TIPBOX, 5& | 1X480EA | 1 | 45 | Sigma-Aldrich | Z740064-480EA | https://www.sigmaaldrich.com/LT/en
Z740122-960EA | BRAND(R) PIPETTE TIPS, RACKED, TIPRACK,& | 1X960EA | 1 | 40 | Sigma-Aldrich | Z740122-960EA | https://www.sigmaaldrich.com/LT/en
Z740066-480EA | BRAND(R) PIPETTE TIPS LOW RETENTION, RA& | 1X480EA | 1 | 48 | Sigma-Aldrich | Z740066-480EA | https://www.sigmaaldrich.com/LT/en
Z740067-960EA | BRAND(R) PIPETTE TIPS LOW RETENTION, RA& | 1X960EA | 1 | 103 | Sigma-Aldrich | Z740067-960EA | https://www.sigmaaldrich.com/LT/en
Z740081-960EA | BRAND(R) PIPETTE TIPS LOW RETENTION, RA& | 1X960EA | 1 | 95 | Sigma-Aldrich | Z740081-960EA | https://www.sigmaaldrich.com/LT/en
Z740082-960EA | BRAND(R) PIPETTE TIPS LOW RETENTION, RA& | 1X960EA | 1 | 46 | Sigma-Aldrich | Z740082-960EA | https://www.sigmaaldrich.com/LT/en
Z740100-960EA | BRAND(R) PIPETTE TIPS, RACKED, TIPBOX, & | 1X960EA | 1 | 81 | Sigma-Aldrich | Z740100-960EA | https://www.sigmaaldrich.com/LT/en
Z740102-480EA | BRAND(R) PIPETTE TIPS, RACKED, TIPBOX, & | 1X480EA | 1 | 38 | Sigma-Aldrich | Z740102-480EA | https://www.sigmaaldrich.com/LT/en
Z740121-960EA | BRAND(R) PIPETTE TIPS, RACKED, TIPRACK,& | 1X960EA | 1 | 72 | Sigma-Aldrich | Z740121-960EA | https://www.sigmaaldrich.com/LT/en
Z740123-960EA | BRAND(R) PIPETTE TIPS, RACKED, TIPSTACK& | 1X960EA | 1 | 44 | Sigma-Aldrich | Z740123-960EA | https://www.sigmaaldrich.com/LT/en
Z740049-960EA | BRAND(R) FILTER TIPS, RACKED, TIPBOX, 0& | 1X960EA | 1 | 112 | Sigma-Aldrich | Z740049-960EA | https://www.sigmaaldrich.com/LT/en
Z740050-480EA | BRAND(R) FILTER TIPS, RACKED, TIPBOX, 0& | 1X480EA | 1 | 52 | Sigma-Aldrich | Z740050-480EA | https://www.sigmaaldrich.com/LT/en
Z740017-960EA | BRAND(R) FILTER TIPS, RACKED, TIPRACK, & | 1X960EA | 1 | 99 | Sigma-Aldrich | Z740017-960EA | https://www.sigmaaldrich.com/LT/en
Z740037-960EA | BRAND(R) FILTER TIPS LOW RETENTION, RAC& | 1X960EA | 1 | 123 | Sigma-Aldrich | Z740037-960EA | https://www.sigmaaldrich.com/LT/en
Z740038-480EA | BRAND(R) FILTER TIPS LOW RETENTION, RAC& | 1X480EA | 1 | 52 | Sigma-Aldrich | Z740038-480EA | https://www.sigmaaldrich.com/LT/en
Z740133-1EA | BRAND(R) TIPBOX, EMPTY, WITH YELLOW TIP& | 1X1EA | 1 | 9 | Sigma-Aldrich | Z740133-1EA | https://www.sigmaaldrich.com/LT/en
Z740118-960EA | BRAND(R) PIPETTE TIPS, RACKED, TIPRACK,& | 1X960EA | 1 | 40 | Sigma-Aldrich | Z740118-960EA | https://www.sigmaaldrich.com/LT/en
Z740031-1000EA | BRAND(R) PIPETTE TIPS, BULK, 50-1000 UL& | 1X1000EA | 1 | 24 | Sigma-Aldrich | Z740031-1000EA | https://www.sigmaaldrich.com/LT/en
Z740007-960EA | BRAND(R) FILTER TIPS, BULK, 1-20 UL, NO& | 1X960EA | 1 | 72 | Sigma-Aldrich | Z740007-960EA | https://www.sigmaaldrich.com/LT/en
Z740089-1000EA | BRAND(R) PIPETTE TIPS, 1-10 ML, BULK XX& | 1X1000EA | 1 | 174 | Sigma-Aldrich | Z740089-1000EA | https://www.sigmaaldrich.com/LT/en
Z740111-960EA | BRAND(R) PIPETTE TIPS, RACKED, TIPRACK(T | 1X960EA | 1 | 83 | Sigma-Aldrich | Z740111-960EA | https://www.sigmaaldrich.com/LT/en
Z740024-960EA | BRAND(R) FILTER TIPS, RACKED, TIPRACK, & | 1X960EA | 1 | 79 | Sigma-Aldrich | Z740024-960EA | https://www.sigmaaldrich.com/LT/en
Z740030-1000EA | BRAND(R) PIPETTE TIPS, BULK, 2-200 UL, & | 1X1000EA | 1 | 21 | Sigma-Aldrich | Z740030-1000EA | https://www.sigmaaldrich.com/LT/en
Z740068-480EA | BRAND(R) PIPETTE TIPS LOW RETENTION, RA& | 1X480EA | 1 | 45 | Sigma-Aldrich | Z740068-480EA | https://www.sigmaaldrich.com/LT/en
Z740083-960EA | BRAND(R) PIPETTE TIPS LOW RETENTION, RA& | 1X960EA | 1 | 104 | Sigma-Aldrich | Z740083-960EA | https://www.sigmaaldrich.com/LT/en
Z740103-960EA | BRAND(R) PIPETTE TIPS, RACKED, TIPBOX, & | 1X960EA | 1 | 81 | Sigma-Aldrich | Z740103-960EA | https://www.sigmaaldrich.com/LT/en
Z740124-960EA | BRAND(R) PIPETTE TIPS, RACKED, TIPSTACK& | 1X960EA | 1 | 90 | Sigma-Aldrich | Z740124-960EA | https://www.sigmaaldrich.com/LT/en
Z740052-480EA | BRAND(R) FILTER TIPS, RACKED, TIPBOX, 0& | 1X480EA | 1 | 49 | Sigma-Aldrich | Z740052-480EA | https://www.sigmaaldrich.com/LT/en
Z740018-960EA | BRAND(R) FILTER TIPS, RACKED, TIPRACK, & | 1X960EA | 1 | 89 | Sigma-Aldrich | Z740018-960EA | https://www.sigmaaldrich.com/LT/en
Z740040-960EA | BRAND(R) FILTER TIPS LOW RETENTION, RAC& | 1X960EA | 1 | 106 | Sigma-Aldrich | Z740040-960EA | https://www.sigmaaldrich.com/LT/en
Z740010-960EA | BRAND(R) FILTER TIPS, BULK, 5-100 UL, N& | 1X960EA | 1 | 66 | Sigma-Aldrich | Z740010-960EA | https://www.sigmaaldrich.com/LT/en
Z740069-960EA | BRAND(R) PIPETTE TIPS LOW RETENTION, RA& | 1X960EA | 1 | 96 | Sigma-Aldrich | Z740069-960EA | https://www.sigmaaldrich.com/LT/en
Z740084-960EA | BRAND(R) PIPETTE TIPS LOW RETENTION, RA& | 1X960EA | 1 | 51 | Sigma-Aldrich | Z740084-960EA | https://www.sigmaaldrich.com/LT/en
Z740104-480EA | BRAND(R) PIPETTE TIPS, RACKED, TIPBOX, & | 1X480EA | 1 | 38 | Sigma-Aldrich | Z740104-480EA | https://www.sigmaaldrich.com/LT/en
Z740125-960EA | BRAND(R) PIPETTE TIPS, RACKED, TIPSTACK& | 1X960EA | 1 | 80 | Sigma-Aldrich | Z740125-960EA | https://www.sigmaaldrich.com/LT/en
Z740053-960EA | BRAND(R) FILTER TIPS, RACKED, TIPBOX, 1& | 1X960EA | 1 | 103 | Sigma-Aldrich | Z740053-960EA | https://www.sigmaaldrich.com/LT/en
Z740019-960EA | BRAND(R) FILTER TIPS, RACKED, TIPRACK, & | 1X960EA | 1 | 85 | Sigma-Aldrich | Z740019-960EA | https://www.sigmaaldrich.com/LT/en
Z740041-480EA | BRAND(R) FILTER TIPS LOW RETENTION, RAC& | 1X480EA | 1 | 52 | Sigma-Aldrich | Z740041-480EA | https://www.sigmaaldrich.com/LT/en
Z740011-960EA | BRAND(R) FILTER TIPS, BULK, 5-200 UL, N& | 1X960EA | 1 | 66 | Sigma-Aldrich | Z740011-960EA | https://www.sigmaaldrich.com/LT/en
Z740070-960EA | BRAND(R) PIPETTE TIPS LOW RETENTION, RA& | 1X960EA | 1 | 96 | Sigma-Aldrich | Z740070-960EA | https://www.sigmaaldrich.com/LT/en
Z740085-200EA | BRAND(TM) PIPETTE TIPS VOLUME 0.5-5 ML,& | 1X200EA | 1 | 20 | Sigma-Aldrich | Z740085-200EA | https://www.sigmaaldrich.com/LT/en
Z740107-960EA | BRAND(R) PIPETTE TIPS, RACKED, TIPBOX, & | 1X960EA | 1 | 84 | Sigma-Aldrich | Z740107-960EA | https://www.sigmaaldrich.com/LT/en
Z740126-960EA | BRAND(R) PIPETTE TIPS, RACKED, TIPSTACK& | 1X960EA | 1 | 39 | Sigma-Aldrich | Z740126-960EA | https://www.sigmaaldrich.com/LT/en
Z740054-480EA | BRAND(R) FILTER TIPS, RACKED, TIPBOX, 1& | 1X480EA | 1 | 44 | Sigma-Aldrich | Z740054-480EA | https://www.sigmaaldrich.com/LT/en
Z740021-960EA | BRAND(R) FILTER TIPS, RACKED, TIPRACK, & | 1X960EA | 1 | 71 | Sigma-Aldrich | Z740021-960EA | https://www.sigmaaldrich.com/LT/en
Z740013-960EA | BRAND(R) FILTER TIPS, RACKED, TIPRACK, & | 1X960EA | 1 | 106 | Sigma-Aldrich | Z740013-960EA | https://www.sigmaaldrich.com/LT/en
Z740079-960EA | BRAND(R) PIPETTE TIPS LOW RETENTION, RA& | 1X960EA | 1 | 106 | Sigma-Aldrich | Z740079-960EA | https://www.sigmaaldrich.com/LT/en
Z740097-960EA | BRAND(R) PIPETTE TIPS, RACKED, TIPBOX, & | 1X960EA | 1 | 87 | Sigma-Aldrich | Z740097-960EA | https://www.sigmaaldrich.com/LT/en
Z740117-960EA | BRAND(R) PIPETTE TIPS, RACKED, TIPRACK,& | 1X960EA | 1 | 72 | Sigma-Aldrich | Z740117-960EA | https://www.sigmaaldrich.com/LT/en
Z740046-960EA | BRAND(R) FILTER TIPS LOW RETENTION, RAC& | 1X960EA | 1 | 108 | Sigma-Aldrich | Z740046-960EA | https://www.sigmaaldrich.com/LT/en
Z740035-960EA | BRAND(R) FILTER TIPS LOW RETENTION, RAC& | 1X960EA | 1 | 123 | Sigma-Aldrich | Z740035-960EA | https://www.sigmaaldrich.com/LT/en
Z740094-10000EA | BRAND(R) PIPETTE TIPS, 1-10 ML, TIPBOX | 1X10000EA | 1 | 170 | Sigma-Aldrich | Z740094-10000EA | https://www.sigmaaldrich.com/LT/en
Z740006-960EA | BRAND(R) FILTER TIPS, BULK, 0.5-10 UL, & | 1X960EA | 1 | 72 | Sigma-Aldrich | Z740006-960EA | https://www.sigmaaldrich.com/LT/en
Z740073-960EA | BRAND(R) PIPETTE TIPS LOW RETENTION, RA& | 1X960EA | 1 | 89 | Sigma-Aldrich | Z740073-960EA | https://www.sigmaaldrich.com/LT/en
Z740088-200EA | BRAND(R) PIPETTE TIPS, BULK, 2-200 UL, | 1X200EA | 1 | 38 | Sigma-Aldrich | Z740088-200EA | https://www.sigmaaldrich.com/LT/en
Z740110-480EA | BRAND(R) PIPETTE TIPS, RACKED, TIPBOX, & | 1X480EA | 1 | 37 | Sigma-Aldrich | Z740110-480EA | https://www.sigmaaldrich.com/LT/en
Z740023-960EA | BRAND(R) FILTER TIPS, RACKED, TIPRACK, & | 1X960EA | 1 | 88 | Sigma-Aldrich | Z740023-960EA | https://www.sigmaaldrich.com/LT/en
Z740016-960EA | BRAND(R) FILTER TIPS, RACKED, TIPRACK, & | 1X960EA | 1 | 89 | Sigma-Aldrich | Z740016-960EA | https://www.sigmaaldrich.com/LT/en
Z740062-960EA | BRAND(R) FILTER TIPS, RACKED, TIPBOX, 5& | 1X960EA | 1 | 91 | Sigma-Aldrich | Z740062-960EA | https://www.sigmaaldrich.com/LT/en
Z740078-480EA | BRAND(R) PIPETTE TIPS LOW RETENTION, RA& | 1X480EA | 1 | 43 | Sigma-Aldrich | Z740078-480EA | https://www.sigmaaldrich.com/LT/en
Z740096-10000EA | BRAND(R) PIPETTE TIPS, BULK, 5-300 UL, & | 1X10000EA | 1 | 224 | Sigma-Aldrich | Z740096-10000EA | https://www.sigmaaldrich.com/LT/en
Z740116-960EA | BRAND(R) PIPETTE TIPS, RACKED, TIPRACK,& | 1X960EA | 1 | 44 | Sigma-Aldrich | Z740116-960EA | https://www.sigmaaldrich.com/LT/en
Z740045-480EA | BRAND(R) FILTER TIPS LOW RETENTION, RAC& | 1X480EA | 1 | 53 | Sigma-Aldrich | Z740045-480EA | https://www.sigmaaldrich.com/LT/en
Z740029-2000EA | BRAND(R) PIPETTE TIPS, BULK, 1-50 UL, N& | 1X2000EA | 1 | 46 | Sigma-Aldrich | Z740029-2000EA | https://www.sigmaaldrich.com/LT/en
Z740051-960EA | BRAND(R) FILTER TIPS, RACKED, TIPBOX, 0& | 1X960EA | 1 | 103 | Sigma-Aldrich | Z740051-960EA | https://www.sigmaaldrich.com/LT/en
Z740105-960EA | BRAND(R) PIPETTE TIPS, RACKED, TIPBOX, & | 1X960EA | 1 | 75 | Sigma-Aldrich | Z740105-960EA | https://www.sigmaaldrich.com/LT/en
Z740120-960EA | BRAND(R) PIPETTE TIPS, RACKED, TIPRACK,& | 1X960EA | 1 | 41 | Sigma-Aldrich | Z740120-960EA | https://www.sigmaaldrich.com/LT/en
Z740060-960EA | BRAND(R) FILTER TIPS, RACKED, TIPBOX, 5& | 1X960EA | 1 | 91 | Sigma-Aldrich | Z740060-960EA | https://www.sigmaaldrich.com/LT/en
Z740076-480EA | BRAND(R) PIPETTE TIPS LOW RETENTION, RA& | 1X480EA | 1 | 44 | Sigma-Aldrich | Z740076-480EA | https://www.sigmaaldrich.com/LT/en
Z740092-10000EA | BRAND(R) PIPETTE TIPS, BULK, 0.5-20 UL,& | 1X10000EA | 1 | 251 | Sigma-Aldrich | Z740092-10000EA | https://www.sigmaaldrich.com/LT/en
Z740027-10000EA | BRAND(R) PIPETTE TIPS, BULK, 0.1-20 UL,& | 1X10000EA | 1 | 268 | Sigma-Aldrich | Z740027-10000EA | https://www.sigmaaldrich.com/LT/en
Z740058-960EA | BRAND(R) FILTER TIPS, RACKED, TIPBOX, 5& | 1X960EA | 1 | 108 | Sigma-Aldrich | Z740058-960EA | https://www.sigmaaldrich.com/LT/en
Z740008-960EA | BRAND(R) FILTER TIPS, BULK, 2-20 UL, NO& | 1X960EA | 1 | 59 | Sigma-Aldrich | Z740008-960EA | https://www.sigmaaldrich.com/LT/en
Z740074-480EA | BRAND(R) PIPETTE TIPS LOW RETENTION, RA& | 1X480EA | 1 | 43 | Sigma-Aldrich | Z740074-480EA | https://www.sigmaaldrich.com/LT/en
Z740090-18EA | BRAND(R) PIPETTE TIPS, 1-10 ML, BULK | 1X18EA | 1 | 47 | Sigma-Aldrich | Z740090-18EA | https://www.sigmaaldrich.com/LT/en
Z740112-960EA | BRAND(R) PIPETTE TIPS, RACKED, TIPRACK,& | 1X960EA | 1 | 47 | Sigma-Aldrich | Z740112-960EA | https://www.sigmaaldrich.com/LT/en
Z740025-960EA | BRAND(R) FILTER TIPS, RACKED, TIPRACK, & | 1X960EA | 1 | 88 | Sigma-Aldrich | Z740025-960EA | https://www.sigmaaldrich.com/LT/en
Z740042-960EA | BRAND(R) FILTER TIPS LOW RETENTION, RAC& | 1X960EA | 1 | 128 | Sigma-Aldrich | Z740042-960EA | https://www.sigmaaldrich.com/LT/en
Z740005-960EA | BRAND(R) FILTER TIPS, BULK, 0.1-1 UL, N& | 1X960EA | 1 | 77 | Sigma-Aldrich | Z740005-960EA | https://www.sigmaaldrich.com/LT/en
Z740061-480EA | BRAND(R) FILTER TIPS, RACKED, TIPBOX, 5& | 1X480EA | 1 | 45 | Sigma-Aldrich | Z740061-480EA | https://www.sigmaaldrich.com/LT/en
Z740065-960EA | BRAND(R) FILTER TIPS, RACKED, TIPRACK, & | 1X960EA | 1 | 105 | Sigma-Aldrich | Z740065-960EA | https://www.sigmaaldrich.com/LT/en
Z740072-480EA | BRAND(R) PIPETTE TIPS LOW RETENTION, RA& | 1X480EA | 1 | 45 | Sigma-Aldrich | Z740072-480EA | https://www.sigmaaldrich.com/LT/en
Z740077-960EA | BRAND(R) PIPETTE TIPS LOW RETENTION, RA& | 1X960EA | 1 | 89 | Sigma-Aldrich | Z740077-960EA | https://www.sigmaaldrich.com/LT/en
Z740080-960EA | BRAND(R) PIPETTE TIPS LOW RETENTION, RA& | 1X960EA | 1 | 52 | Sigma-Aldrich | Z740080-960EA | https://www.sigmaaldrich.com/LT/en
Z740086-1000EA | BRAND(R) PIPETTE TIPS, 0.5-5 ML, BULK X& | 1X1000EA | 1 | 90 | Sigma-Aldrich | Z740086-1000EA | https://www.sigmaaldrich.com/LT/en
Z740093-10000EA | BRAND(R) PIPETTE TIPS, BULK, 1-50 UL, N& | 1X10000EA | 1 | 182 | Sigma-Aldrich | Z740093-10000EA | https://www.sigmaaldrich.com/LT/en
Z740099-480EA | BRAND(R) PIPETTE TIPS, RACKED, TIPBOX, & | 1X480EA | 1 | 41 | Sigma-Aldrich | Z740099-480EA | https://www.sigmaaldrich.com/LT/en
Z740109-960EA | BRAND(R) PIPETTE TIPS, RACKED, TIPBOX, & | 1X960EA | 1 | 75 | Sigma-Aldrich | Z740109-960EA | https://www.sigmaaldrich.com/LT/en
Z740115-960EA | BRAND(R) PIPETTE TIPS, RACKED, TIPRACK,& | 1X960EA | 1 | 77 | Sigma-Aldrich | Z740115-960EA | https://www.sigmaaldrich.com/LT/en
Z740119-960EA | BRAND(R) PIPETTE TIPS, RACKED, TIPRACK,& | 1X960EA | 1 | 73 | Sigma-Aldrich | Z740119-960EA | https://www.sigmaaldrich.com/LT/en
Z740127-960EA | BRAND(R) PIPETTE TIPS, RACKED, TIPSTACK& | 1X960EA | 1 | 88 | Sigma-Aldrich | Z740127-960EA | https://www.sigmaaldrich.com/LT/en
Z740044-960EA | BRAND(R) FILTER TIPS LOW RETENTION, RAC& | 1X960EA | 1 | 108 | Sigma-Aldrich | Z740044-960EA | https://www.sigmaaldrich.com/LT/en
Z740048-480EA | BRAND(R) FILTER TIPS LOW RETENTION, RAC& | 1X480EA | 1 | 53 | Sigma-Aldrich | Z740048-480EA | https://www.sigmaaldrich.com/LT/en
Z740056-960EA | BRAND(R) FILTER TIPS, RACKED, TIPBOX, 2& | 1X960EA | 1 | 90 | Sigma-Aldrich | Z740056-960EA | https://www.sigmaaldrich.com/LT/en
Z740057-480EA | BRAND(R) FILTER TIPS, RACKED, TIPBOX, 2& | 1X480EA | 1 | 44 | Sigma-Aldrich | Z740057-480EA | https://www.sigmaaldrich.com/LT/en
Z740022-960EA | BRAND(R) FILTER TIPS, RACKED, TIPRACK, & | 1X960EA | 1 | 98 | Sigma-Aldrich | Z740022-960EA | https://www.sigmaaldrich.com/LT/en
Z740028-2000EA | BRAND(R) PIPETTE TIPS, BULK, 0.5-20 UL,& | 1X2000EA | 1 | 63 | Sigma-Aldrich | Z740028-2000EA | https://www.sigmaaldrich.com/LT/en
Z740036-480EA | BRAND(R) FILTER TIPS LOW RETENTION, RAC& | 1X480EA | 1 | 57 | Sigma-Aldrich | Z740036-480EA | https://www.sigmaaldrich.com/LT/en
Z740043-480EA | BRAND(R) FILTER TIPS LOW RETENTION, RAC& | 1X480EA | 1 | 58 | Sigma-Aldrich | Z740043-480EA | https://www.sigmaaldrich.com/LT/en
Z740014-960EA | BRAND(R) FILTER TIPS, RACKED, TIPRACK, & | 1X960EA | 1 | 95 | Sigma-Aldrich | Z740014-960EA | https://www.sigmaaldrich.com/LT/en
Z740015-960EA | BRAND(R) FILTER TIPS, RACKED, TIPRACK, & | 1X960EA | 1 | 99 | Sigma-Aldrich | Z740015-960EA | https://www.sigmaaldrich.com/LT/en
Z740095-5000EA | BRAND(R) PIPETTE TIPS, BULK, 50-1000 UL& | 1X5000EA | 1 | 95 | Sigma-Aldrich | Z740095-5000EA | https://www.sigmaaldrich.com/LT/en
BMSP7700T5M-100EA | 5 ML PIPETTE TIPS | 1X100EA | 1 | 27 | Sigma-Aldrich | BMSP7700T5M-100EA | https://www.sigmaaldrich.com/LT/en
EP0030089626-100EA | EPPENDORF(R) COMBITIPS ADVANCED(R) 0.2 & | 1X100EA | 1 | 176 | Sigma-Aldrich | EP0030089626-100EA | https://www.sigmaaldrich.com/LT/en
EP0030089685-100EA | EPPENDORF(R) COMBITIPS ADVANCED(R) 25.0& | 1X100EA | 1 | 207 | Sigma-Aldrich | EP0030089685-100EA | https://www.sigmaaldrich.com/LT/en
EP0030089758-1EA | EPPENDORF(R) COMBITIPS ADVANCED(R) RACK& | 1X1EA | 1 | 38 | Sigma-Aldrich | EP0030089758-1EA | https://www.sigmaaldrich.com/LT/en
EP0030089618-100EA | EPPENDORF(R) COMBITIPS ADVANCED(R) 0.1 & | 1X100EA | 1 | 176 | Sigma-Aldrich | EP0030089618-100EA | https://www.sigmaaldrich.com/LT/en
EP0030089634-100EA | EPPENDORF(R) COMBITIPS ADVANCED(R) 0.5 & | 1X100EA | 1 | 176 | Sigma-Aldrich | EP0030089634-100EA | https://www.sigmaaldrich.com/LT/en
EP0030089766-100EA | EPPENDORF(R) COMBITIPS ADVANCED(R) 0.1 & | 1X100EA | 1 | 121 | Sigma-Aldrich | EP0030089766-100EA | https://www.sigmaaldrich.com/LT/en
EP0030089820-100EA | EPPENDORF(R) COMBITIPS ADVANCED(R) 10.0& | 1X100EA | 1 | 121 | Sigma-Aldrich | EP0030089820-100EA | https://www.sigmaaldrich.com/LT/en
EP0030089731-7EA | EPPENDORF(R) COMBITIPS ADVANCED(R) 25 M& | 1X7EA | 1 | 77 | Sigma-Aldrich | EP0030089731-7EA | https://www.sigmaaldrich.com/LT/en
EP0030089812-100EA | EPPENDORF(R) COMBITIPS ADVANCED(R) 5.0 & | 1X100EA | 1 | 121 | Sigma-Aldrich | EP0030089812-100EA | https://www.sigmaaldrich.com/LT/en
EP0030089421-100EA | EPPENDORF(R) COMBITIPS ADVANCED(R) 0,5 & | 1X100EA | 1 | 96 | Sigma-Aldrich | EP0030089421-100EA | https://www.sigmaaldrich.com/LT/en
EP0030089480-100EA | EPPENDORF(R) COMBITIPS ADVANCED(R) 50.0& | 1X100EA | 1 | 126 | Sigma-Aldrich | EP0030089480-100EA | https://www.sigmaaldrich.com/LT/en
EP0030089669-100EA | EPPENDORF(R) COMBITIPS ADVANCED(R) 5.0 & | 1X100EA | 1 | 176 | Sigma-Aldrich | EP0030089669-100EA | https://www.sigmaaldrich.com/LT/en
EP0030089790-100EA | EPPENDORF(R) COMBITIPS ADVANCED(R) 1.0 & | 1X100EA | 1 | 121 | Sigma-Aldrich | EP0030089790-100EA | https://www.sigmaaldrich.com/LT/en
EP0030089472-100EA | EPPENDORF(R) COMBITIPS ADVANCED(R) 25.0& | 1X100EA | 1 | 113 | Sigma-Aldrich | EP0030089472-100EA | https://www.sigmaaldrich.com/LT/en
EP0030089723-1EA | EPPENDORF(R) COMBITIPS ADVANCED(R) 50 M& | 1X1EA | 1 | 11 | Sigma-Aldrich | EP0030089723-1EA | https://www.sigmaaldrich.com/LT/en
EP0030089782-100EA | EPPENDORF(R) COMBITIPS ADVANCED(R) 0.5 & | 1X100EA | 1 | 121 | Sigma-Aldrich | EP0030089782-100EA | https://www.sigmaaldrich.com/LT/en
EP0030089847-100EA | EPPENDORF(R) COMBITIPS ADVANCED(R) 50.0& | 1X100EA | 1 | 154 | Sigma-Aldrich | EP0030089847-100EA | https://www.sigmaaldrich.com/LT/en
EP0030089405-100EA | EPPENDORF(R) COMBITIPS ADVANCED(R) 0,1 & | 1X100EA | 1 | 96 | Sigma-Aldrich | EP0030089405-100EA | https://www.sigmaaldrich.com/LT/en
EP0030089430-100EA | EPPENDORF(R) COMBITIPS ADVANCED(R) 1,0 & | 1X100EA | 1 | 96 | Sigma-Aldrich | EP0030089430-100EA | https://www.sigmaaldrich.com/LT/en
EP0030089740-7EA | EPPENDORF(R) COMBITIPS ADVANCED(R) 50 M& | 1X7EA | 1 | 77 | Sigma-Aldrich | EP0030089740-7EA | https://www.sigmaaldrich.com/LT/en
EP0030089413-100EA | EPPENDORF(R) COMBITIPS ADVANCED(R) 0,2 & | 1X100EA | 1 | 96 | Sigma-Aldrich | EP0030089413-100EA | https://www.sigmaaldrich.com/LT/en
EP0030089650-100EA | EPPENDORF(R) COMBITIPS ADVANCED(R) 2.5 & | 1X100EA | 1 | 176 | Sigma-Aldrich | EP0030089650-100EA | https://www.sigmaaldrich.com/LT/en
EP0030089677-100EA | EPPENDORF(R) COMBITIPS ADVANCED(R) 10.0& | 1X100EA | 1 | 176 | Sigma-Aldrich | EP0030089677-100EA | https://www.sigmaaldrich.com/LT/en
EP0030089804-100EA | EPPENDORF(R) COMBITIPS ADVANCED(R) 2.5 & | 1X100EA | 1 | 121 | Sigma-Aldrich | EP0030089804-100EA | https://www.sigmaaldrich.com/LT/en
EP0030089448-100EA | EPPENDORF(R) COMBITIPS ADVANCED(R) 2,5 & | 1X100EA | 1 | 96 | Sigma-Aldrich | EP0030089448-100EA | https://www.sigmaaldrich.com/LT/en
EP0030089456-100EA | EPPENDORF(R) COMBITIPS ADVANCED(R) 5.0 & | 1X100EA | 1 | 96 | Sigma-Aldrich | EP0030089456-100EA | https://www.sigmaaldrich.com/LT/en
EP0030089693-100EA | EPPENDORF(R) COMBITIPS ADVANCED(R) 50.0& | 1X100EA | 1 | 223 | Sigma-Aldrich | EP0030089693-100EA | https://www.sigmaaldrich.com/LT/en
EP0030089774-100EA | EPPENDORF(R) COMBITIPS ADVANCED(R) 0.2 & | 1X100EA | 1 | 121 | Sigma-Aldrich | EP0030089774-100EA | https://www.sigmaaldrich.com/LT/en
EP0030089464-100EA | EPPENDORF(R) COMBITIPS ADVANCED(R) 10.0& | 1X100EA | 1 | 96 | Sigma-Aldrich | EP0030089464-100EA | https://www.sigmaaldrich.com/LT/en
EP0030089642-100EA | EPPENDORF(R) COMBITIPS ADVANCED(R) 1.0 & | 1X100EA | 1 | 176 | Sigma-Aldrich | EP0030089642-100EA | https://www.sigmaaldrich.com/LT/en
EP0030089715-1EA | EPPENDORF(R) COMBITIPS ADVANCED(R) 25 M& | 1X1EA | 1 | 11 | Sigma-Aldrich | EP0030089715-1EA | https://www.sigmaaldrich.com/LT/en
EP0030089839-100EA | EPPENDORF(R) COMBITIPS ADVANCED(R) 25.0& | 1X100EA | 1 | 142 | Sigma-Aldrich | EP0030089839-100EA | https://www.sigmaaldrich.com/LT/en
Z742324-1EA | 2MAG MIX 4 MS MULTIPLE 4 POINT STIRRER,& | 1X1EA | 1 | 1872 | Sigma-Aldrich | Z742324-1EA | https://www.sigmaaldrich.com/LT/en
Z742322-1EA | 2MAG MIX 4 MS MULTIPLE 4 POINT STIRRER,& | 1X1EA | 1 | 1872 | Sigma-Aldrich | Z742322-1EA | https://www.sigmaaldrich.com/LT/en
Z742318-1EA | 2MAG MIX 8 XL MULTIPLE 8 POINT STIRRER,& | 1X1EA | 1 | 1480 | Sigma-Aldrich | Z742318-1EA | https://www.sigmaaldrich.com/LT/en
Z742321-1EA | 2MAG MIX 12 XL MULTIPLE 12 POINT STIRRE& | 1X1EA | 1 | 1745 | Sigma-Aldrich | Z742321-1EA | https://www.sigmaaldrich.com/LT/en
Z742320-1EA | RMAG MIX 12 XL MULTIPLE 12 POINT STIRRE& | 1X1EA | 1 | 1745 | Sigma-Aldrich | Z742320-1EA | https://www.sigmaaldrich.com/LT/en
Z742319-1EA | 2MAG MIX 12 XL MULTIPLE 12 POINT STIRRE& | 1X1EA | 1 | 1745 | Sigma-Aldrich | Z742319-1EA | https://www.sigmaaldrich.com/LT/en
Z742315-1EA | 2MAG MIX 8 XL MULTIPLE 8 POINT STIRRER,& | 1X1EA | 1 | 1480 | Sigma-Aldrich | Z742315-1EA | https://www.sigmaaldrich.com/LT/en
Z742323-1EA | 2MAG MIX 4 MS MULTIPLE 4 POINT STIRRER,& | 1X1EA | 1 | 1872 | Sigma-Aldrich | Z742323-1EA | https://www.sigmaaldrich.com/LT/en
Z742316-1EA | 2MAG MIX 8 XL MULTIPLE 8 POINT STIRRER,& | 1X1EA | 1 | 1480 | Sigma-Aldrich | Z742316-1EA | https://www.sigmaaldrich.com/LT/en
Z719552-960EA | SORENSON(TM) LOW BINDING E TIPS CAPACIT& | 1X960EA | 1 | 76 | Sigma-Aldrich | Z719552-960EA | https://www.sigmaaldrich.com/LT/en
Z719560-960EA | SORENSON(TM) LOW BINDING E TIPS CAPACIT& | 1X960EA | 1 | 129 | Sigma-Aldrich | Z719560-960EA | https://www.sigmaaldrich.com/LT/en
Z719595-960EA | SORENSON(TM) LOW BINDING STANDARD TIPS & | 1X960EA | 1 | 84 | Sigma-Aldrich | Z719595-960EA | https://www.sigmaaldrich.com/LT/en
Z719617-960EA | SORENSON(TM) LOW BINDING STANDARD TIPS & | 1X960EA | 1 | 75 | Sigma-Aldrich | Z719617-960EA | https://www.sigmaaldrich.com/LT/en
Z719633-960EA | SORENSON(TM) LOW BINDING STANDARD TIPS & | 1X960EA | 1 | 86 | Sigma-Aldrich | Z719633-960EA | https://www.sigmaaldrich.com/LT/en
Z719641-960EA | SORENSON(TM) LOW BINDING STANDARD TIPS & | 1X960EA | 1 | 81 | Sigma-Aldrich | Z719641-960EA | https://www.sigmaaldrich.com/LT/en
Z719544-1000EA | SORENSON(TM) LOW BINDING E TIPS CAPACIT& | 1X1000EA | 1 | 56 | Sigma-Aldrich | Z719544-1000EA | https://www.sigmaaldrich.com/LT/en
Z719552-4800EA | SORENSON(TM) LOW BINDING E TIPS CAPACIT& | 1X4800EA | 1 | 449 | Sigma-Aldrich | Z719552-4800EA | https://www.sigmaaldrich.com/LT/en
Z719560-4800EA | SORENSON(TM) LOW BINDING E TIPS CAPACIT& | 1X4800EA | 1 | 476 | Sigma-Aldrich | Z719560-4800EA | https://www.sigmaaldrich.com/LT/en
Z719579-1000EA | SORENSON(TM) LOW BINDING STANDARD TIPS & | 1X1000EA | 1 | 72 | Sigma-Aldrich | Z719579-1000EA | https://www.sigmaaldrich.com/LT/en
Z719595-4800EA | SORENSON(TM) LOW BINDING STANDARD TIPS & | 1X4800EA | 1 | 296 | Sigma-Aldrich | Z719595-4800EA | https://www.sigmaaldrich.com/LT/en
Z719617-4800EA | SORENSON(TM) LOW BINDING STANDARD TIPS & | 1X4800EA | 1 | 278 | Sigma-Aldrich | Z719617-4800EA | https://www.sigmaaldrich.com/LT/en
Z719625-1000EA | SORENSON(TM) LOW BINDING STANDARD TIPS & | 1X1000EA | 1 | 42 | Sigma-Aldrich | Z719625-1000EA | https://www.sigmaaldrich.com/LT/en
Z719633-4800EA | SORENSON(TM) LOW BINDING STANDARD TIPS & | 1X4800EA | 1 | 304 | Sigma-Aldrich | Z719633-4800EA | https://www.sigmaaldrich.com/LT/en
Z719641-4800EA | SORENSON(TM) LOW BINDING STANDARD TIPS & | 1X4800EA | 1 | 287 | Sigma-Aldrich | Z719641-4800EA | https://www.sigmaaldrich.com/LT/en
Z719544-10000EA | SORENSON(TM) LOW BINDING E TIPS CAPACIT& | 1X10000EA | 1 | 415 | Sigma-Aldrich | Z719544-10000EA | https://www.sigmaaldrich.com/LT/en
Z719579-10000EA | SORENSON(TM) LOW BINDING STANDARD TIPS & | 1X10000EA | 1 | 529 | Sigma-Aldrich | Z719579-10000EA | https://www.sigmaaldrich.com/LT/en
Z719625-10000EA | SORENSON(TM) LOW BINDING STANDARD TIPS & | 1X10000EA | 1 | 311 | Sigma-Aldrich | Z719625-10000EA | https://www.sigmaaldrich.com/LT/en
Z719706-10EA | SORENSON(TM) LOW BINDING STANDARD TIPS & | 1X10EA | 1 | 27 | Sigma-Aldrich | Z719706-10EA | https://www.sigmaaldrich.com/LT/en
Z719581-4800EA | SORENSON(TM) LOW BINDING STANDARD TIPS & | 1X4800EA | 1 | 432 | Sigma-Aldrich | Z719581-4800EA | https://www.sigmaaldrich.com/LT/en
Z719581-960EA | SORENSON(TM) LOW BINDING STANDARD TIPS & | 1X960EA | 1 | 115 | Sigma-Aldrich | Z719581-960EA | https://www.sigmaaldrich.com/LT/en
EP0030089863-100EA | EPPENDORF(R) COMBITIPS ADVANCED(R) PIPE& | 1X100EA | 1 | 135 | Sigma-Aldrich | EP0030089863-100EA | https://www.sigmaaldrich.com/LT/en
EP0030089871-100EA | EPPENDORF(R) COMBITIPS ADVANCED(R) PIPE& | 1X100EA | 1 | 135 | Sigma-Aldrich | EP0030089871-100EA | https://www.sigmaaldrich.com/LT/en
EP0030058607-10EA | EPPENDORF(R) TIP-TUB REAGENT RESERVOIR& | 1X10EA | 1 | 26 | Sigma-Aldrich | EP0030058607-10EA | https://www.sigmaaldrich.com/LT/en
AXYOT100R | PIPETTE TIPS FOR "OASIS" AUTOMATED LIQUI | 1X1EA | 1 | 681 | Sigma-Aldrich | AXYOT100R | https://www.sigmaaldrich.com/LT/en
AXYOT200R | PIPETTE TIPS FOR "OASIS" AUTOMATED LIQUI | 1X1EA | 1 | 681 | Sigma-Aldrich | AXYOT200R | https://www.sigmaaldrich.com/LT/en
AXYVT250LR | MAXYMUM RECOVERY(R) PIPETTE TIPS FOR V-P | 1X1EA | 1 | 446 | Sigma-Aldrich | AXYVT250LR | https://www.sigmaaldrich.com/LT/en
AXYVT38410LR | Corning Maxymum Recovery tip, 10 uL, cle | 1X1EA | 1 | 6804 | Sigma-Aldrich | AXYVT38410LR | https://www.sigmaaldrich.com/LT/en
AXYVT38431LR | Corning Maxymum Recovery tip, fine point | 1X1EA | 1 | 6804 | Sigma-Aldrich | AXYVT38431LR | https://www.sigmaaldrich.com/LT/en
AXYRMT200BKR | ROBOTIC TIPS, 200 #L, BLACK | 1X1EA | 1 | 638 | Sigma-Aldrich | AXYRMT200BKR | https://www.sigmaaldrich.com/LT/en
AXYVT38431LRS | Corning Maxymum Recovery tip, fine point | 1X1EA | 1 | 7434 | Sigma-Aldrich | AXYVT38431LRS | https://www.sigmaaldrich.com/LT/en
AXYVT3845LR | Corning Maxymum Recovery tip, 5 uL, clea | 1X1EA | 1 | 6804 | Sigma-Aldrich | AXYVT3845LR | https://www.sigmaaldrich.com/LT/en
AXYVT3845LRS | Corning Maxymum Recovery tip, 5 uL, clea | 1X1EA | 1 | 7434 | Sigma-Aldrich | AXYVT3845LRS | https://www.sigmaaldrich.com/LT/en
AXYVT38470LR | Corning Maxymum Recovery tip, 70 uL, cle | 1X1EA | 1 | 6804 | Sigma-Aldrich | AXYVT38470LR | https://www.sigmaaldrich.com/LT/en
AXYVT38470LRS | Corning Maxymum Recovery tip, 70 uL, cle | 1X1EA | 1 | 7434 | Sigma-Aldrich | AXYVT38470LRS | https://www.sigmaaldrich.com/LT/en
AXYVT50R | CORNING(R) AXGEN(R) AUTOMATION TIPS FOR& | 1X1EA | 1 | 407 | Sigma-Aldrich | AXYVT50R | https://www.sigmaaldrich.com/LT/en
AXYVTF165LRS | MAXYMUM RECOVERY(R) PIPETTE TIPS FOR V-P | 1X1EA | 1 | 797 | Sigma-Aldrich | AXYVTF165LRS | https://www.sigmaaldrich.com/LT/en
AXYVTF38415LRS | Corning filtered Maxymum Recovery tip, 1 | 1X1EA | 1 | 9520 | Sigma-Aldrich | AXYVTF38415LRS | https://www.sigmaaldrich.com/LT/en
AXYVTF38450LRS | CORNING(R) AXGEN(R) AUTOMATION TIPS FOR& | 1X1EA | 1 | 7616 | Sigma-Aldrich | AXYVTF38450LRS | https://www.sigmaaldrich.com/LT/en
AXYZT384CR | PIPETTE TIPS FOR ZYMARK(R)/CALIPER AUTOM | 1X1EA | 1 | 6463 | Sigma-Aldrich | AXYZT384CR | https://www.sigmaaldrich.com/LT/en
AXYZT384CRS | PIPETTE TIPS FOR ZYMARK(R)/CALIPER AUTOM | 1X1EA | 1 | 6754 | Sigma-Aldrich | AXYZT384CRS | https://www.sigmaaldrich.com/LT/en
AXYHT50CSTK | CORNING(R) AXGEN(R) AUTOMATION TIPS FOR& | 1X1EA | 1 | 1434 | Sigma-Aldrich | AXYHT50CSTK | https://www.sigmaaldrich.com/LT/en
AXYFXF200RS | PIPETTE TIPS FOR BECKMAN(R) FX ROBOTICS | 1X1EA | 1 | 704 | Sigma-Aldrich | AXYFXF200RS | https://www.sigmaaldrich.com/LT/en
AXYFXF205WBRS | CORNING(R) AXGEN(R) AUTOMATION TIPS FOR& | 1X1EA | 1 | 960 | Sigma-Aldrich | AXYFXF205WBRS | https://www.sigmaaldrich.com/LT/en
AXYGEN31000LRS | GEN3 MULTI-BARRIER FILTER TIPS, 1000 &#9 | 1X1EA | 1 | 722 | Sigma-Aldrich | AXYGEN31000LRS | https://www.sigmaaldrich.com/LT/en
AXYGEN310LRS | GEN3 MULTI-BARRIER FILTER TIPS, 0.1-10 & | 1X1EA | 1 | 722 | Sigma-Aldrich | AXYGEN310LRS | https://www.sigmaaldrich.com/LT/en
AXYGEN3200LRS | GEN3 MULTI-BARRIER FILTER TIPS, 200 &#95 | 1X1EA | 1 | 722 | Sigma-Aldrich | AXYGEN3200LRS | https://www.sigmaaldrich.com/LT/en
AXYGEN320LRS | GEN3 MULTI-BARRIER FILTER TIPS, 20 &#956 | 1X1EA | 1 | 722 | Sigma-Aldrich | AXYGEN320LRS | https://www.sigmaaldrich.com/LT/en
AXYCTF199RS | CORBET X-TRACTOR FILTER TIPS, 200 #, | 1X1EA | 1 | 595 | Sigma-Aldrich | AXYCTF199RS | https://www.sigmaaldrich.com/LT/en
AXYEV200NTR | CORNING(R) AXGEN(R) AUTOMATION TIPS FOR& | 1X1EA | 1 | 401 | Sigma-Aldrich | AXYEV200NTR | https://www.sigmaaldrich.com/LT/en
AXYEV200NTRS | CORNING(R) AXGEN(R) AUTOMATION TIPS FOR& | 1X1EA | 1 | 416 | Sigma-Aldrich | AXYEV200NTRS | https://www.sigmaaldrich.com/LT/en
AXYEV50NTR | CORNING(R) AXGEN(R) AUTOMATION TIPS FOR& | 1X1EA | 1 | 401 | Sigma-Aldrich | AXYEV50NTR | https://www.sigmaaldrich.com/LT/en
AXYEV50NTRS | CORNING(R) AXGEN(R) AUTOMATION TIPS FOR& | 1X1EA | 1 | 416 | Sigma-Aldrich | AXYEV50NTRS | https://www.sigmaaldrich.com/LT/en
AXYEVF205WBRS | PIPETTE TIPS FOR "OASIS" AUTOMATED LIQUI | 1X1EA | 1 | 957 | Sigma-Aldrich | AXYEVF205WBRS | https://www.sigmaaldrich.com/LT/en
AXYFDSS1536BKR | PIPETTE TIPS FOR FDSS 7000, 50 #L, | 1X1EA | 1 | 9028 | Sigma-Aldrich | AXYFDSS1536BKR | https://www.sigmaaldrich.com/LT/en
AXYFT384BKR | CORNING(R) AXGEN(R) AUTOMATION TIPS FOR& | 1X1EA | 1 | 5880 | Sigma-Aldrich | AXYFT384BKR | https://www.sigmaaldrich.com/LT/en
AXYFT384CR | CORNING(R) AXGEN(R) AUTOMATION TIPS FOR& | 1X1EA | 1 | 5880 | Sigma-Aldrich | AXYFT384CR | https://www.sigmaaldrich.com/LT/en
AXYTE1004BLR | MAXYMUM RECOVERY(R) PIPETTE TIPS FOR EPP | 1X1EA | 1 | 320 | Sigma-Aldrich | AXYTE1004BLR | https://www.sigmaaldrich.com/LT/en
AXYTE1004BLRS | MAXYMUM RECOVERY(R) PIPETTE TIPS FOR EPP | 1X1EA | 1 | 353 | Sigma-Aldrich | AXYTE1004BLRS | https://www.sigmaaldrich.com/LT/en
AXYTE204YRS | PIPETTE TIPS FOR EPPENDORF(R) PIPETTORS, | 1X1EA | 1 | 319 | Sigma-Aldrich | AXYTE204YRS | https://www.sigmaaldrich.com/LT/en
AXYTF205WBRS | PIPETTE TIPS, WIDE BORE, 200 #L, CL | 1X1EA | 1 | 720 | Sigma-Aldrich | AXYTF205WBRS | https://www.sigmaaldrich.com/LT/en
Z719668-1000EA | SORENSON(TM) LOW BINDING STANDARD TIPS & | 1X1000EA | 1 | 51 | Sigma-Aldrich | Z719668-1000EA | https://www.sigmaaldrich.com/LT/en
Z719668-10000EA | SORENSON(TM) LOW BINDING STANDARD TIPS & | 1X10000EA | 1 | 379 | Sigma-Aldrich | Z719668-10000EA | https://www.sigmaaldrich.com/LT/en
Z645435-960EA | NICHIRYO PIPETTE TIPS CAPACITY 1-200 ML& | 1X960EA | 1 | 33 | Sigma-Aldrich | Z645435-960EA | https://www.sigmaaldrich.com/LT/en
Z645443-960EA | NICHIRYO PIPETTE TIPS CAPACITY 0.1-10 M& | 1X960EA | 1 | 36 | Sigma-Aldrich | Z645443-960EA | https://www.sigmaaldrich.com/LT/en
Z645451-1000EA | NICHIRYO PIPETTE TIPS CAPACITY 1000 ML,& | 1X1000EA | 1 | 21 | Sigma-Aldrich | Z645451-1000EA | https://www.sigmaaldrich.com/LT/en
Z645478-1000EA | NICHIRYO PIPETTE TIPS CAPACITY 1000 ML,& | 1X1000EA | 1 | 39 | Sigma-Aldrich | Z645478-1000EA | https://www.sigmaaldrich.com/LT/en
Z645486-1000EA | NICHIRYO PIPETTE TIPS CAPACITY 1000 ML,& | 1X1000EA | 1 | 72 | Sigma-Aldrich | Z645486-1000EA | https://www.sigmaaldrich.com/LT/en
Z645494-1000EA | NICHIRYO PIPETTE TIPS CAPACITY 1000 ML,& | 1X1000EA | 1 | 52 | Sigma-Aldrich | Z645494-1000EA | https://www.sigmaaldrich.com/LT/en
Z645508-1000EA | NICHIRYO PIPETTE TIPS CAPACITY 200 ML, & | 1X1000EA | 1 | 18 | Sigma-Aldrich | Z645508-1000EA | https://www.sigmaaldrich.com/LT/en
Z645524-960EA | NICHIRYO PIPETTE TIPS CAPACITY 200 ML, & | 1X960EA | 1 | 39 | Sigma-Aldrich | Z645524-960EA | https://www.sigmaaldrich.com/LT/en
Z645532-960EA | NICHIRYO PIPETTE TIPS CAPACITY 200 ML, & | 1X960EA | 1 | 47 | Sigma-Aldrich | Z645532-960EA | https://www.sigmaaldrich.com/LT/en
Z645540-1000EA | NICHIRYO PIPETTE TIPS CAPACITY 0.1-10 M& | 1X1000EA | 1 | 19 | Sigma-Aldrich | Z645540-1000EA | https://www.sigmaaldrich.com/LT/en
Z645559-960EA | NICHIRYO PIPETTE TIPS CAPACITY 0.1-10 M& | 1X960EA | 1 | 36 | Sigma-Aldrich | Z645559-960EA | https://www.sigmaaldrich.com/LT/en
Z645567-960EA | NICHIRYO PIPETTE TIPS CAPACITY 0.1-10 M& | 1X960EA | 1 | 38 | Sigma-Aldrich | Z645567-960EA | https://www.sigmaaldrich.com/LT/en
Z645575-960EA | NICHIRYO PIPETTE TIPS CAPACITY 0.1-10 M& | 1X960EA | 1 | 46 | Sigma-Aldrich | Z645575-960EA | https://www.sigmaaldrich.com/LT/en
HS15094 | SHARPIE(R) DUAL TIP PEN SET, ASSORTED C& | 1X1EA | 1 | 35 | Sigma-Aldrich | HS15094 | https://www.sigmaaldrich.com/LT/en
Z742461-1EA | BLOCK FOR MULTI-THERM(TM) SHAKER, MULTIP | 1X1EA | 1 | 453 | Sigma-Aldrich | Z742461-1EA | https://www.sigmaaldrich.com/LT/en
Z743821-5X960EA | ART(R) NON-FILTERED TIP, ART 10, 10 UL,& | 5X960EA | 1 | 414 | Sigma-Aldrich | Z743821-5X960EA | https://www.sigmaaldrich.com/LT/en
Z743832-4X768EA | ART(R) NON-FILTERED TIP, ART 1250 REACH& | 4X768EA | 1 | 361 | Sigma-Aldrich | Z743832-4X768EA | https://www.sigmaaldrich.com/LT/en
EP0030000900-1PK | EPPENDORF(R) EPTIPS (R) STANDARD COLORL& | 1X1PK | 1 | 39 | Sigma-Aldrich | EP0030000900-1PK | https://www.sigmaaldrich.com/LT/en
Z743854-10X1000EA | ART(R) NON-FILTERED TIP, HLT 1200, 1200& | 10X1000EA | 1 | 244 | Sigma-Aldrich | Z743854-10X1000EA | https://www.sigmaaldrich.com/LT/en
Z743872-5X960EA | ART(R) NON-FILTERED TIP, HLT YELLOW, 20& | 5X960EA | 1 | 277 | Sigma-Aldrich | Z743872-5X960EA | https://www.sigmaaldrich.com/LT/en
Z743870-10X1000EA | ART(R) NON-FILTERED TIP, HLT XLP, 200 U& | 10X1000EA | 1 | 428 | Sigma-Aldrich | Z743870-10X1000EA | https://www.sigmaaldrich.com/LT/en
Z743873-10X1000EA | ART(R) NON-FILTERED TIP, HLT YELLOW, BE& | 10X1000EA | 1 | 208 | Sigma-Aldrich | Z743873-10X1000EA | https://www.sigmaaldrich.com/LT/en
Z743869-5X768EA | ART(R) NON-FILTERED TIP, HLT XLG, 200 U& | 5X768EA | 1 | 273 | Sigma-Aldrich | Z743869-5X768EA | https://www.sigmaaldrich.com/LT/en
Z743880-10X1000EA | ART(R) NON-FILTERED TIP,HLT ULTRA MICRO& | 10X1000EA | 1 | 254 | Sigma-Aldrich | Z743880-10X1000EA | https://www.sigmaaldrich.com/LT/en
P0183-100EA | FINNPIPETTE(R) PIPETTE TIPS FINNTIP 10,& | 1X100EA | 1 | 21 | Sigma-Aldrich | P0183-100EA | https://www.sigmaaldrich.com/LT/en
AXYEV100R | PIPETTE TIPS FOR TECAN(R) EVO/ CALIPER Z | 1X1EA | 1 | 653 | Sigma-Aldrich | AXYEV100R | https://www.sigmaaldrich.com/LT/en
AXYEV200R | PIPETTE TIPS FOR TECAN(R) EVO/ CALIPER Z | 1X1EA | 1 | 653 | Sigma-Aldrich | AXYEV200R | https://www.sigmaaldrich.com/LT/en
AXYEV200RS | PIPETTE TIPS FOR TECAN(R) EVO/ CALIPER Z | 1X1EA | 1 | 672 | Sigma-Aldrich | AXYEV200RS | https://www.sigmaaldrich.com/LT/en
AXYEV50R | PIPETTE TIPS FOR TECAN(R) EVO/ CALIPER Z | 1X1EA | 1 | 653 | Sigma-Aldrich | AXYEV50R | https://www.sigmaaldrich.com/LT/en
AXYEV50RS | PIPETTE TIPS FOR TECAN(R) EVO/ CALIPER Z | 1X1EA | 1 | 672 | Sigma-Aldrich | AXYEV50RS | https://www.sigmaaldrich.com/LT/en
AXYEVF100RS | PIPETTE FILTER TIPS FOR TECAN(R) EVO/ CA | 1X1EA | 1 | 765 | Sigma-Aldrich | AXYEVF100RS | https://www.sigmaaldrich.com/LT/en
AXYEVF180RS | PIPETTE FILTER TIPS FOR TECAN(R) EVO/ CA | 1X1EA | 1 | 765 | Sigma-Aldrich | AXYEVF180RS | https://www.sigmaaldrich.com/LT/en
AXYEVF50RS | PIPETTE FILTER TIPS FOR TECAN(R) EVO/ CA | 1X1EA | 1 | 765 | Sigma-Aldrich | AXYEVF50RS | https://www.sigmaaldrich.com/LT/en
AXYFPT384R | PIPETTE TIPS FOR FINNPIPETTE(R) PIPETTOR | 1X1EA | 1 | 4268 | Sigma-Aldrich | AXYFPT384R | https://www.sigmaaldrich.com/LT/en
AXYFX10R | PIPETTE TIPS FOR BECKMAN(R) FX ROBOTICS | 1X1EA | 1 | 410 | Sigma-Aldrich | AXYFX10R | https://www.sigmaaldrich.com/LT/en
AXYFX20LR | MAXYMUM RECOVERY(R) PIPETTE TIPS FOR BEC | 1X1EA | 1 | 438 | Sigma-Aldrich | AXYFX20LR | https://www.sigmaaldrich.com/LT/en
AXYFX20LRS | MAXYMUM RECOVERY(R) PIPETTE TIPS FOR BEC | 1X1EA | 1 | 522 | Sigma-Aldrich | AXYFX20LRS | https://www.sigmaaldrich.com/LT/en
AXYFX20R | PIPETTE TIPS FOR BECKMAN(R) FX ROBOTICS | 1X1EA | 1 | 371 | Sigma-Aldrich | AXYFX20R | https://www.sigmaaldrich.com/LT/en
AXYFX20RS | PIPETTE TIPS FOR BECKMAN(R) FX ROBOTICS | 1X1EA | 1 | 422 | Sigma-Aldrich | AXYFX20RS | https://www.sigmaaldrich.com/LT/en
AXYFX250LR | MAXYMUM RECOVERY(R) PIPETTE TIPS FOR BEC | 1X1EA | 1 | 438 | Sigma-Aldrich | AXYFX250LR | https://www.sigmaaldrich.com/LT/en
AXYFX250LRS | MAXYMUM RECOVERY(R) PIPETTE TIPS FOR BEC | 1X1EA | 1 | 518 | Sigma-Aldrich | AXYFX250LRS | https://www.sigmaaldrich.com/LT/en
AXYFX250R | PIPETTE TIPS FOR BECKMAN(R) FX ROBOTICS | 1X1EA | 1 | 369 | Sigma-Aldrich | AXYFX250R | https://www.sigmaaldrich.com/LT/en
AXYFX250RS | PIPETTE TIPS FOR BECKMAN(R) FX ROBOTICS | 1X1EA | 1 | 422 | Sigma-Aldrich | AXYFX250RS | https://www.sigmaaldrich.com/LT/en
AXYFX255WBR | PIPETTE TIPS FOR BECKMAN(R) FX ROBOTICS | 1X1EA | 1 | 369 | Sigma-Aldrich | AXYFX255WBR | https://www.sigmaaldrich.com/LT/en
AXYFX38430FPR | PIPETTE TIPS FOR BECKMAN(R) FX ROBOTICS | 1X1EA | 1 | 4480 | Sigma-Aldrich | AXYFX38430FPR | https://www.sigmaaldrich.com/LT/en
AXYFX38430FPRS | PIPETTE TIPS FOR BECKMAN(R) FX ROBOTICS | 1X1EA | 1 | 4738 | Sigma-Aldrich | AXYFX38430FPRS | https://www.sigmaaldrich.com/LT/en
AXYFX38445FPR | PIPETTE TIPS FOR BECKMAN(R) FX ROBOTICS | 1X1EA | 1 | 5477 | Sigma-Aldrich | AXYFX38445FPR | https://www.sigmaaldrich.com/LT/en
AXYFX384LR | MAXYMUM RECOVERY(R) PIPETTE TIPS FOR BEC | 1X1EA | 1 | 5376 | Sigma-Aldrich | AXYFX384LR | https://www.sigmaaldrich.com/LT/en
AXYFX384R | PIPETTE TIPS FOR BECKMAN(R) FX ROBOTICS | 1X1EA | 1 | 4480 | Sigma-Aldrich | AXYFX384R | https://www.sigmaaldrich.com/LT/en
AXYFX384RS | PIPETTE TIPS FOR BECKMAN(R) FX ROBOTICS | 1X1EA | 1 | 4738 | Sigma-Aldrich | AXYFX384RS | https://www.sigmaaldrich.com/LT/en
AXYFX384XLLR | MAXYMUM RECOVERY(R) PIPETTE TIPS FOR BEC | 1X1EA | 1 | 5522 | Sigma-Aldrich | AXYFX384XLLR | https://www.sigmaaldrich.com/LT/en
AXYFX384XLR | PIPETTE TIPS FOR BECKMAN(R) FX ROBOTICS | 1X1EA | 1 | 4738 | Sigma-Aldrich | AXYFX384XLR | https://www.sigmaaldrich.com/LT/en
AXYFX384XLRS | PIPETTE TIPS FOR BECKMAN(R) FX ROBOTICS | 1X1EA | 1 | 5040 | Sigma-Aldrich | AXYFX384XLRS | https://www.sigmaaldrich.com/LT/en
AXYFX50LR | MAXYMUM RECOVERY(R) PIPETTE TIPS FOR BEC | 1X1EA | 1 | 498 | Sigma-Aldrich | AXYFX50LR | https://www.sigmaaldrich.com/LT/en
AXYFX50LRS | MAXYMUM RECOVERY(R) PIPETTE TIPS FOR BEC | 1X1EA | 1 | 593 | Sigma-Aldrich | AXYFX50LRS | https://www.sigmaaldrich.com/LT/en
AXYFX50R | PIPETTE TIPS FOR BECKMAN(R) FX ROBOTICS | 1X1EA | 1 | 397 | Sigma-Aldrich | AXYFX50R | https://www.sigmaaldrich.com/LT/en
AXYFX50RS | PIPETTE TIPS FOR BECKMAN(R) FX ROBOTICS | 1X1EA | 1 | 474 | Sigma-Aldrich | AXYFX50RS | https://www.sigmaaldrich.com/LT/en
AXYFXF165WBRS | PIPETTE FILTER TIPS FOR BIOMEK(R) FX, 16 | 1X1EA | 1 | 749 | Sigma-Aldrich | AXYFXF165WBRS | https://www.sigmaaldrich.com/LT/en
AXYFXF180LRS | MAXYMUM RECOVERY(R) PIPETTE FILTER TIPS | 1X1EA | 1 | 839 | Sigma-Aldrich | AXYFXF180LRS | https://www.sigmaaldrich.com/LT/en
AXYFXF180RS | PIPETTE FILTER TIPS FOR BECKMAN(R) FX RO | 1X1EA | 1 | 749 | Sigma-Aldrich | AXYFXF180RS | https://www.sigmaaldrich.com/LT/en
AXYFXF20LRS | MAXYMUM RECOVERY(R) PIPETTE FILTER TIPS | 1X1EA | 1 | 839 | Sigma-Aldrich | AXYFXF20LRS | https://www.sigmaaldrich.com/LT/en
AXYFXF20RS | PIPETTE FILTER TIPS FOR BECKMAN(R) FX RO | 1X1EA | 1 | 749 | Sigma-Aldrich | AXYFXF20RS | https://www.sigmaaldrich.com/LT/en
AXYFXF38430FPRS | PIPETTE FILTER TIPS FOR BECKMAN(R) FX RO | 1X1EA | 1 | 6485 | Sigma-Aldrich | AXYFXF38430FPRS | https://www.sigmaaldrich.com/LT/en
AXYFXF384LRS | MAXYMUM RECOVERY(R) PIPETTE FILTER TIPS | 1X1EA | 1 | 6810 | Sigma-Aldrich | AXYFXF384LRS | https://www.sigmaaldrich.com/LT/en
AXYFXF384XLLRS | MAXYMUM RECOVERY(R) PIPETTE FILTER TIPS | 1X1EA | 1 | 7135 | Sigma-Aldrich | AXYFXF384XLLRS | https://www.sigmaaldrich.com/LT/en
AXYFXF384XLRS | PIPETTE FILTER TIPS FOR BECKMAN(R) FX RO | 1X1EA | 1 | 6844 | Sigma-Aldrich | AXYFXF384XLRS | https://www.sigmaaldrich.com/LT/en
AXYFXF50LRS | MAXYMUM RECOVERY(R) PIPETTE FILTER TIPS | 1X1EA | 1 | 833 | Sigma-Aldrich | AXYFXF50LRS | https://www.sigmaaldrich.com/LT/en
AXYFXF50RS | PIPETTE FILTER TIPS FOR BECKMAN(R) FX RO | 1X1EA | 1 | 749 | Sigma-Aldrich | AXYFXF50RS | https://www.sigmaaldrich.com/LT/en
AXYLT384BKR | PIPETTE TIPS FOR MOLECULAR DEVICE LIBERT | 1X1EA | 1 | 4671 | Sigma-Aldrich | AXYLT384BKR | https://www.sigmaaldrich.com/LT/en
AXYLT384R | PIPETTE TIPS FOR MOLECULAR DEVICE LIBERT | 1X1EA | 1 | 4436 | Sigma-Aldrich | AXYLT384R | https://www.sigmaaldrich.com/LT/en
AXYMTX1250C | MATRIX PIPETTE TIPS, 1250 UL | 1X1EA | 1 | 536 | Sigma-Aldrich | AXYMTX1250C | https://www.sigmaaldrich.com/LT/en
AXYMTX1250CR | MATRIX PIPETTE TIPS, 1250 UL, RACKED | 1X1EA | 1 | 493 | Sigma-Aldrich | AXYMTX1250CR | https://www.sigmaaldrich.com/LT/en
AXYMTXF1250CRS | MATRIX PIPETTE FILTER TIPS, 1250 UL, RAC | 1X1EA | 1 | 764 | Sigma-Aldrich | AXYMTXF1250CRS | https://www.sigmaaldrich.com/LT/en
AXYPK200LR | MAXYMUM RECOVERY(R) PIPETTE TIPS FOR PAC | 1X1EA | 1 | 555 | Sigma-Aldrich | AXYPK200LR | https://www.sigmaaldrich.com/LT/en
AXYPK200R | PIPETTE TIPS FOR PACKARD(R) PLATE TRACK, | 1X1EA | 1 | 525 | Sigma-Aldrich | AXYPK200R | https://www.sigmaaldrich.com/LT/en
AXYPK20R | PIPETTE TIPS FOR PACKARD(R) PLATE TRACK, | 1X1EA | 1 | 456 | Sigma-Aldrich | AXYPK20R | https://www.sigmaaldrich.com/LT/en
AXYPK384R | PIPETTE TIPS FOR PACKARD(R) PLATE TRACK, | 1X1EA | 1 | 4335 | Sigma-Aldrich | AXYPK384R | https://www.sigmaaldrich.com/LT/en
AXYPK384RS | PIPETTE TIPS FOR PACKARD(R) PLATE TRACK, | 1X1EA | 1 | 4436 | Sigma-Aldrich | AXYPK384RS | https://www.sigmaaldrich.com/LT/en
AXYPK50R | PIPETTE TIPS FOR PACKARD(R) PLATE TRACK, | 1X1EA | 1 | 450 | Sigma-Aldrich | AXYPK50R | https://www.sigmaaldrich.com/LT/en
AXYPKF384RS | PIPETTE FILTER TIPS FOR PACKARD(R) PLATE | 1X1EA | 1 | 5007 | Sigma-Aldrich | AXYPKF384RS | https://www.sigmaaldrich.com/LT/en
AXYQT1100CBKR | PIPETTE TIPS FOR QIAGEN(R), CONDUCTIVE, | 1X1EA | 1 | 316 | Sigma-Aldrich | AXYQT1100CBKR | https://www.sigmaaldrich.com/LT/en
AXYQT300CBKR | PIPETTE TIPS FOR QIAGEN(R), CONDUCTIVE, | 1X1EA | 1 | 422 | Sigma-Aldrich | AXYQT300CBKR | https://www.sigmaaldrich.com/LT/en
AXYQTF1100CBKRS | PIPETTE FILTER TIPS FOR QIAGEN(R), CONDU | 1X1EA | 1 | 428 | Sigma-Aldrich | AXYQTF1100CBKRS | https://www.sigmaaldrich.com/LT/en
AXYRFL1200C | PIPETTE TIPS REFILL RACK, FOR UNIVERSAL | 1X1EA | 1 | 347 | Sigma-Aldrich | AXYRFL1200C | https://www.sigmaaldrich.com/LT/en
AXYRFL222C | PIPETTE TIPS REFILL RACK, FOR UNIVERSAL | 1X1EA | 1 | 212 | Sigma-Aldrich | AXYRFL222C | https://www.sigmaaldrich.com/LT/en
AXYRFL300C | PIPETTE TIPS REFILL RACK, FOR P2/P10 GIL | 1X1EA | 1 | 257 | Sigma-Aldrich | AXYRFL300C | https://www.sigmaaldrich.com/LT/en
AXYRFLR | EMPTY PIPETTE TIP REFILL RACK, WITH LID, | 1X1EA | 1 | 162 | Sigma-Aldrich | AXYRFLR | https://www.sigmaaldrich.com/LT/en
AXYRFLR1200 | EMPTY PIPETTE TIP REFILL RACK, WITH LID, | 1X1EA | 1 | 127 | Sigma-Aldrich | AXYRFLR1200 | https://www.sigmaaldrich.com/LT/en
AXYRMT200CR | PIPETTE TIPS, ROBOTIC, 200 UL, CLEAR, RA | 1X1EA | 1 | 638 | Sigma-Aldrich | AXYRMT200CR | https://www.sigmaaldrich.com/LT/en
AXYRRF175CBKRS | PIPETTE FILTER TIPS FOR PACKARD(R) MPII | 1X1EA | 1 | 1389 | Sigma-Aldrich | AXYRRF175CBKRS | https://www.sigmaaldrich.com/LT/en
AXYRRF175CRS | PIPETTE FILTER TIPS FOR PACKARD(R) MPII | 1X1EA | 1 | 1114 | Sigma-Aldrich | AXYRRF175CRS | https://www.sigmaaldrich.com/LT/en
AXYRRF25CBKRS | PIPETTE FILTER TIPS FOR PACKARD(R) MPII | 1X1EA | 1 | 1154 | Sigma-Aldrich | AXYRRF25CBKRS | https://www.sigmaaldrich.com/LT/en
AXYRRF25CRS | PIPETTE FILTER TIPS FOR PACKARD(R) MPII | 1X1EA | 1 | 1114 | Sigma-Aldrich | AXYRRF25CRS | https://www.sigmaaldrich.com/LT/en
AXYRRP200CBKR | PIPETTE TIPS FOR PACKARD(R) MPII AND JAN | 1X1EA | 1 | 1154 | Sigma-Aldrich | AXYRRP200CBKR | https://www.sigmaaldrich.com/LT/en
AXYRRP200CR | PIPETTE TIPS FOR PACKARD(R) MPII AND JAN | 1X1EA | 1 | 989 | Sigma-Aldrich | AXYRRP200CR | https://www.sigmaaldrich.com/LT/en
AXYRRP200CRS | PIPETTE TIPS FOR PACKARD(R) MPII AND JAN | 1X1EA | 1 | 1098 | Sigma-Aldrich | AXYRRP200CRS | https://www.sigmaaldrich.com/LT/en
AXYRRP20CR | PIPETTE TIPS FOR PACKARD(R) MPII AND JAN | 1X1EA | 1 | 989 | Sigma-Aldrich | AXYRRP20CR | https://www.sigmaaldrich.com/LT/en
AXYRRP50CBKR | PIPETTE TIPS FOR PACKARD(R) MPII AND JAN | 1X1EA | 1 | 1154 | Sigma-Aldrich | AXYRRP50CBKR | https://www.sigmaaldrich.com/LT/en
AXYRRP50CR | PIPETTE TIPS FOR PACKARD(R) MPII AND JAN | 1X1EA | 1 | 989 | Sigma-Aldrich | AXYRRP50CR | https://www.sigmaaldrich.com/LT/en
AXYT1000B | PIPETTE TIPS, 1000 UL, BLUE | 1X1EA | 1 | 132 | Sigma-Aldrich | AXYT1000B | https://www.sigmaaldrich.com/LT/en
AXYT1000BR | PIPETTE TIPS, 1000 UL, BLUE, RACKED | 1X1EA | 1 | 336 | Sigma-Aldrich | AXYT1000BR | https://www.sigmaaldrich.com/LT/en
AXYT1000BRS | PIPETTE TIPS, 1000 UL, BLUE, RACKED, STE | 1X1EA | 1 | 375 | Sigma-Aldrich | AXYT1000BRS | https://www.sigmaaldrich.com/LT/en
AXYT1000C | PIPETTE TIPS, 1000 UL, CLEAR | 1X1EA | 1 | 132 | Sigma-Aldrich | AXYT1000C | https://www.sigmaaldrich.com/LT/en
AXYT1000CL | MAXYMUM RECOVERY(R) PIPETTE TIPS, 1000 U | 1X1EA | 1 | 149 | Sigma-Aldrich | AXYT1000CL | https://www.sigmaaldrich.com/LT/en
AXYT1000CLR | MAXYMUM RECOVERY(R) PIPETTE TIPS, 1000 U | 1X1EA | 1 | 371 | Sigma-Aldrich | AXYT1000CLR | https://www.sigmaaldrich.com/LT/en
AXYT1000CLRS | MAXYMUM RECOVERY(R) PIPETTE TIPS, 1000 U | 1X1EA | 1 | 450 | Sigma-Aldrich | AXYT1000CLRS | https://www.sigmaaldrich.com/LT/en
AXYT1000CR | PIPETTE TIPS, 1000 UL, CLEAR, RACKED | 1X1EA | 1 | 324 | Sigma-Aldrich | AXYT1000CR | https://www.sigmaaldrich.com/LT/en
AXYT1000CRS | PIPETTE TIPS, 1000 UL, CLEAR, RACKED, ST | 1X1EA | 1 | 360 | Sigma-Aldrich | AXYT1000CRS | https://www.sigmaaldrich.com/LT/en
AXYT1005WBC | PIPETTE TIPS, WIDE BORE, 1000 UL, CLEAR | 1X1EA | 1 | 212 | Sigma-Aldrich | AXYT1005WBC | https://www.sigmaaldrich.com/LT/en
AXYT1005WBCR | PIPETTE TIPS, WIDE BORE, 1000 UL, CLEAR, | 1X1EA | 1 | 435 | Sigma-Aldrich | AXYT1005WBCR | https://www.sigmaaldrich.com/LT/en
AXYT1005WBCRS | PIPETTE TIPS, WIDE BORE, 1000 UL, CLEAR, | 1X1EA | 1 | 479 | Sigma-Aldrich | AXYT1005WBCRS | https://www.sigmaaldrich.com/LT/en
AXYT10MLC | PIPETTE TIPS, MACRO, 10 ML, CLEAR | 1X1EA | 1 | 711 | Sigma-Aldrich | AXYT10MLC | https://www.sigmaaldrich.com/LT/en
AXYT1536LR | MAXYMUM RECOVERY(R) PIPETTE TIPS, 30 UL, | 1X1EA | 1 | 5600 | Sigma-Aldrich | AXYT1536LR | https://www.sigmaaldrich.com/LT/en
AXYT1536LRS | MAXYMUM RECOVERY(R) PIPETTE TIPS, 30 UL, | 1X1EA | 1 | 6149 | Sigma-Aldrich | AXYT1536LRS | https://www.sigmaaldrich.com/LT/en
AXYT1536R | PIPETTE TIPS, 30 UL, RACKED | 1X1EA | 1 | 4704 | Sigma-Aldrich | AXYT1536R | https://www.sigmaaldrich.com/LT/en
AXYT1536RS | PIPETTE TIPS, 30 UL, RACKED, STERILE | 1X1EA | 1 | 5242 | Sigma-Aldrich | AXYT1536RS | https://www.sigmaaldrich.com/LT/en
AXYT200C | PIPETTE TIPS, 200 UL, CLEAR | 1X1EA | 1 | 490 | Sigma-Aldrich | AXYT200C | https://www.sigmaaldrich.com/LT/en
AXYT200CL | MAXYMUM RECOVERY(R) PIPETTE TIPS, 200 UL | 1X1EA | 1 | 585 | Sigma-Aldrich | AXYT200CL | https://www.sigmaaldrich.com/LT/en
AXYT200CLR | MAXYMUM RECOVERY(R) PIPETTE TIPS, 200 UL | 1X1EA | 1 | 326 | Sigma-Aldrich | AXYT200CLR | https://www.sigmaaldrich.com/LT/en
AXYT200CLRS | MAXYMUM RECOVERY(R) PIPETTE TIPS, 200 UL | 1X1EA | 1 | 416 | Sigma-Aldrich | AXYT200CLRS | https://www.sigmaaldrich.com/LT/en
AXYT200CLSTK | MAXYMUM RECOVERY(R) PIPETTE TIPS, 200 UL | 1X1EA | 1 | 284 | Sigma-Aldrich | AXYT200CLSTK | https://www.sigmaaldrich.com/LT/en
AXYT200CR | PIPETTE TIPS, 200 UL, CLEAR, RACKED | 1X1EA | 1 | 242 | Sigma-Aldrich | AXYT200CR | https://www.sigmaaldrich.com/LT/en
AXYT200CRS | PIPETTE TIPS, 200 UL, CLEAR, RACKED, STE | 1X1EA | 1 | 273 | Sigma-Aldrich | AXYT200CRS | https://www.sigmaaldrich.com/LT/en
AXYT200CSTK | PIPETTE TIPS, 200 UL, CLEAR, STACKED RAC | 1X1EA | 1 | 235 | Sigma-Aldrich | AXYT200CSTK | https://www.sigmaaldrich.com/LT/en
AXYT200CSTKS | PIPETTE TIPS, 200 UL, CLEAR, STACKED RAC | 1X1EA | 1 | 294 | Sigma-Aldrich | AXYT200CSTKS | https://www.sigmaaldrich.com/LT/en
AXYT200Y | PIPETTE TIPS, 200 UL, YELLOW | 1X1EA | 1 | 490 | Sigma-Aldrich | AXYT200Y | https://www.sigmaaldrich.com/LT/en
AXYT200YR | PIPETTE TIPS, UNIVERSAL FIT, BEVELLED, 2 | 1X1EA | 1 | 246 | Sigma-Aldrich | AXYT200YR | https://www.sigmaaldrich.com/LT/en
AXYT200YRS | PIPETTE TIPS, UNIVERSAL FIT, BEVELLED, 2 | 1X1EA | 1 | 284 | Sigma-Aldrich | AXYT200YRS | https://www.sigmaaldrich.com/LT/en
AXYT200YSTK | PIPETTE TIPS, UNIVERSAL FIT, BEVELLED, 2 | 1X1EA | 1 | 232 | Sigma-Aldrich | AXYT200YSTK | https://www.sigmaaldrich.com/LT/en
AXYT200YSTKS | PIPETTE TIPS, UNIVERSAL FIT, 200 UL, YEL | 1X1EA | 1 | 264 | Sigma-Aldrich | AXYT200YSTKS | https://www.sigmaaldrich.com/LT/en
AXYT205WBC | PIPETTE TIPS, WIDE BORE, 200 UL, CLEAR | 1X1EA | 1 | 513 | Sigma-Aldrich | AXYT205WBC | https://www.sigmaaldrich.com/LT/en
AXYT205WBCR | PIPETTE TIPS, WIDE BORE, 200 UL, CLEAR, | 1X1EA | 1 | 297 | Sigma-Aldrich | AXYT205WBCR | https://www.sigmaaldrich.com/LT/en
AXYT205WBCRS | PIPETTE TIPS, WIDE BORE, 200 UL, CLEAR, | 1X1EA | 1 | 311 | Sigma-Aldrich | AXYT205WBCRS | https://www.sigmaaldrich.com/LT/en
AXYT210Y | PIPETTE TIPS, NON-BEVELED, 200 UL, YELLO | 1X1EA | 1 | 506 | Sigma-Aldrich | AXYT210Y | https://www.sigmaaldrich.com/LT/en
AXYT300 | PIPETTE TIPS, FOR P2/P10, 0.5-10 UL, CLE | 1X1EA | 1 | 488 | Sigma-Aldrich | AXYT300 | https://www.sigmaaldrich.com/LT/en
AXYT300L | MAXYMUM RECOVERY(R) PIPETTE TIPS, FOR P2 | 1X1EA | 1 | 585 | Sigma-Aldrich | AXYT300L | https://www.sigmaaldrich.com/LT/en
AXYT300LR | MAXYMUM RECOVERY(R) PIPETTE TIPS, FOR P2 | 1X1EA | 1 | 338 | Sigma-Aldrich | AXYT300LR | https://www.sigmaaldrich.com/LT/en
AXYT300LRS | MAXYMUM RECOVERY(R) PIPETTE TIPS, FOR P2 | 1X1EA | 1 | 431 | Sigma-Aldrich | AXYT300LRS | https://www.sigmaaldrich.com/LT/en
AXYT300LSTK | MAXYMUM RECOVERY(R) PIPETTE TIPS, FOR P2 | 1X1EA | 1 | 284 | Sigma-Aldrich | AXYT300LSTK | https://www.sigmaaldrich.com/LT/en
AXYT300R | PIPETTE TIPS, FOR P2/P10, 0.5-10 UL, CLE | 1X1EA | 1 | 244 | Sigma-Aldrich | AXYT300R | https://www.sigmaaldrich.com/LT/en
AXYT300RS | PIPETTE TIPS, FOR P2/P10, 0.5-10 UL, CLE | 1X1EA | 1 | 273 | Sigma-Aldrich | AXYT300RS | https://www.sigmaaldrich.com/LT/en
AXYT300STK | PIPETTE TIPS, FOR P2/P10, 0.5-10 UL, CLE | 1X1EA | 1 | 250 | Sigma-Aldrich | AXYT300STK | https://www.sigmaaldrich.com/LT/en
AXYT300STKS | PIPETTE TIPS, FOR P2/P10, 0.5-10 UL, CLE | 1X1EA | 1 | 283 | Sigma-Aldrich | AXYT300STKS | https://www.sigmaaldrich.com/LT/en
AXYT350C | PIPETTE TIPS, 300 UL, CLEAR | 1X1EA | 1 | 265 | Sigma-Aldrich | AXYT350C | https://www.sigmaaldrich.com/LT/en
AXYT350CL | MAXYMUM RECOVERY(R) PIPETTE TIPS, 300 UL | 1X1EA | 1 | 293 | Sigma-Aldrich | AXYT350CL | https://www.sigmaaldrich.com/LT/en
AXYT350CLR | MAXYMUM RECOVERY(R) PIPETTE TIPS, 300 UL | 1X1EA | 1 | 326 | Sigma-Aldrich | AXYT350CLR | https://www.sigmaaldrich.com/LT/en
AXYT350CLRS | MAXYMUM RECOVERY(R) PIPETTE TIPS, 300 UL | 1X1EA | 1 | 416 | Sigma-Aldrich | AXYT350CLRS | https://www.sigmaaldrich.com/LT/en
AXYT350CR | PIPETTE TIPS, 300 UL, CLEAR, RACKED | 1X1EA | 1 | 273 | Sigma-Aldrich | AXYT350CR | https://www.sigmaaldrich.com/LT/en
AXYT350CRS | PIPETTE TIPS, 300 UL, CLEAR, RACKED, STE | 1X1EA | 1 | 321 | Sigma-Aldrich | AXYT350CRS | https://www.sigmaaldrich.com/LT/en
AXYT400 | ULTRA MICRO PIPETTE TIPS, FOR EPPENDORF( | 1X1EA | 1 | 490 | Sigma-Aldrich | AXYT400 | https://www.sigmaaldrich.com/LT/en
AXYT400R | ULTRA MICRO PIPETTE TIPS, FOR EPPENDORF( | 1X1EA | 1 | 242 | Sigma-Aldrich | AXYT400R | https://www.sigmaaldrich.com/LT/en
AXYT400RS | ULTRA MICRO PIPETTE TIPS, FOR EPPENDORF( | 1X1EA | 1 | 289 | Sigma-Aldrich | AXYT400RS | https://www.sigmaaldrich.com/LT/en
AXYT5000C | PIPETTE TIPS FOR GILSON PIPETTORS, 5 ML | 1X1EA | 1 | 339 | Sigma-Aldrich | AXYT5000C | https://www.sigmaaldrich.com/LT/en
AXYTE1004B | PIPETTE TIPS FOR EPPENDORF(R) AND SOCORE | 1X1EA | 1 | 163 | Sigma-Aldrich | AXYTE1004B | https://www.sigmaaldrich.com/LT/en
AXYTE1004BR | PIPETTE TIPS FOR EPPENDORF(R) AND SOCORE | 1X1EA | 1 | 307 | Sigma-Aldrich | AXYTE1004BR | https://www.sigmaaldrich.com/LT/en
AXYTE1004BRS | PIPETTE TIPS FOR EPPENDORF(R) AND SOCORE | 1X1EA | 1 | 339 | Sigma-Aldrich | AXYTE1004BRS | https://www.sigmaaldrich.com/LT/en
AXYTE204Y | PIPETTE TIPS FOR EPPENDORF(R) PIPETTORS, | 1X1EA | 1 | 300 | Sigma-Aldrich | AXYTE204Y | https://www.sigmaaldrich.com/LT/en
AXYTE204YLR | MAXYMUM RECOVERY(R) PIPETTE TIPS FOR EP | 1X1EA | 1 | 347 | Sigma-Aldrich | AXYTE204YLR | https://www.sigmaaldrich.com/LT/en
AXYTE204YR | PIPETTE TIPS FOR EPPENDORF(R) PIPETTORS, | 1X1EA | 1 | 272 | Sigma-Aldrich | AXYTE204YR | https://www.sigmaaldrich.com/LT/en
AXYTF100 | PIPETTE TIPS, UNIVERSAL FIT, 100 UL | 1X1EA | 1 | 998 | Sigma-Aldrich | AXYTF100 | https://www.sigmaaldrich.com/LT/en
AXYTF1000 | PIPETTE TIPS, UNIVERSAL FIT, 1000 UL | 1X1EA | 1 | 521 | Sigma-Aldrich | AXYTF1000 | https://www.sigmaaldrich.com/LT/en
AXYTF1000LRS | MAXYMUM RECOVERY(R) PIPETTE FILTER TIPS | 1X1EA | 1 | 634 | Sigma-Aldrich | AXYTF1000LRS | https://www.sigmaaldrich.com/LT/en
AXYTF1000RS | PIPETTE TIPS, UNIVERSAL FIT, 1000 UL, RA | 1X1EA | 1 | 586 | Sigma-Aldrich | AXYTF1000RS | https://www.sigmaaldrich.com/LT/en
AXYTF1005WBRS | PIPETTE TIPS, WIDE BORE, 1000 UL, STERIL | 1X1EA | 1 | 677 | Sigma-Aldrich | AXYTF1005WBRS | https://www.sigmaaldrich.com/LT/en
AXYTF100L | MAXYMUM RECOVERY(R) PIPETTE FILTER TIPS | 1X1EA | 1 | 1098 | Sigma-Aldrich | AXYTF100L | https://www.sigmaaldrich.com/LT/en
AXYTF100LRS | MAXYMUM RECOVERY(R) PIPETTE FILTER TIPS | 1X1EA | 1 | 697 | Sigma-Aldrich | AXYTF100LRS | https://www.sigmaaldrich.com/LT/en
AXYTF100RS | PIPETTE FILTER TIPS, UNIVERSAL FIT, 100 | 1X1EA | 1 | 586 | Sigma-Aldrich | AXYTF100RS | https://www.sigmaaldrich.com/LT/en
AXYTF1200CRS | PIPETTE FILTER TIPS, UNIVERSAL FIT, 1100 | 1X1EA | 1 | 518 | Sigma-Aldrich | AXYTF1200CRS | https://www.sigmaaldrich.com/LT/en
AXYTF150RS | PIPETTE TIPS, UNIVERSAL FIT, 150 UL, RAC | 1X1EA | 1 | 613 | Sigma-Aldrich | AXYTF150RS | https://www.sigmaaldrich.com/LT/en
AXYTF20 | PIPETTE FILTER TIPS, FOR P-20, 20 UL | 1X1EA | 1 | 998 | Sigma-Aldrich | AXYTF20 | https://www.sigmaaldrich.com/LT/en
AXYTF200 | PIPETTE FILTER TIPS, UNIVERSAL FIT, 200 | 1X1EA | 1 | 998 | Sigma-Aldrich | AXYTF200 | https://www.sigmaaldrich.com/LT/en
AXYTF200LRS | MAXYMUM RECOVERY(R) PIPETTE FILTER TIPS | 1X1EA | 1 | 634 | Sigma-Aldrich | AXYTF200LRS | https://www.sigmaaldrich.com/LT/en
AXYTF200RS | PIPETTE FILTER TIPS, UNIVERSAL FIT, 200 | 1X1EA | 1 | 586 | Sigma-Aldrich | AXYTF200RS | https://www.sigmaaldrich.com/LT/en
AXYTF20LRS | MAXYMUM RECOVERY(R) PIPETTE FILTER TIPS | 1X1EA | 1 | 634 | Sigma-Aldrich | AXYTF20LRS | https://www.sigmaaldrich.com/LT/en
AXYTF20RS | PIPETTE FILTER TIPS, FOR P-20, 20 UL, RA | 1X1EA | 1 | 586 | Sigma-Aldrich | AXYTF20RS | https://www.sigmaaldrich.com/LT/en
AXYTF300 | PIPETTE FILTER TIPS, FOR P-2, ULTRA MICR | 1X1EA | 1 | 998 | Sigma-Aldrich | AXYTF300 | https://www.sigmaaldrich.com/LT/en
AXYTF300LRS | MAXYMUM RECOVERY(R) PIPETTE FILTER TIPS | 1X1EA | 1 | 634 | Sigma-Aldrich | AXYTF300LRS | https://www.sigmaaldrich.com/LT/en
AXYTF300RS | PIPETTE FILTER TIPS, FOR P-2, ULTRA MICR | 1X1EA | 1 | 586 | Sigma-Aldrich | AXYTF300RS | https://www.sigmaaldrich.com/LT/en
AXYTF350 | PIPETTE FILTER TIPS, UNIVERSAL FIT, 300 | 1X1EA | 1 | 998 | Sigma-Aldrich | AXYTF350 | https://www.sigmaaldrich.com/LT/en
AXYTF350LRS | MAXYMUM RECOVERY(R) PIPETTE FILTER TIPS | 1X1EA | 1 | 634 | Sigma-Aldrich | AXYTF350LRS | https://www.sigmaaldrich.com/LT/en
AXYTF350RS | PIPETTE FILTER TIPS, UNIVERSAL FIT, 300 | 1X1EA | 1 | 602 | Sigma-Aldrich | AXYTF350RS | https://www.sigmaaldrich.com/LT/en
AXYTF400 | PIPETTE FILTER TIPS, FOR EPPENDORF(R) PI | 1X1EA | 1 | 998 | Sigma-Aldrich | AXYTF400 | https://www.sigmaaldrich.com/LT/en
AXYTF400LRS | MAXYMUM RECOVERY(R) PIPETTE FILTER TIPS | 1X1EA | 1 | 650 | Sigma-Aldrich | AXYTF400LRS | https://www.sigmaaldrich.com/LT/en
AXYTF400RS | PIPETTE FILTER TIPS, FOR EPPENDORF(R) PI | 1X1EA | 1 | 586 | Sigma-Aldrich | AXYTF400RS | https://www.sigmaaldrich.com/LT/en
AXYTF420LRS | MAXYMUM RECOVERY(R) PIPETTE FILTER TIPS | 1X1EA | 1 | 634 | Sigma-Aldrich | AXYTF420LRS | https://www.sigmaaldrich.com/LT/en
AXYTF420RS | PIPETTE FILTER TIPS, FOR EPPENDORF(R) PI | 1X1EA | 1 | 586 | Sigma-Aldrich | AXYTF420RS | https://www.sigmaaldrich.com/LT/en
AXYTF50 | PIPETTE FILTER TIPS, UNIVERSAL FIT, 50 U | 1X1EA | 1 | 998 | Sigma-Aldrich | AXYTF50 | https://www.sigmaaldrich.com/LT/en
AXYTF50LRS | MAXYMUM RECOVERY(R) PIPETTE FILTER TIPS | 1X1EA | 1 | 697 | Sigma-Aldrich | AXYTF50LRS | https://www.sigmaaldrich.com/LT/en
AXYTF50RS | PIPETTE FILTER TIPS, UNIVERSAL FIT, 50 U | 1X1EA | 1 | 586 | Sigma-Aldrich | AXYTF50RS | https://www.sigmaaldrich.com/LT/en
AXYTGL10FT17R | GEL CUTTING TIPS, FLAT, 10 UL, 0.17 MM O | 1X1EA | 1 | 287 | Sigma-Aldrich | AXYTGL10FT17R | https://www.sigmaaldrich.com/LT/en
AXYTGL1140 | GEL CUTTING TIPS, 1.1 MM X 4 MM (10 X 25 | 1X1EA | 1 | 690 | Sigma-Aldrich | AXYTGL1140 | https://www.sigmaaldrich.com/LT/en
AXYTGL1140R | GEL CUTTING TIPS, 1.1 MM X 4 MM (48 TIPS | 1X1EA | 1 | 972 | Sigma-Aldrich | AXYTGL1140R | https://www.sigmaaldrich.com/LT/en
AXYTGL1165 | GEL CUTTING TIPS, 1.1 MM X 6.5 MM (10 X | 1X1EA | 1 | 690 | Sigma-Aldrich | AXYTGL1165 | https://www.sigmaaldrich.com/LT/en
AXYTGL1165R | GEL CUTTING TIPS, 1.1 MM X 6.5 MM (48 TI | 1X1EA | 1 | 972 | Sigma-Aldrich | AXYTGL1165R | https://www.sigmaaldrich.com/LT/en
AXYTGL200FT37R | GEL CUTTING TIPS, FLAT, 200 UL, 0.37 MM | 1X1EA | 1 | 230 | Sigma-Aldrich | AXYTGL200FT37R | https://www.sigmaaldrich.com/LT/en
AXYTGL200FT37RS | GEL CUTTING TIPS, FLAT, 200 UL, 0.37 MM | 1X1EA | 1 | 256 | Sigma-Aldrich | AXYTGL200FT37RS | https://www.sigmaaldrich.com/LT/en
AXYTGL200RD57R | GEL CUTTING TIPS, FLAT, 200 UL, 0.57 MM | 1X1EA | 1 | 115 | Sigma-Aldrich | AXYTGL200RD57R | https://www.sigmaaldrich.com/LT/en
AXYTGL200RD57RS | GEL CUTTING TIPS, FLAT, 200 UL, 0.57 MM | 1X1EA | 1 | 128 | Sigma-Aldrich | AXYTGL200RD57RS | https://www.sigmaaldrich.com/LT/en
AXYTR222C | PIPETTE REFERENCE TIPS, 200 UL, CLEAR | 1X1EA | 1 | 471 | Sigma-Aldrich | AXYTR222C | https://www.sigmaaldrich.com/LT/en
AXYTR222CR | PIPETTE REFERENCE TIPS, 200 UL, CLEAR, R | 1X1EA | 1 | 235 | Sigma-Aldrich | AXYTR222CR | https://www.sigmaaldrich.com/LT/en
AXYTR222CRS | PIPETTE REFERENCE TIPS, 200 UL, CLEAR, R | 1X1EA | 1 | 273 | Sigma-Aldrich | AXYTR222CRS | https://www.sigmaaldrich.com/LT/en
AXYTR222CSTK | PIPETTE REFERENCE TIPS, 200 UL, CLEAR, S | 1X1EA | 1 | 235 | Sigma-Aldrich | AXYTR222CSTK | https://www.sigmaaldrich.com/LT/en
AXYTR222CSTKS | PIPETTE REFERENCE TIPS, UNIVERSAL FIT, 2 | 1X1EA | 1 | 264 | Sigma-Aldrich | AXYTR222CSTKS | https://www.sigmaaldrich.com/LT/en
AXYTR222Y | PIPETTE REFERENCE TIPS, 200 UL, YELLOW | 1X1EA | 1 | 471 | Sigma-Aldrich | AXYTR222Y | https://www.sigmaaldrich.com/LT/en
AXYTR222YR | PIPETTE REFERENCE TIPS, 200 UL, YELLOW, | 1X1EA | 1 | 268 | Sigma-Aldrich | AXYTR222YR | https://www.sigmaaldrich.com/LT/en
AXYTR222YRS | PIPETTE REFERENCE TIPS, 200 UL, YELLOW, | 1X1EA | 1 | 284 | Sigma-Aldrich | AXYTR222YRS | https://www.sigmaaldrich.com/LT/en
AXYTR222YSTK | PIPETTE REFERENCE TIPS, 200 UL, YELLOW, | 1X1EA | 1 | 235 | Sigma-Aldrich | AXYTR222YSTK | https://www.sigmaaldrich.com/LT/en
AXYTT1000CBKHTR | TECAN(R)-STYLE LIQUID LEVEL SENSING TIPS | 1X1EA | 1 | 217 | Sigma-Aldrich | AXYTT1000CBKHTR | https://www.sigmaaldrich.com/LT/en
AXYTT1000CBKHTR24 | TECAN(R)-STYLE LIQUID LEVEL SENSING TIPS | 1X1EA | 1 | 555 | Sigma-Aldrich | AXYTT1000CBKHTR24 | https://www.sigmaaldrich.com/LT/en
AXYTT1000CBKHTRS | TECAN(R)-STYLE LIQUID LEVEL SENSING TIPS | 1X1EA | 1 | 244 | Sigma-Aldrich | AXYTT1000CBKHTRS | https://www.sigmaaldrich.com/LT/en
AXYTT1000CHTR | TECAN(R)-STYLE TIPS, 1000 UL, RACK IN BL | 1X1EA | 1 | 188 | Sigma-Aldrich | AXYTT1000CHTR | https://www.sigmaaldrich.com/LT/en
AXYTT1000CHTRS | TECAN(R)-STYLE TIPS, ROBOTIC, 1000 UL, R | 1X1EA | 1 | 204 | Sigma-Aldrich | AXYTT1000CHTRS | https://www.sigmaaldrich.com/LT/en
AXYTT200CBKHTR | TECAN(R)-STYLE LIQUID LEVEL SENSING TIPS | 1X1EA | 1 | 339 | Sigma-Aldrich | AXYTT200CBKHTR | https://www.sigmaaldrich.com/LT/en
AXYTT200CBKHTRS | TECAN(R)-STYLE LIQUID LEVEL SENSING TIPS | 1X1EA | 1 | 377 | Sigma-Aldrich | AXYTT200CBKHTRS | https://www.sigmaaldrich.com/LT/en
AXYTT200CHTR | TECAN(R)-STYLE TIPS, 200 UL, RACK IN BLI | 1X1EA | 1 | 280 | Sigma-Aldrich | AXYTT200CHTR | https://www.sigmaaldrich.com/LT/en
AXYTT200CHTRS | TECAN(R)-STYLE TIPS, ROBOTIC, 200 UL, RA | 1X1EA | 1 | 304 | Sigma-Aldrich | AXYTT200CHTRS | https://www.sigmaaldrich.com/LT/en
AXYTT20CBKHTR | TECAN(R)-STYLE LIQUID LEVEL SENSING TIPS | 1X1EA | 1 | 352 | Sigma-Aldrich | AXYTT20CBKHTR | https://www.sigmaaldrich.com/LT/en
AXYTT50CBKHTR | TECAN(R)-STYLE LIQUID LEVEL SENSING TIPS | 1X1EA | 1 | 352 | Sigma-Aldrich | AXYTT50CBKHTR | https://www.sigmaaldrich.com/LT/en
AXYTT50CBKHTR36 | TECAN(R)-STYLE LIQUID LEVEL SENSING TIPS | 1X1EA | 1 | 864 | Sigma-Aldrich | AXYTT50CBKHTR36 | https://www.sigmaaldrich.com/LT/en
AXYTT50CBKHTRS | TECAN(R)-STYLE LIQUID LEVEL SENSING TIPS | 1X1EA | 1 | 401 | Sigma-Aldrich | AXYTT50CBKHTRS | https://www.sigmaaldrich.com/LT/en
AXYTT50CHTR | TECAN(R)-STYLE TIPS, 50 UL, RACK IN BLIS | 1X1EA | 1 | 280 | Sigma-Aldrich | AXYTT50CHTR | https://www.sigmaaldrich.com/LT/en
AXYTTF1000CHTRS | TECAN(R)-STYLE FILTER TIPS, ROBOTIC, 100 | 1X1EA | 1 | 251 | Sigma-Aldrich | AXYTTF1000CHTRS | https://www.sigmaaldrich.com/LT/en
AXYTTF200CHTRS | TECAN(R)-STYLE FILTER TIPS, ROBOTIC, 200 | 1X1EA | 1 | 378 | Sigma-Aldrich | AXYTTF200CHTRS | https://www.sigmaaldrich.com/LT/en
AXYTTF20CHTRS | TECAN(R)-STYLE FILTER TIPS, ROBOTIC, 20 | 1X1EA | 1 | 378 | Sigma-Aldrich | AXYTTF20CHTRS | https://www.sigmaaldrich.com/LT/en
AXYTTF50CHTRS | TECAN(R)-STYLE FILTER TIPS, ROBOTIC, 50 | 1X1EA | 1 | 360 | Sigma-Aldrich | AXYTTF50CHTRS | https://www.sigmaaldrich.com/LT/en
AXYTWP200R | PIPETTE TIPS FOR WELL PRO, 200 UL, CLEAR | 1X1EA | 1 | 564 | Sigma-Aldrich | AXYTWP200R | https://www.sigmaaldrich.com/LT/en
AXYTWP200RS | PIPETTE TIPS FOR WELL PRO, 200 UL, CLEAR | 1X1EA | 1 | 575 | Sigma-Aldrich | AXYTWP200RS | https://www.sigmaaldrich.com/LT/en
AXYTXL10 | PIPETTE TIPS, FOR PIPETMAN(R) P2/P10 AND | 1X1EA | 1 | 471 | Sigma-Aldrich | AXYTXL10 | https://www.sigmaaldrich.com/LT/en
AXYTXL10L | MAXYMUM RECOVERY(R) PIPETTE TIPS, FOR PI | 1X1EA | 1 | 577 | Sigma-Aldrich | AXYTXL10L | https://www.sigmaaldrich.com/LT/en
AXYTXL10LR | MAXYMUM RECOVERY(R) PIPETTE TIPS, FOR PI | 1X1EA | 1 | 335 | Sigma-Aldrich | AXYTXL10LR | https://www.sigmaaldrich.com/LT/en
AXYTXL10LRS | MAXYMUM RECOVERY(R) PIPETTE TIPS, FOR PI | 1X1EA | 1 | 356 | Sigma-Aldrich | AXYTXL10LRS | https://www.sigmaaldrich.com/LT/en
AXYTXL10R | PIPETTE TIPS, FOR PIPETMAN(R) P2/P10 AND | 1X1EA | 1 | 250 | Sigma-Aldrich | AXYTXL10R | https://www.sigmaaldrich.com/LT/en
AXYTXL10RS | PIPETTE TIPS, FOR PIPETMAN(R) P2/P10 AND | 1X1EA | 1 | 289 | Sigma-Aldrich | AXYTXL10RS | https://www.sigmaaldrich.com/LT/en
AXYTXLF10 | PIPETTE FILTER TIPS, FOR PIPETMAN(R) P2/ | 1X1EA | 1 | 959 | Sigma-Aldrich | AXYTXLF10 | https://www.sigmaaldrich.com/LT/en
AXYTXLF10LRS | MAXYMUM RECOVERY(R) PIPETTE FILTER TIPS, | 1X1EA | 1 | 632 | Sigma-Aldrich | AXYTXLF10LRS | https://www.sigmaaldrich.com/LT/en
AXYTXLF10RS | PIPETTE FILTER TIPS, FOR PIPETMAN(R) P2/ | 1X1EA | 1 | 586 | Sigma-Aldrich | AXYTXLF10RS | https://www.sigmaaldrich.com/LT/en
AXYVT20R | PIPETTE TIPS FOR VELOCITY, ROBOTIC, 20 U | 1X1EA | 1 | 407 | Sigma-Aldrich | AXYVT20R | https://www.sigmaaldrich.com/LT/en
AXYVT250R | PIPETTE TIPS FOR VELOCITY, ROBOTIC, 250 | 1X1EA | 1 | 407 | Sigma-Aldrich | AXYVT250R | https://www.sigmaaldrich.com/LT/en
AXYVT250RLAB | PIPETTE TIPS FOR VELOCITY, ROBOTIC, 250 | 1X1EA | 1 | 448 | Sigma-Aldrich | AXYVT250RLAB | https://www.sigmaaldrich.com/LT/en
AXYVT250RLABS | PIPETTE TIPS FOR VELOCITY, ROBOTIC, 250 | 1X1EA | 1 | 503 | Sigma-Aldrich | AXYVT250RLABS | https://www.sigmaaldrich.com/LT/en
AXYVT250RS | PIPETTE TIPS FOR VELOCITY, ROBOTIC, 250 | 1X1EA | 1 | 503 | Sigma-Aldrich | AXYVT250RS | https://www.sigmaaldrich.com/LT/en
AXYVT38410ULR | PIPETTE TIPS IN 384-TIP FORMAT, ROBOTIC, | 1X1EA | 1 | 4536 | Sigma-Aldrich | AXYVT38410ULR | https://www.sigmaaldrich.com/LT/en
AXYVT38410ULRS | PIPETTE TIPS IN 384-TIP FORMAT, ROBOTIC, | 1X1EA | 1 | 4962 | Sigma-Aldrich | AXYVT38410ULRS | https://www.sigmaaldrich.com/LT/en
AXYVT38431ULR | PIPETTE TIPS IN 384-TIP FORMAT, ROBOTIC, | 1X1EA | 1 | 4536 | Sigma-Aldrich | AXYVT38431ULR | https://www.sigmaaldrich.com/LT/en
AXYVT38431ULRS | PIPETTE TIPS IN 384-TIP FORMAT, ROBOTIC, | 1X1EA | 1 | 4962 | Sigma-Aldrich | AXYVT38431ULRS | https://www.sigmaaldrich.com/LT/en
AXYVT3845ULR | PIPETTE TIPS IN 384-TIP FORMAT, ROBOTIC, | 1X1EA | 1 | 4536 | Sigma-Aldrich | AXYVT3845ULR | https://www.sigmaaldrich.com/LT/en
AXYVT38470ULR | PIPETTE TIPS IN 384-TIP FORMAT, ROBOTIC, | 1X1EA | 1 | 4536 | Sigma-Aldrich | AXYVT38470ULR | https://www.sigmaaldrich.com/LT/en
AXYVT38470ULRS | PIPETTE TIPS IN 384-TIP FORMAT, ROBOTIC, | 1X1EA | 1 | 4962 | Sigma-Aldrich | AXYVT38470ULRS | https://www.sigmaaldrich.com/LT/en
AXYVTF165RLABS | PIPETTE FILTER TIPS FOR VELOCITY, ROBOTI | 1X1EA | 1 | 652 | Sigma-Aldrich | AXYVTF165RLABS | https://www.sigmaaldrich.com/LT/en
AXYVTF165RS | PIPETTE FILTER TIPS FOR VELOCITY, ROBOTI | 1X1EA | 1 | 678 | Sigma-Aldrich | AXYVTF165RS | https://www.sigmaaldrich.com/LT/en
AXYVTF20RS | PIPETTE FILTER TIPS FOR VELOCITY, ROBOTI | 1X1EA | 1 | 678 | Sigma-Aldrich | AXYVTF20RS | https://www.sigmaaldrich.com/LT/en
AXYVTF38415ULRS | PIPETTE FILTER TIPS IN 384-TIP FORMAT, R | 1X1EA | 1 | 6340 | Sigma-Aldrich | AXYVTF38415ULRS | https://www.sigmaaldrich.com/LT/en
AXYVTF38450ULRS | PIPETTE FILTER TIPS IN 384-TIP FORMAT, R | 1X1EA | 1 | 6340 | Sigma-Aldrich | AXYVTF38450ULRS | https://www.sigmaaldrich.com/LT/en
AXYZT100LR | MAXYMUM RECOVERY(R) PIPET TIPS FOR ZYMAR | 1X1EA | 1 | 441 | Sigma-Aldrich | AXYZT100LR | https://www.sigmaaldrich.com/LT/en
AXYZT100R | PIPETTE TIPS FOR ZYMARK(R) AUTOMATED LIQ | 1X1EA | 1 | 364 | Sigma-Aldrich | AXYZT100R | https://www.sigmaaldrich.com/LT/en
AXYZT100RS | PIPETTE TIPS FOR ZYMARK(R) AUTOMATED LIQ | 1X1EA | 1 | 405 | Sigma-Aldrich | AXYZT100RS | https://www.sigmaaldrich.com/LT/en
AXYZT200LRS | MAXYMUM RECOVERY(R) PIPET TIPS FOR ZYMAR | 1X1EA | 1 | 464 | Sigma-Aldrich | AXYZT200LRS | https://www.sigmaaldrich.com/LT/en
AXYZT200R | PIPETTE TIPS FOR ZYMARK(R) AUTOMATED LIQ | 1X1EA | 1 | 364 | Sigma-Aldrich | AXYZT200R | https://www.sigmaaldrich.com/LT/en
AXYZT200RS | PIPETTE TIPS FOR ZYMARK(R) AUTOMATED LIQ | 1X1EA | 1 | 405 | Sigma-Aldrich | AXYZT200RS | https://www.sigmaaldrich.com/LT/en
AXYZT50R | PIPETTE TIPS FOR ZYMARK(R) AUTOMATED LIQ | 1X1EA | 1 | 364 | Sigma-Aldrich | AXYZT50R | https://www.sigmaaldrich.com/LT/en
AXYZT50RS | PIPETTE TIPS FOR ZYMARK(R) AUTOMATED LIQ | 1X1EA | 1 | 405 | Sigma-Aldrich | AXYZT50RS | https://www.sigmaaldrich.com/LT/en
AXYZTF100LRS | MAXYMUM RECOVERY(R) PIPET FILTER TIPS FO | 1X1EA | 1 | 920 | Sigma-Aldrich | AXYZTF100LRS | https://www.sigmaaldrich.com/LT/en
AXYZTF100RS | PIPETTE FILTER TIPS FOR ZYMARK(R) AUTOMA | 1X1EA | 1 | 827 | Sigma-Aldrich | AXYZTF100RS | https://www.sigmaaldrich.com/LT/en
AXYZTF200LRS | MAXYMUM RECOVERY(R) PIPET FILTER TIPS FO | 1X1EA | 1 | 920 | Sigma-Aldrich | AXYZTF200LRS | https://www.sigmaaldrich.com/LT/en
AXYZTF200RS | PIPETTE FILTER TIPS FOR ZYMARK(R) AUTOMA | 1X1EA | 1 | 827 | Sigma-Aldrich | AXYZTF200RS | https://www.sigmaaldrich.com/LT/en
AXYZTF50RS | PIPETTE FILTER TIPS FOR ZYMARK(R) AUTOMA | 1X1EA | 1 | 714 | Sigma-Aldrich | AXYZTF50RS | https://www.sigmaaldrich.com/LT/en
Z757799-960EA | BIOHIT(R) FILTER PIPETTE TIPS, 5-200 UL& | 1X960EA | 1 | 152 | Sigma-Aldrich | Z757799-960EA | https://www.sigmaaldrich.com/LT/en
Z757810-960EA | BIOHIT(R) FILTER PIPETTE TIPS, 50-1000 & | 1X960EA | 1 | 152 | Sigma-Aldrich | Z757810-960EA | https://www.sigmaaldrich.com/LT/en
Z757829-960EA | BIOHIT(R) FILTER PIPETTE TIPS, 50-1200 & | 1X960EA | 1 | 176 | Sigma-Aldrich | Z757829-960EA | https://www.sigmaaldrich.com/LT/en
Z757748-960EA | SARTORIUS PIPETTE TIPS, CAPACITY 10-100& | 1X960EA | 1 | 69 | Sigma-Aldrich | Z757748-960EA | https://www.sigmaaldrich.com/LT/en
Z757802-960EA | BIOHIT(R) FILTER PIPETTE TIPS, 5-300 UL& | 1X960EA | 1 | 152 | Sigma-Aldrich | Z757802-960EA | https://www.sigmaaldrich.com/LT/en
P2549-400EA | FINNPIPETTE(R) PIPETTE TIPS FINNTIP 200& | 1X400EA | 1 | 68 | Sigma-Aldrich | P2549-400EA | https://www.sigmaaldrich.com/LT/en
P7049-10EA | FINNPIPETTE(R) PIPETTE TIPS FINNTIP 250& | 1X10EA | 1 | 77 | Sigma-Aldrich | P7049-10EA | https://www.sigmaaldrich.com/LT/en
P2674-1000EA | FINNPIPETTE(R) PIPETTE TIPS FINNTIP 100& | 1X1000EA | 1 | 60 | Sigma-Aldrich | P2674-1000EA | https://www.sigmaaldrich.com/LT/en
P7174-10EA | FINNPIPETTE(R) PIPETTE TIPS FINNTIP 100& | 1X10EA | 1 | 82 | Sigma-Aldrich | P7174-10EA | https://www.sigmaaldrich.com/LT/en
P2924-500EA | FINNPIPETTE(R) PIPETTE TIPS FINNTIP 5ML& | 1X500EA | 1 | 90 | Sigma-Aldrich | P2924-500EA | https://www.sigmaaldrich.com/LT/en
P3049-1000EA | FINNPIPETTE(R) PIPETTE TIPS FINNTIP 250& | 1X1000EA | 1 | 59 | Sigma-Aldrich | P3049-1000EA | https://www.sigmaaldrich.com/LT/en
P8562-1EA | FINNPIPETTE(R) PCR TIPS SIZE 25 ML | 1X1EA | 1 | 486 | Sigma-Aldrich | P8562-1EA | https://www.sigmaaldrich.com/LT/en
P8687-1EA | FINNPIPETTE(R) PCR TIPS SIZE 200 ML | 1X1EA | 1 | 491 | Sigma-Aldrich | P8687-1EA | https://www.sigmaaldrich.com/LT/en
P8979-10EA | FINNPIPETTE(R) PIPETTE TIPS FINNTIP 250& | 1X10EA | 1 | 97 | Sigma-Aldrich | P8979-10EA | https://www.sigmaaldrich.com/LT/en
P9560-1000EA | FINNPIPETTE(R) PIPETTE TIPS FINNTIP 300& | 1X1000EA | 1 | 59 | Sigma-Aldrich | P9560-1000EA | https://www.sigmaaldrich.com/LT/en
P9685-10EA | FINNPIPETTE(R) PIPETTE TIPS FINNTIP 300& | 1X10EA | 1 | 77 | Sigma-Aldrich | P9685-10EA | https://www.sigmaaldrich.com/LT/en
CLS7432-100EA | CORNING(R) PIPETTE TIPS, WIDE TIP, 100& | 1X100EA | 1 | 1068 | Sigma-Aldrich | CLS7432-100EA | https://www.sigmaaldrich.com/LT/en
AXYVT38410ULSRR | CORNING(R) AXYGEN(R) TIP FOR V-11, 10 U& | 1X1EA | 1 | 4996 | Sigma-Aldrich | AXYVT38410ULSRR | https://www.sigmaaldrich.com/LT/en
S6644-10EA | SIGMA LAB MARKERS FINE TIP, BLUE | 1X10EA | 1 | 51 | Sigma-Aldrich | S6644-10EA | https://www.sigmaaldrich.com/LT/en
S6894-10EA | SIGMA LAB MARKERS FINE TIP, RED | 1X10EA | 1 | 51 | Sigma-Aldrich | S6894-10EA | https://www.sigmaaldrich.com/LT/en
S7814-1PAK | SOLVENT SAFE(TM) PIPETTE TIPS VOLUME 1-2 | 1X1PAK | 1 | 112 | Sigma-Aldrich | S7814-1PAK | https://www.sigmaaldrich.com/LT/en
S7939-1CS | SOLVENT SAFE(TM) PIPETTE TIPS VOLUME 1-2 | 1X1CS | 1 | 425 | Sigma-Aldrich | S7939-1CS | https://www.sigmaaldrich.com/LT/en
S8064-1PAK | SOLVENT SAFE(TM) PIPETTE TIPS VOLUME 100 | 1X1PAK | 1 | 142 | Sigma-Aldrich | S8064-1PAK | https://www.sigmaaldrich.com/LT/en
S8777-1EA | WORTHINGTON ACCESSORIES, TIPPING STAND F | 1X1EA | 1 | 1255 | Sigma-Aldrich | S8777-1EA | https://www.sigmaaldrich.com/LT/en
Z684155-1EA | ALDRICH(R) MICROSCALE ADAPTER, MULTIPUR& | 1X1EA | 1 | 38 | Sigma-Aldrich | Z684155-1EA | https://www.sigmaaldrich.com/LT/en
Z135038-500EA | TRANSFER PIPETTE, POLYETHYLENE FINE TIP& | 1X500EA | 1 | 130 | Sigma-Aldrich | Z135038-500EA | https://www.sigmaaldrich.com/LT/en
Z136018-1EA | ALDRICH(R) OFFSET ADAPTER WITH DRIP-TIP& | 1X1EA | 1 | 67 | Sigma-Aldrich | Z136018-1EA | https://www.sigmaaldrich.com/LT/en
Z168696-1EA | STAINLESS STEEL FORCEPS MEDIUM TIP, CUR& | 1X1EA | 1 | 15 | Sigma-Aldrich | Z168696-1EA | https://www.sigmaaldrich.com/LT/en
Z168750-1EA | STAINLESS STEEL FORCEPS MEDIUM TIP, STR& | 1X1EA | 1 | 12 | Sigma-Aldrich | Z168750-1EA | https://www.sigmaaldrich.com/LT/en
Z168777-1EA | STAINLESS STEEL FORCEPS FINE TIP, STRAI& | 1X1EA | 1 | 32 | Sigma-Aldrich | Z168777-1EA | https://www.sigmaaldrich.com/LT/en
Z168785-1EA | STAINLESS STEEL FORCEPS FINE TIP, CURVE& | 1X1EA | 1 | 30 | Sigma-Aldrich | Z168785-1EA | https://www.sigmaaldrich.com/LT/en
Z173185-1EA | FILTER FUNNEL WITH DRIP-TIP AND TWO GLA& | 1X1EA | 1 | 255 | Sigma-Aldrich | Z173185-1EA | https://www.sigmaaldrich.com/LT/en
Z192732-1EA | HORN TIP FOR 500 AND 750W ULTRASONIC PR& | 1X1EA | 1 | 81 | Sigma-Aldrich | Z192732-1EA | https://www.sigmaaldrich.com/LT/en
Z192740-1EA | TAPERED MICROTIP FOR 500 AND 750W ULTRA& | 1X1EA | 1 | 350 | Sigma-Aldrich | Z192740-1EA | https://www.sigmaaldrich.com/LT/en
Z203238-1EA | ALDRICH(R) OFFSET ADAPTER WITH DRIP-TIP& | 1X1EA | 1 | 68 | Sigma-Aldrich | Z203238-1EA | https://www.sigmaaldrich.com/LT/en
Z220140-1EA | FILTER FUNNEL WITH DRIP-TIP AND TWO SID& | 1X1EA | 1 | 723 | Sigma-Aldrich | Z220140-1EA | https://www.sigmaaldrich.com/LT/en
Z220442-1EA | STRAIGHT ADAPTER WITH DRIP-TIP FEMALE J& | 1X1EA | 1 | 135 | Sigma-Aldrich | Z220442-1EA | https://www.sigmaaldrich.com/LT/en
Z255688-1PAK | NMR PIPETTE TIP L 9 IN. | 1X1PAK | 1 | 136 | Sigma-Aldrich | Z255688-1PAK | https://www.sigmaaldrich.com/LT/en
Z258431-1PAK | HEAD SET FOR VORTEX-GENIE(R) 2 MULTIPL& | 1X1PAK | 1 | 123 | Sigma-Aldrich | Z258431-1PAK | https://www.sigmaaldrich.com/LT/en
T6948-1PAK | SARTORIUS PIPETTE TIPS, CAPACITY 100-50& | 1X1PAK | 1 | 16 | Sigma-Aldrich | T6948-1PAK | https://www.sigmaaldrich.com/LT/en
Z302503-1EA | QUICKFIT(R) MULTIPLE ADAPTERS TOP FEMAL& | 1X1EA | 1 | 51 | Sigma-Aldrich | Z302503-1EA | https://www.sigmaaldrich.com/LT/en
Z302511-1EA | QUICKFIT(R) MULTIPLE ADAPTERS TOP FEMAL& | 1X1EA | 1 | 51 | Sigma-Aldrich | Z302511-1EA | https://www.sigmaaldrich.com/LT/en
Z302538-1EA | QUICKFIT(R) MULTIPLE ADAPTERS TOP FEMAL& | 1X1EA | 1 | 51 | Sigma-Aldrich | Z302538-1EA | https://www.sigmaaldrich.com/LT/en
Z302554-1EA | QUICKFIT(R) MULTIPLE ADAPTERS TOP FEMAL& | 1X1EA | 1 | 51 | Sigma-Aldrich | Z302554-1EA | https://www.sigmaaldrich.com/LT/en
Z302562-1EA | QUICKFIT(R) MULTIPLE ADAPTERS TOP FEMAL& | 1X1EA | 1 | 51 | Sigma-Aldrich | Z302562-1EA | https://www.sigmaaldrich.com/LT/en
Z331686-1EA | BRAND(R) PIPETTE TIPS, RACKED, TIPBOX, | 1X1EA | 1 | 54 | Sigma-Aldrich | Z331686-1EA | https://www.sigmaaldrich.com/LT/en
Z331767-1PAK | BRAND(R) PIPETTE TIPS, RACKED, TIPBOX, | 1X1PAK | 1 | 30 | Sigma-Aldrich | Z331767-1PAK | https://www.sigmaaldrich.com/LT/en
Z332763-1PAK | PLASTIBRAND(R) PD-TIP SET CAPACITY 50 M& | 1X1PAK | 1 | 42 | Sigma-Aldrich | Z332763-1PAK | https://www.sigmaaldrich.com/LT/en
Z350850-400EA | TRANSFER PIPETTE, POLYETHYLENE FINE TIP& | 1X400EA | 1 | 174 | Sigma-Aldrich | Z350850-400EA | https://www.sigmaaldrich.com/LT/en
Z350869-500EA | TRANSFER PIPETTE, POLYETHYLENE FINE TIP& | 1X500EA | 1 | 195 | Sigma-Aldrich | Z350869-500EA | https://www.sigmaaldrich.com/LT/en
Z350877-400EA | TRANSFER PIPETTE, POLYETHYLENE FINE TIP& | 1X400EA | 1 | 140 | Sigma-Aldrich | Z350877-400EA | https://www.sigmaaldrich.com/LT/en
Z350885-400EA | TRANSFER PIPETTE, POLYETHYLENE FINE TIP& | 1X400EA | 1 | 130 | Sigma-Aldrich | Z350885-400EA | https://www.sigmaaldrich.com/LT/en
Z350893-400EA | TRANSFER PIPETTE, POLYETHYLENE FINE TIP& | 1X400EA | 1 | 210 | Sigma-Aldrich | Z350893-400EA | https://www.sigmaaldrich.com/LT/en
Z350907-400EA | TRANSFER PIPETTE, POLYETHYLENE FINE TIP& | 1X400EA | 1 | 173 | Sigma-Aldrich | Z350907-400EA | https://www.sigmaaldrich.com/LT/en
Z350915-500EA | TRANSFER PIPETTE, POLYETHYLENE FINE TIP& | 1X500EA | 1 | 194 | Sigma-Aldrich | Z350915-500EA | https://www.sigmaaldrich.com/LT/en
Z350923-400EA | TRANSFER PIPETTE, POLYETHYLENE FINE TIP& | 1X400EA | 1 | 191 | Sigma-Aldrich | Z350923-400EA | https://www.sigmaaldrich.com/LT/en
Z350931-500EA | TRANSFER PIPETTE, POLYETHYLENE FINE TIP& | 1X500EA | 1 | 212 | Sigma-Aldrich | Z350931-500EA | https://www.sigmaaldrich.com/LT/en
Z350958-500EA | TRANSFER PIPETTE, POLYETHYLENE FINE TIP& | 1X500EA | 1 | 168 | Sigma-Aldrich | Z350958-500EA | https://www.sigmaaldrich.com/LT/en
Z351539-1PAK | EPPENDORF(R) PIPETTE TIPS EPPENDORF FLE& | 1X1PAK | 1 | 183 | Sigma-Aldrich | Z351539-1PAK | https://www.sigmaaldrich.com/LT/en
Z351644-1PAK | EPPENDORF(R) PIPETTE TIPS EPPENDORF, ST& | 1X1PAK | 1 | 183 | Sigma-Aldrich | Z351644-1PAK | https://www.sigmaaldrich.com/LT/en