## Lapas1
TECHNINĖ SPECIFIKACIJA IR PASIŪLYMO FORMA
| PIRKIMO PAVADINIMAS: | Reagentų ir smulkios laboratorinės įrangos bei priemonių pirkimas
| PIRKIMO DALIS (neskirstoma) | 6
| TIEKĖJO PAVADINIMAS: | UAB "GRIDA"
| BENDRIEJI REIKALAVIMAI: | Būtina siūlyti visas prekes ir pateikti kiekvienos prekės įkainį. Jeigu tiekėjas prie kurios nors prekės neįrašo kainos, laikoma, kad jis ją siūlo už 0,00 Eur. Jeigu tiekėjas dėl kitokių priežasčių išbraukia iš sąrašo prekės pavadinimą - tiekėjo pasiūlymas tai daliai atmetamas
SUBTIEKĖJAS
Prekės kodas kataloge/ Product Code by Catalog | Reikalaujami techniniai/parametraiProduct Descripton | Pakuotė/Package | Kiekis/ Quantity | Kaina kiekiui (4 stulpelis), Eur be PVM/ Price for Quantity (column 4) without VAT | Gamintojo pavadinimas/ Manufacturer (Producer) | Gamintojo suteiktas prekės kodas /Manufacturer's (Producer's) product Code | Nuoroda į išsamų prekės aprašymą arba gamintojo svetainę /Link to detailed product specification or manufacturer's website
0004020700 | A 10 basic | 1 | 1 | 2038.3 | IKA | 0004020700 | https://www.ika.com/en/Products-Lab-Eq/
0025001680 | A 10.1 | 1 | 1 | 51.7 | IKA | 0025001680 | https://www.ika.com/en/Products-Lab-Eq/
0025001162 | A 10.2 | 1 | 1 | 146.3 | IKA | 0025001162 | https://www.ika.com/en/Products-Lab-Eq/
0025001161 | A 10.3 | 1 | 1 | 282.7 | IKA | 0025001161 | https://www.ika.com/en/Products-Lab-Eq/
0025001664 | A 10.4 | 1 | 1 | 112.2 | IKA | 0025001664 | https://www.ika.com/en/Products-Lab-Eq/
0002900000 | A 11 basic | 1 | 1 | 2448.6 | IKA | 0002900000 | https://www.ika.com/en/Products-Lab-Eq/
0002904600 | A 11.1 | 1 | 1 | 107.8 | IKA | 0002904600 | https://www.ika.com/en/Products-Lab-Eq/
0002905200 | A 11.2 | 1 | 1 | 180.4 | IKA | 0002905200 | https://www.ika.com/en/Products-Lab-Eq/
0002983000 | A 11.3 | 1 | 1 | 225.5 | IKA | 0002983000 | https://www.ika.com/en/Products-Lab-Eq/
0002904100 | A 11.4 | 1 | 1 | 611.6 | IKA | 0002904100 | https://www.ika.com/en/Products-Lab-Eq/
0002983100 | A 11.5 | 1 | 1 | 452.1 | IKA | 0002983100 | https://www.ika.com/en/Products-Lab-Eq/
0003302900 | A 11.6 | 1 | 1 | 486.2 | IKA | 0003302900 | https://www.ika.com/en/Products-Lab-Eq/
0003048700 | A 11.7 | 1 | 1 | 248.6 | IKA | 0003048700 | https://www.ika.com/en/Products-Lab-Eq/
0004581700 | A 2 | 1 | 1 | 70.4 | IKA | 0004581700 | https://www.ika.com/en/Products-Lab-Eq/
0020008800 | Adapter M16x1 f - G 1/2 m | 1 | 1 | 102.3 | IKA | 0020008800 | https://www.ika.com/en/Products-Lab-Eq/
0020008807 | Adapter M16x1 f - G 1/4 m | 1 | 1 | 102.3 | IKA | 0020008807 | https://www.ika.com/en/Products-Lab-Eq/
0020008730 | Adapter M16x1 f - G 3/8 m | 1 | 1 | 102.3 | IKA | 0020008730 | https://www.ika.com/en/Products-Lab-Eq/
0020008796 | Adapter M16x1 m - G 1/2 m | 1 | 1 | 51.7 | IKA | 0020008796 | https://www.ika.com/en/Products-Lab-Eq/
0020008734 | Adapter M16x1 m - G 1/4 m | 1 | 1 | 51.7 | IKA | 0020008734 | https://www.ika.com/en/Products-Lab-Eq/
0020008754 | Adapter M16x1 m - G 3/8 m | 1 | 1 | 51.7 | IKA | 0020008754 | https://www.ika.com/en/Products-Lab-Eq/
0025007118 | Adapter M16x1 m - M16x1 m | 1 | 1 | 51.7 | IKA | 0025007118 | https://www.ika.com/en/Products-Lab-Eq/
0020004570 | Adapter NTP 1/2 | 1 | 1 | 141.9 | IKA | 0020004570 | https://www.ika.com/en/Products-Lab-Eq/
0020004569 | Adapter NTP 1/4 | 1 | 1 | 46.2 | IKA | 0020004569 | https://www.ika.com/en/Products-Lab-Eq/
0020004571 | Adapter NTP 3/4 | 1 | 1 | 170.5 | IKA | 0020004571 | https://www.ika.com/en/Products-Lab-Eq/
0004709300 | ALMEMO 2490-2 | 1 | 1 | 1815 | IKA | 0004709300 | https://www.ika.com/en/Products-Lab-Eq/
0004709400 | ALMEMO USB Kabel | 1 | 1 | 368.5 | IKA | 0004709400 | https://www.ika.com/en/Products-Lab-Eq/
0020003378 | A-MMT.100 | 1 | 1 | 160.6 | IKA | 0020003378 | https://www.ika.com/en/Products-Lab-Eq/
0008801300 | AOD 1 | 1 | 1 | 8209.3 | IKA | 0008801300 | https://www.ika.com/en/Products-Lab-Eq/
0003303000 | AOD 1.1 FZ | 1 | 1 | 6085.2 | IKA | 0003303000 | https://www.ika.com/en/Products-Lab-Eq/
0003044000 | AOD 1.11 | 1 | 1 | 290.4 | IKA | 0003044000 | https://www.ika.com/en/Products-Lab-Eq/
0003044000 | AOD 1.11 | 1 | 1 | 290.4 | IKA | 0003044000 | https://www.ika.com/en/Products-Lab-Eq/
0003348100 | AOD 1.13 | 1 | 1 | 673.2 | IKA | 0003348100 | https://www.ika.com/en/Products-Lab-Eq/
0003348000 | AOD 1.2 | 1 | 1 | 1428.9 | IKA | 0003348000 | https://www.ika.com/en/Products-Lab-Eq/
0003308000 | AOD 1.3 | 1 | 1 | 2399.1 | IKA | 0003308000 | https://www.ika.com/en/Products-Lab-Eq/
0002339700 | AS 1.10 | 1 | 1 | 826.1 | IKA | 0002339700 | https://www.ika.com/en/Products-Lab-Eq/
0002339800 | AS 1.11 | 1 | 1 | 77 | IKA | 0002339800 | https://www.ika.com/en/Products-Lab-Eq/
0002594500 | AS 1.12 | 1 | 1 | 152.9 | IKA | 0002594500 | https://www.ika.com/en/Products-Lab-Eq/
0002597000 | AS 1.13 | 1 | 1 | 147.4 | IKA | 0002597000 | https://www.ika.com/en/Products-Lab-Eq/
0003148000 | AS 1.30 | 1 | 1 | 309.1 | IKA | 0003148000 | https://www.ika.com/en/Products-Lab-Eq/
0003030500 | AS 1.31 | 1 | 1 | 33 | IKA | 0003030500 | https://www.ika.com/en/Products-Lab-Eq/
0003710200 | AS 1.400 | 1 | 1 | 557.7 | IKA | 0003710200 | https://www.ika.com/en/Products-Lab-Eq/
0003712000 | AS 1.401 | 1 | 1 | 53.9 | IKA | 0003712000 | https://www.ika.com/en/Products-Lab-Eq/
0003712300 | AS 1.402 | 1 | 1 | 8.8 | IKA | 0003712300 | https://www.ika.com/en/Products-Lab-Eq/
0001268400 | AS 1.6 | 1 | 1 | 52.8 | IKA | 0001268400 | https://www.ika.com/en/Products-Lab-Eq/
0003149000 | AS 1.60 | 1 | 1 | 557.7 | IKA | 0003149000 | https://www.ika.com/en/Products-Lab-Eq/
0003030501 | AS 1.61 | 1 | 1 | 41.8 | IKA | 0003030501 | https://www.ika.com/en/Products-Lab-Eq/
0001269200 | AS 1.7 | 1 | 1 | 74.8 | IKA | 0001269200 | https://www.ika.com/en/Products-Lab-Eq/
0008017300 | AS 130.1 | 1 | 1 | 365.2 | IKA | 0008017300 | https://www.ika.com/en/Products-Lab-Eq/
0003115000 | AS 130.2 | 1 | 1 | 110 | IKA | 0003115000 | https://www.ika.com/en/Products-Lab-Eq/
0003120000 | AS 130.3 | 1 | 1 | 104.5 | IKA | 0003120000 | https://www.ika.com/en/Products-Lab-Eq/
0003120300 | AS 130.4 | 1 | 1 | 246.4 | IKA | 0003120300 | https://www.ika.com/en/Products-Lab-Eq/
0020016475 | AS 2.0 | 1 | 1 | 50.6 | IKA | 0020016475 | https://www.ika.com/en/Products-Lab-Eq/
0001234300 | AS 2.1 | 1 | 1 | 26.4 | IKA | 0001234300 | https://www.ika.com/en/Products-Lab-Eq/
0001234400 | AS 2.2 | 1 | 1 | 26.4 | IKA | 0001234400 | https://www.ika.com/en/Products-Lab-Eq/
0001234500 | AS 2.3 | 1 | 1 | 26.4 | IKA | 0001234500 | https://www.ika.com/en/Products-Lab-Eq/
0001234600 | AS 2.4 | 1 | 1 | 50.6 | IKA | 0001234600 | https://www.ika.com/en/Products-Lab-Eq/
0001234700 | AS 2.5 | 1 | 1 | 50.6 | IKA | 0001234700 | https://www.ika.com/en/Products-Lab-Eq/
0003819300 | AS 2.6 | 1 | 1 | 50.6 | IKA | 0003819300 | https://www.ika.com/en/Products-Lab-Eq/
0020016476 | AS 2.7 | 1 | 1 | 71.5 | IKA | 0020016476 | https://www.ika.com/en/Products-Lab-Eq/
0008017400 | AS 260.1 | 1 | 1 | 610.5 | IKA | 0008017400 | https://www.ika.com/en/Products-Lab-Eq/
0003115500 | AS 260.2 | 1 | 1 | 157.3 | IKA | 0003115500 | https://www.ika.com/en/Products-Lab-Eq/
0003120600 | AS 260.3 | 1 | 1 | 132 | IKA | 0003120600 | https://www.ika.com/en/Products-Lab-Eq/
0003120900 | AS 260.5 | 1 | 1 | 635.8 | IKA | 0003120900 | https://www.ika.com/en/Products-Lab-Eq/
0008022200 | AS 4000.1 | 1 | 1 | 974.6 | IKA | 0008022200 | https://www.ika.com/en/Products-Lab-Eq/
0003710100 | AS 4000.2 | 1 | 1 | 814 | IKA | 0003710100 | https://www.ika.com/en/Products-Lab-Eq/
0003710000 | AS 4000.3 | 1 | 1 | 213.4 | IKA | 0003710000 | https://www.ika.com/en/Products-Lab-Eq/
0008000200 | AS 501.1 | 1 | 1 | 1835.9 | IKA | 0008000200 | https://www.ika.com/en/Products-Lab-Eq/
0008000300 | AS 501.2 | 1 | 1 | 1958 | IKA | 0008000300 | https://www.ika.com/en/Products-Lab-Eq/
0008000400 | AS 501.3 | 1 | 1 | 1590.6 | IKA | 0008000400 | https://www.ika.com/en/Products-Lab-Eq/
0002341100 | AS 501.4 | 1 | 1 | 1222.1 | IKA | 0002341100 | https://www.ika.com/en/Products-Lab-Eq/
0002339600 | AS 501.5 | 1 | 1 | 244.2 | IKA | 0002339600 | https://www.ika.com/en/Products-Lab-Eq/
0008000500 | AS 501.6 | 1 | 1 | 2816 | IKA | 0008000500 | https://www.ika.com/en/Products-Lab-Eq/
0020004620 | Ball valve M16x1 | 1 | 1 | 91.3 | IKA | 0020004620 | https://www.ika.com/en/Products-Lab-Eq/
0020003417 | BC 1000 | 1 | 1 | 17.6 | IKA | 0020003417 | https://www.ika.com/en/Products-Lab-Eq/
0025000400 | BH 600 | 1 | 1 | 146.3 | IKA | 0025000400 | https://www.ika.com/en/Products-Lab-Eq/
0003672000 | big squid white | 1 | 1 | 348.7 | IKA | 0003672000 | https://www.ika.com/en/Products-Lab-Eq/
0020003078 | BL.ICC | 1 | 1 | 141.9 | IKA | 0020003078 | https://www.ika.com/en/Products-Lab-Eq/
0003703300 | BMT-20-G | 1 | 1 | 225.5 | IKA | 0003703300 | https://www.ika.com/en/Products-Lab-Eq/
0020017448 | BMT-20-G-M-gamma | 1 | 1 | 259.6 | IKA | 0020017448 | https://www.ika.com/en/Products-Lab-Eq/
0003703200 | BMT-20-S | 1 | 1 | 225.5 | IKA | 0003703200 | https://www.ika.com/en/Products-Lab-Eq/
0020018405 | BMT-20-S-IVD.10 | 1 | 1 | 159.5 | IKA | 0020018405 | https://www.ika.com/en/Products-Lab-Eq/
0020019573 | BMT-20-S-IVD.50 | 1 | 1 | 765.6 | IKA | 0020019573 | https://www.ika.com/en/Products-Lab-Eq/
0003700701 | BMT-20-S-M-gamma | 1 | 1 | 259.6 | IKA | 0003700701 | https://www.ika.com/en/Products-Lab-Eq/
0003699800 | BMT-50-G | 1 | 1 | 135.3 | IKA | 0003699800 | https://www.ika.com/en/Products-Lab-Eq/
0003699700 | BMT-50-S | 1 | 1 | 135.3 | IKA | 0003699700 | https://www.ika.com/en/Products-Lab-Eq/
0003701700 | BMT-50-S-M-gamma | 1 | 1 | 192.5 | IKA | 0003701700 | https://www.ika.com/en/Products-Lab-Eq/
0020006212 | Bottom plate L | 1 | 1 | 476.3 | IKA | 0020006212 | https://www.ika.com/en/Products-Lab-Eq/
0020007353 | Bottom plate L, ICC | 1 | 1 | 397.1 | IKA | 0020007353 | https://www.ika.com/en/Products-Lab-Eq/
0004472800 | BS.IC | 1 | 1 | 139.7 | IKA | 0004472800 | https://www.ika.com/en/Products-Lab-Eq/
0020003077 | BS.ICC | 1 | 1 | 136.4 | IKA | 0020003077 | https://www.ika.com/en/Products-Lab-Eq/
0004500300 | C 1.10 | 1 | 1 | 907.5 | IKA | 0004500300 | https://www.ika.com/en/Products-Lab-Eq/
0004502200 | C 1.101 | 1 | 1 | 327.8 | IKA | 0004502200 | https://www.ika.com/en/Products-Lab-Eq/
0004500700 | C 1.1012 | 1 | 1 | 171.6 | IKA | 0004500700 | https://www.ika.com/en/Products-Lab-Eq/
0004579300 | C 1.103 | 1 | 1 | 41.8 | IKA | 0004579300 | https://www.ika.com/en/Products-Lab-Eq/
0004579300 | C 1.103 | 1 | 1 | 41.8 | IKA | 0004579300 | https://www.ika.com/en/Products-Lab-Eq/
0004500400 | C 1.12 | 1 | 1 | 2640 | IKA | 0004500400 | https://www.ika.com/en/Products-Lab-Eq/
0004502300 | C 1.121 | 1 | 1 | 672.1 | IKA | 0004502300 | https://www.ika.com/en/Products-Lab-Eq/
0004500200 | C 1.123 | 1 | 1 | 139.7 | IKA | 0004500200 | https://www.ika.com/en/Products-Lab-Eq/
0004500200 | C 1.123 | 1 | 1 | 139.7 | IKA | 0004500200 | https://www.ika.com/en/Products-Lab-Eq/
0004501000 | C 1.20 | 1 | 1 | 1271.6 | IKA | 0004501000 | https://www.ika.com/en/Products-Lab-Eq/
0004500900 | C 1.30 | 1 | 1 | 1949.2 | IKA | 0004500900 | https://www.ika.com/en/Products-Lab-Eq/
0004500600 | C 1.50 | 1 | 1 | 1103.3 | IKA | 0004500600 | https://www.ika.com/en/Products-Lab-Eq/
0004500600 | C 1.50 | 1 | 1 | 1103.3 | IKA | 0004500600 | https://www.ika.com/en/Products-Lab-Eq/
0010001917 | C 1/10 Food add on Package | 1 | 1 | 4867.5 | IKA | 0010001917 | https://www.ika.com/en/Products-Lab-Eq/
0000750000 | C 10 | 1 | 1 | 99.6 | IKA | 0000750000 | https://www.ika.com/en/Products-Lab-Eq/
0000750000 | C 10 | 1 | 1 | 99.6 | IKA | 0000750000 | https://www.ika.com/en/Products-Lab-Eq/
0002201400 | C 12 | 1 | 1 | 38.5 | IKA | 0002201400 | https://www.ika.com/en/Products-Lab-Eq/
0002201400 | C 12 | 1 | 1 | 38.5 | IKA | 0002201400 | https://www.ika.com/en/Products-Lab-Eq/
0002201500 | C 12 A | 1 | 1 | 39.6 | IKA | 0002201500 | https://www.ika.com/en/Products-Lab-Eq/
0002201500 | C 12 A | 1 | 1 | 39.6 | IKA | 0002201500 | https://www.ika.com/en/Products-Lab-Eq/
0007224500 | C 14 | 1 | 1 | 97.9 | IKA | 0007224500 | https://www.ika.com/en/Products-Lab-Eq/
0007224500 | C 14 | 1 | 1 | 97.9 | IKA | 0007224500 | https://www.ika.com/en/Products-Lab-Eq/
0003131100 | C 15 | 1 | 1 | 47.3 | IKA | 0003131100 | https://www.ika.com/en/Products-Lab-Eq/
0003131100 | C 15 | 1 | 1 | 47.3 | IKA | 0003131100 | https://www.ika.com/en/Products-Lab-Eq/
0003801100 | C 16 | 1 | 1 | 55 | IKA | 0003801100 | https://www.ika.com/en/Products-Lab-Eq/
0003801200 | C 17 | 1 | 1 | 91.3 | IKA | 0003801200 | https://www.ika.com/en/Products-Lab-Eq/
0003548900 | C 200.1 | 1 | 1 | 42.9 | IKA | 0003548900 | https://www.ika.com/en/Products-Lab-Eq/
0004028800 | C 200.2 | 1 | 1 | 159.5 | IKA | 0004028800 | https://www.ika.com/en/Products-Lab-Eq/
0020010835 | C 200.RC | 1 | 1 | 548.9 | IKA | 0020010835 | https://www.ika.com/en/Products-Lab-Eq/
0001605300 | C 21 | 1 | 1 | 3215.3 | IKA | 0001605300 | https://www.ika.com/en/Products-Lab-Eq/
0001605300 | C 21 | 1 | 1 | 3215.3 | IKA | 0001605300 | https://www.ika.com/en/Products-Lab-Eq/
0003520000 | C 248 | 1 | 1 | 994.4 | IKA | 0003520000 | https://www.ika.com/en/Products-Lab-Eq/
0003197200 | C 25 | 1 | 1 | 363 | IKA | 0003197200 | https://www.ika.com/en/Products-Lab-Eq/
0008804000 | C 26 | 1 | 1 | 195.8 | IKA | 0008804000 | https://www.ika.com/en/Products-Lab-Eq/
0004579700 | C 27 | 1 | 1 | 113.3 | IKA | 0004579700 | https://www.ika.com/en/Products-Lab-Eq/
0020101322 | C 29 (BS341-3) | 1 | 1 | 1120.9 | IKA | 0020101322 | https://www.ika.com/en/Products-Lab-Eq/
0020101322 | C 29 (BS341-3) | 1 | 1 | 1120.9 | IKA | 0020101322 | https://www.ika.com/en/Products-Lab-Eq/
0000750200 | C 29 (DIN 477) | 1 | 1 | 1120.9 | IKA | 0000750200 | https://www.ika.com/en/Products-Lab-Eq/
0000750200 | C 29 (DIN 477) | 1 | 1 | 1120.9 | IKA | 0000750200 | https://www.ika.com/en/Products-Lab-Eq/
0020101828 | C 29 (NFE29-656) | 1 | 1 | 1120.9 | IKA | 0020101828 | https://www.ika.com/en/Products-Lab-Eq/
0020101828 | C 29 (NFE29-656) | 1 | 1 | 1120.9 | IKA | 0020101828 | https://www.ika.com/en/Products-Lab-Eq/
0001695500 | C 4 | 1 | 1 | 27 | IKA | 0001695500 | https://www.ika.com/en/Products-Lab-Eq/
0001695500 | C 4 | 1 | 1 | 27 | IKA | 0001695500 | https://www.ika.com/en/Products-Lab-Eq/
0000750600 | C 43 | 1 | 1 | 606.1 | IKA | 0000750600 | https://www.ika.com/en/Products-Lab-Eq/
0001560000 | C 48 | 1 | 1 | 2659.8 | IKA | 0001560000 | https://www.ika.com/en/Products-Lab-Eq/
0001560000 | C 48 | 1 | 1 | 2659.8 | IKA | 0001560000 | https://www.ika.com/en/Products-Lab-Eq/
0001749500 | C 5 | 1 | 1 | 136.4 | IKA | 0001749500 | https://www.ika.com/en/Products-Lab-Eq/
0007114000 | C 5010 | 1 | 1 | 3765.3 | IKA | 0007114000 | https://www.ika.com/en/Products-Lab-Eq/
0007122800 | C 5010.3 | 1 | 1 | 51.7 | IKA | 0007122800 | https://www.ika.com/en/Products-Lab-Eq/
0003016900 | C 5010.4 | 1 | 1 | 261.8 | IKA | 0003016900 | https://www.ika.com/en/Products-Lab-Eq/
0003016900 | C 5010.4 | 1 | 1 | 261.8 | IKA | 0003016900 | https://www.ika.com/en/Products-Lab-Eq/
0003016900 | C 5010.4 | 1 | 1 | 261.8 | IKA | 0003016900 | https://www.ika.com/en/Products-Lab-Eq/
0003055900 | C 5010.5 | 1 | 1 | 191.4 | IKA | 0003055900 | https://www.ika.com/en/Products-Lab-Eq/
0003055900 | C 5010.5 | 1 | 1 | 191.4 | IKA | 0003055900 | https://www.ika.com/en/Products-Lab-Eq/
0004579800 | C 5010.8 | 1 | 1 | 157.3 | IKA | 0004579800 | https://www.ika.com/en/Products-Lab-Eq/
0007215000 | C 5012 | 1 | 1 | 7648.3 | IKA | 0007215000 | https://www.ika.com/en/Products-Lab-Eq/
0002994900 | C 5012.3 | 1 | 1 | 146.3 | IKA | 0002994900 | https://www.ika.com/en/Products-Lab-Eq/
0002994900 | C 5012.3 | 1 | 1 | 146.3 | IKA | 0002994900 | https://www.ika.com/en/Products-Lab-Eq/
0007145000 | C 5020 | 1 | 1 | 6088.5 | IKA | 0007145000 | https://www.ika.com/en/Products-Lab-Eq/
0007198000 | C 5030 | 1 | 1 | 2767.6 | IKA | 0007198000 | https://www.ika.com/en/Products-Lab-Eq/
0003036000 | C 5041.10 | 1 | 1 | 47.3 | IKA | 0003036000 | https://www.ika.com/en/Products-Lab-Eq/
0000355100 | C 6 | 1 | 1 | 38.5 | IKA | 0000355100 | https://www.ika.com/en/Products-Lab-Eq/
0004504200 | C 60.1012 | 1 | 1 | 239.8 | IKA | 0004504200 | https://www.ika.com/en/Products-Lab-Eq/
0020014031 | C 6000.1 | 1 | 1 | 78.1 | IKA | 0020014031 | https://www.ika.com/en/Products-Lab-Eq/
0004504300 | C 6000.10 | 1 | 1 | 944.9 | IKA | 0004504300 | https://www.ika.com/en/Products-Lab-Eq/
0004504400 | C 6000.12 | 1 | 1 | 2406.8 | IKA | 0004504400 | https://www.ika.com/en/Products-Lab-Eq/
0003770000 | C 6010 | 1 | 1 | 3023.9 | IKA | 0003770000 | https://www.ika.com/en/Products-Lab-Eq/
0020007518 | C 6010.10 | 1 | 1 | 108.4 | IKA | 0020007518 | https://www.ika.com/en/Products-Lab-Eq/
0004504000 | C 6012 | 1 | 1 | 5709 | IKA | 0004504000 | https://www.ika.com/en/Products-Lab-Eq/
0004504100 | C 6030 | 1 | 1 | 2296.8 | IKA | 0004504100 | https://www.ika.com/en/Products-Lab-Eq/
0004040500 | C 6040 CalWin | 1 | 1 | 2204.4 | IKA | 0004040500 | https://www.ika.com/en/Products-Lab-Eq/
0003015000 | C 7010 | 1 | 1 | 4360.4 | IKA | 0003015000 | https://www.ika.com/en/Products-Lab-Eq/
0007095000 | C 7010.8 | 1 | 1 | 466.4 | IKA | 0007095000 | https://www.ika.com/en/Products-Lab-Eq/
0003017000 | C 7012 | 1 | 1 | 8490.9 | IKA | 0003017000 | https://www.ika.com/en/Products-Lab-Eq/
0003013300 | C 7030 | 1 | 1 | 2071.3 | IKA | 0003013300 | https://www.ika.com/en/Products-Lab-Eq/
0003013300 | C 7030 | 1 | 1 | 2071.3 | IKA | 0003013300 | https://www.ika.com/en/Products-Lab-Eq/
0001483500 | C 710.2 | 1 | 1 | 210.1 | IKA | 0001483500 | https://www.ika.com/en/Products-Lab-Eq/
0001483700 | C 710.4 | 1 | 1 | 35.8 | IKA | 0001483700 | https://www.ika.com/en/Products-Lab-Eq/
0001483700 | C 710.4 | 1 | 1 | 35.8 | IKA | 0001483700 | https://www.ika.com/en/Products-Lab-Eq/
0004579900 | C 710.8 | 1 | 1 | 35.8 | IKA | 0004579900 | https://www.ika.com/en/Products-Lab-Eq/
0003243000 | C 723 | 1 | 1 | 132 | IKA | 0003243000 | https://www.ika.com/en/Products-Lab-Eq/
0003243000 | C 723 | 1 | 1 | 132 | IKA | 0003243000 | https://www.ika.com/en/Products-Lab-Eq/
0003717400 | C 723 Big Pack | 1 | 1 | 832.7 | IKA | 0003717400 | https://www.ika.com/en/Products-Lab-Eq/
0003717400 | C 723 Big Pack | 1 | 1 | 832.7 | IKA | 0003717400 | https://www.ika.com/en/Products-Lab-Eq/
0000749900 | C 9 | 1 | 1 | 36.9 | IKA | 0000749900 | https://www.ika.com/en/Products-Lab-Eq/
0000749900 | C 9 | 1 | 1 | 36.9 | IKA | 0000749900 | https://www.ika.com/en/Products-Lab-Eq/
0040007388 | Calibration cap | 1 | 1 | 264 | IKA | 0040007388 | https://www.ika.com/en/Products-Lab-Eq/
0025000398 | CAL-O-10 | 1 | 1 | 140.8 | IKA | 0025000398 | https://www.ika.com/en/Products-Lab-Eq/
0025000434 | CAL-O-100 | 1 | 1 | 140.8 | IKA | 0025000434 | https://www.ika.com/en/Products-Lab-Eq/
0025000436 | CAL-O-1000 | 1 | 1 | 140.8 | IKA | 0025000436 | https://www.ika.com/en/Products-Lab-Eq/
0025000469 | CAL-O-100000 | 1 | 1 | 140.8 | IKA | 0025000469 | https://www.ika.com/en/Products-Lab-Eq/
0025000466 | CAL-O-12500 | 1 | 1 | 140.8 | IKA | 0025000466 | https://www.ika.com/en/Products-Lab-Eq/
0025000467 | CAL-O-30000 | 1 | 1 | 140.8 | IKA | 0025000467 | https://www.ika.com/en/Products-Lab-Eq/
0025000397 | CAL-O-5 | 1 | 1 | 140.8 | IKA | 0025000397 | https://www.ika.com/en/Products-Lab-Eq/
0025000399 | CAL-O-50 | 1 | 1 | 140.8 | IKA | 0025000399 | https://www.ika.com/en/Products-Lab-Eq/
0025000435 | CAL-O-500 | 1 | 1 | 140.8 | IKA | 0025000435 | https://www.ika.com/en/Products-Lab-Eq/
0025000437 | CAL-O-5000 | 1 | 1 | 140.8 | IKA | 0025000437 | https://www.ika.com/en/Products-Lab-Eq/
0025000468 | CAL-O-60000 | 1 | 1 | 140.8 | IKA | 0025000468 | https://www.ika.com/en/Products-Lab-Eq/
0020017512 | Carousel | 1 | 1 | 2830.3 | IKA | 0020017512 | https://www.ika.com/en/Products-Lab-Eq/
0040005427 | Carousel complete | 1 | 1 | 3924.8 | IKA | 0040005427 | https://www.ika.com/en/Products-Lab-Eq/
0004165000 | CBC 5 basic | 1 | 1 | 5211.8 | IKA | 0004165000 | https://www.ika.com/en/Products-Lab-Eq/
0004167000 | CBC 5 control | 1 | 1 | 6010.4 | IKA | 0004167000 | https://www.ika.com/en/Products-Lab-Eq/
0020005116 | CC1 | 1 | 1 | 145.2 | IKA | 0020005116 | https://www.ika.com/en/Products-Lab-Eq/
0025001061 | CC2 | 1 | 1 | 136.4 | IKA | 0025001061 | https://www.ika.com/en/Products-Lab-Eq/
0004471800 | CL.IC | 1 | 1 | 185.9 | IKA | 0004471800 | https://www.ika.com/en/Products-Lab-Eq/
0004471600 | CL.ICC | 1 | 1 | 193.6 | IKA | 0004471600 | https://www.ika.com/en/Products-Lab-Eq/
0020023680 | CLG.ICC | 1 | 1 | 555.5 | IKA | 0020023680 | https://www.ika.com/en/Products-Lab-Eq/
0025006276 | CLR.ICC | 1 | 1 | 283.8 | IKA | 0025006276 | https://www.ika.com/en/Products-Lab-Eq/
0004577600 | CM.IC | 1 | 1 | 139.7 | IKA | 0004577600 | https://www.ika.com/en/Products-Lab-Eq/
0025000290 | CM.ICC | 1 | 1 | 170.5 | IKA | 0025000290 | https://www.ika.com/en/Products-Lab-Eq/
0003582000 | C-MAG HP 10 | 1 | 1 | 874.5 | IKA | 0003582000 | https://www.ika.com/en/Products-Lab-Eq/
0003581600 | C-MAG HP 4 | 1 | 1 | 581.9 | IKA | 0003581600 | https://www.ika.com/en/Products-Lab-Eq/
0003581800 | C-MAG HP 7 | 1 | 1 | 640.2 | IKA | 0003581800 | https://www.ika.com/en/Products-Lab-Eq/
0003581400 | C-MAG HS 10 | 1 | 1 | 874.5 | IKA | 0003581400 | https://www.ika.com/en/Products-Lab-Eq/
0004240400 | C-MAG HS 10 digital | 1 | 1 | 1018.6 | IKA | 0004240400 | https://www.ika.com/en/Products-Lab-Eq/
0003581000 | C-MAG HS 4 | 1 | 1 | 581.9 | IKA | 0003581000 | https://www.ika.com/en/Products-Lab-Eq/
0004240200 | C-MAG HS 4 digital | 1 | 1 | 726 | IKA | 0004240200 | https://www.ika.com/en/Products-Lab-Eq/
0003581200 | C-MAG HS 7 | 1 | 1 | 640.2 | IKA | 0003581200 | https://www.ika.com/en/Products-Lab-Eq/
0020002694 | C-MAG HS 7 control | 1 | 1 | 1018.6 | IKA | 0020002694 | https://www.ika.com/en/Products-Lab-Eq/
0003487000 | C-MAG HS 7 digital | 1 | 1 | 849.2 | IKA | 0003487000 | https://www.ika.com/en/Products-Lab-Eq/
0009015900 | C-MAG HS 7 Package | 1 | 1 | 991.1 | IKA | 0009015900 | https://www.ika.com/en/Products-Lab-Eq/
0003582600 | C-MAG MS 10 | 1 | 1 | 874.5 | IKA | 0003582600 | https://www.ika.com/en/Products-Lab-Eq/
0003582200 | C-MAG MS 4 | 1 | 1 | 581.9 | IKA | 0003582200 | https://www.ika.com/en/Products-Lab-Eq/
0003582400 | C-MAG MS 7 | 1 | 1 | 640.2 | IKA | 0003582400 | https://www.ika.com/en/Products-Lab-Eq/
0020000249 | CO V 1 | 1 | 1 | 634.7 | IKA | 0020000249 | https://www.ika.com/en/Products-Lab-Eq/
0003671000 | color squid white | 1 | 1 | 348.7 | IKA | 0003671000 | https://www.ika.com/en/Products-Lab-Eq/
0040007427 | Copper electrode inner | 1 | 1 | 442.2 | IKA | 0040007427 | https://www.ika.com/en/Products-Lab-Eq/
0040007436 | Copper electrode outer | 1 | 1 | 771.1 | IKA | 0040007436 | https://www.ika.com/en/Products-Lab-Eq/
0004471500 | CS.ICC | 1 | 1 | 136.4 | IKA | 0004471500 | https://www.ika.com/en/Products-Lab-Eq/
0020006595 | CT.15 | 1 | 1 | 136.4 | IKA | 0020006595 | https://www.ika.com/en/Products-Lab-Eq/
0020008388 | D 60 | 1 | 1 | 509.3 | IKA | 0020008388 | https://www.ika.com/en/Products-Lab-Eq/
0020008389 | D 80 | 1 | 1 | 565.4 | IKA | 0020008389 | https://www.ika.com/en/Products-Lab-Eq/
0004467600 | DB 1.1 | 1 | 1 | 111.1 | IKA | 0004467600 | https://www.ika.com/en/Products-Lab-Eq/
0004467700 | DB 1.2 | 1 | 1 | 111.1 | IKA | 0004467700 | https://www.ika.com/en/Products-Lab-Eq/
0004467800 | DB 1.3 | 1 | 1 | 111.1 | IKA | 0004467800 | https://www.ika.com/en/Products-Lab-Eq/
0004467900 | DB 1.4 | 1 | 1 | 111.1 | IKA | 0004467900 | https://www.ika.com/en/Products-Lab-Eq/
0004468000 | DB 1.5 | 1 | 1 | 111.1 | IKA | 0004468000 | https://www.ika.com/en/Products-Lab-Eq/
0004468100 | DB 2.1 | 1 | 1 | 111.1 | IKA | 0004468100 | https://www.ika.com/en/Products-Lab-Eq/
0004468200 | DB 2.2 | 1 | 1 | 111.1 | IKA | 0004468200 | https://www.ika.com/en/Products-Lab-Eq/
0004468300 | DB 3.1 | 1 | 1 | 111.1 | IKA | 0004468300 | https://www.ika.com/en/Products-Lab-Eq/
0004468400 | DB 3.2 | 1 | 1 | 111.1 | IKA | 0004468400 | https://www.ika.com/en/Products-Lab-Eq/
0004468500 | DB 3.3 | 1 | 1 | 111.1 | IKA | 0004468500 | https://www.ika.com/en/Products-Lab-Eq/
0004468600 | DB 4.1 | 1 | 1 | 118.8 | IKA | 0004468600 | https://www.ika.com/en/Products-Lab-Eq/
0004468700 | DB 4.2 | 1 | 1 | 118.8 | IKA | 0004468700 | https://www.ika.com/en/Products-Lab-Eq/
0004468800 | DB 4.3 | 1 | 1 | 118.8 | IKA | 0004468800 | https://www.ika.com/en/Products-Lab-Eq/
0004468900 | DB 4.4 | 1 | 1 | 118.8 | IKA | 0004468900 | https://www.ika.com/en/Products-Lab-Eq/
0004469000 | DB 4.5 | 1 | 1 | 118.8 | IKA | 0004469000 | https://www.ika.com/en/Products-Lab-Eq/
0004469100 | DB 4.6 | 1 | 1 | 118.8 | IKA | 0004469100 | https://www.ika.com/en/Products-Lab-Eq/
0004469200 | DB 4.7 | 1 | 1 | 118.8 | IKA | 0004469200 | https://www.ika.com/en/Products-Lab-Eq/
0004469300 | DB 4.8 | 1 | 1 | 118.8 | IKA | 0004469300 | https://www.ika.com/en/Products-Lab-Eq/
0004469400 | DB 4.9 | 1 | 1 | 118.8 | IKA | 0004469400 | https://www.ika.com/en/Products-Lab-Eq/
0004469500 | DB 5.1 | 1 | 1 | 118.8 | IKA | 0004469500 | https://www.ika.com/en/Products-Lab-Eq/
0004469600 | DB 5.2 | 1 | 1 | 118.8 | IKA | 0004469600 | https://www.ika.com/en/Products-Lab-Eq/
0004469700 | DB 5.3 | 1 | 1 | 118.8 | IKA | 0004469700 | https://www.ika.com/en/Products-Lab-Eq/
0004469800 | DB 5.4 | 1 | 1 | 118.8 | IKA | 0004469800 | https://www.ika.com/en/Products-Lab-Eq/
0004469900 | DB 5.5 | 1 | 1 | 118.8 | IKA | 0004469900 | https://www.ika.com/en/Products-Lab-Eq/
0004470000 | DB 5.6 | 1 | 1 | 118.8 | IKA | 0004470000 | https://www.ika.com/en/Products-Lab-Eq/
0004470100 | DB 5.7 | 1 | 1 | 118.8 | IKA | 0004470100 | https://www.ika.com/en/Products-Lab-Eq/
0004470200 | DB 5.8 | 1 | 1 | 118.8 | IKA | 0004470200 | https://www.ika.com/en/Products-Lab-Eq/
0004470300 | DB 5.9 | 1 | 1 | 118.8 | IKA | 0004470300 | https://www.ika.com/en/Products-Lab-Eq/
0004470400 | DB 6.1 | 1 | 1 | 111.1 | IKA | 0004470400 | https://www.ika.com/en/Products-Lab-Eq/
0004470500 | DB 6.2 | 1 | 1 | 111.1 | IKA | 0004470500 | https://www.ika.com/en/Products-Lab-Eq/
0004470600 | DB 6.3 | 1 | 1 | 273.9 | IKA | 0004470600 | https://www.ika.com/en/Products-Lab-Eq/
0004470800 | DB 7.1 | 1 | 1 | 163.9 | IKA | 0004470800 | https://www.ika.com/en/Products-Lab-Eq/
0004470700 | DB 8.1 | 1 | 1 | 111.1 | IKA | 0004470700 | https://www.ika.com/en/Products-Lab-Eq/
0025000387 | DINS-1 | 1 | 1 | 2173.6 | IKA | 0025000387 | https://www.ika.com/en/Products-Lab-Eq/
0020026959 | DIS-300-S.10 | 1 | 1 | 169.4 | IKA | 0020026959 | https://www.ika.com/en/Products-Lab-Eq/
0020026960 | DIS-300-S.50 | 1 | 1 | 826.1 | IKA | 0020026960 | https://www.ika.com/en/Products-Lab-Eq/
0020016318 | DIS-300-S-M.10 | 1 | 1 | 163.9 | IKA | 0020016318 | https://www.ika.com/en/Products-Lab-Eq/
0020017313 | DIS-300-S-M.50 | 1 | 1 | 801.9 | IKA | 0020017313 | https://www.ika.com/en/Products-Lab-Eq/
0020016316 | DIS-50-S-M | 1 | 1 | 108.9 | IKA | 0020016316 | https://www.ika.com/en/Products-Lab-Eq/
0020016317 | DIS-50-T-M | 1 | 1 | 130.9 | IKA | 0020016317 | https://www.ika.com/en/Products-Lab-Eq/
0020027440 | Distribution pipe | 1 | 1 | 152.9 | IKA | 0020027440 | https://www.ika.com/en/Products-Lab-Eq/
0040003647 | Divided cells Set | 1 | 1 | 2038.3 | IKA | 0040003647 | https://www.ika.com/en/Products-Lab-Eq/
0004025100 | Dry Block Heater 1 | 1 | 1 | 1075.8 | IKA | 0004025100 | https://www.ika.com/en/Products-Lab-Eq/
0004025200 | Dry Block Heater 2 | 1 | 1 | 1302.4 | IKA | 0004025200 | https://www.ika.com/en/Products-Lab-Eq/
0004025300 | Dry Block Heater 3 | 1 | 1 | 1529 | IKA | 0004025300 | https://www.ika.com/en/Products-Lab-Eq/
0004025400 | Dry Block Heater 4 | 1 | 1 | 1755.6 | IKA | 0004025400 | https://www.ika.com/en/Products-Lab-Eq/
0004524000 | DS 1 | 1 | 1 | 211.2 | IKA | 0004524000 | https://www.ika.com/en/Products-Lab-Eq/
0004524100 | DS 2 | 1 | 1 | 150.7 | IKA | 0004524100 | https://www.ika.com/en/Products-Lab-Eq/
0004524200 | DS 3 | 1 | 1 | 150.7 | IKA | 0004524200 | https://www.ika.com/en/Products-Lab-Eq/
0004524300 | DS 4 | 1 | 1 | 150.7 | IKA | 0004524300 | https://www.ika.com/en/Products-Lab-Eq/
0004524400 | DS 5 | 1 | 1 | 150.7 | IKA | 0004524400 | https://www.ika.com/en/Products-Lab-Eq/
0004524500 | DS 6 | 1 | 1 | 128.7 | IKA | 0004524500 | https://www.ika.com/en/Products-Lab-Eq/
0004524600 | DS 6.1 | 1 | 1 | 38.5 | IKA | 0004524600 | https://www.ika.com/en/Products-Lab-Eq/
0004524700 | DS 6.2 | 1 | 1 | 38.5 | IKA | 0004524700 | https://www.ika.com/en/Products-Lab-Eq/
0004524800 | DS 6.3 | 1 | 1 | 38.5 | IKA | 0004524800 | https://www.ika.com/en/Products-Lab-Eq/
0004524900 | DS 6.4 | 1 | 1 | 38.5 | IKA | 0004524900 | https://www.ika.com/en/Products-Lab-Eq/
0004525000 | DS 6.5 | 1 | 1 | 38.5 | IKA | 0004525000 | https://www.ika.com/en/Products-Lab-Eq/
0003703100 | DT-20 | 1 | 1 | 210.1 | IKA | 0003703100 | https://www.ika.com/en/Products-Lab-Eq/
0020003207 | DT-20 eco | 1 | 1 | 180.4 | IKA | 0020003207 | https://www.ika.com/en/Products-Lab-Eq/
0003700600 | DT-20-M-gamma | 1 | 1 | 248.6 | IKA | 0003700600 | https://www.ika.com/en/Products-Lab-Eq/
0003699600 | DT-50 | 1 | 1 | 112.2 | IKA | 0003699600 | https://www.ika.com/en/Products-Lab-Eq/
0020003213 | DT-50 eco | 1 | 1 | 101.2 | IKA | 0020003213 | https://www.ika.com/en/Products-Lab-Eq/
0003701600 | DT-50-M-gamma | 1 | 1 | 180.4 | IKA | 0003701600 | https://www.ika.com/en/Products-Lab-Eq/
0003127800 | DTM 12.10 | 1 | 1 | 350.9 | IKA | 0003127800 | https://www.ika.com/en/Products-Lab-Eq/
0020024575 | DWB 600 | 1 | 1 | 767.8 | IKA | 0020024575 | https://www.ika.com/en/Products-Lab-Eq/
0003599300 | Edelstahlkugeln | 1 | 1 | 56.1 | IKA | 0003599300 | https://www.ika.com/en/Products-Lab-Eq/
0040004945 | e-Hive | 1 | 1 | 3537.6 | IKA | 0040004945 | https://www.ika.com/en/Products-Lab-Eq/
0025007462 | elbow Olive 90° for pump | 1 | 1 | 57.2 | IKA | 0025007462 | https://www.ika.com/en/Products-Lab-Eq/
0025001212 | elbow tube 90° | 1 | 1 | 84.7 | IKA | 0025001212 | https://www.ika.com/en/Products-Lab-Eq/
0040004013 | ElectraSyn 2.0 Complete Starter Kit | 1 | 1 | 3242.8 | IKA | 0040004013 | https://www.ika.com/en/Products-Lab-Eq/
0010003810 | ElectraSyn 2.0 Complete Vial Kit | 1 | 1 | 1338.7 | IKA | 0010003810 | https://www.ika.com/en/Products-Lab-Eq/
0020017204 | ElectraSyn 2.0 Electrode Starter Kit | 1 | 1 | 1905.2 | IKA | 0020017204 | https://www.ika.com/en/Products-Lab-Eq/
0040004016 | ElectraSyn 2.0 MicroElectrode StarterKit | 1 | 1 | 2800.6 | IKA | 0040004016 | https://www.ika.com/en/Products-Lab-Eq/
0040004015 | ElectraSyn 2.0 MicroStarter Kit complete | 1 | 1 | 4035.9 | IKA | 0040004015 | https://www.ika.com/en/Products-Lab-Eq/
0040004014 | ElectraSyn 2.0 MicroVial Kit complete | 1 | 1 | 1433.3 | IKA | 0040004014 | https://www.ika.com/en/Products-Lab-Eq/
0040004103 | ElectraSyn 2.0 MicroVial Only Kit | 1 | 1 | 1035.1 | IKA | 0040004103 | https://www.ika.com/en/Products-Lab-Eq/
0020008980 | ElectraSyn 2.0 Package | 1 | 1 | 3383.6 | IKA | 0020008980 | https://www.ika.com/en/Products-Lab-Eq/
0040003261 | ElectraSyn 2.0 pro Package | 1 | 1 | 3977.6 | IKA | 0040003261 | https://www.ika.com/en/Products-Lab-Eq/
0010003811 | ElectraSyn 2.0 vials only | 1 | 1 | 881.1 | IKA | 0010003811 | https://www.ika.com/en/Products-Lab-Eq/
0040006052 | ElectraSyn GOGO Module | 1 | 1 | 777.7 | IKA | 0040006052 | https://www.ika.com/en/Products-Lab-Eq/
0040003682 | Electrode 0.7 aluminium | 1 | 1 | 601.7 | IKA | 0040003682 | https://www.ika.com/en/Products-Lab-Eq/
0040003932 | Electrode 0.7 BDD | 1 | 1 | 4415.4 | IKA | 0040003932 | https://www.ika.com/en/Products-Lab-Eq/
0040003933 | Electrode 0.7 cobalt | 1 | 1 | 347.6 | IKA | 0040003933 | https://www.ika.com/en/Products-Lab-Eq/
0040003675 | Electrode 0.7 copper | 1 | 1 | 240.9 | IKA | 0040003675 | https://www.ika.com/en/Products-Lab-Eq/
0040003670 | Electrode 0.7 glassy carbon | 1 | 1 | 1093.4 | IKA | 0040003670 | https://www.ika.com/en/Products-Lab-Eq/
0040003934 | Electrode 0.7 gold | 1 | 1 | 423.5 | IKA | 0040003934 | https://www.ika.com/en/Products-Lab-Eq/
0040003954 | Electrode 0.7 graphite SK-50 | 1 | 1 | 187 | IKA | 0040003954 | https://www.ika.com/en/Products-Lab-Eq/
0040003669 | Electrode 0.7 graphite V2100 | 1 | 1 | 752.4 | IKA | 0040003669 | https://www.ika.com/en/Products-Lab-Eq/
0040003673 | Electrode 0.7 lead | 1 | 1 | 556.6 | IKA | 0040003673 | https://www.ika.com/en/Products-Lab-Eq/
0040003674 | Electrode 0.7 lead bronze | 1 | 1 | 366.3 | IKA | 0040003674 | https://www.ika.com/en/Products-Lab-Eq/
0040003677 | Electrode 0.7 magnesium | 1 | 1 | 511.5 | IKA | 0040003677 | https://www.ika.com/en/Products-Lab-Eq/
0040003671 | Electrode 0.7 nickel | 1 | 1 | 511.5 | IKA | 0040003671 | https://www.ika.com/en/Products-Lab-Eq/
0040003935 | Electrode 0.7 nickel foam | 1 | 1 | 89.1 | IKA | 0040003935 | https://www.ika.com/en/Products-Lab-Eq/
0040003936 | Electrode 0.7 niobium | 1 | 1 | 316.8 | IKA | 0040003936 | https://www.ika.com/en/Products-Lab-Eq/
0040003678 | Electrode 0.7 platinum | 1 | 1 | 669.9 | IKA | 0040003678 | https://www.ika.com/en/Products-Lab-Eq/
0020023860 | Electrode 0.7 platinum on ceramic | 1 | 1 | 396 | IKA | 0020023860 | https://www.ika.com/en/Products-Lab-Eq/
0040003937 | Electrode 0.7 RVC | 1 | 1 | 442.2 | IKA | 0040003937 | https://www.ika.com/en/Products-Lab-Eq/
0040004509 | Electrode 0.7 Sampler Kit | 1 | 1 | 1632.4 | IKA | 0040004509 | https://www.ika.com/en/Products-Lab-Eq/
0040003938 | Electrode 0.7 silver | 1 | 1 | 328.9 | IKA | 0040003938 | https://www.ika.com/en/Products-Lab-Eq/
0040003672 | Electrode 0.7 stainless steel | 1 | 1 | 282.7 | IKA | 0040003672 | https://www.ika.com/en/Products-Lab-Eq/
0040003939 | Electrode 0.7 tin | 1 | 1 | 275 | IKA | 0040003939 | https://www.ika.com/en/Products-Lab-Eq/
0040003940 | Electrode 0.7 titanium | 1 | 1 | 253 | IKA | 0040003940 | https://www.ika.com/en/Products-Lab-Eq/
0040003941 | Electrode 0.7 tungsten | 1 | 1 | 366.3 | IKA | 0040003941 | https://www.ika.com/en/Products-Lab-Eq/
0040003680 | Electrode 0.7 zinc | 1 | 1 | 481.8 | IKA | 0040003680 | https://www.ika.com/en/Products-Lab-Eq/
0040003174 | Electrode aluminum | 1 | 1 | 212.3 | IKA | 0040003174 | https://www.ika.com/en/Products-Lab-Eq/
0040002856 | Electrode boron doped diamond | 1 | 1 | 625.9 | IKA | 0040002856 | https://www.ika.com/en/Products-Lab-Eq/
0040003385 | Electrode cobalt | 1 | 1 | 97.9 | IKA | 0040003385 | https://www.ika.com/en/Products-Lab-Eq/
0040002847 | Electrode copper | 1 | 1 | 108.9 | IKA | 0040002847 | https://www.ika.com/en/Products-Lab-Eq/
0040002863 | Electrode CV glassy carbon | 1 | 1 | 139.7 | IKA | 0040002863 | https://www.ika.com/en/Products-Lab-Eq/
0040002864 | Electrode CV package | 1 | 1 | 592.9 | IKA | 0040002864 | https://www.ika.com/en/Products-Lab-Eq/
0040002842 | Electrode glassy carbon | 1 | 1 | 157.3 | IKA | 0040002842 | https://www.ika.com/en/Products-Lab-Eq/
0040002853 | Electrode gold plated | 1 | 1 | 360.8 | IKA | 0040002853 | https://www.ika.com/en/Products-Lab-Eq/
0040002858 | Electrode graphite | 1 | 1 | 210.1 | IKA | 0040002858 | https://www.ika.com/en/Products-Lab-Eq/
0040002843 | Electrode lead | 1 | 1 | 394.9 | IKA | 0040002843 | https://www.ika.com/en/Products-Lab-Eq/
0020016076 | Electrode lead bronze | 1 | 1 | 159.5 | IKA | 0020016076 | https://www.ika.com/en/Products-Lab-Eq/
0040002848 | Electrode magnesium | 1 | 1 | 386.1 | IKA | 0040002848 | https://www.ika.com/en/Products-Lab-Eq/
0040002859 | Electrode nickel | 1 | 1 | 246.4 | IKA | 0040002859 | https://www.ika.com/en/Products-Lab-Eq/
0040002861 | Electrode nickel foam | 1 | 1 | 85.8 | IKA | 0040002861 | https://www.ika.com/en/Products-Lab-Eq/
0040002846 | Electrode niobium | 1 | 1 | 148.5 | IKA | 0040002846 | https://www.ika.com/en/Products-Lab-Eq/
0040005015 | Electrode platinum foil | 1 | 1 | 704 | IKA | 0040005015 | https://www.ika.com/en/Products-Lab-Eq/
0040002852 | Electrode platinum plated | 1 | 1 | 139.7 | IKA | 0040002852 | https://www.ika.com/en/Products-Lab-Eq/
0040006753 | Electrode platinum plated on ceramics | 1 | 1 | 387.2 | IKA | 0040006753 | https://www.ika.com/en/Products-Lab-Eq/
0040002865 | Electrode reference | 1 | 1 | 256.3 | IKA | 0040002865 | https://www.ika.com/en/Products-Lab-Eq/
0040002860 | Electrode RVC foam | 1 | 1 | 355.3 | IKA | 0040002860 | https://www.ika.com/en/Products-Lab-Eq/
0040002854 | Electrode silver plated | 1 | 1 | 115.5 | IKA | 0040002854 | https://www.ika.com/en/Products-Lab-Eq/
0040002851 | Electrode stainless steel | 1 | 1 | 95.7 | IKA | 0040002851 | https://www.ika.com/en/Products-Lab-Eq/
0040003646 | Electrode Starter Kit | 1 | 1 | 5016 | IKA | 0040003646 | https://www.ika.com/en/Products-Lab-Eq/
0040002857 | Electrode tin | 1 | 1 | 376.2 | IKA | 0040002857 | https://www.ika.com/en/Products-Lab-Eq/
0040002849 | Electrode titanium | 1 | 1 | 358.6 | IKA | 0040002849 | https://www.ika.com/en/Products-Lab-Eq/
0040002845 | Electrode tungsten | 1 | 1 | 402.6 | IKA | 0040002845 | https://www.ika.com/en/Products-Lab-Eq/
0040002850 | Electrode zinc | 1 | 1 | 358.6 | IKA | 0040002850 | https://www.ika.com/en/Products-Lab-Eq/
0025000390 | ELVAS-1 | 1 | 1 | 1438.8 | IKA | 0025000390 | https://www.ika.com/en/Products-Lab-Eq/
0025008373 | ELVAS-C-C | 1 | 1 | 202.4 | IKA | 0025008373 | https://www.ika.com/en/Products-Lab-Eq/
0020021351 | ETH SER 16 | 1 | 1 | 2217.6 | IKA | 0020021351 | https://www.ika.com/en/Products-Lab-Eq/
0003192000 | ETH SER 4 | 1 | 1 | 1852.4 | IKA | 0003192000 | https://www.ika.com/en/Products-Lab-Eq/
0020021350 | ETH SER 8 | 1 | 1 | 1458.6 | IKA | 0020021350 | https://www.ika.com/en/Products-Lab-Eq/
0003378000 | ETS-D 5 | 1 | 1 | 394.9 | IKA | 0003378000 | https://www.ika.com/en/Products-Lab-Eq/
0003378100 | ETS-D 6 | 1 | 1 | 581.9 | IKA | 0003378100 | https://www.ika.com/en/Products-Lab-Eq/
0004028500 | EUROSTAR 100 control | 1 | 1 | 2775.3 | IKA | 0004028500 | https://www.ika.com/en/Products-Lab-Eq/
0004238100 | EUROSTAR 100 digital | 1 | 1 | 2197.8 | IKA | 0004238100 | https://www.ika.com/en/Products-Lab-Eq/
0025004384 | EUROSTAR 100 P4 control | 1 | 1 | 3964.4 | IKA | 0025004384 | https://www.ika.com/en/Products-Lab-Eq/
0004442000 | EUROSTAR 20 digital | 1 | 1 | 1054.9 | IKA | 0004442000 | https://www.ika.com/en/Products-Lab-Eq/
0025001314 | EUROSTAR 20 high speed control | 1 | 1 | 2831.4 | IKA | 0025001314 | https://www.ika.com/en/Products-Lab-Eq/
0004028600 | EUROSTAR 20 high speed digital | 1 | 1 | 2151.6 | IKA | 0004028600 | https://www.ika.com/en/Products-Lab-Eq/
0003992000 | EUROSTAR 200 control | 1 | 1 | 3341.8 | IKA | 0003992000 | https://www.ika.com/en/Products-Lab-Eq/
0003990000 | EUROSTAR 200 digital | 1 | 1 | 2910.6 | IKA | 0003990000 | https://www.ika.com/en/Products-Lab-Eq/
0004090000 | EUROSTAR 200 P4 control | 1 | 1 | 4530.9 | IKA | 0004090000 | https://www.ika.com/en/Products-Lab-Eq/
0004444000 | EUROSTAR 40 digital | 1 | 1 | 1373.9 | IKA | 0004444000 | https://www.ika.com/en/Products-Lab-Eq/
0004214100 | EUROSTAR 400 control | 1 | 1 | 4077.7 | IKA | 0004214100 | https://www.ika.com/en/Products-Lab-Eq/
0004214000 | EUROSTAR 400 digital | 1 | 1 | 3652 | IKA | 0004214000 | https://www.ika.com/en/Products-Lab-Eq/
0004440000 | EUROSTAR 60 control | 1 | 1 | 2151.6 | IKA | 0004440000 | https://www.ika.com/en/Products-Lab-Eq/
0004446000 | EUROSTAR 60 digital | 1 | 1 | 1538.9 | IKA | 0004446000 | https://www.ika.com/en/Products-Lab-Eq/
0020005486 | Expert Key 100 eco | 1 | 1 | 5891.6 | IKA | 0020005486 | https://www.ika.com/en/Products-Lab-Eq/
0020005485 | Expert Key 100 pro | 1 | 1 | 6359.1 | IKA | 0020005485 | https://www.ika.com/en/Products-Lab-Eq/
0020016449 | Filter L | 1 | 1 | 38 | IKA | 0020016449 | https://www.ika.com/en/Products-Lab-Eq/
0020016450 | Filter XL | 1 | 1 | 38 | IKA | 0020016450 | https://www.ika.com/en/Products-Lab-Eq/
0002336000 | FK 1 | 1 | 1 | 305.8 | IKA | 0002336000 | https://www.ika.com/en/Products-Lab-Eq/
0020003666 | floating globes, PP | 1 | 1 | 119.9 | IKA | 0020003666 | https://www.ika.com/en/Products-Lab-Eq/
0020003667 | Floating tube rack 1 | 1 | 1 | 35.2 | IKA | 0020003667 | https://www.ika.com/en/Products-Lab-Eq/
0020003668 | Floating tube rack 2 | 1 | 1 | 35.2 | IKA | 0020003668 | https://www.ika.com/en/Products-Lab-Eq/
0020003669 | Floating tube rack 3 | 1 | 1 | 35.2 | IKA | 0020003669 | https://www.ika.com/en/Products-Lab-Eq/
0030000774 | G-L | 1 | 1 | 1098.9 | IKA | 0030000774 | https://www.ika.com/en/Products-Lab-Eq/
0030001333 | G-L 2 ml rotor set | 1 | 1 | 275 | IKA | 0030001333 | https://www.ika.com/en/Products-Lab-Eq/
0030001334 | G-L Adapter 0,4 ml tube | 1 | 1 | 9.9 | IKA | 0030001334 | https://www.ika.com/en/Products-Lab-Eq/
0030001347 | G-L Adapter 0,5 ml tube | 1 | 1 | 9.9 | IKA | 0030001347 | https://www.ika.com/en/Products-Lab-Eq/
0030001346 | G-L Adapter PCR tube | 1 | 1 | 9.9 | IKA | 0030001346 | https://www.ika.com/en/Products-Lab-Eq/
0030001345 | G-L PCR Set | 1 | 1 | 218.9 | IKA | 0030001345 | https://www.ika.com/en/Products-Lab-Eq/
0003599200 | Glaskugeln | 1 | 1 | 56.1 | IKA | 0003599200 | https://www.ika.com/en/Products-Lab-Eq/
0040003170 | Glass vial complete 10 ml | 1 | 1 | 147.4 | IKA | 0040003170 | https://www.ika.com/en/Products-Lab-Eq/
0040003168 | Glass vial complete 20 ml | 1 | 1 | 148.5 | IKA | 0040003168 | https://www.ika.com/en/Products-Lab-Eq/
0040003171 | Glass vial complete 5 ml | 1 | 1 | 159.5 | IKA | 0040003171 | https://www.ika.com/en/Products-Lab-Eq/
0040003325 | Glass vials 10 ml | 1 | 1 | 247.5 | IKA | 0040003325 | https://www.ika.com/en/Products-Lab-Eq/
0040003324 | Glass vials 20 ml | 1 | 1 | 267.3 | IKA | 0040003324 | https://www.ika.com/en/Products-Lab-Eq/
0040003327 | Glass vials 5 ml | 1 | 1 | 364.1 | IKA | 0040003327 | https://www.ika.com/en/Products-Lab-Eq/
0040007430 | Graphite electrode inner | 1 | 1 | 176 | IKA | 0040007430 | https://www.ika.com/en/Products-Lab-Eq/
0040007438 | Graphite electrode outer | 1 | 1 | 609.4 | IKA | 0040007438 | https://www.ika.com/en/Products-Lab-Eq/
0003661000 | H 100 | 1 | 1 | 18.7 | IKA | 0003661000 | https://www.ika.com/en/Products-Lab-Eq/
0004444401 | H 1000 | 1 | 1 | 390.5 | IKA | 0004444401 | https://www.ika.com/en/Products-Lab-Eq/
0004281600 | H 102 | 1 | 1 | 18.7 | IKA | 0004281600 | https://www.ika.com/en/Products-Lab-Eq/
0004299100 | H 103 | 1 | 1 | 18.7 | IKA | 0004299100 | https://www.ika.com/en/Products-Lab-Eq/
0004209500 | H 104 | 1 | 1 | 18.7 | IKA | 0004209500 | https://www.ika.com/en/Products-Lab-Eq/
0001091500 | H 11 (EURO) | 1 | 1 | 33 | IKA | 0001091500 | https://www.ika.com/en/Products-Lab-Eq/
0025000832 | H 135.10 | 1 | 1 | 149.6 | IKA | 0025000832 | https://www.ika.com/en/Products-Lab-Eq/
0025000626 | H 135.101 | 1 | 1 | 71.5 | IKA | 0025000626 | https://www.ika.com/en/Products-Lab-Eq/
0025000627 | H 135.102 | 1 | 1 | 71.5 | IKA | 0025000627 | https://www.ika.com/en/Products-Lab-Eq/
0025000628 | H 135.103 | 1 | 1 | 71.5 | IKA | 0025000628 | https://www.ika.com/en/Products-Lab-Eq/
0025000629 | H 135.104 | 1 | 1 | 71.5 | IKA | 0025000629 | https://www.ika.com/en/Products-Lab-Eq/
0025000630 | H 135.105 | 1 | 1 | 71.5 | IKA | 0025000630 | https://www.ika.com/en/Products-Lab-Eq/
0025000631 | H 135.106 | 1 | 1 | 71.5 | IKA | 0025000631 | https://www.ika.com/en/Products-Lab-Eq/
0025000632 | H 135.107 | 1 | 1 | 71.5 | IKA | 0025000632 | https://www.ika.com/en/Products-Lab-Eq/
0025000633 | H 135.108 | 1 | 1 | 71.5 | IKA | 0025000633 | https://www.ika.com/en/Products-Lab-Eq/
0004448200 | H 135.11 | 1 | 1 | 267.3 | IKA | 0004448200 | https://www.ika.com/en/Products-Lab-Eq/
0025000634 | H 135.20 | 1 | 1 | 127.6 | IKA | 0025000634 | https://www.ika.com/en/Products-Lab-Eq/
0025000636 | H 135.201 | 1 | 1 | 71.5 | IKA | 0025000636 | https://www.ika.com/en/Products-Lab-Eq/
0025000637 | H 135.202 | 1 | 1 | 71.5 | IKA | 0025000637 | https://www.ika.com/en/Products-Lab-Eq/
0025000638 | H 135.203 | 1 | 1 | 71.5 | IKA | 0025000638 | https://www.ika.com/en/Products-Lab-Eq/
0004448300 | H 135.21 | 1 | 1 | 244.2 | IKA | 0004448300 | https://www.ika.com/en/Products-Lab-Eq/
0025003280 | H 135.25 | 1 | 1 | 162.8 | IKA | 0025003280 | https://www.ika.com/en/Products-Lab-Eq/
0020007954 | H 135.26 | 1 | 1 | 279.4 | IKA | 0020007954 | https://www.ika.com/en/Products-Lab-Eq/
0025000639 | H 135.30 | 1 | 1 | 173.8 | IKA | 0025000639 | https://www.ika.com/en/Products-Lab-Eq/
0025000641 | H 135.301 | 1 | 1 | 71.5 | IKA | 0025000641 | https://www.ika.com/en/Products-Lab-Eq/
0025000642 | H 135.302 | 1 | 1 | 71.5 | IKA | 0025000642 | https://www.ika.com/en/Products-Lab-Eq/
0004448400 | H 135.31 | 1 | 1 | 290.4 | IKA | 0004448400 | https://www.ika.com/en/Products-Lab-Eq/
0025000833 | H 135.40 | 1 | 1 | 220 | IKA | 0025000833 | https://www.ika.com/en/Products-Lab-Eq/
0025000644 | H 135.401 | 1 | 1 | 127.6 | IKA | 0025000644 | https://www.ika.com/en/Products-Lab-Eq/
0004448500 | H 135.41 | 1 | 1 | 336.6 | IKA | 0004448500 | https://www.ika.com/en/Products-Lab-Eq/
0025000834 | H 135.50 | 1 | 1 | 301.4 | IKA | 0025000834 | https://www.ika.com/en/Products-Lab-Eq/
0025000645 | H 135.501 | 1 | 1 | 184.8 | IKA | 0025000645 | https://www.ika.com/en/Products-Lab-Eq/
0004448600 | H 135.51 | 1 | 1 | 419.1 | IKA | 0004448600 | https://www.ika.com/en/Products-Lab-Eq/
0004444501 | H 1500 | 1 | 1 | 402.6 | IKA | 0004444501 | https://www.ika.com/en/Products-Lab-Eq/
0001809700 | H 159 | 1 | 1 | 256.3 | IKA | 0001809700 | https://www.ika.com/en/Products-Lab-Eq/
0001545100 | H 16 V | 1 | 1 | 70.4 | IKA | 0001545100 | https://www.ika.com/en/Products-Lab-Eq/
0025000622 | H 16.3 | 1 | 1 | 18.7 | IKA | 0025000622 | https://www.ika.com/en/Products-Lab-Eq/
0002858700 | H 240 | 1 | 1 | 559.9 | IKA | 0002858700 | https://www.ika.com/en/Products-Lab-Eq/
0002829400 | H 29 | 1 | 1 | 231 | IKA | 0002829400 | https://www.ika.com/en/Products-Lab-Eq/
0002829500 | H 30 | 1 | 1 | 255.2 | IKA | 0002829500 | https://www.ika.com/en/Products-Lab-Eq/
0004444503 | H 3000 | 1 | 1 | 413.6 | IKA | 0004444503 | https://www.ika.com/en/Products-Lab-Eq/
0003547700 | H 38 | 1 | 1 | 30.8 | IKA | 0003547700 | https://www.ika.com/en/Products-Lab-Eq/
0002437700 | H 44 | 1 | 1 | 33 | IKA | 0002437700 | https://www.ika.com/en/Products-Lab-Eq/
0002437700 | H 44 | 1 | 1 | 33 | IKA | 0002437700 | https://www.ika.com/en/Products-Lab-Eq/
0004444505 | H 5000 | 1 | 1 | 487.3 | IKA | 0004444505 | https://www.ika.com/en/Products-Lab-Eq/
0002735451 | H 62.51 | 1 | 1 | 198 | IKA | 0002735451 | https://www.ika.com/en/Products-Lab-Eq/
0002735551 | H 66.51 | 1 | 1 | 290.4 | IKA | 0002735551 | https://www.ika.com/en/Products-Lab-Eq/
0004499900 | H 66.53 | 1 | 1 | 232.1 | IKA | 0004499900 | https://www.ika.com/en/Products-Lab-Eq/
0025006664 | H 67.60 | 1 | 1 | 146.3 | IKA | 0025006664 | https://www.ika.com/en/Products-Lab-Eq/
0025007920 | H 67.61 | 1 | 1 | 214.5 | IKA | 0025007920 | https://www.ika.com/en/Products-Lab-Eq/
0025007921 | H 68.55 | 1 | 1 | 278.3 | IKA | 0025007921 | https://www.ika.com/en/Products-Lab-Eq/
0002735600 | H 70 | 1 | 1 | 201.3 | IKA | 0002735600 | https://www.ika.com/en/Products-Lab-Eq/
0004569300 | H.FKM.12 | 1 | 1 | 420.2 | IKA | 0004569300 | https://www.ika.com/en/Products-Lab-Eq/
0004569200 | H.FKM.8 | 1 | 1 | 317.9 | IKA | 0004569200 | https://www.ika.com/en/Products-Lab-Eq/
0020004613 | H.PUR.12 | 1 | 1 | 78.1 | IKA | 0020004613 | https://www.ika.com/en/Products-Lab-Eq/
0020004612 | H.PUR.8.R | 1 | 1 | 62.7 | IKA | 0020004612 | https://www.ika.com/en/Products-Lab-Eq/
0004568900 | H.PVC.12 | 1 | 1 | 17.6 | IKA | 0004568900 | https://www.ika.com/en/Products-Lab-Eq/
0004568800 | H.PVC.8 | 1 | 1 | 14.3 | IKA | 0004568800 | https://www.ika.com/en/Products-Lab-Eq/
0004569100 | H.SI.12 | 1 | 1 | 41.8 | IKA | 0004569100 | https://www.ika.com/en/Products-Lab-Eq/
0020102324 | H.SI.6 | 1 | 1 | 27.5 | IKA | 0020102324 | https://www.ika.com/en/Products-Lab-Eq/
0004569000 | H.SI.8 | 1 | 1 | 34.1 | IKA | 0004569000 | https://www.ika.com/en/Products-Lab-Eq/
0020024125 | HB 10.3 | 1 | 1 | 855.8 | IKA | 0020024125 | https://www.ika.com/en/Products-Lab-Eq/
0020016334 | HB digital | 1 | 1 | 1483.9 | IKA | 0020016334 | https://www.ika.com/en/Products-Lab-Eq/
0020016337 | HB eco | 1 | 1 | 1190.2 | IKA | 0020016337 | https://www.ika.com/en/Products-Lab-Eq/
0004135000 | HBC 10 basic | 1 | 1 | 3511.2 | IKA | 0004135000 | https://www.ika.com/en/Products-Lab-Eq/
0004137000 | HBC 10 control | 1 | 1 | 4248.2 | IKA | 0004137000 | https://www.ika.com/en/Products-Lab-Eq/
0004125000 | HBC 5 basic | 1 | 1 | 3284.6 | IKA | 0004125000 | https://www.ika.com/en/Products-Lab-Eq/
0004127000 | HBC 5 control | 1 | 1 | 4021.6 | IKA | 0004127000 | https://www.ika.com/en/Products-Lab-Eq/
0020003549 | HBR 4 control | 1 | 1 | 3996.3 | IKA | 0020003549 | https://www.ika.com/en/Products-Lab-Eq/
0010001849 | HBR 4 control LR | 1 | 1 | 4204.2 | IKA | 0010001849 | https://www.ika.com/en/Products-Lab-Eq/
0025007567 | HELISTAND | 1 | 1 | 1208.9 | IKA | 0025007567 | https://www.ika.com/en/Products-Lab-Eq/
0025008233 | HELISTAND Set | 1 | 1 | 1428.9 | IKA | 0025008233 | https://www.ika.com/en/Products-Lab-Eq/
0020003520 | HF.Si.20.200.50 | 1 | 1 | 487.3 | IKA | 0020003520 | https://www.ika.com/en/Products-Lab-Eq/
0020003521 | HF.Si.20.250.50A | 1 | 1 | 544.5 | IKA | 0020003521 | https://www.ika.com/en/Products-Lab-Eq/
0020003415 | HG 1000 | 1 | 1 | 135.3 | IKA | 0020003415 | https://www.ika.com/en/Products-Lab-Eq/
0020003416 | HG 600 | 1 | 1 | 112.2 | IKA | 0020003416 | https://www.ika.com/en/Products-Lab-Eq/
0020019816 | Holder MV 1 | 1 | 1 | 192.5 | IKA | 0020019816 | https://www.ika.com/en/Products-Lab-Eq/
0025000338 | Hook Connector | 1 | 1 | 152.9 | IKA | 0025000338 | https://www.ika.com/en/Products-Lab-Eq/
0025003742 | HRC 2 basic | 1 | 1 | 4248.2 | IKA | 0025003742 | https://www.ika.com/en/Products-Lab-Eq/
0025004524 | HRC 2 control | 1 | 1 | 5200.8 | IKA | 0025004524 | https://www.ika.com/en/Products-Lab-Eq/
0025007380 | HS 25 EC - DW | 1 | 1 | 86.9 | IKA | 0025007380 | https://www.ika.com/en/Products-Lab-Eq/
0003066600 | HS 260 basic | 1 | 1 | 2718.1 | IKA | 0003066600 | https://www.ika.com/en/Products-Lab-Eq/
0003066700 | HS 260 control | 1 | 1 | 3397.9 | IKA | 0003066700 | https://www.ika.com/en/Products-Lab-Eq/
0004278600 | HS 260 control NOL | 1 | 1 | 3397.9 | IKA | 0004278600 | https://www.ika.com/en/Products-Lab-Eq/
0025002982 | HS 501 digital | 1 | 1 | 5041.3 | IKA | 0025002982 | https://www.ika.com/en/Products-Lab-Eq/
0025004320 | Hula dancer basic | 1 | 1 | 328.9 | IKA | 0025004320 | https://www.ika.com/en/Products-Lab-Eq/
0025003634 | Hula dancer digital | 1 | 1 | 383.9 | IKA | 0025003634 | https://www.ika.com/en/Products-Lab-Eq/
0004577500 | IB 12 pro | 1 | 1 | 600.6 | IKA | 0004577500 | https://www.ika.com/en/Products-Lab-Eq/
0004248200 | IB 18 eco | 1 | 1 | 521.4 | IKA | 0004248200 | https://www.ika.com/en/Products-Lab-Eq/
0004248600 | IB 20 pro | 1 | 1 | 713.9 | IKA | 0004248600 | https://www.ika.com/en/Products-Lab-Eq/
0004248100 | IB 8 eco | 1 | 1 | 374 | IKA | 0004248100 | https://www.ika.com/en/Products-Lab-Eq/
0004248500 | IB 9 pro | 1 | 1 | 533.5 | IKA | 0004248500 | https://www.ika.com/en/Products-Lab-Eq/
0020006884 | IB HF 24 eco | 1 | 1 | 589.6 | IKA | 0020006884 | https://www.ika.com/en/Products-Lab-Eq/
0020004383 | IB R 20 eco | 1 | 1 | 521.4 | IKA | 0020004383 | https://www.ika.com/en/Products-Lab-Eq/
0020007044 | IB R 52 eco | 1 | 1 | 737 | IKA | 0020007044 | https://www.ika.com/en/Products-Lab-Eq/
0020004382 | IB R 9 eco | 1 | 1 | 397.1 | IKA | 0020004382 | https://www.ika.com/en/Products-Lab-Eq/
0020006341 | IB R RO 15 eco | 1 | 1 | 895.4 | IKA | 0020006341 | https://www.ika.com/en/Products-Lab-Eq/
0025007761 | IB R RO 15 pro | 1 | 1 | 1758.9 | IKA | 0025007761 | https://www.ika.com/en/Products-Lab-Eq/
0003861000 | IC basic | 1 | 1 | 2604.8 | IKA | 0003861000 | https://www.ika.com/en/Products-Lab-Eq/
0008039900 | IC basic pro 12 c | 1 | 1 | 3795 | IKA | 0008039900 | https://www.ika.com/en/Products-Lab-Eq/
0008036800 | IC basic pro 20 c | 1 | 1 | 3964.4 | IKA | 0008036800 | https://www.ika.com/en/Products-Lab-Eq/
0003863000 | IC control | 1 | 1 | 3341.8 | IKA | 0003863000 | https://www.ika.com/en/Products-Lab-Eq/
0008040000 | IC control pro 12 c | 1 | 1 | 4474.8 | IKA | 0008040000 | https://www.ika.com/en/Products-Lab-Eq/
0008037200 | IC control pro 20 c | 1 | 1 | 4644.2 | IKA | 0008037200 | https://www.ika.com/en/Products-Lab-Eq/
0004134400 | ICC basic | 1 | 1 | 1031.8 | IKA | 0004134400 | https://www.ika.com/en/Products-Lab-Eq/
0008035000 | ICC basic eco 18 | 1 | 1 | 1692.9 | IKA | 0008035000 | https://www.ika.com/en/Products-Lab-Eq/
0008035800 | ICC basic eco 18 c | 1 | 1 | 2176.9 | IKA | 0008035800 | https://www.ika.com/en/Products-Lab-Eq/
0008034900 | ICC basic eco 8 | 1 | 1 | 1538.9 | IKA | 0008034900 | https://www.ika.com/en/Products-Lab-Eq/
0008035700 | ICC basic eco 8 c | 1 | 1 | 1967.9 | IKA | 0008035700 | https://www.ika.com/en/Products-Lab-Eq/
0010002471 | ICC basic IB R RO 15 eco | 1 | 1 | 3958.9 | IKA | 0010002471 | https://www.ika.com/en/Products-Lab-Eq/
0010006740 | ICC basic IB R RO 15 pro | 1 | 1 | 4822.4 | IKA | 0010006740 | https://www.ika.com/en/Products-Lab-Eq/
0010000414 | ICC basic pro 12 | 1 | 1 | 1758.9 | IKA | 0010000414 | https://www.ika.com/en/Products-Lab-Eq/
0010000416 | ICC basic pro 12 c | 1 | 1 | 2198.9 | IKA | 0010000416 | https://www.ika.com/en/Products-Lab-Eq/
0008035200 | ICC basic pro 20 | 1 | 1 | 1868.9 | IKA | 0008035200 | https://www.ika.com/en/Products-Lab-Eq/
0008036000 | ICC basic pro 20 c | 1 | 1 | 2363.9 | IKA | 0008036000 | https://www.ika.com/en/Products-Lab-Eq/
0008035100 | ICC basic pro 9 | 1 | 1 | 1692.9 | IKA | 0008035100 | https://www.ika.com/en/Products-Lab-Eq/
0008035900 | ICC basic pro 9 c | 1 | 1 | 2121.9 | IKA | 0008035900 | https://www.ika.com/en/Products-Lab-Eq/
0004136600 | ICC control | 1 | 1 | 1698.4 | IKA | 0004136600 | https://www.ika.com/en/Products-Lab-Eq/
0008035400 | ICC control eco 18 | 1 | 1 | 2352.9 | IKA | 0008035400 | https://www.ika.com/en/Products-Lab-Eq/
0008036200 | ICC control eco 18 c | 1 | 1 | 3155.9 | IKA | 0008036200 | https://www.ika.com/en/Products-Lab-Eq/
0008035300 | ICC control eco 8 | 1 | 1 | 2198.9 | IKA | 0008035300 | https://www.ika.com/en/Products-Lab-Eq/
0008036100 | ICC control eco 8 c | 1 | 1 | 2946.9 | IKA | 0008036100 | https://www.ika.com/en/Products-Lab-Eq/
0010002474 | ICC control IB R RO 15 eco | 1 | 1 | 4625.5 | IKA | 0010002474 | https://www.ika.com/en/Products-Lab-Eq/
0010006736 | ICC control IB R RO 15 pro | 1 | 1 | 5489 | IKA | 0010006736 | https://www.ika.com/en/Products-Lab-Eq/
0010000415 | ICC control pro 12 | 1 | 1 | 2418.9 | IKA | 0010000415 | https://www.ika.com/en/Products-Lab-Eq/
0010000417 | ICC control pro 12 c | 1 | 1 | 3210.9 | IKA | 0010000417 | https://www.ika.com/en/Products-Lab-Eq/
0008035600 | ICC control pro 20 | 1 | 1 | 2528.9 | IKA | 0008035600 | https://www.ika.com/en/Products-Lab-Eq/
0008036400 | ICC control pro 20 c | 1 | 1 | 3353.9 | IKA | 0008036400 | https://www.ika.com/en/Products-Lab-Eq/
0008035500 | ICC control pro 9 | 1 | 1 | 2363.9 | IKA | 0008035500 | https://www.ika.com/en/Products-Lab-Eq/
0008036300 | ICC control pro 9 c | 1 | 1 | 3100.9 | IKA | 0008036300 | https://www.ika.com/en/Products-Lab-Eq/
0020010963 | Y-hose connector 8 mm | 1 | 1 | 5.5 | IKA | 0020010963 | https://www.ika.com/en/Products-Lab-Eq/
0020003956 | IKA Oven 125 basic - dry glass | 1 | 1 | 2640 | IKA | 0020003956 | https://www.ika.com/en/Products-Lab-Eq/
0020003990 | IKA Oven 125 control - dry | 1 | 1 | 3397.9 | IKA | 0020003990 | https://www.ika.com/en/Products-Lab-Eq/
0020003996 | IKA Oven 125 control - dry glass | 1 | 1 | 3851.1 | IKA | 0020003996 | https://www.ika.com/en/Products-Lab-Eq/
0020011220 | IKA Pette fix 10 µl | 1 | 1 | 158.4 | IKA | 0020011220 | https://www.ika.com/en/Products-Lab-Eq/
0020011224 | IKA Pette fix 100 µl | 1 | 1 | 158.4 | IKA | 0020011224 | https://www.ika.com/en/Products-Lab-Eq/
0020011228 | IKA Pette fix 1000 µl | 1 | 1 | 158.4 | IKA | 0020011228 | https://www.ika.com/en/Products-Lab-Eq/
0020011221 | IKA Pette fix 20 µl | 1 | 1 | 158.4 | IKA | 0020011221 | https://www.ika.com/en/Products-Lab-Eq/
0020011225 | IKA Pette fix 200 µl | 1 | 1 | 158.4 | IKA | 0020011225 | https://www.ika.com/en/Products-Lab-Eq/
0020011222 | IKA Pette fix 25 µl | 1 | 1 | 158.4 | IKA | 0020011222 | https://www.ika.com/en/Products-Lab-Eq/
0020011226 | IKA Pette fix 250 µl | 1 | 1 | 158.4 | IKA | 0020011226 | https://www.ika.com/en/Products-Lab-Eq/
0020011219 | IKA Pette fix 5 µl | 1 | 1 | 158.4 | IKA | 0020011219 | https://www.ika.com/en/Products-Lab-Eq/
0020011223 | IKA Pette fix 50 µl | 1 | 1 | 158.4 | IKA | 0020011223 | https://www.ika.com/en/Products-Lab-Eq/
0020011227 | IKA Pette fix 500 µl | 1 | 1 | 158.4 | IKA | 0020011227 | https://www.ika.com/en/Products-Lab-Eq/
0020011210 | IKA Pette vario 0.1 - 2 µl | 1 | 1 | 240.9 | IKA | 0020011210 | https://www.ika.com/en/Products-Lab-Eq/
0020011211 | IKA Pette vario 0.5 - 10 µl | 1 | 1 | 240.9 | IKA | 0020011211 | https://www.ika.com/en/Products-Lab-Eq/
0020011217 | IKA Pette vario 0.5 - 5 ml | 1 | 1 | 240.9 | IKA | 0020011217 | https://www.ika.com/en/Products-Lab-Eq/
0020011218 | IKA Pette vario 1 - 10 ml | 1 | 1 | 240.9 | IKA | 0020011218 | https://www.ika.com/en/Products-Lab-Eq/
0020011214 | IKA Pette vario 10 - 100 µl | 1 | 1 | 240.9 | IKA | 0020011214 | https://www.ika.com/en/Products-Lab-Eq/
0020011216 | IKA Pette vario 100 - 1000 µl | 1 | 1 | 240.9 | IKA | 0020011216 | https://www.ika.com/en/Products-Lab-Eq/
0020011213 | IKA Pette vario 2 - 20 µl | 1 | 1 | 240.9 | IKA | 0020011213 | https://www.ika.com/en/Products-Lab-Eq/
0020011215 | IKA Pette vario 20 - 200 µl | 1 | 1 | 240.9 | IKA | 0020011215 | https://www.ika.com/en/Products-Lab-Eq/
0025004601 | IKA Plate (RCT digital) | 1 | 1 | 992.2 | IKA | 0025004601 | https://www.ika.com/en/Products-Lab-Eq/
0025004318 | IKA Scale | 1 | 1 | 815.1 | IKA | 0025004318 | https://www.ika.com/en/Products-Lab-Eq/
0004496200 | IKAFLON 10 cross | 1 | 1 | 15.4 | IKA | 0004496200 | https://www.ika.com/en/Products-Lab-Eq/
0004488600 | IKAFLON 10 round | 1 | 1 | 8.8 | IKA | 0004488600 | https://www.ika.com/en/Products-Lab-Eq/
0000793300 | IKAFLON 110 | 1 | 1 | 101.2 | IKA | 0000793300 | https://www.ika.com/en/Products-Lab-Eq/
0004488700 | IKAFLON 15 round | 1 | 1 | 9.9 | IKA | 0004488700 | https://www.ika.com/en/Products-Lab-Eq/
0001129000 | IKAFLON 155 | 1 | 1 | 112.2 | IKA | 0001129000 | https://www.ika.com/en/Products-Lab-Eq/
0004496400 | IKAFLON 20 cross | 1 | 1 | 20.9 | IKA | 0004496400 | https://www.ika.com/en/Products-Lab-Eq/
0004494600 | IKAFLON 20 ellipse | 1 | 1 | 18.7 | IKA | 0004494600 | https://www.ika.com/en/Products-Lab-Eq/
0004493000 | IKAFLON 20 power | 1 | 1 | 27.5 | IKA | 0004493000 | https://www.ika.com/en/Products-Lab-Eq/
0004488800 | IKAFLON 20 round | 1 | 1 | 12.1 | IKA | 0004488800 | https://www.ika.com/en/Products-Lab-Eq/
0004496600 | IKAFLON 25 cross | 1 | 1 | 24.2 | IKA | 0004496600 | https://www.ika.com/en/Products-Lab-Eq/
0004494800 | IKAFLON 25 ellipse | 1 | 1 | 20.9 | IKA | 0004494800 | https://www.ika.com/en/Products-Lab-Eq/
0004488900 | IKAFLON 25 round | 1 | 1 | 14.3 | IKA | 0004488900 | https://www.ika.com/en/Products-Lab-Eq/
0004492200 | IKAFLON 25 round | 1 | 1 | 27.5 | IKA | 0004492200 | https://www.ika.com/en/Products-Lab-Eq/
0004493800 | IKAFLON 25 slide round | 1 | 1 | 12.1 | IKA | 0004493800 | https://www.ika.com/en/Products-Lab-Eq/
0004496800 | IKAFLON 30 cross | 1 | 1 | 30.8 | IKA | 0004496800 | https://www.ika.com/en/Products-Lab-Eq/
0004495000 | IKAFLON 30 ellipse | 1 | 1 | 27.5 | IKA | 0004495000 | https://www.ika.com/en/Products-Lab-Eq/
0004493200 | IKAFLON 30 power | 1 | 1 | 41.8 | IKA | 0004493200 | https://www.ika.com/en/Products-Lab-Eq/
0004489000 | IKAFLON 30 round | 1 | 1 | 14.3 | IKA | 0004489000 | https://www.ika.com/en/Products-Lab-Eq/
0004494000 | IKAFLON 30 slide round | 1 | 1 | 12.1 | IKA | 0004494000 | https://www.ika.com/en/Products-Lab-Eq/
0004495200 | IKAFLON 35 ellipse | 1 | 1 | 34.1 | IKA | 0004495200 | https://www.ika.com/en/Products-Lab-Eq/
0004497200 | IKAFLON 37 bone | 1 | 1 | 55 | IKA | 0004497200 | https://www.ika.com/en/Products-Lab-Eq/
0004497000 | IKAFLON 38 cross | 1 | 1 | 37.4 | IKA | 0004497000 | https://www.ika.com/en/Products-Lab-Eq/
0004495400 | IKAFLON 40 ellipse | 1 | 1 | 44 | IKA | 0004495400 | https://www.ika.com/en/Products-Lab-Eq/
0004489100 | IKAFLON 40 round | 1 | 1 | 15.4 | IKA | 0004489100 | https://www.ika.com/en/Products-Lab-Eq/
0004492600 | IKAFLON 40 round | 1 | 1 | 27.5 | IKA | 0004492600 | https://www.ika.com/en/Products-Lab-Eq/
0004494200 | IKAFLON 40 slide round | 1 | 1 | 22 | IKA | 0004494200 | https://www.ika.com/en/Products-Lab-Eq/
0004495600 | IKAFLON 50 ellipse | 1 | 1 | 62.7 | IKA | 0004495600 | https://www.ika.com/en/Products-Lab-Eq/
0004493400 | IKAFLON 50 power | 1 | 1 | 50.6 | IKA | 0004493400 | https://www.ika.com/en/Products-Lab-Eq/
0004489200 | IKAFLON 50 round | 1 | 1 | 16.5 | IKA | 0004489200 | https://www.ika.com/en/Products-Lab-Eq/
0004492800 | IKAFLON 50 round | 1 | 1 | 29.7 | IKA | 0004492800 | https://www.ika.com/en/Products-Lab-Eq/
0004494400 | IKAFLON 50 slide round | 1 | 1 | 25.3 | IKA | 0004494400 | https://www.ika.com/en/Products-Lab-Eq/
0004497400 | IKAFLON 54 bone | 1 | 1 | 67.1 | IKA | 0004497400 | https://www.ika.com/en/Products-Lab-Eq/
0004496000 | IKAFLON 70 ellipse | 1 | 1 | 108.9 | IKA | 0004496000 | https://www.ika.com/en/Products-Lab-Eq/
0004497800 | IKAFLON 74 beaker | 1 | 1 | 321.2 | IKA | 0004497800 | https://www.ika.com/en/Products-Lab-Eq/
0004489300 | IKAFLON 80 round | 1 | 1 | 41.8 | IKA | 0004489300 | https://www.ika.com/en/Products-Lab-Eq/
0004498400 | IKAFLON 9 crown | 1 | 1 | 13.2 | IKA | 0004498400 | https://www.ika.com/en/Products-Lab-Eq/
0020004033 | Inlay 1, variable rack, ICC, ML | 1 | 1 | 62.7 | IKA | 0020004033 | https://www.ika.com/en/Products-Lab-Eq/
0020004034 | Inlay 2, variable rack, ICC, ML | 1 | 1 | 62.7 | IKA | 0020004034 | https://www.ika.com/en/Products-Lab-Eq/
0020004035 | Inlay 3, variable rack, ICC, ML | 1 | 1 | 62.7 | IKA | 0020004035 | https://www.ika.com/en/Products-Lab-Eq/
0020007602 | IO B 1.10 | 1 | 1 | 974.6 | IKA | 0020007602 | https://www.ika.com/en/Products-Lab-Eq/
0020007601 | IO F 1.10 | 1 | 1 | 850.3 | IKA | 0020007601 | https://www.ika.com/en/Products-Lab-Eq/
0035001326 | IO F 1.20 | 1 | 1 | 487.3 | IKA | 0035001326 | https://www.ika.com/en/Products-Lab-Eq/
0020007603 | IO P 1.10 | 1 | 1 | 906.4 | IKA | 0020007603 | https://www.ika.com/en/Products-Lab-Eq/
0020024935 | IO T 1.00 | 1 | 1 | 136.4 | IKA | 0020024935 | https://www.ika.com/en/Products-Lab-Eq/
0020007600 | IO T 1.10 | 1 | 1 | 238.7 | IKA | 0020007600 | https://www.ika.com/en/Products-Lab-Eq/
0020022141 | IPCS Pipettenkalibrier-Software | 1 | 1 | 224.4 | IKA | 0020022141 | https://www.ika.com/en/Products-Lab-Eq/
0004569500 | ISO.12 | 1 | 1 | 36.3 | IKA | 0004569500 | https://www.ika.com/en/Products-Lab-Eq/
0004569400 | ISO.8 | 1 | 1 | 28.6 | IKA | 0004569400 | https://www.ika.com/en/Products-Lab-Eq/
0020004631 | KMO 3 basic | 1 | 1 | 658.9 | IKA | 0020004631 | https://www.ika.com/en/Products-Lab-Eq/
0002980000 | KS 130 basic | 1 | 1 | 1698.4 | IKA | 0002980000 | https://www.ika.com/en/Products-Lab-Eq/
0002980100 | KS 130 control | 1 | 1 | 2491.5 | IKA | 0002980100 | https://www.ika.com/en/Products-Lab-Eq/
0004278200 | KS 130 control NOL | 1 | 1 | 2491.5 | IKA | 0004278200 | https://www.ika.com/en/Products-Lab-Eq/
0002980200 | KS 260 basic | 1 | 1 | 2718.1 | IKA | 0002980200 | https://www.ika.com/en/Products-Lab-Eq/
0002980300 | KS 260 control | 1 | 1 | 3397.9 | IKA | 0002980300 | https://www.ika.com/en/Products-Lab-Eq/
0004278400 | KS 260 control NOL | 1 | 1 | 3397.9 | IKA | 0004278400 | https://www.ika.com/en/Products-Lab-Eq/
0003940000 | KS 3000 i control | 1 | 1 | 5662.8 | IKA | 0003940000 | https://www.ika.com/en/Products-Lab-Eq/
0003940100 | KS 3000 ic control | 1 | 1 | 6795.8 | IKA | 0003940100 | https://www.ika.com/en/Products-Lab-Eq/
0003510000 | KS 4000 i control | 1 | 1 | 6853 | IKA | 0003510000 | https://www.ika.com/en/Products-Lab-Eq/
0003510100 | KS 4000 ic control | 1 | 1 | 7986 | IKA | 0003510100 | https://www.ika.com/en/Products-Lab-Eq/
0025002985 | KS 501 digital | 1 | 1 | 5041.3 | IKA | 0025002985 | https://www.ika.com/en/Products-Lab-Eq/
0003365000 | lab dancer | 1 | 1 | 225.5 | IKA | 0003365000 | https://www.ika.com/en/Products-Lab-Eq/
0003907500 | lab disc white | 1 | 1 | 317.9 | IKA | 0003907500 | https://www.ika.com/en/Products-Lab-Eq/
0004022400 | LABLIFT m | 1 | 1 | 305.8 | IKA | 0004022400 | https://www.ika.com/en/Products-Lab-Eq/
0020018014 | Labworldsoft 6 Pro Update | 1 | 1 | 2016.3 | IKA | 0020018014 | https://www.ika.com/en/Products-Lab-Eq/
0020023690 | Labworldsoft 6 Screening System | 1 | 1 | 737 | IKA | 0020023690 | https://www.ika.com/en/Products-Lab-Eq/
0020019397 | Labworldsoft 6 Starter | 1 | 1 | 4418.7 | IKA | 0020019397 | https://www.ika.com/en/Products-Lab-Eq/
0020019398 | Labworldsoft 6 Starter Update | 1 | 1 | 883.3 | IKA | 0020019398 | https://www.ika.com/en/Products-Lab-Eq/
0020019399 | Labworldsoft 6 Starter Upgrade | 1 | 1 | 5665 | IKA | 0020019399 | https://www.ika.com/en/Products-Lab-Eq/
0020101872 | Labworldsoft 6 Visc | 1 | 1 | 1100 | IKA | 0020101872 | https://www.ika.com/en/Products-Lab-Eq/
0020018987 | Linea | 1 | 1 | 75.9 | IKA | 0020018987 | https://www.ika.com/en/Products-Lab-Eq/
0020004583 | lock nut (2 pcs.) | 1 | 1 | 34.1 | IKA | 0020004583 | https://www.ika.com/en/Products-Lab-Eq/
0004015000 | Loopster basic | 1 | 1 | 815.1 | IKA | 0004015000 | https://www.ika.com/en/Products-Lab-Eq/
0004016000 | Loopster digital | 1 | 1 | 874.5 | IKA | 0004016000 | https://www.ika.com/en/Products-Lab-Eq/
0008040100 | LR 1000 basic Package | 1 | 1 | 6617.6 | IKA | 0008040100 | https://www.ika.com/en/Products-Lab-Eq/
0003602000 | LR 1000.1 | 1 | 1 | 3392.4 | IKA | 0003602000 | https://www.ika.com/en/Products-Lab-Eq/
0004663100 | LR 1000.10 | 1 | 1 | 424.6 | IKA | 0004663100 | https://www.ika.com/en/Products-Lab-Eq/
0004663000 | LR 1000.11 | 1 | 1 | 249.7 | IKA | 0004663000 | https://www.ika.com/en/Products-Lab-Eq/
0004663200 | LR 1000.20 | 1 | 1 | 331.1 | IKA | 0004663200 | https://www.ika.com/en/Products-Lab-Eq/
0025001955 | LR 1000.3 | 1 | 1 | 4222.9 | IKA | 0025001955 | https://www.ika.com/en/Products-Lab-Eq/
0004664300 | LR 1000.41 | 1 | 1 | 466.4 | IKA | 0004664300 | https://www.ika.com/en/Products-Lab-Eq/
0004664400 | LR 1000.61 | 1 | 1 | 426.8 | IKA | 0004664400 | https://www.ika.com/en/Products-Lab-Eq/
0020010508 | LR 1000.62 | 1 | 1 | 365.2 | IKA | 0020010508 | https://www.ika.com/en/Products-Lab-Eq/
0004663300 | LR 1000.64 | 1 | 1 | 851.4 | IKA | 0004663300 | https://www.ika.com/en/Products-Lab-Eq/
0004663400 | LR 1000.65 | 1 | 1 | 721.6 | IKA | 0004663400 | https://www.ika.com/en/Products-Lab-Eq/
0025003123 | LR 1000.70 | 1 | 1 | 239.8 | IKA | 0025003123 | https://www.ika.com/en/Products-Lab-Eq/
0003070000 | LR 2.1 | 1 | 1 | 818.4 | IKA | 0003070000 | https://www.ika.com/en/Products-Lab-Eq/
0002508300 | LR 2000.1 | 1 | 1 | 3683.9 | IKA | 0002508300 | https://www.ika.com/en/Products-Lab-Eq/
0002508400 | LR 2000.10 | 1 | 1 | 1423.4 | IKA | 0002508400 | https://www.ika.com/en/Products-Lab-Eq/
0002509500 | LR 2000.11 | 1 | 1 | 663.3 | IKA | 0002509500 | https://www.ika.com/en/Products-Lab-Eq/
0002509600 | LR 2000.2 | 1 | 1 | 4626.6 | IKA | 0002509600 | https://www.ika.com/en/Products-Lab-Eq/
0002508500 | LR 2000.20 | 1 | 1 | 651.2 | IKA | 0002508500 | https://www.ika.com/en/Products-Lab-Eq/
0002509700 | LR 2000.3 | 1 | 1 | 5304.2 | IKA | 0002509700 | https://www.ika.com/en/Products-Lab-Eq/
0003064900 | LR 2000.4 | 1 | 1 | 8805.5 | IKA | 0003064900 | https://www.ika.com/en/Products-Lab-Eq/
0002509200 | LR 2000.40 | 1 | 1 | 578.6 | IKA | 0002509200 | https://www.ika.com/en/Products-Lab-Eq/
0002509300 | LR 2000.60 | 1 | 1 | 521.4 | IKA | 0002509300 | https://www.ika.com/en/Products-Lab-Eq/
0020010075 | LR 2000.64 | 1 | 1 | 1210 | IKA | 0020010075 | https://www.ika.com/en/Products-Lab-Eq/
0003172600 | LR 2000.65 | 1 | 1 | 853.6 | IKA | 0003172600 | https://www.ika.com/en/Products-Lab-Eq/
0003318300 | LR-2.SI | 1 | 1 | 947.1 | IKA | 0003318300 | https://www.ika.com/en/Products-Lab-Eq/
0003326400 | LR-2.SP | 1 | 1 | 436.7 | IKA | 0003326400 | https://www.ika.com/en/Products-Lab-Eq/
0002606700 | LT 5.20 | 1 | 1 | 1131.9 | IKA | 0002606700 | https://www.ika.com/en/Products-Lab-Eq/
0020000988 | LT 5.21 | 1 | 1 | 962.5 | IKA | 0020000988 | https://www.ika.com/en/Products-Lab-Eq/
0002235000 | LT 5.23 | 1 | 1 | 134.2 | IKA | 0002235000 | https://www.ika.com/en/Products-Lab-Eq/
0002578100 | LT 5.24 | 1 | 1 | 382.8 | IKA | 0002578100 | https://www.ika.com/en/Products-Lab-Eq/
0020000878 | LT 5.25 | 1 | 1 | 524.7 | IKA | 0020000878 | https://www.ika.com/en/Products-Lab-Eq/
0020000879 | LT 5.26 | 1 | 1 | 359.7 | IKA | 0020000879 | https://www.ika.com/en/Products-Lab-Eq/
0020000880 | LT 5.27 | 1 | 1 | 524.7 | IKA | 0020000880 | https://www.ika.com/en/Products-Lab-Eq/
0001603600 | M 20 | 1 | 1 | 6598.9 | IKA | 0001603600 | https://www.ika.com/en/Products-Lab-Eq/
0008006200 | M 20.1 | 1 | 1 | 3997.4 | IKA | 0008006200 | https://www.ika.com/en/Products-Lab-Eq/
0000328200 | M 21 | 1 | 1 | 90.2 | IKA | 0000328200 | https://www.ika.com/en/Products-Lab-Eq/
0000521800 | M 22 | 1 | 1 | 372.9 | IKA | 0000521800 | https://www.ika.com/en/Products-Lab-Eq/
0001443400 | M 23 | 1 | 1 | 180.4 | IKA | 0001443400 | https://www.ika.com/en/Products-Lab-Eq/
0030000840 | Matrix 0,5 ml attachment | 1 | 1 | 548.9 | IKA | 0030000840 | https://www.ika.com/en/Products-Lab-Eq/
0030001157 | Matrix 0,5 ml insert | 1 | 1 | 42.9 | IKA | 0030001157 | https://www.ika.com/en/Products-Lab-Eq/
0030000829 | Matrix 1,5 ml attachment | 1 | 1 | 548.9 | IKA | 0030000829 | https://www.ika.com/en/Products-Lab-Eq/
0030001158 | Matrix 1,5/2,0 ml insert | 1 | 1 | 42.9 | IKA | 0030001158 | https://www.ika.com/en/Products-Lab-Eq/
0030000844 | Matrix 12 ml attachment | 1 | 1 | 548.9 | IKA | 0030000844 | https://www.ika.com/en/Products-Lab-Eq/
0030000821 | Matrix 15 ml attachment | 1 | 1 | 548.9 | IKA | 0030000821 | https://www.ika.com/en/Products-Lab-Eq/
0030000834 | Matrix 2,0 ml attachment | 1 | 1 | 548.9 | IKA | 0030000834 | https://www.ika.com/en/Products-Lab-Eq/
0030000859 | Matrix 5 ml attachment | 1 | 1 | 548.9 | IKA | 0030000859 | https://www.ika.com/en/Products-Lab-Eq/
0030000863 | Matrix 50 ml attachment | 1 | 1 | 548.9 | IKA | 0030000863 | https://www.ika.com/en/Products-Lab-Eq/
0030001253 | Matrix Cover | 1 | 1 | 108.9 | IKA | 0030001253 | https://www.ika.com/en/Products-Lab-Eq/
0030000848 | Matrix Cryo attachment | 1 | 1 | 548.9 | IKA | 0030000848 | https://www.ika.com/en/Products-Lab-Eq/
0030000717 | Matrix Delta plus | 1 | 1 | 1868.9 | IKA | 0030000717 | https://www.ika.com/en/Products-Lab-Eq/
0030000627 | Matrix Orbital | 1 | 1 | 1868.9 | IKA | 0030000627 | https://www.ika.com/en/Products-Lab-Eq/
0030000747 | Matrix Orbital Delta F0.5 | 1 | 1 | 2528.9 | IKA | 0030000747 | https://www.ika.com/en/Products-Lab-Eq/
0030000750 | Matrix Orbital Delta F1.5 | 1 | 1 | 2528.9 | IKA | 0030000750 | https://www.ika.com/en/Products-Lab-Eq/
0030000753 | Matrix Orbital Delta F2.0 | 1 | 1 | 2528.9 | IKA | 0030000753 | https://www.ika.com/en/Products-Lab-Eq/
0030000751 | Matrix Orbital Delta FP | 1 | 1 | 2528.9 | IKA | 0030000751 | https://www.ika.com/en/Products-Lab-Eq/
0030000731 | Matrix Orbital Delta plus | 1 | 1 | 2638.9 | IKA | 0030000731 | https://www.ika.com/en/Products-Lab-Eq/
0030000857 | Matrix PCR 384 attachment | 1 | 1 | 658.9 | IKA | 0030000857 | https://www.ika.com/en/Products-Lab-Eq/
0030000853 | Matrix PCR 96 attachment | 1 | 1 | 658.9 | IKA | 0030000853 | https://www.ika.com/en/Products-Lab-Eq/
0030001159 | Matrix PCR insert | 1 | 1 | 42.9 | IKA | 0030001159 | https://www.ika.com/en/Products-Lab-Eq/
0030000849 | Matrix plate attachment | 1 | 1 | 658.9 | IKA | 0030000849 | https://www.ika.com/en/Products-Lab-Eq/
0030001244 | Matrix ThermoCover | 1 | 1 | 548.9 | IKA | 0030001244 | https://www.ika.com/en/Products-Lab-Eq/
0025002978 | Maxi MR 1 digital | 1 | 1 | 3851.1 | IKA | 0025002978 | https://www.ika.com/en/Products-Lab-Eq/
0020004618 | Mechanic fluid level controller | 1 | 1 | 352 | IKA | 0020004618 | https://www.ika.com/en/Products-Lab-Eq/
0002938900 | MF 0.25 | 1 | 1 | 452.1 | IKA | 0002938900 | https://www.ika.com/en/Products-Lab-Eq/
0002939000 | MF 0.5 | 1 | 1 | 338.8 | IKA | 0002939000 | https://www.ika.com/en/Products-Lab-Eq/
0002939200 | MF 1.0 | 1 | 1 | 327.8 | IKA | 0002939200 | https://www.ika.com/en/Products-Lab-Eq/
0002836000 | MF 10 basic | 1 | 1 | 4666.2 | IKA | 0002836000 | https://www.ika.com/en/Products-Lab-Eq/
0002870900 | MF 10.1 | 1 | 1 | 3677.3 | IKA | 0002870900 | https://www.ika.com/en/Products-Lab-Eq/
0002871000 | MF 10.2 | 1 | 1 | 3284.6 | IKA | 0002871000 | https://www.ika.com/en/Products-Lab-Eq/
0002939400 | MF 2.0 | 1 | 1 | 316.8 | IKA | 0002939400 | https://www.ika.com/en/Products-Lab-Eq/
0002939500 | MF 3.0 | 1 | 1 | 305.8 | IKA | 0002939500 | https://www.ika.com/en/Products-Lab-Eq/
0002939600 | MF 4.0 | 1 | 1 | 293.7 | IKA | 0002939600 | https://www.ika.com/en/Products-Lab-Eq/
0020017207 | Micro glass vials 1 ml | 1 | 1 | 519.2 | IKA | 0020017207 | https://www.ika.com/en/Products-Lab-Eq/
0020017206 | Micro glass vials 2 ml | 1 | 1 | 513.7 | IKA | 0020017206 | https://www.ika.com/en/Products-Lab-Eq/
0040004029 | Microelectrode aluminum | 1 | 1 | 103.4 | IKA | 0040004029 | https://www.ika.com/en/Products-Lab-Eq/
0040004036 | Microelectrode boron-doped diamond | 1 | 1 | 885.5 | IKA | 0040004036 | https://www.ika.com/en/Products-Lab-Eq/
0040004039 | Microelectrode cobalt | 1 | 1 | 149.6 | IKA | 0040004039 | https://www.ika.com/en/Products-Lab-Eq/
0040004027 | Microelectrode copper | 1 | 1 | 104.5 | IKA | 0040004027 | https://www.ika.com/en/Products-Lab-Eq/
0040004022 | Microelectrode glassy carbon | 1 | 1 | 193.6 | IKA | 0040004022 | https://www.ika.com/en/Products-Lab-Eq/
0040004034 | Microelectrode gold | 1 | 1 | 251.9 | IKA | 0040004034 | https://www.ika.com/en/Products-Lab-Eq/
0040004021 | Microelectrode graphite SK-50 | 1 | 1 | 256.3 | IKA | 0040004021 | https://www.ika.com/en/Products-Lab-Eq/
0040004040 | Microelectrode graphite V2100 | 1 | 1 | 166.1 | IKA | 0040004040 | https://www.ika.com/en/Products-Lab-Eq/
0040004028 | Microelectrode lead | 1 | 1 | 1050.5 | IKA | 0040004028 | https://www.ika.com/en/Products-Lab-Eq/
0040004030 | Microelectrode lead bronze | 1 | 1 | 272.8 | IKA | 0040004030 | https://www.ika.com/en/Products-Lab-Eq/
0040004025 | Microelectrode magnesium | 1 | 1 | 614.9 | IKA | 0040004025 | https://www.ika.com/en/Products-Lab-Eq/
0040004023 | Microelectrode nickel | 1 | 1 | 806.3 | IKA | 0040004023 | https://www.ika.com/en/Products-Lab-Eq/
0040004101 | Microelectrode nickel foam | 1 | 1 | 111.1 | IKA | 0040004101 | https://www.ika.com/en/Products-Lab-Eq/
0040004032 | Microelectrode niobium | 1 | 1 | 255.2 | IKA | 0040004032 | https://www.ika.com/en/Products-Lab-Eq/
0040004038 | Microelectrode platinum | 1 | 1 | 223.3 | IKA | 0040004038 | https://www.ika.com/en/Products-Lab-Eq/
0040004035 | Microelectrode silver | 1 | 1 | 85.8 | IKA | 0040004035 | https://www.ika.com/en/Products-Lab-Eq/
0040004024 | Microelectrode stainless steel | 1 | 1 | 179.3 | IKA | 0040004024 | https://www.ika.com/en/Products-Lab-Eq/
0040004037 | Microelectrode tin | 1 | 1 | 706.2 | IKA | 0040004037 | https://www.ika.com/en/Products-Lab-Eq/
0040004033 | Microelectrode titanium | 1 | 1 | 614.9 | IKA | 0040004033 | https://www.ika.com/en/Products-Lab-Eq/
0040004031 | Microelectrode tungsten | 1 | 1 | 113.3 | IKA | 0040004031 | https://www.ika.com/en/Products-Lab-Eq/
0040004026 | Microelectrode zinc | 1 | 1 | 614.9 | IKA | 0040004026 | https://www.ika.com/en/Products-Lab-Eq/
0025001986 | MICROSTAR 15 control | 1 | 1 | 1313.4 | IKA | 0025001986 | https://www.ika.com/en/Products-Lab-Eq/
0025004883 | MICROSTAR 15 digital | 1 | 1 | 973.5 | IKA | 0025004883 | https://www.ika.com/en/Products-Lab-Eq/
0025001987 | MICROSTAR 30 control | 1 | 1 | 1358.5 | IKA | 0025001987 | https://www.ika.com/en/Products-Lab-Eq/
0025004884 | MICROSTAR 30 digital | 1 | 1 | 1018.6 | IKA | 0025004884 | https://www.ika.com/en/Products-Lab-Eq/
0025001984 | MICROSTAR 7.5 control | 1 | 1 | 1245.2 | IKA | 0025001984 | https://www.ika.com/en/Products-Lab-Eq/
0025004715 | MICROSTAR 7.5 digital | 1 | 1 | 905.3 | IKA | 0025004715 | https://www.ika.com/en/Products-Lab-Eq/
0040003294 | Microvial 1 ml | 1 | 1 | 199.1 | IKA | 0040003294 | https://www.ika.com/en/Products-Lab-Eq/
0040003295 | Microvial 2 ml | 1 | 1 | 199.1 | IKA | 0040003295 | https://www.ika.com/en/Products-Lab-Eq/
0025002968 | Midi MR 1 digital | 1 | 1 | 3511.2 | IKA | 0025002968 | https://www.ika.com/en/Products-Lab-Eq/
0003958000 | mini G | 1 | 1 | 344.3 | IKA | 0003958000 | https://www.ika.com/en/Products-Lab-Eq/
0025004132 | Mini MR standard | 1 | 1 | 248.6 | IKA | 0025004132 | https://www.ika.com/en/Products-Lab-Eq/
0025001988 | MINISTAR 20 control | 1 | 1 | 1313.4 | IKA | 0025001988 | https://www.ika.com/en/Products-Lab-Eq/
0025004885 | MINISTAR 20 digital | 1 | 1 | 973.5 | IKA | 0025004885 | https://www.ika.com/en/Products-Lab-Eq/
0025001989 | MINISTAR 40 control | 1 | 1 | 1426.7 | IKA | 0025001989 | https://www.ika.com/en/Products-Lab-Eq/
0025004886 | MINISTAR 40 digital | 1 | 1 | 1086.8 | IKA | 0025004886 | https://www.ika.com/en/Products-Lab-Eq/
0025001990 | MINISTAR 80 control | 1 | 1 | 1540 | IKA | 0025001990 | https://www.ika.com/en/Products-Lab-Eq/
0025004887 | MINISTAR 80 digital | 1 | 1 | 1200.1 | IKA | 0025004887 | https://www.ika.com/en/Products-Lab-Eq/
0025005156 | myPlate | 1 | 1 | 348.7 | IKA | 0025005156 | https://www.ika.com/en/Products-Lab-Eq/
0020016315 | MMT 100.1 | 1 | 1 | 259.6 | IKA | 0020016315 | https://www.ika.com/en/Products-Lab-Eq/
0020003165 | MMT 40.1 | 1 | 1 | 237.6 | IKA | 0020003165 | https://www.ika.com/en/Products-Lab-Eq/
L001540 | MS 1.21 | 1 | 1 | 25.3 | IKA | L001540 | https://www.ika.com/en/Products-Lab-Eq/
0025005776 | MS 1.30 | 1 | 1 | 52.8 | IKA | 0025005776 | https://www.ika.com/en/Products-Lab-Eq/
L001840 | MS 1.31 | 1 | 1 | 55 | IKA | L001840 | https://www.ika.com/en/Products-Lab-Eq/
L001850 | MS 1.32 | 1 | 1 | 55 | IKA | L001850 | https://www.ika.com/en/Products-Lab-Eq/
L001860 | MS 1.33 | 1 | 1 | 55 | IKA | L001860 | https://www.ika.com/en/Products-Lab-Eq/
L001830 | MS 1.34 | 1 | 1 | 26.4 | IKA | L001830 | https://www.ika.com/en/Products-Lab-Eq/
0003617000 | MS 3 basic | 1 | 1 | 622.6 | IKA | 0003617000 | https://www.ika.com/en/Products-Lab-Eq/
0020016017 | MS 3 control | 1 | 1 | 905.3 | IKA | 0020016017 | https://www.ika.com/en/Products-Lab-Eq/
0003319000 | MS 3 digital | 1 | 1 | 849.2 | IKA | 0003319000 | https://www.ika.com/en/Products-Lab-Eq/
0003426300 | MS 3.1 | 1 | 1 | 17.6 | IKA | 0003426300 | https://www.ika.com/en/Products-Lab-Eq/
0003426600 | MS 3.3 | 1 | 1 | 17.6 | IKA | 0003426600 | https://www.ika.com/en/Products-Lab-Eq/
0003426400 | MS 3.4 | 1 | 1 | 55 | IKA | 0003426400 | https://www.ika.com/en/Products-Lab-Eq/
0003428000 | MS 3.5 | 1 | 1 | 55 | IKA | 0003428000 | https://www.ika.com/en/Products-Lab-Eq/
0020008386 | MT 100.10 | 1 | 1 | 91.3 | IKA | 0020008386 | https://www.ika.com/en/Products-Lab-Eq/
0020012571 | MT 100.10 steril | 1 | 1 | 160.6 | IKA | 0020012571 | https://www.ika.com/en/Products-Lab-Eq/
0020006984 | MT 100.50 | 1 | 1 | 403.7 | IKA | 0020006984 | https://www.ika.com/en/Products-Lab-Eq/
0020017838 | MT 40 P.10 | 1 | 1 | 91.3 | IKA | 0020017838 | https://www.ika.com/en/Products-Lab-Eq/
0020011531 | MT 40 P.100 | 1 | 1 | 796.4 | IKA | 0020011531 | https://www.ika.com/en/Products-Lab-Eq/
0004425000 | MT 40.10 | 1 | 1 | 80.3 | IKA | 0004425000 | https://www.ika.com/en/Products-Lab-Eq/
0020001984 | MT 40.10 steril | 1 | 1 | 137.5 | IKA | 0020001984 | https://www.ika.com/en/Products-Lab-Eq/
0020001173 | MT 40.100 | 1 | 1 | 680.9 | IKA | 0020001173 | https://www.ika.com/en/Products-Lab-Eq/
0020001182 | MTC40/100.100 | 1 | 1 | 57.2 | IKA | 0020001182 | https://www.ika.com/en/Products-Lab-Eq/
0003208000 | MTS 2/4 digital | 1 | 1 | 1749 | IKA | 0003208000 | https://www.ika.com/en/Products-Lab-Eq/
0020019576 | MTT 100.10 | 1 | 1 | 160.6 | IKA | 0020019576 | https://www.ika.com/en/Products-Lab-Eq/
0020015380 | MTT 40.10 | 1 | 1 | 137.5 | IKA | 0020015380 | https://www.ika.com/en/Products-Lab-Eq/
0025002638 | MultiDrive basic | 1 | 1 | 3298.9 | IKA | 0025002638 | https://www.ika.com/en/Products-Lab-Eq/
0010005893 | MultiDrive basic M20 successor package | 1 | 1 | 4096.4 | IKA | 0010005893 | https://www.ika.com/en/Products-Lab-Eq/
0025003961 | MultiDrive BL 2000 | 1 | 1 | 622.6 | IKA | 0025003961 | https://www.ika.com/en/Products-Lab-Eq/
0020023169 | MultiDrive BL 2000.1 | 1 | 1 | 135.3 | IKA | 0020023169 | https://www.ika.com/en/Products-Lab-Eq/
0025003962 | MultiDrive BL 2000-T | 1 | 1 | 746.9 | IKA | 0025003962 | https://www.ika.com/en/Products-Lab-Eq/
0020023174 | MultiDrive BT 250.5 | 1 | 1 | 88 | IKA | 0020023174 | https://www.ika.com/en/Products-Lab-Eq/
0025002643 | MultiDrive control | 1 | 1 | 3958.9 | IKA | 0025002643 | https://www.ika.com/en/Products-Lab-Eq/
0025003960 | MultiDrive DI 2000-T | 1 | 1 | 1120.9 | IKA | 0025003960 | https://www.ika.com/en/Products-Lab-Eq/
0025003967 | MultiDrive MI 250 | 1 | 1 | 797.5 | IKA | 0025003967 | https://www.ika.com/en/Products-Lab-Eq/
0020023166 | MultiDrive MI 250.1 | 1 | 1 | 79.2 | IKA | 0020023166 | https://www.ika.com/en/Products-Lab-Eq/
0020023167 | MultiDrive MI 250.2 | 1 | 1 | 158.4 | IKA | 0020023167 | https://www.ika.com/en/Products-Lab-Eq/
0020023168 | MultiDrive MI 250.3 | 1 | 1 | 338.8 | IKA | 0020023168 | https://www.ika.com/en/Products-Lab-Eq/
0025003968 | MultiDrive MI 250-T | 1 | 1 | 930.6 | IKA | 0025003968 | https://www.ika.com/en/Products-Lab-Eq/
0025003965 | MultiDrive MI 400 | 1 | 1 | 930.6 | IKA | 0025003965 | https://www.ika.com/en/Products-Lab-Eq/
0020023170 | MultiDrive MI 400.1 | 1 | 1 | 101.2 | IKA | 0020023170 | https://www.ika.com/en/Products-Lab-Eq/
0020023171 | MultiDrive MI 400.2 | 1 | 1 | 180.4 | IKA | 0020023171 | https://www.ika.com/en/Products-Lab-Eq/
0020023172 | MultiDrive MI 400.3 | 1 | 1 | 372.9 | IKA | 0020023172 | https://www.ika.com/en/Products-Lab-Eq/
0025003966 | MultiDrive MI 400-T | 1 | 1 | 1063.7 | IKA | 0025003966 | https://www.ika.com/en/Products-Lab-Eq/
0020023173 | MultiDrive MT 150.5 | 1 | 1 | 82.5 | IKA | 0020023173 | https://www.ika.com/en/Products-Lab-Eq/
0020023489 | MultiDrive TC 1 | 1 | 1 | 152.9 | IKA | 0020023489 | https://www.ika.com/en/Products-Lab-Eq/
0020023490 | MultiDrive TS 1 | 1 | 1 | 16.5 | IKA | 0020023490 | https://www.ika.com/en/Products-Lab-Eq/
0020003763 | MV 1 | 1 | 1 | 431.2 | IKA | 0020003763 | https://www.ika.com/en/Products-Lab-Eq/
0020003763 | MV 1 | 1 | 1 | 431.2 | IKA | 0020003763 | https://www.ika.com/en/Products-Lab-Eq/
0010001655 | MV 1 power plug | 1 | 1 | 525.8 | IKA | 0010001655 | https://www.ika.com/en/Products-Lab-Eq/
0003980000 | MVP 10 basic | 1 | 1 | 1719.3 | IKA | 0003980000 | https://www.ika.com/en/Products-Lab-Eq/
0025004356 | NANOSTAR 7.5 digital | 1 | 1 | 834.9 | IKA | 0025004356 | https://www.ika.com/en/Products-Lab-Eq/
0025000326 | O DIN S-1 | 1 | 1 | 2173.6 | IKA | 0025000326 | https://www.ika.com/en/Products-Lab-Eq/
0020004568 | Olive for DN 10 hoses | 1 | 1 | 29.7 | IKA | 0020004568 | https://www.ika.com/en/Products-Lab-Eq/
0020004889 | Olive for DN 12 hoses | 1 | 1 | 29.7 | IKA | 0020004889 | https://www.ika.com/en/Products-Lab-Eq/
0020004667 | Olive for DN 6 hoses | 1 | 1 | 29.7 | IKA | 0020004667 | https://www.ika.com/en/Products-Lab-Eq/
0020004566 | Olive for DN 8 hoses | 1 | 1 | 29.7 | IKA | 0020004566 | https://www.ika.com/en/Products-Lab-Eq/
0002616700 | PC 1.1 | 1 | 1 | 38.5 | IKA | 0002616700 | https://www.ika.com/en/Products-Lab-Eq/
0002616800 | PC 1.2 | 1 | 1 | 62.7 | IKA | 0002616800 | https://www.ika.com/en/Products-Lab-Eq/
0002755900 | PC 1.4 | 1 | 1 | 81.4 | IKA | 0002755900 | https://www.ika.com/en/Products-Lab-Eq/
0002756000 | PC 1.5 | 1 | 1 | 42.9 | IKA | 0002756000 | https://www.ika.com/en/Products-Lab-Eq/
0002700700 | PC 2.1 | 1 | 1 | 16.5 | IKA | 0002700700 | https://www.ika.com/en/Products-Lab-Eq/
0002753200 | PC 2.2 | 1 | 1 | 62.7 | IKA | 0002753200 | https://www.ika.com/en/Products-Lab-Eq/
0008017500 | PCI 8.2 | 1 | 1 | 1320 | IKA | 0008017500 | https://www.ika.com/en/Products-Lab-Eq/
0004471900 | PCS.ICC | 1 | 1 | 159.5 | IKA | 0004471900 | https://www.ika.com/en/Products-Lab-Eq/
0020026449 | PDS.IB.R.RO | 1 | 1 | 220 | IKA | 0020026449 | https://www.ika.com/en/Products-Lab-Eq/
0020017834 | Pipette tip box xs/s | 1 | 1 | 64.9 | IKA | 0020017834 | https://www.ika.com/en/Products-Lab-Eq/
0025001022 | Plate Adapter | 1 | 1 | 180.4 | IKA | 0025001022 | https://www.ika.com/en/Products-Lab-Eq/
0040003604 | Power supply (Europe) | 1 | 1 | 4530.9 | IKA | 0040003604 | https://www.ika.com/en/Products-Lab-Eq/
0040006482 | Pro-Divide | 1 | 1 | 845.9 | IKA | 0040006482 | https://www.ika.com/en/Products-Lab-Eq/
0040007151 | Pro-Seal | 1 | 1 | 552.2 | IKA | 0040007151 | https://www.ika.com/en/Products-Lab-Eq/
0020004629 | PT 100 extension (Lemo) | 1 | 1 | 199.1 | IKA | 0020004629 | https://www.ika.com/en/Products-Lab-Eq/
0020004315 | PT 100.1 A 1 | 1 | 1 | 80.3 | IKA | 0020004315 | https://www.ika.com/en/Products-Lab-Eq/
0020004317 | PT 100.10 A 1 | 1 | 1 | 31.9 | IKA | 0020004317 | https://www.ika.com/en/Products-Lab-Eq/
0003122100 | PT 100.23 | 1 | 1 | 298.1 | IKA | 0003122100 | https://www.ika.com/en/Products-Lab-Eq/
0003122200 | PT 100.24 | 1 | 1 | 305.8 | IKA | 0003122200 | https://www.ika.com/en/Products-Lab-Eq/
0003122300 | PT 100.25 | 1 | 1 | 245.3 | IKA | 0003122300 | https://www.ika.com/en/Products-Lab-Eq/
0004284700 | PT 100.30 | 1 | 1 | 323.4 | IKA | 0004284700 | https://www.ika.com/en/Products-Lab-Eq/
0020009564 | PT 100.31 | 1 | 1 | 313.5 | IKA | 0020009564 | https://www.ika.com/en/Products-Lab-Eq/
0002600300 | PT 100.51 | 1 | 1 | 299.2 | IKA | 0002600300 | https://www.ika.com/en/Products-Lab-Eq/
0004499700 | PT 100.53 | 1 | 1 | 306.9 | IKA | 0004499700 | https://www.ika.com/en/Products-Lab-Eq/
0020000440 | PT 100.70 | 1 | 1 | 130.9 | IKA | 0020000440 | https://www.ika.com/en/Products-Lab-Eq/
0025000413 | PT 100.8 | 1 | 1 | 61.6 | IKA | 0025000413 | https://www.ika.com/en/Products-Lab-Eq/
0020004316 | PT 1000 A 1 | 1 | 1 | 82.5 | IKA | 0020004316 | https://www.ika.com/en/Products-Lab-Eq/
0003367600 | PT 1000.50 | 1 | 1 | 299.2 | IKA | 0003367600 | https://www.ika.com/en/Products-Lab-Eq/
0003377700 | PT 1000.51 | 1 | 1 | 347.6 | IKA | 0003377700 | https://www.ika.com/en/Products-Lab-Eq/
0003516800 | PT 1000.60 | 1 | 1 | 136.4 | IKA | 0003516800 | https://www.ika.com/en/Products-Lab-Eq/
0003516800 | PT 1000.60 | 1 | 1 | 136.4 | IKA | 0003516800 | https://www.ika.com/en/Products-Lab-Eq/
0020009881 | PT 1000.61 | 1 | 1 | 264 | IKA | 0020009881 | https://www.ika.com/en/Products-Lab-Eq/
0003736000 | PT 1000.70 | 1 | 1 | 149.6 | IKA | 0003736000 | https://www.ika.com/en/Products-Lab-Eq/
0004443000 | PT 1000.80 | 1 | 1 | 144.1 | IKA | 0004443000 | https://www.ika.com/en/Products-Lab-Eq/
0004480600 | PT 1000.90 | 1 | 1 | 192.5 | IKA | 0004480600 | https://www.ika.com/en/Products-Lab-Eq/
0004480600 | PT 1000.90 | 1 | 1 | 192.5 | IKA | 0004480600 | https://www.ika.com/en/Products-Lab-Eq/
0025000339 | Quick Connector | 1 | 1 | 152.9 | IKA | 0025000339 | https://www.ika.com/en/Products-Lab-Eq/
0000527400 | R 1001 | 1 | 1 | 158.4 | IKA | 0000527400 | https://www.ika.com/en/Products-Lab-Eq/
0000527500 | R 1002 | 1 | 1 | 135.3 | IKA | 0000527500 | https://www.ika.com/en/Products-Lab-Eq/
0003386000 | R 104 | 1 | 1 | 167.2 | IKA | 0003386000 | https://www.ika.com/en/Products-Lab-Eq/
0000513500 | R 1300 | 1 | 1 | 267.3 | IKA | 0000513500 | https://www.ika.com/en/Products-Lab-Eq/
0002387900 | R 1302 | 1 | 1 | 565.4 | IKA | 0002387900 | https://www.ika.com/en/Products-Lab-Eq/
0002746700 | R 1303 | 1 | 1 | 419.1 | IKA | 0002746700 | https://www.ika.com/en/Products-Lab-Eq/
0002332900 | R 1311 | 1 | 1 | 203.5 | IKA | 0002332900 | https://www.ika.com/en/Products-Lab-Eq/
0002333000 | R 1312 | 1 | 1 | 259.6 | IKA | 0002333000 | https://www.ika.com/en/Products-Lab-Eq/
0002333100 | R 1313 | 1 | 1 | 316.8 | IKA | 0002333100 | https://www.ika.com/en/Products-Lab-Eq/
0002022300 | R 1330 | 1 | 1 | 385 | IKA | 0002022300 | https://www.ika.com/en/Products-Lab-Eq/
0002022400 | R 1331 | 1 | 1 | 465.3 | IKA | 0002022400 | https://www.ika.com/en/Products-Lab-Eq/
0002747400 | R 1333 | 1 | 1 | 757.9 | IKA | 0002747400 | https://www.ika.com/en/Products-Lab-Eq/
0000741000 | R 1342 | 1 | 1 | 149.6 | IKA | 0000741000 | https://www.ika.com/en/Products-Lab-Eq/
0000741300 | R 1345 | 1 | 1 | 184.8 | IKA | 0000741300 | https://www.ika.com/en/Products-Lab-Eq/
0000756900 | R 1352 | 1 | 1 | 169.4 | IKA | 0000756900 | https://www.ika.com/en/Products-Lab-Eq/
0001132700 | R 1355 | 1 | 1 | 225.5 | IKA | 0001132700 | https://www.ika.com/en/Products-Lab-Eq/
0000757700 | R 1375 | 1 | 1 | 180.4 | IKA | 0000757700 | https://www.ika.com/en/Products-Lab-Eq/
0000757800 | R 1376 | 1 | 1 | 360.8 | IKA | 0000757800 | https://www.ika.com/en/Products-Lab-Eq/
0001296000 | R 1381 | 1 | 1 | 301.4 | IKA | 0001296000 | https://www.ika.com/en/Products-Lab-Eq/
0001295900 | R 1382 | 1 | 1 | 314.6 | IKA | 0001295900 | https://www.ika.com/en/Products-Lab-Eq/
0000477700 | R 1385 | 1 | 1 | 301.4 | IKA | 0000477700 | https://www.ika.com/en/Products-Lab-Eq/
0000477800 | R 1388 | 1 | 1 | 360.8 | IKA | 0000477800 | https://www.ika.com/en/Products-Lab-Eq/
0002343600 | R 1389 | 1 | 1 | 547.8 | IKA | 0002343600 | https://www.ika.com/en/Products-Lab-Eq/
0001242900 | R 1401 | 1 | 1 | 259.6 | IKA | 0001242900 | https://www.ika.com/en/Products-Lab-Eq/
0001243300 | R 1402 | 1 | 1 | 290.4 | IKA | 0001243300 | https://www.ika.com/en/Products-Lab-Eq/
0001243300 | R 1402 | 1 | 1 | 290.4 | IKA | 0001243300 | https://www.ika.com/en/Products-Lab-Eq/
0001289800 | R 1405 | 1 | 1 | 209 | IKA | 0001289800 | https://www.ika.com/en/Products-Lab-Eq/
0001289800 | R 1405 | 1 | 1 | 209 | IKA | 0001289800 | https://www.ika.com/en/Products-Lab-Eq/
0002657700 | R 182 | 1 | 1 | 90.2 | IKA | 0002657700 | https://www.ika.com/en/Products-Lab-Eq/
0003160000 | R 1825 | 1 | 1 | 288.2 | IKA | 0003160000 | https://www.ika.com/en/Products-Lab-Eq/
0003160100 | R 1826 | 1 | 1 | 316.8 | IKA | 0003160100 | https://www.ika.com/en/Products-Lab-Eq/
0003160200 | R 1827 | 1 | 1 | 338.8 | IKA | 0003160200 | https://www.ika.com/en/Products-Lab-Eq/
0003372000 | R 200 | 1 | 1 | 35.2 | IKA | 0003372000 | https://www.ika.com/en/Products-Lab-Eq/
0000739000 | R 2302 | 1 | 1 | 652.3 | IKA | 0000739000 | https://www.ika.com/en/Products-Lab-Eq/
0000739500 | R 2311 | 1 | 1 | 599.5 | IKA | 0000739500 | https://www.ika.com/en/Products-Lab-Eq/
0002657800 | R 270 | 1 | 1 | 118.8 | IKA | 0002657800 | https://www.ika.com/en/Products-Lab-Eq/
0002664000 | R 271 | 1 | 1 | 191.4 | IKA | 0002664000 | https://www.ika.com/en/Products-Lab-Eq/
0001412000 | R 2722 | 1 | 1 | 742.5 | IKA | 0001412000 | https://www.ika.com/en/Products-Lab-Eq/
0001412100 | R 2723 | 1 | 1 | 1376.1 | IKA | 0001412100 | https://www.ika.com/en/Products-Lab-Eq/
0020002900 | R 2850 | 1 | 1 | 2831.4 | IKA | 0020002900 | https://www.ika.com/en/Products-Lab-Eq/
0020010623 | R 2850.SI | 1 | 1 | 1281.5 | IKA | 0020010623 | https://www.ika.com/en/Products-Lab-Eq/
0020001192 | R 3000.1 | 1 | 1 | 419.1 | IKA | 0020001192 | https://www.ika.com/en/Products-Lab-Eq/
0020001195 | R 3001.1 | 1 | 1 | 441.1 | IKA | 0020001195 | https://www.ika.com/en/Products-Lab-Eq/
0020001203 | R 3003 | 1 | 1 | 338.8 | IKA | 0020001203 | https://www.ika.com/en/Products-Lab-Eq/
0020001204 | R 3003.1 | 1 | 1 | 486.2 | IKA | 0020001204 | https://www.ika.com/en/Products-Lab-Eq/
0020001205 | R 3003.2 | 1 | 1 | 622.6 | IKA | 0020001205 | https://www.ika.com/en/Products-Lab-Eq/
0020001206 | R 3004 | 1 | 1 | 293.7 | IKA | 0020001206 | https://www.ika.com/en/Products-Lab-Eq/
0020001207 | R 3004.1 | 1 | 1 | 407 | IKA | 0020001207 | https://www.ika.com/en/Products-Lab-Eq/
0020001208 | R 3004.2 | 1 | 1 | 520.3 | IKA | 0020001208 | https://www.ika.com/en/Products-Lab-Eq/
0002603000 | R 301 | 1 | 1 | 180.4 | IKA | 0002603000 | https://www.ika.com/en/Products-Lab-Eq/
0002604000 | R 301.1 | 1 | 1 | 214.5 | IKA | 0002604000 | https://www.ika.com/en/Products-Lab-Eq/
0030000257 | R 303 | 1 | 1 | 430.1 | IKA | 0030000257 | https://www.ika.com/en/Products-Lab-Eq/
0001752900 | R 350 | 1 | 1 | 112.2 | IKA | 0001752900 | https://www.ika.com/en/Products-Lab-Eq/
0000738700 | R 472 | 1 | 1 | 3851.1 | IKA | 0000738700 | https://www.ika.com/en/Products-Lab-Eq/
0001643000 | R 474 | 1 | 1 | 1811.7 | IKA | 0001643000 | https://www.ika.com/en/Products-Lab-Eq/
0001689300 | R 50 | 1 | 1 | 2151.6 | IKA | 0001689300 | https://www.ika.com/en/Products-Lab-Eq/
0003889500 | R 60 | 1 | 1 | 79.2 | IKA | 0003889500 | https://www.ika.com/en/Products-Lab-Eq/
0025007821 | R 60.1 | 1 | 1 | 79.2 | IKA | 0025007821 | https://www.ika.com/en/Products-Lab-Eq/
0020018378 | R 6547 H | 1 | 1 | 8043.2 | IKA | 0020018378 | https://www.ika.com/en/Products-Lab-Eq/
0020018383 | R 6547.1 | 1 | 1 | 3511.2 | IKA | 0020018383 | https://www.ika.com/en/Products-Lab-Eq/
0004171000 | RC 2 basic | 1 | 1 | 3507.9 | IKA | 0004171000 | https://www.ika.com/en/Products-Lab-Eq/
0004173000 | RC 2 control | 1 | 1 | 4398.9 | IKA | 0004173000 | https://www.ika.com/en/Products-Lab-Eq/
0025004186 | RC 2 GREEN basic | 1 | 1 | 4057.9 | IKA | 0025004186 | https://www.ika.com/en/Products-Lab-Eq/
0025006638 | RC 2 GREEN control | 1 | 1 | 4948.9 | IKA | 0025006638 | https://www.ika.com/en/Products-Lab-Eq/
0004181000 | RC 5 basic | 1 | 1 | 5102.9 | IKA | 0004181000 | https://www.ika.com/en/Products-Lab-Eq/
0004183000 | RC 5 control | 1 | 1 | 5993.9 | IKA | 0004183000 | https://www.ika.com/en/Products-Lab-Eq/
0020002704 | RCT 5 digital | 1 | 1 | 1018.6 | IKA | 0020002704 | https://www.ika.com/en/Products-Lab-Eq/
0003810000 | RCT basic | 1 | 1 | 849.2 | IKA | 0003810000 | https://www.ika.com/en/Products-Lab-Eq/
0004532000 | RD 1 | 1 | 1 | 22 | IKA | 0004532000 | https://www.ika.com/en/Products-Lab-Eq/
0004532100 | RD 2 | 1 | 1 | 24.2 | IKA | 0004532100 | https://www.ika.com/en/Products-Lab-Eq/
0020015936 | Reaction block 6 cells | 1 | 1 | 2264.9 | IKA | 0020015936 | https://www.ika.com/en/Products-Lab-Eq/
0020015943 | Reaction block 8 cells | 1 | 1 | 1245.2 | IKA | 0020015943 | https://www.ika.com/en/Products-Lab-Eq/
0020017837 | Refill tray s | 1 | 1 | 86.9 | IKA | 0020017837 | https://www.ika.com/en/Products-Lab-Eq/
0020017836 | Refill tray xs | 1 | 1 | 86.9 | IKA | 0020017836 | https://www.ika.com/en/Products-Lab-Eq/
0003622000 | RET basic | 1 | 1 | 1281.5 | IKA | 0003622000 | https://www.ika.com/en/Products-Lab-Eq/
0005020000 | RET control-visc | 1 | 1 | 1585.1 | IKA | 0005020000 | https://www.ika.com/en/Products-Lab-Eq/
0005030000 | RET control-visc white | 1 | 1 | 1642.3 | IKA | 0005030000 | https://www.ika.com/en/Products-Lab-Eq/
0003008600 | RH 3 | 1 | 1 | 293.7 | IKA | 0003008600 | https://www.ika.com/en/Products-Lab-Eq/
0003159000 | RH 5 | 1 | 1 | 361.9 | IKA | 0003159000 | https://www.ika.com/en/Products-Lab-Eq/
0005019700 | RH basic | 1 | 1 | 581.9 | IKA | 0005019700 | https://www.ika.com/en/Products-Lab-Eq/
0003339000 | RH basic 2 | 1 | 1 | 405.9 | IKA | 0003339000 | https://www.ika.com/en/Products-Lab-Eq/
0005029700 | RH basic-white | 1 | 1 | 698.5 | IKA | 0005029700 | https://www.ika.com/en/Products-Lab-Eq/
0005019800 | RH digital | 1 | 1 | 698.5 | IKA | 0005019800 | https://www.ika.com/en/Products-Lab-Eq/
0004678000 | RH digital-white | 1 | 1 | 815.1 | IKA | 0004678000 | https://www.ika.com/en/Products-Lab-Eq/
0003691000 | RO 10 | 1 | 1 | 1749 | IKA | 0003691000 | https://www.ika.com/en/Products-Lab-Eq/
0003692500 | RO 15 | 1 | 1 | 2446.4 | IKA | 0003692500 | https://www.ika.com/en/Products-Lab-Eq/
0003690500 | RO 5 | 1 | 1 | 1515.8 | IKA | 0003690500 | https://www.ika.com/en/Products-Lab-Eq/
0004002000 | Rocker 2D basic | 1 | 1 | 905.3 | IKA | 0004002000 | https://www.ika.com/en/Products-Lab-Eq/
0004003000 | Rocker 2D digital | 1 | 1 | 962.5 | IKA | 0004003000 | https://www.ika.com/en/Products-Lab-Eq/
0004000000 | Rocker 3D basic | 1 | 1 | 962.5 | IKA | 0004000000 | https://www.ika.com/en/Products-Lab-Eq/
0004001000 | Rocker 3D digital | 1 | 1 | 1018.6 | IKA | 0004001000 | https://www.ika.com/en/Products-Lab-Eq/
0004012000 | Roller 10 basic | 1 | 1 | 1868.9 | IKA | 0004012000 | https://www.ika.com/en/Products-Lab-Eq/
0004013000 | Roller 10 digital | 1 | 1 | 1925 | IKA | 0004013000 | https://www.ika.com/en/Products-Lab-Eq/
0004010000 | Roller 6 basic | 1 | 1 | 1529 | IKA | 0004010000 | https://www.ika.com/en/Products-Lab-Eq/
0004011000 | Roller 6 digital | 1 | 1 | 1585.1 | IKA | 0004011000 | https://www.ika.com/en/Products-Lab-Eq/
0020006787 | ROTASTAND | 1 | 1 | 878.9 | IKA | 0020006787 | https://www.ika.com/en/Products-Lab-Eq/
0025000312 | ROTAVISC hi-vi I Complete | 1 | 1 | 3458.4 | IKA | 0025000312 | https://www.ika.com/en/Products-Lab-Eq/
0025008227 | ROTAVISC hi-vi I HELI Complete | 1 | 1 | 3958.9 | IKA | 0025008227 | https://www.ika.com/en/Products-Lab-Eq/
0025000313 | ROTAVISC hi-vi II Complete | 1 | 1 | 3458.4 | IKA | 0025000313 | https://www.ika.com/en/Products-Lab-Eq/
0025008228 | ROTAVISC hi-vi II HELI Complete | 1 | 1 | 3958.9 | IKA | 0025008228 | https://www.ika.com/en/Products-Lab-Eq/
0025000310 | ROTAVISC lo-vi Complete | 1 | 1 | 3458.4 | IKA | 0025000310 | https://www.ika.com/en/Products-Lab-Eq/
0025008225 | ROTAVISC lo-vi HELI Complete | 1 | 1 | 3958.9 | IKA | 0025008225 | https://www.ika.com/en/Products-Lab-Eq/
0025000311 | ROTAVISC me-vi Complete | 1 | 1 | 3458.4 | IKA | 0025000311 | https://www.ika.com/en/Products-Lab-Eq/
0025008226 | ROTAVISC me-vi HELI Complete | 1 | 1 | 3958.9 | IKA | 0025008226 | https://www.ika.com/en/Products-Lab-Eq/
0020022341 | Rotor 4 x HPLC | 1 | 1 | 44 | IKA | 0020022341 | https://www.ika.com/en/Products-Lab-Eq/
0001358600 | RS 1 | 1 | 1 | 117.7 | IKA | 0001358600 | https://www.ika.com/en/Products-Lab-Eq/
0004499100 | RS 2 | 1 | 1 | 134.2 | IKA | 0004499100 | https://www.ika.com/en/Products-Lab-Eq/
0001293100 | RSE | 1 | 1 | 77 | IKA | 0001293100 | https://www.ika.com/en/Products-Lab-Eq/
0003691100 | RT 10 | 1 | 1 | 3499.1 | IKA | 0003691100 | https://www.ika.com/en/Products-Lab-Eq/
0003692600 | RT 15 | 1 | 1 | 4433 | IKA | 0003692600 | https://www.ika.com/en/Products-Lab-Eq/
0003690600 | RT 5 | 1 | 1 | 2673 | IKA | 0003690600 | https://www.ika.com/en/Products-Lab-Eq/
0000736600 | RV 05.10 | 1 | 1 | 20.9 | IKA | 0000736600 | https://www.ika.com/en/Products-Lab-Eq/
0020004314 | RV 10 A 1 | 1 | 1 | 119.9 | IKA | 0020004314 | https://www.ika.com/en/Products-Lab-Eq/
0010004841 | RV 10 auto FLEX | 1 | 1 | 6492.2 | IKA | 0010004841 | https://www.ika.com/en/Products-Lab-Eq/
0010004818 | RV 10 auto pro FLEX | 1 | 1 | 9378.6 | IKA | 0010004818 | https://www.ika.com/en/Products-Lab-Eq/
0010004815 | RV 10 auto pro V | 1 | 1 | 9774.6 | IKA | 0010004815 | https://www.ika.com/en/Products-Lab-Eq/
0010004835 | RV 10 auto V | 1 | 1 | 7702.2 | IKA | 0010004835 | https://www.ika.com/en/Products-Lab-Eq/
0010004838 | RV 10 auto V-C | 1 | 1 | 8171.9 | IKA | 0010004838 | https://www.ika.com/en/Products-Lab-Eq/
0010006365 | RV 10 digital dry ice condensor | 1 | 1 | 5152.4 | IKA | 0010006365 | https://www.ika.com/en/Products-Lab-Eq/
0010006364 | RV 10 digital dry ice condensor C | 1 | 1 | 5540.7 | IKA | 0010006364 | https://www.ika.com/en/Products-Lab-Eq/
0010004805 | RV 10 digital FLEX | 1 | 1 | 3480.4 | IKA | 0010004805 | https://www.ika.com/en/Products-Lab-Eq/
0010004799 | RV 10 digital V | 1 | 1 | 4643.1 | IKA | 0010004799 | https://www.ika.com/en/Products-Lab-Eq/
0010004802 | RV 10 digital V-C | 1 | 1 | 5032.5 | IKA | 0010004802 | https://www.ika.com/en/Products-Lab-Eq/
0003655300 | RV 10.1 | 1 | 1 | 906.4 | IKA | 0003655300 | https://www.ika.com/en/Products-Lab-Eq/
0003755400 | RV 10.10 | 1 | 1 | 1273.8 | IKA | 0003755400 | https://www.ika.com/en/Products-Lab-Eq/
0003742200 | RV 10.100 | 1 | 1 | 62.7 | IKA | 0003742200 | https://www.ika.com/en/Products-Lab-Eq/
0003742300 | RV 10.101 | 1 | 1 | 63.8 | IKA | 0003742300 | https://www.ika.com/en/Products-Lab-Eq/
0003742400 | RV 10.102 | 1 | 1 | 68.2 | IKA | 0003742400 | https://www.ika.com/en/Products-Lab-Eq/
0003742500 | RV 10.103 | 1 | 1 | 71.5 | IKA | 0003742500 | https://www.ika.com/en/Products-Lab-Eq/
0003742600 | RV 10.104 | 1 | 1 | 117.7 | IKA | 0003742600 | https://www.ika.com/en/Products-Lab-Eq/
0003742700 | RV 10.105 | 1 | 1 | 218.9 | IKA | 0003742700 | https://www.ika.com/en/Products-Lab-Eq/
0020019652 | RV 10.11 | 1 | 1 | 1117.6 | IKA | 0020019652 | https://www.ika.com/en/Products-Lab-Eq/
0020019654 | RV 10.110 | 1 | 1 | 1350.8 | IKA | 0020019654 | https://www.ika.com/en/Products-Lab-Eq/
0003755300 | RV 10.2 | 1 | 1 | 936.1 | IKA | 0003755300 | https://www.ika.com/en/Products-Lab-Eq/
0003755500 | RV 10.20 | 1 | 1 | 1296.9 | IKA | 0003755500 | https://www.ika.com/en/Products-Lab-Eq/
0003743200 | RV 10.200 | 1 | 1 | 123.2 | IKA | 0003743200 | https://www.ika.com/en/Products-Lab-Eq/
0003743300 | RV 10.201 | 1 | 1 | 127.6 | IKA | 0003743300 | https://www.ika.com/en/Products-Lab-Eq/
0003743400 | RV 10.202 | 1 | 1 | 157.3 | IKA | 0003743400 | https://www.ika.com/en/Products-Lab-Eq/
0003743500 | RV 10.203 | 1 | 1 | 185.9 | IKA | 0003743500 | https://www.ika.com/en/Products-Lab-Eq/
0003743600 | RV 10.204 | 1 | 1 | 209 | IKA | 0003743600 | https://www.ika.com/en/Products-Lab-Eq/
0003743700 | RV 10.205 | 1 | 1 | 278.3 | IKA | 0003743700 | https://www.ika.com/en/Products-Lab-Eq/
0003741000 | RV 10.3 | 1 | 1 | 1090.1 | IKA | 0003741000 | https://www.ika.com/en/Products-Lab-Eq/
0003741100 | RV 10.30 | 1 | 1 | 1492.7 | IKA | 0003741100 | https://www.ika.com/en/Products-Lab-Eq/
0003738200 | RV 10.300 | 1 | 1 | 165 | IKA | 0003738200 | https://www.ika.com/en/Products-Lab-Eq/
0003859000 | RV 10.3000 | 1 | 1 | 150.7 | IKA | 0003859000 | https://www.ika.com/en/Products-Lab-Eq/
0003738300 | RV 10.301 | 1 | 1 | 176 | IKA | 0003738300 | https://www.ika.com/en/Products-Lab-Eq/
0003738400 | RV 10.302 | 1 | 1 | 217.8 | IKA | 0003738400 | https://www.ika.com/en/Products-Lab-Eq/
0003742000 | RV 10.4 | 1 | 1 | 1098.9 | IKA | 0003742000 | https://www.ika.com/en/Products-Lab-Eq/
0003742100 | RV 10.40 | 1 | 1 | 1754.5 | IKA | 0003742100 | https://www.ika.com/en/Products-Lab-Eq/
0003738800 | RV 10.400 | 1 | 1 | 715 | IKA | 0003738800 | https://www.ika.com/en/Products-Lab-Eq/
0003880300 | RV 10.4002 | 1 | 1 | 721.6 | IKA | 0003880300 | https://www.ika.com/en/Products-Lab-Eq/
0003738900 | RV 10.401 | 1 | 1 | 817.3 | IKA | 0003738900 | https://www.ika.com/en/Products-Lab-Eq/
0003743000 | RV 10.5 | 1 | 1 | 1753.4 | IKA | 0003743000 | https://www.ika.com/en/Products-Lab-Eq/
0003743100 | RV 10.50 | 1 | 1 | 1921.7 | IKA | 0003743100 | https://www.ika.com/en/Products-Lab-Eq/
0003739200 | RV 10.500 | 1 | 1 | 150.7 | IKA | 0003739200 | https://www.ika.com/en/Products-Lab-Eq/
0003902700 | RV 10.5001 | 1 | 1 | 574.2 | IKA | 0003902700 | https://www.ika.com/en/Products-Lab-Eq/
0003903800 | RV 10.5002 | 1 | 1 | 71.5 | IKA | 0003903800 | https://www.ika.com/en/Products-Lab-Eq/
0003907100 | RV 10.5003 | 1 | 1 | 226.6 | IKA | 0003907100 | https://www.ika.com/en/Products-Lab-Eq/
0020000552 | RV 10.5005 | 1 | 1 | 111.1 | IKA | 0020000552 | https://www.ika.com/en/Products-Lab-Eq/
0020000552 | RV 10.5005 | 1 | 1 | 111.1 | IKA | 0020000552 | https://www.ika.com/en/Products-Lab-Eq/
0003744000 | RV 10.6 | 1 | 1 | 1925 | IKA | 0003744000 | https://www.ika.com/en/Products-Lab-Eq/
0003744100 | RV 10.60 | 1 | 1 | 2097.7 | IKA | 0003744100 | https://www.ika.com/en/Products-Lab-Eq/
0003739400 | RV 10.600 | 1 | 1 | 612.7 | IKA | 0003739400 | https://www.ika.com/en/Products-Lab-Eq/
0003739500 | RV 10.601 | 1 | 1 | 1025.2 | IKA | 0003739500 | https://www.ika.com/en/Products-Lab-Eq/
0003739600 | RV 10.602 | 1 | 1 | 1436.6 | IKA | 0003739600 | https://www.ika.com/en/Products-Lab-Eq/
0003740800 | RV 10.606 | 1 | 1 | 746.9 | IKA | 0003740800 | https://www.ika.com/en/Products-Lab-Eq/
0003740900 | RV 10.607 | 1 | 1 | 818.4 | IKA | 0003740900 | https://www.ika.com/en/Products-Lab-Eq/
0003919400 | RV 10.610 | 1 | 1 | 17.6 | IKA | 0003919400 | https://www.ika.com/en/Products-Lab-Eq/
0003812200 | RV 10.70 | 1 | 1 | 111.1 | IKA | 0003812200 | https://www.ika.com/en/Products-Lab-Eq/
0003971700 | RV 10.74 | 1 | 1 | 95.7 | IKA | 0003971700 | https://www.ika.com/en/Products-Lab-Eq/
0003740100 | RV 10.80 | 1 | 1 | 35.2 | IKA | 0003740100 | https://www.ika.com/en/Products-Lab-Eq/
0020005330 | RV 10.800 | 1 | 1 | 71.5 | IKA | 0020005330 | https://www.ika.com/en/Products-Lab-Eq/
0003907000 | RV 10.8001 | 1 | 1 | 119.9 | IKA | 0003907000 | https://www.ika.com/en/Products-Lab-Eq/
0003740200 | RV 10.81 | 1 | 1 | 35.2 | IKA | 0003740200 | https://www.ika.com/en/Products-Lab-Eq/
0020005331 | RV 10.810 | 1 | 1 | 71.5 | IKA | 0020005331 | https://www.ika.com/en/Products-Lab-Eq/
0003740300 | RV 10.82 | 1 | 1 | 67.1 | IKA | 0003740300 | https://www.ika.com/en/Products-Lab-Eq/
0020005332 | RV 10.820 | 1 | 1 | 134.2 | IKA | 0020005332 | https://www.ika.com/en/Products-Lab-Eq/
0003740400 | RV 10.83 | 1 | 1 | 70.4 | IKA | 0003740400 | https://www.ika.com/en/Products-Lab-Eq/
0020005333 | RV 10.830 | 1 | 1 | 139.7 | IKA | 0020005333 | https://www.ika.com/en/Products-Lab-Eq/
0003740500 | RV 10.84 | 1 | 1 | 71.5 | IKA | 0003740500 | https://www.ika.com/en/Products-Lab-Eq/
0004221400 | RV 10.840 | 1 | 1 | 144.1 | IKA | 0004221400 | https://www.ika.com/en/Products-Lab-Eq/
0003740600 | RV 10.85 | 1 | 1 | 113.3 | IKA | 0003740600 | https://www.ika.com/en/Products-Lab-Eq/
0020005334 | RV 10.850 | 1 | 1 | 225.5 | IKA | 0020005334 | https://www.ika.com/en/Products-Lab-Eq/
0003740700 | RV 10.86 | 1 | 1 | 173.8 | IKA | 0003740700 | https://www.ika.com/en/Products-Lab-Eq/
0020005335 | RV 10.860 | 1 | 1 | 347.6 | IKA | 0020005335 | https://www.ika.com/en/Products-Lab-Eq/
0003683300 | RV 10.88 | 1 | 1 | 20.9 | IKA | 0003683300 | https://www.ika.com/en/Products-Lab-Eq/
0003741200 | RV 10.90 | 1 | 1 | 35.2 | IKA | 0003741200 | https://www.ika.com/en/Products-Lab-Eq/
0003741300 | RV 10.91 | 1 | 1 | 35.2 | IKA | 0003741300 | https://www.ika.com/en/Products-Lab-Eq/
0010006363 | RV 3 dry ice condensor | 1 | 1 | 2979.9 | IKA | 0010006363 | https://www.ika.com/en/Products-Lab-Eq/
0010006362 | RV 3 dry ice condensor C | 1 | 1 | 3144.9 | IKA | 0010006362 | https://www.ika.com/en/Products-Lab-Eq/
0010003331 | RV 3 FLEX | 1 | 1 | 2317.7 | IKA | 0010003331 | https://www.ika.com/en/Products-Lab-Eq/
0010003324 | RV 3 V | 1 | 1 | 2471.7 | IKA | 0010003324 | https://www.ika.com/en/Products-Lab-Eq/
0010003328 | RV 3 V-C | 1 | 1 | 2635.6 | IKA | 0010003328 | https://www.ika.com/en/Products-Lab-Eq/
0025004587 | RV 3.1 | 1 | 1 | 111.1 | IKA | 0025004587 | https://www.ika.com/en/Products-Lab-Eq/
0025004588 | RV 3.4 | 1 | 1 | 154 | IKA | 0025004588 | https://www.ika.com/en/Products-Lab-Eq/
0010006361 | RV 8 dry ice condensor | 1 | 1 | 3587.1 | IKA | 0010006361 | https://www.ika.com/en/Products-Lab-Eq/
0010006360 | RV 8 dry ice condensor C | 1 | 1 | 3759.8 | IKA | 0010006360 | https://www.ika.com/en/Products-Lab-Eq/
0010003488 | RV 8 FLEX | 1 | 1 | 2913.9 | IKA | 0010003488 | https://www.ika.com/en/Products-Lab-Eq/
0010003482 | RV 8 V | 1 | 1 | 3078.9 | IKA | 0010003482 | https://www.ika.com/en/Products-Lab-Eq/
0010003485 | RV 8 V-C | 1 | 1 | 3251.6 | IKA | 0010003485 | https://www.ika.com/en/Products-Lab-Eq/
0004438500 | RV 8.1 | 1 | 1 | 111.1 | IKA | 0004438500 | https://www.ika.com/en/Products-Lab-Eq/
0025001342 | RV 8.2 | 1 | 1 | 57.2 | IKA | 0025001342 | https://www.ika.com/en/Products-Lab-Eq/
0025004707 | RV 8.3 | 1 | 1 | 124.3 | IKA | 0025004707 | https://www.ika.com/en/Products-Lab-Eq/
0003593000 | RW 20 digital | 1 | 1 | 1318.9 | IKA | 0003593000 | https://www.ika.com/en/Products-Lab-Eq/
0005040000 | RW 28 digital | 1 | 1 | 3397.9 | IKA | 0005040000 | https://www.ika.com/en/Products-Lab-Eq/
0004050000 | RW 47 digital | 1 | 1 | 6124.8 | IKA | 0004050000 | https://www.ika.com/en/Products-Lab-Eq/
0020002075 | S 10 D - 7 G - KS - 110 | 1 | 1 | 509.3 | IKA | 0020002075 | https://www.ika.com/en/Products-Lab-Eq/
0020002076 | S 10 D - 7 G - KS - 65 | 1 | 1 | 452.1 | IKA | 0020002076 | https://www.ika.com/en/Products-Lab-Eq/
0003370100 | S 10 N - 10 G | 1 | 1 | 1358.5 | IKA | 0003370100 | https://www.ika.com/en/Products-Lab-Eq/
0004446700 | S 10 N - 10 G - ST | 1 | 1 | 1471.8 | IKA | 0004446700 | https://www.ika.com/en/Products-Lab-Eq/
0003304000 | S 10 N - 5 G | 1 | 1 | 1358.5 | IKA | 0003304000 | https://www.ika.com/en/Products-Lab-Eq/
0003305500 | S 10 N - 8 G | 1 | 1 | 1358.5 | IKA | 0003305500 | https://www.ika.com/en/Products-Lab-Eq/
0004446500 | S 10 N - 8 G - ST | 1 | 1 | 1471.8 | IKA | 0004446500 | https://www.ika.com/en/Products-Lab-Eq/
0003452400 | S 18 D - 10 G - KS | 1 | 1 | 271.7 | IKA | 0003452400 | https://www.ika.com/en/Products-Lab-Eq/
0003452300 | S 18 D - 14 G - KS | 1 | 1 | 271.7 | IKA | 0003452300 | https://www.ika.com/en/Products-Lab-Eq/
L004639 | S 18 N - 10 G | 1 | 1 | 1094.5 | IKA | L004639 | https://www.ika.com/en/Products-Lab-Eq/
L004640 | S 18 N - 19 G | 1 | 1 | 1094.5 | IKA | L004640 | https://www.ika.com/en/Products-Lab-Eq/
0003452500 | S 18/25-ET50 | 1 | 1 | 6.6 | IKA | 0003452500 | https://www.ika.com/en/Products-Lab-Eq/
0003452500 | S 18/25-ET50 | 1 | 1 | 6.6 | IKA | 0003452500 | https://www.ika.com/en/Products-Lab-Eq/
0003452200 | S 25 D - 10 G - KS | 1 | 1 | 271.7 | IKA | 0003452200 | https://www.ika.com/en/Products-Lab-Eq/
0003452100 | S 25 D - 14 G - KS | 1 | 1 | 271.7 | IKA | 0003452100 | https://www.ika.com/en/Products-Lab-Eq/
0025007215 | S 25 EC - C - 25 F | 1 | 1 | 1515.8 | IKA | 0025007215 | https://www.ika.com/en/Products-Lab-Eq/
0025002590 | S 25 EC - C - 25 G - ST | 1 | 1 | 1457.5 | IKA | 0025002590 | https://www.ika.com/en/Products-Lab-Eq/
0020007032 | S 25 EC - T - C - 18 G - ST | 1 | 1 | 1632.4 | IKA | 0020007032 | https://www.ika.com/en/Products-Lab-Eq/
0025007199 | S 25 EC - T - C - 25 F | 1 | 1 | 1749 | IKA | 0025007199 | https://www.ika.com/en/Products-Lab-Eq/
0025002595 | S 25 EC - T - C - 25 G - ST | 1 | 1 | 1690.7 | IKA | 0025002595 | https://www.ika.com/en/Products-Lab-Eq/
0020002971 | S 25 KD - 18 G | 1 | 1 | 1471.8 | IKA | 0020002971 | https://www.ika.com/en/Products-Lab-Eq/
0020002973 | S 25 KD - 18 G - ST | 1 | 1 | 1529 | IKA | 0020002973 | https://www.ika.com/en/Products-Lab-Eq/
0020002975 | S 25 KD - 25 F | 1 | 1 | 1868.9 | IKA | 0020002975 | https://www.ika.com/en/Products-Lab-Eq/
0020002972 | S 25 KD - 25 G | 1 | 1 | 1762.2 | IKA | 0020002972 | https://www.ika.com/en/Products-Lab-Eq/
0020002974 | S 25 KD - 25 G - ST | 1 | 1 | 1824.9 | IKA | 0020002974 | https://www.ika.com/en/Products-Lab-Eq/
0025007071 | S 25 KD - LR - 18 G | 1 | 1 | 1399.2 | IKA | 0025007071 | https://www.ika.com/en/Products-Lab-Eq/
0025007322 | S 25 KD - LR - 25 F | 1 | 1 | 2038.3 | IKA | 0025007322 | https://www.ika.com/en/Products-Lab-Eq/
0025007321 | S 25 KD - LR - 25 G | 1 | 1 | 1982.2 | IKA | 0025007321 | https://www.ika.com/en/Products-Lab-Eq/
0002348000 | S 25 KV - 18 G | 1 | 1 | 2151.6 | IKA | 0002348000 | https://www.ika.com/en/Products-Lab-Eq/
0002404000 | S 25 KV - 25 F | 1 | 1 | 2378.2 | IKA | 0002404000 | https://www.ika.com/en/Products-Lab-Eq/
0002404000 | S 25 KV - 25 F | 1 | 1 | 2378.2 | IKA | 0002404000 | https://www.ika.com/en/Products-Lab-Eq/
0002466900 | S 25 KV - 25 G | 1 | 1 | 2264.9 | IKA | 0002466900 | https://www.ika.com/en/Products-Lab-Eq/
0002466900 | S 25 KV - 25 G | 1 | 1 | 2264.9 | IKA | 0002466900 | https://www.ika.com/en/Products-Lab-Eq/
0020015397 | S 25 KV - 26 LR | 1 | 1 | 1982.2 | IKA | 0020015397 | https://www.ika.com/en/Products-Lab-Eq/
0020008825 | S 25 KV 2802 | 1 | 1 | 2193.4 | IKA | 0020008825 | https://www.ika.com/en/Products-Lab-Eq/
0000594000 | S 25 N - 10 G | 1 | 1 | 1131.9 | IKA | 0000594000 | https://www.ika.com/en/Products-Lab-Eq/
0004447100 | S 25 N - 10 G - ST | 1 | 1 | 1189.1 | IKA | 0004447100 | https://www.ika.com/en/Products-Lab-Eq/
0000593400 | S 25 N - 18 G | 1 | 1 | 1131.9 | IKA | 0000593400 | https://www.ika.com/en/Products-Lab-Eq/
0004447300 | S 25 N - 18 G - ST | 1 | 1 | 1194.6 | IKA | 0004447300 | https://www.ika.com/en/Products-Lab-Eq/
0001713800 | S 25 N - 25 F | 1 | 1 | 1529 | IKA | 0001713800 | https://www.ika.com/en/Products-Lab-Eq/
0001713300 | S 25 N - 25 G | 1 | 1 | 1447.6 | IKA | 0001713300 | https://www.ika.com/en/Products-Lab-Eq/
0004447500 | S 25 N - 25 G - ST | 1 | 1 | 1529 | IKA | 0004447500 | https://www.ika.com/en/Products-Lab-Eq/
0001024200 | S 25 N - 8 G | 1 | 1 | 1509.2 | IKA | 0001024200 | https://www.ika.com/en/Products-Lab-Eq/
0004446900 | S 25 N - 8 G - ST | 1 | 1 | 1529 | IKA | 0004446900 | https://www.ika.com/en/Products-Lab-Eq/
0010000631 | S 50 KD - G 45 F | 1 | 1 | 4424.2 | IKA | 0010000631 | https://www.ika.com/en/Products-Lab-Eq/
0010000629 | S 50 KD - G 45 G | 1 | 1 | 3967.7 | IKA | 0010000629 | https://www.ika.com/en/Products-Lab-Eq/
0010000632 | S 50 KD - G 45 G - ST | 1 | 1 | 3967.7 | IKA | 0010000632 | https://www.ika.com/en/Products-Lab-Eq/
0010000630 | S 50 KD - G 45 M | 1 | 1 | 4263.6 | IKA | 0010000630 | https://www.ika.com/en/Products-Lab-Eq/
0008004100 | S 50 KG - HH - G 45 F | 1 | 1 | 4929.1 | IKA | 0008004100 | https://www.ika.com/en/Products-Lab-Eq/
0008003200 | S 50 KG - HH - G 45 G | 1 | 1 | 4472.6 | IKA | 0008003200 | https://www.ika.com/en/Products-Lab-Eq/
0010000648 | S 50 KG - HH - G 45 G - ST | 1 | 1 | 4472.6 | IKA | 0010000648 | https://www.ika.com/en/Products-Lab-Eq/
0008003500 | S 50 KG - HH - G 45 M | 1 | 1 | 4768.5 | IKA | 0008003500 | https://www.ika.com/en/Products-Lab-Eq/
0008003900 | S 50 N - G 45 F | 1 | 1 | 3410 | IKA | 0008003900 | https://www.ika.com/en/Products-Lab-Eq/
0008003000 | S 50 N - G 45 G | 1 | 1 | 2953.5 | IKA | 0008003000 | https://www.ika.com/en/Products-Lab-Eq/
0008039500 | S 50 N - G 45 G - ST | 1 | 1 | 2953.5 | IKA | 0008039500 | https://www.ika.com/en/Products-Lab-Eq/
0008003300 | S 50 N - G 45 M | 1 | 1 | 3249.4 | IKA | 0008003300 | https://www.ika.com/en/Products-Lab-Eq/
0008005100 | S 50 N - W 65 SK | 1 | 1 | 3312.1 | IKA | 0008005100 | https://www.ika.com/en/Products-Lab-Eq/
0008006300 | S 50 N - W 80 SMK | 1 | 1 | 3099.8 | IKA | 0008006300 | https://www.ika.com/en/Products-Lab-Eq/
0010001667 | S 65 C - G 65 F | 1 | 1 | 4397.8 | IKA | 0010001667 | https://www.ika.com/en/Products-Lab-Eq/
0010001665 | S 65 C - G 65 G | 1 | 1 | 3910.5 | IKA | 0010001665 | https://www.ika.com/en/Products-Lab-Eq/
0010001666 | S 65 C - G 65 M | 1 | 1 | 4213 | IKA | 0010001666 | https://www.ika.com/en/Products-Lab-Eq/
0010000643 | S 65 KD - G 65 F | 1 | 1 | 4512.2 | IKA | 0010000643 | https://www.ika.com/en/Products-Lab-Eq/
0010000641 | S 65 KD - G 65 G | 1 | 1 | 4024.9 | IKA | 0010000641 | https://www.ika.com/en/Products-Lab-Eq/
0010000642 | S 65 KD - G 65 M | 1 | 1 | 4327.4 | IKA | 0010000642 | https://www.ika.com/en/Products-Lab-Eq/
0008005900 | S 65 KG - HH - G 65 F | 1 | 1 | 4967.6 | IKA | 0008005900 | https://www.ika.com/en/Products-Lab-Eq/
0008005500 | S 65 KG - HH - G 65 G | 1 | 1 | 4480.3 | IKA | 0008005500 | https://www.ika.com/en/Products-Lab-Eq/
0008005700 | S 65 KG - HH - G 65 M | 1 | 1 | 4782.8 | IKA | 0008005700 | https://www.ika.com/en/Products-Lab-Eq/
0025000377 | SAS-1 | 1 | 1 | 1145.1 | IKA | 0025000377 | https://www.ika.com/en/Products-Lab-Eq/
0040003663 | SC 1.1 | 1 | 1 | 146.3 | IKA | 0040003663 | https://www.ika.com/en/Products-Lab-Eq/
0020018590 | SC 1.2 | 1 | 1 | 146.3 | IKA | 0020018590 | https://www.ika.com/en/Products-Lab-Eq/
0040003630 | SC 2.1 | 1 | 1 | 28.6 | IKA | 0040003630 | https://www.ika.com/en/Products-Lab-Eq/
0003294800 | SI 400 | 1 | 1 | 951.5 | IKA | 0003294800 | https://www.ika.com/en/Products-Lab-Eq/
0003264000 | SI 472 | 1 | 1 | 894.3 | IKA | 0003264000 | https://www.ika.com/en/Products-Lab-Eq/
0003264400 | SI 474 | 1 | 1 | 407 | IKA | 0003264400 | https://www.ika.com/en/Products-Lab-Eq/
0025000319 | SP set-1 | 1 | 1 | 216.7 | IKA | 0025000319 | https://www.ika.com/en/Products-Lab-Eq/
0025000329 | SP set-2 | 1 | 1 | 182.6 | IKA | 0025000329 | https://www.ika.com/en/Products-Lab-Eq/
0025006828 | SP-1 | 1 | 1 | 86.9 | IKA | 0025006828 | https://www.ika.com/en/Products-Lab-Eq/
0025006837 | SP-10 | 1 | 1 | 57.2 | IKA | 0025006837 | https://www.ika.com/en/Products-Lab-Eq/
0025006838 | SP-11 | 1 | 1 | 55 | IKA | 0025006838 | https://www.ika.com/en/Products-Lab-Eq/
0025006839 | SP-12 | 1 | 1 | 44 | IKA | 0025006839 | https://www.ika.com/en/Products-Lab-Eq/
0025006829 | SP-2 | 1 | 1 | 81.4 | IKA | 0025006829 | https://www.ika.com/en/Products-Lab-Eq/
0025006830 | SP-3 | 1 | 1 | 79.2 | IKA | 0025006830 | https://www.ika.com/en/Products-Lab-Eq/
0025006831 | SP-4 | 1 | 1 | 74.8 | IKA | 0025006831 | https://www.ika.com/en/Products-Lab-Eq/
0025006832 | SP-5 | 1 | 1 | 146.3 | IKA | 0025006832 | https://www.ika.com/en/Products-Lab-Eq/
0025006833 | SP-6 | 1 | 1 | 146.3 | IKA | 0025006833 | https://www.ika.com/en/Products-Lab-Eq/
0025006834 | SP-7 | 1 | 1 | 62.7 | IKA | 0025006834 | https://www.ika.com/en/Products-Lab-Eq/
0025006835 | SP-8 | 1 | 1 | 60.5 | IKA | 0025006835 | https://www.ika.com/en/Products-Lab-Eq/
0025006836 | SP-9 | 1 | 1 | 60.5 | IKA | 0025006836 | https://www.ika.com/en/Products-Lab-Eq/
0003703000 | ST-20 | 1 | 1 | 202.4 | IKA | 0003703000 | https://www.ika.com/en/Products-Lab-Eq/
0003700500 | ST-20-M-gamma | 1 | 1 | 225.5 | IKA | 0003700500 | https://www.ika.com/en/Products-Lab-Eq/
0003699500 | ST-50 | 1 | 1 | 100.1 | IKA | 0003699500 | https://www.ika.com/en/Products-Lab-Eq/
0003701500 | ST-50-M-gamma | 1 | 1 | 158.4 | IKA | 0003701500 | https://www.ika.com/en/Products-Lab-Eq/
0040007429 | Stainless electrode inner | 1 | 1 | 352 | IKA | 0040007429 | https://www.ika.com/en/Products-Lab-Eq/
0040007443 | Stainless electrode outer | 1 | 1 | 216.7 | IKA | 0040007443 | https://www.ika.com/en/Products-Lab-Eq/
0025003604 | STARVISC 200-2.5 control | 1 | 1 | 6216.1 | IKA | 0025003604 | https://www.ika.com/en/Products-Lab-Eq/
0003920000 | STICKMAX | 1 | 1 | 56.1 | IKA | 0003920000 | https://www.ika.com/en/Products-Lab-Eq/
0020004584 | stopper (2 pcs.) | 1 | 1 | 34.1 | IKA | 0020004584 | https://www.ika.com/en/Products-Lab-Eq/
0003754000 | Strömungsbrecher | 1 | 1 | 20.9 | IKA | 0003754000 | https://www.ika.com/en/Products-Lab-Eq/
0003737000 | T 10 basic ULTRA-TURRAX® | 1 | 1 | 1399.2 | IKA | 0003737000 | https://www.ika.com/en/Products-Lab-Eq/
0003720000 | T 18 digital ULTRA-TURRAX® | 1 | 1 | 1515.8 | IKA | 0003720000 | https://www.ika.com/en/Products-Lab-Eq/
0009022800 | T 18 digital ULTRA-TURRAX® Package | 1 | 1 | 2215.4 | IKA | 0009022800 | https://www.ika.com/en/Products-Lab-Eq/
0020008820 | T 25 digital LR | 1 | 1 | 2219.8 | IKA | 0020008820 | https://www.ika.com/en/Products-Lab-Eq/
0003725000 | T 25 digital ULTRA-TURRAX® | 1 | 1 | 2215.4 | IKA | 0003725000 | https://www.ika.com/en/Products-Lab-Eq/
0025002500 | T 25 easy clean control | 1 | 1 | 2682.9 | IKA | 0025002500 | https://www.ika.com/en/Products-Lab-Eq/
0025002560 | T 25 easy clean digital | 1 | 1 | 2332 | IKA | 0025002560 | https://www.ika.com/en/Products-Lab-Eq/
0003787000 | T 50 digital ULTRA-TURRAX® | 1 | 1 | 3526.6 | IKA | 0003787000 | https://www.ika.com/en/Products-Lab-Eq/
0004023500 | T 65 basic ULTRA-TURRAX® | 1 | 1 | 5209.6 | IKA | 0004023500 | https://www.ika.com/en/Products-Lab-Eq/
0004234500 | T 65 digital ULTRA-TURRAX® | 1 | 1 | 8877 | IKA | 0004234500 | https://www.ika.com/en/Products-Lab-Eq/
0001608000 | T 653 | 1 | 1 | 1811.7 | IKA | 0001608000 | https://www.ika.com/en/Products-Lab-Eq/
0004532200 | TB 1 | 1 | 1 | 38.5 | IKA | 0004532200 | https://www.ika.com/en/Products-Lab-Eq/
0004532300 | TB 2 | 1 | 1 | 38.5 | IKA | 0004532300 | https://www.ika.com/en/Products-Lab-Eq/
0004532400 | TB 3 | 1 | 1 | 38.5 | IKA | 0004532400 | https://www.ika.com/en/Products-Lab-Eq/
0004532500 | TB 4 | 1 | 1 | 38.5 | IKA | 0004532500 | https://www.ika.com/en/Products-Lab-Eq/
0003749900 | TC-20-M | 1 | 1 | 57.2 | IKA | 0003749900 | https://www.ika.com/en/Products-Lab-Eq/
0003750000 | TC-50-M | 1 | 1 | 36.3 | IKA | 0003750000 | https://www.ika.com/en/Products-Lab-Eq/
0020017829 | Tip l bag | 1 | 1 | 207.9 | IKA | 0020017829 | https://www.ika.com/en/Products-Lab-Eq/
0020017830 | Tip l box | 1 | 1 | 108.9 | IKA | 0020017830 | https://www.ika.com/en/Products-Lab-Eq/
0020017826 | Tip m bag | 1 | 1 | 97.9 | IKA | 0020017826 | https://www.ika.com/en/Products-Lab-Eq/
0020101788 | Tip m box | 1 | 1 | 86.9 | IKA | 0020101788 | https://www.ika.com/en/Products-Lab-Eq/
0020100000 | Tip m box + | 1 | 1 | 152.9 | IKA | 0020100000 | https://www.ika.com/en/Products-Lab-Eq/
0020100421 | Tip m tray | 1 | 1 | 86.9 | IKA | 0020100421 | https://www.ika.com/en/Products-Lab-Eq/
0020017822 | Tip s bag | 1 | 1 | 152.9 | IKA | 0020017822 | https://www.ika.com/en/Products-Lab-Eq/
0020101787 | Tip s box | 1 | 1 | 86.9 | IKA | 0020101787 | https://www.ika.com/en/Products-Lab-Eq/
0020017824 | Tip s box + | 1 | 1 | 196.9 | IKA | 0020017824 | https://www.ika.com/en/Products-Lab-Eq/
0020017823 | Tip s tray | 1 | 1 | 75.9 | IKA | 0020017823 | https://www.ika.com/en/Products-Lab-Eq/
0020017831 | Tip xl bag | 1 | 1 | 218.9 | IKA | 0020017831 | https://www.ika.com/en/Products-Lab-Eq/
0020017832 | Tip xl box | 1 | 1 | 130.9 | IKA | 0020017832 | https://www.ika.com/en/Products-Lab-Eq/
0020017816 | Tip xs bag | 1 | 1 | 251.9 | IKA | 0020017816 | https://www.ika.com/en/Products-Lab-Eq/
0020101786 | Tip xs box | 1 | 1 | 86.9 | IKA | 0020101786 | https://www.ika.com/en/Products-Lab-Eq/
0020017820 | Tip xs box + | 1 | 1 | 196.9 | IKA | 0020017820 | https://www.ika.com/en/Products-Lab-Eq/
0020017818 | Tip xs tray | 1 | 1 | 86.9 | IKA | 0020017818 | https://www.ika.com/en/Products-Lab-Eq/
0003368000 | topolino | 1 | 1 | 119.9 | IKA | 0003368000 | https://www.ika.com/en/Products-Lab-Eq/
0003381300 | topolino mobil | 1 | 1 | 290.4 | IKA | 0003381300 | https://www.ika.com/en/Products-Lab-Eq/
0004525100 | TR 1 | 1 | 1 | 46.2 | IKA | 0004525100 | https://www.ika.com/en/Products-Lab-Eq/
0004525200 | TR 2 | 1 | 1 | 46.2 | IKA | 0004525200 | https://www.ika.com/en/Products-Lab-Eq/
0004525300 | TR 3 | 1 | 1 | 46.2 | IKA | 0004525300 | https://www.ika.com/en/Products-Lab-Eq/
0004525400 | TR 4 | 1 | 1 | 46.2 | IKA | 0004525400 | https://www.ika.com/en/Products-Lab-Eq/
0004005000 | Trayster basic | 1 | 1 | 905.3 | IKA | 0004005000 | https://www.ika.com/en/Products-Lab-Eq/
0004006000 | Trayster digital | 1 | 1 | 962.5 | IKA | 0004006000 | https://www.ika.com/en/Products-Lab-Eq/
0004499300 | TRIKA 25 | 1 | 1 | 13.2 | IKA | 0004499300 | https://www.ika.com/en/Products-Lab-Eq/
0004499400 | TRIKA 35 | 1 | 1 | 20.9 | IKA | 0004499400 | https://www.ika.com/en/Products-Lab-Eq/
0004499500 | TRIKA 55 | 1 | 1 | 31.9 | IKA | 0004499500 | https://www.ika.com/en/Products-Lab-Eq/
0004499600 | TRIKA 80 | 1 | 1 | 45.1 | IKA | 0004499600 | https://www.ika.com/en/Products-Lab-Eq/
0020003013 | TS 25-3 | 1 | 1 | 101.2 | IKA | 0020003013 | https://www.ika.com/en/Products-Lab-Eq/
0025007765 | T-SP-Set | 1 | 1 | 419.1 | IKA | 0025007765 | https://www.ika.com/en/Products-Lab-Eq/
0020007144 | Tube mill 100 control | 1 | 1 | 2263.8 | IKA | 0020007144 | https://www.ika.com/en/Products-Lab-Eq/
0004180000 | Tube Mill control | 1 | 1 | 2088.9 | IKA | 0004180000 | https://www.ika.com/en/Products-Lab-Eq/
0020004029 | Tube rack, 13mm, ML, stainless | 1 | 1 | 154 | IKA | 0020004029 | https://www.ika.com/en/Products-Lab-Eq/
0020004026 | Tube rack, 13mm, S, stainless | 1 | 1 | 91.3 | IKA | 0020004026 | https://www.ika.com/en/Products-Lab-Eq/
0020004030 | Tube rack, 17mm, ML, stainless | 1 | 1 | 154 | IKA | 0020004030 | https://www.ika.com/en/Products-Lab-Eq/
0020004027 | Tube rack, 17mm, S, stainless | 1 | 1 | 91.3 | IKA | 0020004027 | https://www.ika.com/en/Products-Lab-Eq/
0020004031 | Tube rack, 22mm, ML, stainless | 1 | 1 | 154 | IKA | 0020004031 | https://www.ika.com/en/Products-Lab-Eq/
0020004028 | Tube rack, 22mm, S, stainless | 1 | 1 | 91.3 | IKA | 0020004028 | https://www.ika.com/en/Products-Lab-Eq/
0020003518 | UF.Si.N30.150.10LV | 1 | 1 | 510.4 | IKA | 0020003518 | https://www.ika.com/en/Products-Lab-Eq/
0003646000 | ULTRA-TURRAX® Tube Drive | 1 | 1 | 713.9 | IKA | 0003646000 | https://www.ika.com/en/Products-Lab-Eq/
0025005981 | ULTRA-TURRAX® Tube Drive P control | 1 | 1 | 1428.9 | IKA | 0025005981 | https://www.ika.com/en/Products-Lab-Eq/
0025005836 | ULTRA-TURRAX® Tube Drive P control Workst. | 1 | 1 | 1483.9 | IKA | 0025005836 | https://www.ika.com/en/Products-Lab-Eq/
0040003648 | Undivided cells Set | 1 | 1 | 1018.6 | IKA | 0040003648 | https://www.ika.com/en/Products-Lab-Eq/
0020021255 | USB 3.0 EXT 10 | 1 | 1 | 139.7 | IKA | 0020021255 | https://www.ika.com/en/Products-Lab-Eq/
0020021256 | USB Hub 2.0 4 Ports | 1 | 1 | 93.5 | IKA | 0020021256 | https://www.ika.com/en/Products-Lab-Eq/
0020021257 | USB Hub 2.0 7 Ports | 1 | 1 | 174.9 | IKA | 0020021257 | https://www.ika.com/en/Products-Lab-Eq/
0020101935 | USB ISO | 1 | 1 | 161.7 | IKA | 0020101935 | https://www.ika.com/en/Products-Lab-Eq/
0020018736 | USB SER 16 | 1 | 1 | 1108.8 | IKA | 0020018736 | https://www.ika.com/en/Products-Lab-Eq/
0020003456 | USB SER 4 | 1 | 1 | 372.9 | IKA | 0020003456 | https://www.ika.com/en/Products-Lab-Eq/
0020018480 | USB SER 8 | 1 | 1 | 641.3 | IKA | 0020018480 | https://www.ika.com/en/Products-Lab-Eq/
0020019065 | VACSTAR control | 1 | 1 | 4589.2 | IKA | 0020019065 | https://www.ika.com/en/Products-Lab-Eq/
0020016236 | VACSTAR digital | 1 | 1 | 2869.9 | IKA | 0020016236 | https://www.ika.com/en/Products-Lab-Eq/
0025000407 | VAN-1 | 1 | 1 | 1061.5 | IKA | 0025000407 | https://www.ika.com/en/Products-Lab-Eq/
0025006853 | VAN-SP-1 | 1 | 1 | 361.9 | IKA | 0025006853 | https://www.ika.com/en/Products-Lab-Eq/
0025006854 | VAN-SP-2 | 1 | 1 | 292.6 | IKA | 0025006854 | https://www.ika.com/en/Products-Lab-Eq/
0025006855 | VAN-SP-3 | 1 | 1 | 266.2 | IKA | 0025006855 | https://www.ika.com/en/Products-Lab-Eq/
0025006856 | VAN-SP-4 | 1 | 1 | 250.8 | IKA | 0025006856 | https://www.ika.com/en/Products-Lab-Eq/
0025008376 | VAN-SP-5 | 1 | 1 | 236.5 | IKA | 0025008376 | https://www.ika.com/en/Products-Lab-Eq/
0020004614 | Variable bottom, ICC, L, stainless | 1 | 1 | 436.7 | IKA | 0020004614 | https://www.ika.com/en/Products-Lab-Eq/
0020004032 | Variable rack, ICC, ML, stainless | 1 | 1 | 199.1 | IKA | 0020004032 | https://www.ika.com/en/Products-Lab-Eq/
0020005132 | VC 10 | 1 | 1 | 1752.3 | IKA | 0020005132 | https://www.ika.com/en/Products-Lab-Eq/
0020011105 | VC 10.300 | 1 | 1 | 182.6 | IKA | 0020011105 | https://www.ika.com/en/Products-Lab-Eq/
0035001735 | VC 10.400 | 1 | 1 | 224.4 | IKA | 0035001735 | https://www.ika.com/en/Products-Lab-Eq/
0020004850 | VCV 1 | 1 | 1 | 624.8 | IKA | 0020004850 | https://www.ika.com/en/Products-Lab-Eq/
0020004893 | VCV 2 | 1 | 1 | 1035.1 | IKA | 0020004893 | https://www.ika.com/en/Products-Lab-Eq/
0003341200 | VG 3.1 | 1 | 1 | 12.1 | IKA | 0003341200 | https://www.ika.com/en/Products-Lab-Eq/
0003342300 | VG 3.2 | 1 | 1 | 25.3 | IKA | 0003342300 | https://www.ika.com/en/Products-Lab-Eq/
0020008398 | VG 3.21 | 1 | 1 | 22 | IKA | 0020008398 | https://www.ika.com/en/Products-Lab-Eq/
0003342400 | VG 3.3 | 1 | 1 | 27.5 | IKA | 0003342400 | https://www.ika.com/en/Products-Lab-Eq/
0025005779 | VG 3.30 | 1 | 1 | 34.1 | IKA | 0025005779 | https://www.ika.com/en/Products-Lab-Eq/
0003344300 | VG 3.31 | 1 | 1 | 66 | IKA | 0003344300 | https://www.ika.com/en/Products-Lab-Eq/
0003343900 | VG 3.32 | 1 | 1 | 34.1 | IKA | 0003343900 | https://www.ika.com/en/Products-Lab-Eq/
0003344000 | VG 3.33 | 1 | 1 | 34.1 | IKA | 0003344000 | https://www.ika.com/en/Products-Lab-Eq/
0003344100 | VG 3.34 | 1 | 1 | 34.1 | IKA | 0003344100 | https://www.ika.com/en/Products-Lab-Eq/
0003344200 | VG 3.35 | 1 | 1 | 34.1 | IKA | 0003344200 | https://www.ika.com/en/Products-Lab-Eq/
0003342100 | VG 3.36 | 1 | 1 | 34.1 | IKA | 0003342100 | https://www.ika.com/en/Products-Lab-Eq/
0003344400 | VG 3.37 | 1 | 1 | 34.1 | IKA | 0003344400 | https://www.ika.com/en/Products-Lab-Eq/
0020013886 | VH.SI.8 | 1 | 1 | 38.5 | IKA | 0020013886 | https://www.ika.com/en/Products-Lab-Eq/
0025007064 | VOL-C-RTD-2.1 | 1 | 1 | 416.9 | IKA | 0025007064 | https://www.ika.com/en/Products-Lab-Eq/
0025007065 | VOL-C-RTD-3.8 | 1 | 1 | 416.9 | IKA | 0025007065 | https://www.ika.com/en/Products-Lab-Eq/
0025007066 | VOL-C-RTD-4.2 | 1 | 1 | 416.9 | IKA | 0025007066 | https://www.ika.com/en/Products-Lab-Eq/
0025000352 | VOLS-1 | 1 | 1 | 1234.2 | IKA | 0025000352 | https://www.ika.com/en/Products-Lab-Eq/
0025006850 | VOL-SP-10.4 | 1 | 1 | 343.2 | IKA | 0025006850 | https://www.ika.com/en/Products-Lab-Eq/
0025006851 | VOL-SP-11 | 1 | 1 | 343.2 | IKA | 0025006851 | https://www.ika.com/en/Products-Lab-Eq/
0025006852 | VOL-SP-13.5 | 1 | 1 | 343.2 | IKA | 0025006852 | https://www.ika.com/en/Products-Lab-Eq/
0025006848 | VOL-SP-16.1 | 1 | 1 | 343.2 | IKA | 0025006848 | https://www.ika.com/en/Products-Lab-Eq/
0025007061 | VOL-SP-2.1 | 1 | 1 | 343.2 | IKA | 0025007061 | https://www.ika.com/en/Products-Lab-Eq/
0025007062 | VOL-SP-3.8 | 1 | 1 | 343.2 | IKA | 0025007062 | https://www.ika.com/en/Products-Lab-Eq/
0025007063 | VOL-SP-4.2 | 1 | 1 | 343.2 | IKA | 0025007063 | https://www.ika.com/en/Products-Lab-Eq/
0025006849 | VOL-SP-7.1 | 1 | 1 | 333.3 | IKA | 0025006849 | https://www.ika.com/en/Products-Lab-Eq/
0025006846 | VOL-SP-9 | 1 | 1 | 343.2 | IKA | 0025006846 | https://www.ika.com/en/Products-Lab-Eq/
0025006847 | VOL-SP-9.4 | 1 | 1 | 343.2 | IKA | 0025006847 | https://www.ika.com/en/Products-Lab-Eq/
0004047700 | Vortex 1 | 1 | 1 | 338.8 | IKA | 0004047700 | https://www.ika.com/en/Products-Lab-Eq/
0025000258 | Vortex 2 | 1 | 1 | 267.3 | IKA | 0025000258 | https://www.ika.com/en/Products-Lab-Eq/
0003340000 | Vortex 3 | 1 | 1 | 419.1 | IKA | 0003340000 | https://www.ika.com/en/Products-Lab-Eq/
0035001873 | VSE 1 | 1 | 1 | 500.5 | IKA | 0035001873 | https://www.ika.com/en/Products-Lab-Eq/
0020005194 | VSS 1 | 1 | 1 | 874.5 | IKA | 0020005194 | https://www.ika.com/en/Products-Lab-Eq/
0020015406 | VSW 1 | 1 | 1 | 451 | IKA | 0020015406 | https://www.ika.com/en/Products-Lab-Eq/
0000607200 | VX 1 | 1 | 1 | 104.5 | IKA | 0000607200 | https://www.ika.com/en/Products-Lab-Eq/
0003627700 | VX 11 | 1 | 1 | 158.4 | IKA | 0003627700 | https://www.ika.com/en/Products-Lab-Eq/
0003659000 | VX 11.1 | 1 | 1 | 158.4 | IKA | 0003659000 | https://www.ika.com/en/Products-Lab-Eq/
0003659100 | VX 11.2 | 1 | 1 | 158.4 | IKA | 0003659100 | https://www.ika.com/en/Products-Lab-Eq/
0003659200 | VX 11.3 | 1 | 1 | 121 | IKA | 0003659200 | https://www.ika.com/en/Products-Lab-Eq/
0003659300 | VX 11.4 | 1 | 1 | 121 | IKA | 0003659300 | https://www.ika.com/en/Products-Lab-Eq/
0025005778 | VX 11.5 | 1 | 1 | 108.9 | IKA | 0025005778 | https://www.ika.com/en/Products-Lab-Eq/
0025005777 | VX 11.6 | 1 | 1 | 108.9 | IKA | 0025005777 | https://www.ika.com/en/Products-Lab-Eq/
0000568900 | VX 2 | 1 | 1 | 431.2 | IKA | 0000568900 | https://www.ika.com/en/Products-Lab-Eq/
0020018016 | VX 2E.n | 1 | 1 | 419.1 | IKA | 0020018016 | https://www.ika.com/en/Products-Lab-Eq/
0000953300 | VX 7 | 1 | 1 | 304.7 | IKA | 0000953300 | https://www.ika.com/en/Products-Lab-Eq/
0000910400 | VX 8 | 1 | 1 | 732.6 | IKA | 0000910400 | https://www.ika.com/en/Products-Lab-Eq/
0003375400 | VX 8.1 | 1 | 1 | 40.7 | IKA | 0003375400 | https://www.ika.com/en/Products-Lab-Eq/
0002819000 | VXR basic | 1 | 1 | 1642.3 | IKA | 0002819000 | https://www.ika.com/en/Products-Lab-Eq/
0025001500 | WH 11 | 1 | 1 | 28.6 | IKA | 0025001500 | https://www.ika.com/en/Products-Lab-Eq/
0020000984 | WH10 | 1 | 1 | 23.1 | IKA | 0020000984 | https://www.ika.com/en/Products-Lab-Eq/
0020007267 | WiCo LR 1000 | 1 | 1 | 579.7 | IKA | 0020007267 | https://www.ika.com/en/Products-Lab-Eq/
0020007259 | WiCo RET control-visc | 1 | 1 | 407 | IKA | 0020007259 | https://www.ika.com/en/Products-Lab-Eq/
0025006310 | WiCo T 25 easy clean control | 1 | 1 | 645.7 | IKA | 0025006310 | https://www.ika.com/en/Products-Lab-Eq/
11000052 | ONDA V-10 PLUS Spectrophotometer, range 325 - 1000 nm, bandwidth 4 nm, single beam, digital wavelenght set | 1 | 1 | 1228.5 | Giorgio Bormac | 11000052 | https://www.giorgiobormac.com/
11000062 | ONDA TOUCH V-11 SCAN Spectrophotometer, TOUCH SCREEN color display, range 320 - 1100 nm, bandwidth 4 nm | 1 | 1 | 2665 | Giorgio Bormac | 11000062 | https://www.giorgiobormac.com/
11000072 | ONDA TOUCH UV-21 Spectrophotometer, TOUCH SCREEN color display, range 195 - 1050 nm, bandwidth 4 nm | 1 | 1 | 3575 | Giorgio Bormac | 11000072 | https://www.giorgiobormac.com/
11000082 | ONDA TOUCH UV-31 SCAN Spectrophotometer, TOUCH SCREEN color display, range 190 - 1100 nm, | 1 | 1 | 6097 | Giorgio Bormac | 11000082 | https://www.giorgiobormac.com/
11000192 | IQ-OQ-PQ Paper Manual | 1 | 1 | 455 | Giorgio Bormac | 11000192 | https://www.giorgiobormac.com/
11000212 | 4-cell holder for up to 50x10mm square cuvette | 1 | 1 | 127.4 | Giorgio Bormac | 11000212 | https://www.giorgiobormac.com/
11000222 | 4-cell holder for up to 100x10mm square cuvette | 1 | 1 | 195 | Giorgio Bormac | 11000222 | https://www.giorgiobormac.com/
11000232 | Cell holder for micro-cells 10x10mm (central beam height: 15mm) | 1 | 1 | 369.2 | Giorgio Bormac | 11000232 | https://www.giorgiobormac.com/
11000242 | 8-position AUTO cell changer for 10mm square cuvette | 1 | 1 | 884 | Giorgio Bormac | 11000242 | https://www.giorgiobormac.com/
11000252 | Square cuvettes, optical glass, 10mm path, 12.5x12.5x45mm. Set of 4 pcs | 1 | 1 | 19.5 | Giorgio Bormac | 11000252 | https://www.giorgiobormac.com/
11000262 | Square cuvettes, optical glass, 20mm path, 12.5x22.5x45mm. Set of 4 pcs | 1 | 1 | 45.5 | Giorgio Bormac | 11000262 | https://www.giorgiobormac.com/
11000272 | Square cuvettes, optical glass, 30mm path, 12.5x32.5x45mm. Set of 4 pcs | 1 | 1 | 46.8 | Giorgio Bormac | 11000272 | https://www.giorgiobormac.com/
11000282 | Square cuvettes, optical glass, 50mm path, 12.5x52.5x45mm. Set of 4 pcs | 1 | 1 | 53.3 | Giorgio Bormac | 11000282 | https://www.giorgiobormac.com/
11000292 | Square cuvettes, optical glass, 100mm path, 12.5x102.5x45mm. Set of 4 pcs | 1 | 1 | 162.5 | Giorgio Bormac | 11000292 | https://www.giorgiobormac.com/
11000302 | Square cuvettes, quartz, 10mm path, 12.5x12.5x45mm. Set of 2 pcs | 1 | 1 | 93.6 | Giorgio Bormac | 11000302 | https://www.giorgiobormac.com/
11000312 | Square cuvettes, quartz, 20mm path, 12.5x22.5x45mm. Set of 2 pcs | 1 | 1 | 161.2 | Giorgio Bormac | 11000312 | https://www.giorgiobormac.com/
11000322 | Square cuvettes, quartz, 30mm path, 12.5x32.5x45mm. Set of 2 pcs | 1 | 1 | 193.7 | Giorgio Bormac | 11000322 | https://www.giorgiobormac.com/
11000332 | Square cuvettes, quartz, 50mm path, 12.5x52.5x45mm. Set of 2 pcs | 1 | 1 | 338 | Giorgio Bormac | 11000332 | https://www.giorgiobormac.com/
11000342 | Square cuvettes, quartz, 100mm path, 12.5x102.5x45mm. Set of 2 pcs | 1 | 1 | 642.2 | Giorgio Bormac | 11000342 | https://www.giorgiobormac.com/
11000352 | Micro-cell 100 μl, quartz, 10mm | 1 | 1 | 127.4 | Giorgio Bormac | 11000352 | https://www.giorgiobormac.com/
11000362 | Micro-cell 200 μl, quartz, 10mm | 1 | 1 | 127.4 | Giorgio Bormac | 11000362 | https://www.giorgiobormac.com/
11000372 | Micro-cell 500 μl, quartz, 10mm | 1 | 1 | 127.4 | Giorgio Bormac | 11000372 | https://www.giorgiobormac.com/
11000382 | Square cuvettes, optical glass, 1mm path, 12.5x3.5x45mm. Set of 2 pcs | 1 | 1 | 74.1 | Giorgio Bormac | 11000382 | https://www.giorgiobormac.com/
11000392 | Micro-cell 1000 μl (1ml), quartz, 10mm | 1 | 1 | 156 | Giorgio Bormac | 11000392 | https://www.giorgiobormac.com/
11000402 | Test tube holder (diameter 8-24mm; max heigth: 110mm; central beam heigth: 35mm) | 1 | 1 | 100.1 | Giorgio Bormac | 11000402 | https://www.giorgiobormac.com/
11000412 | 5° REFLECTANCE MEACHMENT ATTACHMENT (minumim sample: 20x20mm, central beam height: 50mm) | 1 | 1 | 910 | Giorgio Bormac | 11000412 | https://www.giorgiobormac.com/
11000422 | SOLID sample holder (sample 50x30x2mm) | 1 | 1 | 195 | Giorgio Bormac | 11000422 | https://www.giorgiobormac.com/
11000432 | 5 position 10-100mm cuvette AUTOMATIC holder (for ONDA TOUCH SERIES spectrophotometers) | 1 | 1 | 884 | Giorgio Bormac | 11000432 | https://www.giorgiobormac.com/
11000442 | Micro Printer for ONDA TOUCH Series Spectrophotometers (RS232, normal paper roll) | 1 | 1 | 442 | Giorgio Bormac | 11000442 | https://www.giorgiobormac.com/
11000452 | Thermal printer for ONDA spectrophotometer V10 PLUS | 1 | 1 | 442 | Giorgio Bormac | 11000452 | https://www.giorgiobormac.com/
11000492 | Flow cell, 10mm, optical GLASS (central beam height: 15mm) | 1 | 1 | 114.4 | Giorgio Bormac | 11000492 | https://www.giorgiobormac.com/
11000502 | Flow cell, 10mm, QUARTZ (central beam height: 15mm) | 1 | 1 | 136.5 | Giorgio Bormac | 11000502 | https://www.giorgiobormac.com/
11000522 | Square cuvette, quartz, 1mm path, 12.5x3.5x45mm, 1 piece | 1 | 1 | 208 | Giorgio Bormac | 11000522 | https://www.giorgiobormac.com/
11000532 | Test tube holder (diameter 16mm H max 90mm) for ONDA TOUCH SERIES | 1 | 1 | 234 | Giorgio Bormac | 11000532 | https://www.giorgiobormac.com/
11000552 | A-1101 Sipper System, Holder beam height: 15mm, including: pump unit, micro-cell holder, flow cell, pipes. | 1 | 1 | 1612 | Giorgio Bormac | 11000552 | https://www.giorgiobormac.com/
11000562 | A-1201 Peltier System, constant-Temperature (Holder beam height: 15mm), including: Peltier unit, peltier micro-cell | 1 | 1 | 1566.5 | Giorgio Bormac | 11000562 | https://www.giorgiobormac.com/
11000572 | A-1001 Combined Peltier/Sipper System (Holder beam height: 15mm), including: Peltier/sipper unit, peltier micro | 1 | 1 | 1950 | Giorgio Bormac | 11000572 | https://www.giorgiobormac.com/
11000582 | Adapter 10X10 for cuvettes 1 mm path. Minimun order 2 pieces | 1 | 1 | 78 | Giorgio Bormac | 11000582 | https://www.giorgiobormac.com/
11000912 | Tungsten-alogen lamp, 12V/20W (VISIBLE range) | 1 | 1 | 100.1 | Giorgio Bormac | 11000912 | https://www.giorgiobormac.com/
11000922 | Deuterium lamp (UV range) | 1 | 1 | 452.4 | Giorgio Bormac | 11000922 | https://www.giorgiobormac.com/
11000932 | Dust cover for ONDA spectrophotometer | 1 | 1 | 26 | Giorgio Bormac | 11000932 | https://www.giorgiobormac.com/
11000962 | ONDA PC Software Pro-WINE color Version (CD, USB cable, USB dongle) ONLY FOR V-10 PLUS | 1 | 1 | 513.5 | Giorgio Bormac | 11000962 | https://www.giorgiobormac.com/
11000972 | ONDA TOUCH PC Software Pro (CD, USB cable, USB dongle) FOR ONDA TOUCH models | 1 | 1 | 513.5 | Giorgio Bormac | 11000972 | https://www.giorgiobormac.com/
15100053 | Argo-Filler, up to 8 speed selectable | 1 | 1 | 234 | Giorgio Bormac | 15100053 | https://www.giorgiobormac.com/
15100573 | Filters for Argo-Filler, 1X10 pieces | 1 | 1 | 32.5 | Giorgio Bormac | 15100573 | https://www.giorgiobormac.com/
22002013 | M2-A Magnetical Stirrer with heating, stainless steel plate, capacity 20 liters. Speed: up to 1.500 RPM | 1 | 1 | 409.5 | Giorgio Bormac | 22002013 | https://www.giorgiobormac.com/
22002063 | M2-D Pro Digital magnetical stirrer with heating stainless steel plate. Capacity 20 liters, speed: up to 1.500 RPM | 1 | 1 | 656.5 | Giorgio Bormac | 22002063 | https://www.giorgiobormac.com/
22002513 | PT 1000 temperature probe for M2- D Pro and for M3-D | 1 | 1 | 117 | Giorgio Bormac | 22002513 | https://www.giorgiobormac.com/
22002523 | Support for PT 1000 temperature probe | 1 | 1 | 59.8 | Giorgio Bormac | 22002523 | https://www.giorgiobormac.com/
22002533 | Plastic Cover for Protection | 1 | 1 | 19.5 | Giorgio Bormac | 22002533 | https://www.giorgiobormac.com/
22002583 | Blue carrying plate for quarter pies | 1 | 1 | 122.2 | Giorgio Bormac | 22002583 | https://www.giorgiobormac.com/
22002593 | Red quarter pie for n. 11 tubes 4 ml, diam. 15,2 mm. | 1 | 1 | 81.9 | Giorgio Bormac | 22002593 | https://www.giorgiobormac.com/
22002603 | Violet quarter pie for n. 4 tubes 20 ml, diam. 28 mm. | 1 | 1 | 67.6 | Giorgio Bormac | 22002603 | https://www.giorgiobormac.com/
22002613 | Blue quarter pie for n. 4 tubes 30 ml, diam. 28 mm. | 1 | 1 | 78 | Giorgio Bormac | 22002613 | https://www.giorgiobormac.com/
22002623 | Black quarter pie for n. 4 tubes 40 ml, diam. 28 mm | 1 | 1 | 78 | Giorgio Bormac | 22002623 | https://www.giorgiobormac.com/
22002633 | Green quarter pie for n. 6 tubes 8 ml, diam. 17,8 mm. | 1 | 1 | 78 | Giorgio Bormac | 22002633 | https://www.giorgiobormac.com/
22002643 | Gold quarter pie for n. 4 tubes 16 ml, diam. 21,6 mm. | 1 | 1 | 72.8 | Giorgio Bormac | 22002643 | https://www.giorgiobormac.com/
22002663 | Reaction block for 100 ml round bottom flask | 1 | 1 | 139.1 | Giorgio Bormac | 22002663 | https://www.giorgiobormac.com/
22002673 | Reaction block for 250 ml round bottom flask | 1 | 1 | 152.1 | Giorgio Bormac | 22002673 | https://www.giorgiobormac.com/
22002683 | Reaction block for 500 ml round bottom flask | 1 | 1 | 161.2 | Giorgio Bormac | 22002683 | https://www.giorgiobormac.com/
22003013 | M3-D Digital magnetical stirrer with heating ceramic plate, capacity 10 liters. Speed: up to 1.500 RPM | 1 | 1 | 663 | Giorgio Bormac | 22003013 | https://www.giorgiobormac.com/
22005013 | AM 20-D Overhead stirrer, capacity 20 Liters, LED display. Speed adjustable from 50 to 2.200 RPM. | 1 | 1 | 643.5 | Giorgio Bormac | 22005013 | https://www.giorgiobormac.com/
22005043 | AM 40-D Overhead stirrer, capacity 40 Liters, LCD display. Speed adjustable from 50 to 2.200 RPM. | 1 | 1 | 1215.5 | Giorgio Bormac | 22005043 | https://www.giorgiobormac.com/
22005153 | Support for Overhead stirrer AM 20-D and AM 40-D | 1 | 1 | 149.5 | Giorgio Bormac | 22005153 | https://www.giorgiobormac.com/
22005163 | Crossed stirrer, shaft length 400 mm,stirrer diameter 50mm | 1 | 1 | 45.5 | Giorgio Bormac | 22005163 | https://www.giorgiobormac.com/
22005173 | Straight stirrer, shaft length 400 mm,stirrer diameter 60mm | 1 | 1 | 45.5 | Giorgio Bormac | 22005173 | https://www.giorgiobormac.com/
22005183 | Blade stirrer, shaft length 400 mm,stirrer diameter 68mm | 1 | 1 | 45.5 | Giorgio Bormac | 22005183 | https://www.giorgiobormac.com/
22005193 | Centrifugal stirrer, shaft length 400 mm,stirrer diameter 89mm | 1 | 1 | 45.5 | Giorgio Bormac | 22005193 | https://www.giorgiobormac.com/
22006013 | SKO-D XL Orbital shaker, capacity 7.5 Kg, plate 320X320 mm, double display for speed and timer control | 1 | 1 | 1183 | Giorgio Bormac | 22006013 | https://www.giorgiobormac.com/
22006023 | SKO-D-XL 3D Shaker, capacity 5 Kg, plate 320X320 mm, double display for speed and timer control | 1 | 1 | 1183 | Giorgio Bormac | 22006023 | https://www.giorgiobormac.com/
22006033 | SKO-D-XL LINEAR Shaker capacity 7.5 Kg, plate 320X320 mm, double display for speed and timer control | 1 | 1 | 1183 | Giorgio Bormac | 22006033 | https://www.giorgiobormac.com/
22006223 | Dish platform with non-slip mat. | 1 | 1 | 130 | Giorgio Bormac | 22006223 | https://www.giorgiobormac.com/
22006233 | Universal support for orbital shaker with 4 roll. | 1 | 1 | 162.5 | Giorgio Bormac | 22006233 | https://www.giorgiobormac.com/
22006243 | Support for fixing clip | 1 | 1 | 97.5 | Giorgio Bormac | 22006243 | https://www.giorgiobormac.com/
22006453 | Fixing clip for 25 ml | 1 | 1 | 13 | Giorgio Bormac | 22006453 | https://www.giorgiobormac.com/
22006463 | Fixing clip for 50 ml | 1 | 1 | 13 | Giorgio Bormac | 22006463 | https://www.giorgiobormac.com/
22006473 | Fixing clip for flask 100 ml | 1 | 1 | 13 | Giorgio Bormac | 22006473 | https://www.giorgiobormac.com/
22006483 | Fixing clip for flask 200/250 ml | 1 | 1 | 28.6 | Giorgio Bormac | 22006483 | https://www.giorgiobormac.com/
22006493 | Fixing clip for flask 500 ml | 1 | 1 | 28.6 | Giorgio Bormac | 22006493 | https://www.giorgiobormac.com/
22006553 | Bar for Universal support | 1 | 1 | 13 | Giorgio Bormac | 22006553 | https://www.giorgiobormac.com/
22008013 | Mixer Vortex for tubes with "touch" and continue control speed | 1 | 1 | 205.4 | Giorgio Bormac | 22008013 | https://www.giorgiobormac.com/
27000113 | BL 3001, digital balance, max. capacity 3000 g, resolution 0,1 g, counting samples function, various units measure | 1 | 1 | 286 | Giorgio Bormac | 27000113 | https://www.giorgiobormac.com/
27000123 | BL 6001, digital balance, max. capacity 6000 g, resolution 0,1 g, counting samples function, various units measure | 1 | 1 | 302.9 | Giorgio Bormac | 27000123 | https://www.giorgiobormac.com/
27000133 | BL 30K1, digital balance, max. capacity 30 kg, resolution 0,1 g, counting samples function, various units measure. | 1 | 1 | 1037.4 | Giorgio Bormac | 27000133 | https://www.giorgiobormac.com/
27000303 | BL 2002 BASIC, digital balance, max. capacity 2000 g, resolution 0,01 g, counting samples function | 1 | 1 | 198.9 | Giorgio Bormac | 27000303 | https://www.giorgiobormac.com/
27000313 | BL 2002, digital balance, max. capacity 2000 g, resolution 0,01 g, counting samples function, various units measure | 1 | 1 | 387.4 | Giorgio Bormac | 27000313 | https://www.giorgiobormac.com/
27000323 | BL 602, digital balance, max. capacity 600 g, resolution 0,01 g, counting samples function, various units measure | 1 | 1 | 367.9 | Giorgio Bormac | 27000323 | https://www.giorgiobormac.com/
27000513 | BL 303, digital balance, max. capacity 300 g, resolution 0,001 g, counting samples function, various units measure | 1 | 1 | 457.6 | Giorgio Bormac | 27000513 | https://www.giorgiobormac.com/
27000863 | Printer RS 232 for XS Balances | 1 | 1 | 156 | Giorgio Bormac | 27000863 | https://www.giorgiobormac.com/
27000883 | Set of 50 sample plates | 1 | 1 | 39 | Giorgio Bormac | 27000883 | https://www.giorgiobormac.com/
27000903 | Certificate DKD/Accredia Treceability for XS Balances | 1 | 1 | 130 | Giorgio Bormac | 27000903 | https://www.giorgiobormac.com/
27001003 | BW 3000 WATERPROOF, digital balance double display, max. capacity 3000 g, resolution 1 g | 1 | 1 | 397.8 | Giorgio Bormac | 27001003 | https://www.giorgiobormac.com/
27001203 | BL 30K, digital balance, max. capacity 30 kg, resolution 1 g, counting samples function, various units measure. | 1 | 1 | 397.8 | Giorgio Bormac | 27001203 | https://www.giorgiobormac.com/
27001213 | BL 100K, digital balance with removable display, max. capacity 100 kg, resolution 10 g, counting samples function | 1 | 1 | 465.4 | Giorgio Bormac | 27001213 | https://www.giorgiobormac.com/
27001303 | BM 113, digital MOISTURE balance, max. capacity 110 g, resolution 0,001 g, halogen lamp 400 W, 15 drying programs. | 1 | 1 | 1807 | Giorgio Bormac | 27001303 | https://www.giorgiobormac.com/
27005993 | BL 224 BASIC, digital balance, max. capacity 220 g, resolution 0,1 mg, external calibration, counting samples function | 1 | 1 | 1092 | Giorgio Bormac | 27005993 | https://www.giorgiobormac.com/
27006003 | BL 224, digital balance, max. capacity 220 g, resolution 0,1 mg, internal calibration, counting samples function | 1 | 1 | 1508 | Giorgio Bormac | 27006003 | https://www.giorgiobormac.com/
27006013 | BL 224 TOUCH, digital balance touch screen display, max. capacity 220 g, resolution 0,1 mg, internal calibration | 1 | 1 | 1664 | Giorgio Bormac | 27006013 | https://www.giorgiobormac.com/
32105102 | ORP electrode for pH 7 and pH 70, cable lenght 5 mt BNC plug | 1 | 1 | 117 | Giorgio Bormac | 32105102 | https://www.giorgiobormac.com/
32105223 | pH GEL electrode plastic body for pH 7 and pH 70, cable lenght 1 mt BNC | 1 | 1 | 91 | Giorgio Bormac | 32105223 | https://www.giorgiobormac.com/
32105302 | ORP electrode for pH 7 and pH 70, cable lenght 1 mt BNC plug | 1 | 1 | 104 | Giorgio Bormac | 32105302 | https://www.giorgiobormac.com/
32200103 | pH electrode mod. 201 T DHS with temp. 1 mt BNC cable | 1 | 1 | 179.4 | Giorgio Bormac | 32200103 | https://www.giorgiobormac.com/
32200113 | pH electrode mod. 2 PORE T DHS, range pH 0…14, temp.0…+60 °C, Cable fix / BNC, with temperature sensor NTC 30 | 1 | 1 | 260 | Giorgio Bormac | 32200113 | https://www.giorgiobormac.com/
32200123 | pH electrode mod. Standard T BNC DHS with temp. 1 mt BNC cable | 1 | 1 | 296.4 | Giorgio Bormac | 32200123 | https://www.giorgiobormac.com/
32200133 | pH digital electrode mod. FLOW TEMP DHS, range pH 0…14, temp. -10…+80 °C, S7 cable fix/BNC | 1 | 1 | 338 | Giorgio Bormac | 32200133 | https://www.giorgiobormac.com/
32200143 | pH digital electrode mod. 2 PORE F DHS, range pH 0…14, temp.0…+60 °C, Cable fix / BNC, with temperature sensor | 1 | 1 | 312 | Giorgio Bormac | 32200143 | https://www.giorgiobormac.com/
32200153 | pH electrode mod. 201 T DHS temperature sensor in-build, cable lenght 3 mt BNC/Cinch plug | 1 | 1 | 201.5 | Giorgio Bormac | 32200153 | https://www.giorgiobormac.com/
32200203 | pH electrode mod. GEL, range pH 0…14, temp. -10…+60 °C, S7 head, for general application | 1 | 1 | 89.7 | Giorgio Bormac | 32200203 | https://www.giorgiobormac.com/
32200213 | pH electrode mod. MICRO, range pH 0…14, temp.-10…+100 °C, S7 head, Electrolyte KCl 3M, for small volume s | 1 | 1 | 253.5 | Giorgio Bormac | 32200213 | https://www.giorgiobormac.com/
32200223 | XS Polymer S7 pH electrode | 1 | 1 | 109.2 | Giorgio Bormac | 32200223 | https://www.giorgiobormac.com/
32200233 | ORP electrode mod. STANDARD ORP, range mV ± 2000 mV, temp. -10…+100 °C, S7 head, Platinum ring for ORP/Redox | 1 | 1 | 172.9 | Giorgio Bormac | 32200233 | https://www.giorgiobormac.com/
32200243 | pH electrode mod. FOOD SLIM, range pH 0…14, temp.0…+100 °C, S7 head | 1 | 1 | 136.5 | Giorgio Bormac | 32200243 | https://www.giorgiobormac.com/
32200253 | pH electrode mod. MICRO P, range pH 0…14, temp. -10…+100 °C, S7 head, Electrolyte Glycerine KCl 3M | 1 | 1 | 253.5 | Giorgio Bormac | 32200253 | https://www.giorgiobormac.com/
32200263 | pH electrode mod. STANDARD BNC, range pH 0…14, temp. -10…+100 °C, Cable fix / BNC, for general application | 1 | 1 | 149.5 | Giorgio Bormac | 32200263 | https://www.giorgiobormac.com/
32200273 | pH electrode mod. STANDARD DIN, range pH 0…14, temp. -10…+100 °C, Cable fix / DIN, for general application | 1 | 1 | 175.5 | Giorgio Bormac | 32200273 | https://www.giorgiobormac.com/
32200283 | pH electrode mod. 2 PORE SLIM, range pH 0…14, temp.0…+60 °C, S7 head | 1 | 1 | 149.5 | Giorgio Bormac | 32200283 | https://www.giorgiobormac.com/
32200293 | pH electrode mod. 2 PORE F, range pH 0…14, temp. 0…+60 °C, S7 head | 1 | 1 | 188.5 | Giorgio Bormac | 32200293 | https://www.giorgiobormac.com/
32200303 | pH electrode mod. 2 PORE K complete, range pH 0…14, temp. 0…+60 °C, S7 head, with knife | 1 | 1 | 429 | Giorgio Bormac | 32200303 | https://www.giorgiobormac.com/
32200313 | pH electrode mod. 2 PORE STEEL T, range pH 0…14, temp. 0…+80 °C, Cable fix / BNC, with temperature sensor NTC 30 | 1 | 1 | 299 | Giorgio Bormac | 32200313 | https://www.giorgiobormac.com/
32200323 | pH electrode mod. 2 PORE T, range pH 0…14, temp.0…+60 °C, Cable fix / BNC, with temperature sensor NTC 30 KΩ plug | 1 | 1 | 195 | Giorgio Bormac | 32200323 | https://www.giorgiobormac.com/
32200333 | pH electrode mod. 2 PORE, range pH 0…14, temp.0…+60 °C, S7 head | 1 | 1 | 130 | Giorgio Bormac | 32200333 | https://www.giorgiobormac.com/
32200343 | pH electrode mod. 2 PORE K without knife, range pH 0…14, temp. 0…+60 °C, S7 head, without knife | 1 | 1 | 357.5 | Giorgio Bormac | 32200343 | https://www.giorgiobormac.com/
32200353 | Knife for 2 PORE K | 1 | 1 | 91 | Giorgio Bormac | 32200353 | https://www.giorgiobormac.com/
32200363 | XS Standard pH electrode | 1 | 1 | 145.6 | Giorgio Bormac | 32200363 | https://www.giorgiobormac.com/
32200373 | pH electrode mod. FLOW, range pH 0…14, temp. -10…+80 °C, S7 head, for viscous sample and low ion media | 1 | 1 | 195 | Giorgio Bormac | 32200373 | https://www.giorgiobormac.com/
32200383 | pH electrode mod. SEMI MICRO, range pH 0…14, temp. -10…+100 °C, S7 head, for test tube measurements | 1 | 1 | 196.3 | Giorgio Bormac | 32200383 | https://www.giorgiobormac.com/
32200393 | pH electrode mod. FOOD, range pH 0…14, temp.-10…+100 °C, S7 head, Glycerine KCl electrolyte | 1 | 1 | 159.9 | Giorgio Bormac | 32200393 | https://www.giorgiobormac.com/
32200403 | pH electrode mod. ZAVATRODE, range pH 0…14, temp.0…+60 °C,S7 head, for cheese measurements | 1 | 1 | 325 | Giorgio Bormac | 32200403 | https://www.giorgiobormac.com/
32200413 | pH electrode mod. FLAT, range pH 0…14, temp. -10…+60 °C, S7 head, for surface measurements e. g. paper | 1 | 1 | 171.6 | Giorgio Bormac | 32200413 | https://www.giorgiobormac.com/
32200423 | pH electrode mod. STANDARD HA, range pH 0…14, temp. -10…+100 °C, S7 head, for Minimal alkali error | 1 | 1 | 189.8 | Giorgio Bormac | 32200423 | https://www.giorgiobormac.com/
32200433 | pH electrode mod. STANDARD HF, range pH 0…14, temp. -10…+100 °C, S7 head, for sample with HF (0,01M/200 mg/l) | 1 | 1 | 189.8 | Giorgio Bormac | 32200433 | https://www.giorgiobormac.com/
32200443 | pH electrode mod. POLYMER TIP, range pH 0…14, temp. -10…+80 °C, S7 head, 2 Diaphragm open pore | 1 | 1 | 174.2 | Giorgio Bormac | 32200443 | https://www.giorgiobormac.com/
32200453 | pH electrode mod. MICRO SPECIAL, range pH 0…14, temp.-10…+100 °C, S7 head, for measure in NMR tube | 1 | 1 | 276.9 | Giorgio Bormac | 32200453 | https://www.giorgiobormac.com/
32200463 | pH electrode mod. STANDARD T DIN, range pH 0…14, temp. -10…+100 °C, Cable fix / DIN, with temperature sensor | 1 | 1 | 260 | Giorgio Bormac | 32200463 | https://www.giorgiobormac.com/
32200473 | pH electrode mod. STANDARD T-BNC, range pH 0…14, temp. -10…+100 °C, Cable fix / BNC, with temperature sensor | 1 | 1 | 231.4 | Giorgio Bormac | 32200473 | https://www.giorgiobormac.com/
32200483 | ORP electrode mod. STANDARD Ag, range mV ± 2000 mV, temp. -10…+80 °C, S7 head, Silver tip | 1 | 1 | 178.1 | Giorgio Bormac | 32200483 | https://www.giorgiobormac.com/
32200493 | pH electrode mod. POLYMER PLAST, range pH 0…14, temp. 0…+60 °C, S7 head | 1 | 1 | 117 | Giorgio Bormac | 32200493 | https://www.giorgiobormac.com/
32200503 | pH electrode mod. POLYMER PLAST BNC, range pH 0…14, temp. 0…+60 °C, Cable fix / BNC | 1 | 1 | 119.6 | Giorgio Bormac | 32200503 | https://www.giorgiobormac.com/
32200513 | pH electrode mod. POLYMER PLAST DIN, range pH 0…14, temp. 0…+60 °C, Cable fix / DIN | 1 | 1 | 130 | Giorgio Bormac | 32200513 | https://www.giorgiobormac.com/
32200523 | STANDARD KF, temp. 0°…+80 °C, S7 head, double platinum pin for KF and SO2 titrations | 1 | 1 | 222.3 | Giorgio Bormac | 32200523 | https://www.giorgiobormac.com/
32200643 | pH electrode mod. 2 PORE STEEL T DIN , range pH 0…14, temp.0…+80 °C, Cable fix / DIN, with temp. sensor NTC 30 | 1 | 1 | 325 | Giorgio Bormac | 32200643 | https://www.giorgiobormac.com/
32200663 | ORP electrode mod. Plast ORP, range mV ± 1000 mV, temp. 0…+60 °C, S7 head, Platinum pin for ORP/Redox | 1 | 1 | 100.1 | Giorgio Bormac | 32200663 | https://www.giorgiobormac.com/
32200673 | ORP electrode mod. Plast ORP BNC, range mV ± 1000 mV, temp. 0…+60 °C, Cable fix / BNC, Platinum pin for ORP/Redox | 1 | 1 | 106.6 | Giorgio Bormac | 32200673 | https://www.giorgiobormac.com/
32200703 | pH electrode mod. 2 PORE F Temp BNC, range pH 0…14, temp.0…+60 °C, Cable fix / BNC, with temp. sensor NTC 30 | 1 | 1 | 247 | Giorgio Bormac | 32200703 | https://www.giorgiobormac.com/
32200713 | pH electrode mod. 2 PORE F Temp DIN, range pH 0…14, temp.0…+60 °C, Cable fix / DIN, with temperature sensor PT 1000 | 1 | 1 | 273 | Giorgio Bormac | 32200713 | https://www.giorgiobormac.com/
32200723 | pH electrode mod. FLOW Temp BNC , range pH 0…14, temp. -10…+80 °C,Cable fix / BNC, with temperature sensor | 1 | 1 | 299 | Giorgio Bormac | 32200723 | https://www.giorgiobormac.com/
32200733 | pH electrode mod. FLOW Temp DIN , range pH 0…14, temp. -10…+80 °C,Cable fix / DIN, with temperature sensor | 1 | 1 | 312 | Giorgio Bormac | 32200733 | https://www.giorgiobormac.com/
32208003 | 3M KCl XS Sensor Electrolyte solution, package 55ml | 1 | 1 | 7.8 | Giorgio Bormac | 32208003 | https://www.giorgiobormac.com/
32208013 | 3M KCl XS Sensor Electrolyte solution, package 500ml | 1 | 1 | 26 | Giorgio Bormac | 32208013 | https://www.giorgiobormac.com/
32208023 | GLYCERIN-KCl XS Sensor Electrolyte solution, package 55 ml | 1 | 1 | 10.4 | Giorgio Bormac | 32208023 | https://www.giorgiobormac.com/
32208033 | KNO3 1M Electrolyte solution for XS Sensor STANDARD Ag, package 55 ml | 1 | 1 | 10.4 | Giorgio Bormac | 32208033 | https://www.giorgiobormac.com/
32208043 | XS Sensor STORAGE Solution, package 55 ml | 1 | 1 | 7.8 | Giorgio Bormac | 32208043 | https://www.giorgiobormac.com/
32208053 | XS Sensor STORAGE Solution, package 500 ml | 1 | 1 | 26 | Giorgio Bormac | 32208053 | https://www.giorgiobormac.com/
32208063 | PROTEIN CLEANING Solution (pepsin) for XS Sensor, package 55 ml | 1 | 1 | 13 | Giorgio Bormac | 32208063 | https://www.giorgiobormac.com/
32208073 | DIAPHRAGM CLEANING solution (thiourea) for XS Sensor, package 55 ml | 1 | 1 | 13 | Giorgio Bormac | 32208073 | https://www.giorgiobormac.com/
32208083 | REGENERATION Solution for XS Sensor pH electrode, package 55 ml | 1 | 1 | 19.5 | Giorgio Bormac | 32208083 | https://www.giorgiobormac.com/
32208093 | PROTEIN CLEANING Solution (pepsin) for XS Sensor, bottle 250 ml | 1 | 1 | 26 | Giorgio Bormac | 32208093 | https://www.giorgiobormac.com/
32208103 | DIAPHRAGM CLEANING solution (thiourea) for XS Sensor, bottle 250 ml | 1 | 1 | 26 | Giorgio Bormac | 32208103 | https://www.giorgiobormac.com/
32382903 | 1x55 ml XS buffer solution pH 10,01 ± 0,02 / 25°C colourless, without certificate | 1 | 1 | 3.2 | Giorgio Bormac | 32382903 | https://www.giorgiobormac.com/
32383123 | 1x55 ml XS buffer solution pH 4,01 ± 0,02 / 25°C red color, without certificate | 1 | 1 | 3.2 | Giorgio Bormac | 32383123 | https://www.giorgiobormac.com/
32383133 | 1x55 ml XS buffer solution pH 7,00 ± 0,02 / 25°C green color, without certificate | 1 | 1 | 3.2 | Giorgio Bormac | 32383133 | https://www.giorgiobormac.com/
32383143 | 1x55 ml XS buffer solution pH 9,00 ± 0,02 / 25°C blue color, without certificate | 1 | 1 | 3.2 | Giorgio Bormac | 32383143 | https://www.giorgiobormac.com/
32383163 | 1x55 ml XS buffer solution ORP-Redox mV465 ± 10mV /25°C yellow/brown color, without certificate | 1 | 1 | 4.3 | Giorgio Bormac | 32383163 | https://www.giorgiobormac.com/
33412913 | S7 Head - ONLY S7 head for 5mm cable | 1 | 1 | 29.9 | Giorgio Bormac | 33412913 | https://www.giorgiobormac.com/
33412923 | BNC - Only BNC plug for 5mm cable | 1 | 1 | 9.8 | Giorgio Bormac | 33412923 | https://www.giorgiobormac.com/
33550533 | Coaxial cable with antistatic sheat for electrodes, diameter 5mm Price at meter | 1 | 1 | 9.4 | Giorgio Bormac | 33550533 | https://www.giorgiobormac.com/
33550563 | Cable assembled with S7 head - BNC CONNECTOR - Lenght 5m | 1 | 1 | 91 | Giorgio Bormac | 33550563 | https://www.giorgiobormac.com/
33550663 | Cable assembled with S7 head - OPEN WIRES - Lenght 5m | 1 | 1 | 83.2 | Giorgio Bormac | 33550663 | https://www.giorgiobormac.com/
33550673 | Cable assembled with S7 head - BNC CONNECTOR - Lenght 1m | 1 | 1 | 52 | Giorgio Bormac | 33550673 | https://www.giorgiobormac.com/
33550733 | Cable assembled with S7 head - OPEN WIRES - Lenght 3m | 1 | 1 | 63.7 | Giorgio Bormac | 33550733 | https://www.giorgiobormac.com/
33550743 | Cable assembled with S7 head - BNC CONNECTOR - Lenght 3m | 1 | 1 | 72.8 | Giorgio Bormac | 33550743 | https://www.giorgiobormac.com/
33550753 | Cable assembled with S7 head - BNC CONNECTOR - Lenght 10m | 1 | 1 | 133.9 | Giorgio Bormac | 33550753 | https://www.giorgiobormac.com/
33550803 | Cable assembled with S7 head - OPEN WIRES - Lenght 10m | 1 | 1 | 126.8 | Giorgio Bormac | 33550803 | https://www.giorgiobormac.com/
33550903 | DIN - Only DIN plug for 5mm cable | 1 | 1 | 39 | Giorgio Bormac | 33550903 | https://www.giorgiobormac.com/
33551733 | S7 / BNC cable lenght 1mt for pH electrode | 1 | 1 | 45.5 | Giorgio Bormac | 33551733 | https://www.giorgiobormac.com/
33551743 | 1 m cable S7 / DIN | 1 | 1 | 54.6 | Giorgio Bormac | 33551743 | https://www.giorgiobormac.com/
40000022 | R-5S+ centrifuge, speed max 5.250 rpm, RCF max 4.280 xg, timer 1…60 min or continuous mode, digital diplay for speed | 1 | 1 | 1254.5 | Giorgio Bormac | 40000022 | https://www.giorgiobormac.com/
40000272 | Fixed angle rotor R-83A, 12 x 15 ml, supplied with metal buckets and tubes. SPARE PART only for R-5S+ | 1 | 1 | 306.8 | Giorgio Bormac | 40000272 | https://www.giorgiobormac.com/
40003402 | T 15F Falcon tube 15ml | 1 | 1 | 1.3 | Giorgio Bormac | 40003402 | https://www.giorgiobormac.com/
40003412 | T 15G Glass tube 15ml | 1 | 1 | 3.9 | Giorgio Bormac | 40003412 | https://www.giorgiobormac.com/
40003422 | T 15P Plastic tube 15ml | 1 | 1 | 2.6 | Giorgio Bormac | 40003422 | https://www.giorgiobormac.com/
40003432 | T 50F Falcon tube 50ml | 1 | 1 | 1.3 | Giorgio Bormac | 40003432 | https://www.giorgiobormac.com/
40003442 | T 50G Glass tube 50ml | 1 | 1 | 7.8 | Giorgio Bormac | 40003442 | https://www.giorgiobormac.com/
40003452 | T 50P Plastic tube 50ml | 1 | 1 | 5.2 | Giorgio Bormac | 40003452 | https://www.giorgiobormac.com/
40003462 | T 100G Glass tube 100ml | 1 | 1 | 13 | Giorgio Bormac | 40003462 | https://www.giorgiobormac.com/
40003472 | T 100P Plastic tube 100 ml | 1 | 1 | 5.2 | Giorgio Bormac | 40003472 | https://www.giorgiobormac.com/
40003492 | T 175 Plastic flat bottom bottle 175 ml | 1 | 1 | 27.3 | Giorgio Bormac | 40003492 | https://www.giorgiobormac.com/
40005012 | MULTISPIN 12, Mini Microcentrifuge, speed max 12.000 rpm RCF max 7.900 xg, timer 1...99 min, digital diplay for speed | 1 | 1 | 382.2 | Giorgio Bormac | 40005012 | https://www.giorgiobormac.com/
40100302 | NEYA 8 Ventilated centrifuge BASIC, 4x175 ml, 6000rpm | 1 | 1 | 2132 | Giorgio Bormac | 40100302 | https://www.giorgiobormac.com/
40100312 | NEYA 10 Ventilated centrifuge PROFESSIONAL, 4x175 ml, 6000rpm, 10 Programs | 1 | 1 | 2392 | Giorgio Bormac | 40100312 | https://www.giorgiobormac.com/
40100322 | NEYA 16 Ventilated centrifuge HIGH SPEED, 4x175 ml, 16000rpm, 10 Programs | 1 | 1 | 2704 | Giorgio Bormac | 40100322 | https://www.giorgiobormac.com/
40100332 | NEYA 10R Refrigerated centrifuge PROFESSIONAL, 4x175 ml, 6000rpm, 10 Programs | 1 | 1 | 4186 | Giorgio Bormac | 40100332 | https://www.giorgiobormac.com/
40100342 | NEYA 16R Refrigerated centrifuge HIGH SPEED, 4x175 ml, 16000rpm, 10 Programs | 1 | 1 | 4550 | Giorgio Bormac | 40100342 | https://www.giorgiobormac.com/
40100502 | Swing out rotor KIT SB 4-175, composed by S.O. rotor S 4-175, 4 buckets B 175 (175ml) and 4 Biosafe lids L 175 | 1 | 1 | 955.5 | Giorgio Bormac | 40100502 | https://www.giorgiobormac.com/
40100522 | Swing out rotor S 6-96 MP for MICROPLATE, supplied complete of 2 plates, max. 6x96 wells | 1 | 1 | 1472.9 | Giorgio Bormac | 40100522 | https://www.giorgiobormac.com/
40100602 | Insert I 12-2 (12 microtubes 1,5-2ml) for buckets B 175. Set of 4 pcs. | 1 | 1 | 201.5 | Giorgio Bormac | 40100602 | https://www.giorgiobormac.com/
40100612 | Insert I 7-5/7 (7 collection tubes 5-7ml) for buckets B 175. Set of 4 pcs. | 1 | 1 | 214.5 | Giorgio Bormac | 40100612 | https://www.giorgiobormac.com/
40100622 | Insert I 7-10 (7 collection tubes 10ml) for buckets B 175. Set of 4 pcs. | 1 | 1 | 240.5 | Giorgio Bormac | 40100622 | https://www.giorgiobormac.com/
40100632 | Insert I 4-15F (4 Falcon/conical tubes 15ml) for buckets B 175. Set of 4 pcs. | 1 | 1 | 201.5 | Giorgio Bormac | 40100632 | https://www.giorgiobormac.com/
40100642 | Insert I 4-15R (4 round bottom tubes 15 ml) for buckets B 175. Set of 4 pcs. | 1 | 1 | 201.5 | Giorgio Bormac | 40100642 | https://www.giorgiobormac.com/
40100652 | Insert I 1-50F (1 Falcon/conical tube 50ml) for buckets B 175. Set of 4 pcs. | 1 | 1 | 133.9 | Giorgio Bormac | 40100652 | https://www.giorgiobormac.com/
40100662 | Insert I 1-50R (1 round bottom tube 50 ml) for buckets B 175. Set of 4 pcs. | 1 | 1 | 133.9 | Giorgio Bormac | 40100662 | https://www.giorgiobormac.com/
40100672 | Insert I 1-100 (1 round bottom tube 100 ml) for buckets B 175. Set of 4 pcs. | 1 | 1 | 133.9 | Giorgio Bormac | 40100672 | https://www.giorgiobormac.com/
40100682 | Insert I 1-50SF (1 Falcon/conical self standing tube 50ml) for buckets B 175. Set of 4 pcs. | 1 | 1 | 133.9 | Giorgio Bormac | 40100682 | https://www.giorgiobormac.com/
40100802 | Fixed angle rotor A 32-15 for 32 tubes 15ml | 1 | 1 | 401.7 | Giorgio Bormac | 40100802 | https://www.giorgiobormac.com/
40100812 | Fixed angle rotor A 8-50 for 8 tubes 50ml | 1 | 1 | 401.7 | Giorgio Bormac | 40100812 | https://www.giorgiobormac.com/
40100822 | Fixed angle rotor A 6-100 for 6 tubes 100ml | 1 | 1 | 401.7 | Giorgio Bormac | 40100822 | https://www.giorgiobormac.com/
40100832 | Fixed angle rotor A 12-5 for 12 tubes 5ml Eppendorf, supplied with Biosafe lid ONLY for NEYA 16-16R | 1 | 1 | 535.6 | Giorgio Bormac | 40100832 | https://www.giorgiobormac.com/
40100842 | Fixed angle rotor A 24-2 for 24 microtubes 1,5-2ml Eppendorf, supplied with Biosafe lid ONLY for NEYA 16-16R | 1 | 1 | 535.6 | Giorgio Bormac | 40100842 | https://www.giorgiobormac.com/
40100852 | Fixed angle rotor A 36-05 for 36 microtubes da 0,5 Eppendorf, supplied with Biosafe lid ONLY for NEYA 16-16R | 1 | 1 | 535.6 | Giorgio Bormac | 40100852 | https://www.giorgiobormac.com/
40100862 | Fixed angle rotor A 6-50 HIGH SPEED 6 tubes 50ml, supplied with Biosafe lid ONLY for NEYA 16-16R | 1 | 1 | 803.4 | Giorgio Bormac | 40100862 | https://www.giorgiobormac.com/
40100872 | Fixed angle rotor PCR 4-8 for 4 strips of 8 PCR , supplied with Biosafe lid ONLY for NEYA 16-16R | 1 | 1 | 669.5 | Giorgio Bormac | 40100872 | https://www.giorgiobormac.com/
40101002 | B 15F metal buckets complete of Falcon tube 15 ml. Only for F.A. rotor A 32-15 | 1 | 1 | 15.6 | Giorgio Bormac | 40101002 | https://www.giorgiobormac.com/
40101012 | B 15G metal buckets complete of Glass tube 15 ml. Only for F.A. rotor A 32-15 | 1 | 1 | 15.6 | Giorgio Bormac | 40101012 | https://www.giorgiobormac.com/
40101022 | B 15P metal buckets complete of Plastic tube 15 ml. Only for F.A. rotor A 32-15 | 1 | 1 | 15.6 | Giorgio Bormac | 40101022 | https://www.giorgiobormac.com/
40101032 | B 50XF metal buckets complete of Falcon tube 50 ml. Only for F.A. rotor A 8-50 and A 6-50 | 1 | 1 | 29.9 | Giorgio Bormac | 40101032 | https://www.giorgiobormac.com/
40101042 | B 50XG metal buckets complete of Glass tube 50 ml. Only for F.A. rotor A 8-50 and A 6-50 | 1 | 1 | 33.8 | Giorgio Bormac | 40101042 | https://www.giorgiobormac.com/
40101052 | B 50XP metal buckets complete of Plastic tube 50 ml. Only for F.A. rotor A 8-50 and A 6-50 | 1 | 1 | 29.9 | Giorgio Bormac | 40101052 | https://www.giorgiobormac.com/
40101092 | B 100G metal buckets complete of Glass tube 100 ml. Only for F.A. rotor A 6-100 | 1 | 1 | 46.8 | Giorgio Bormac | 40101092 | https://www.giorgiobormac.com/
40101102 | B 100P metal buckets complete of Plastic tube 100 ml. Only for F.A. rotor A 6-100 | 1 | 1 | 40.3 | Giorgio Bormac | 40101102 | https://www.giorgiobormac.com/
40101262 | RE 2-05 reductor for microtube from 2ml to 0,5ml. Set of 24 pcs. | 1 | 1 | 67.6 | Giorgio Bormac | 40101262 | https://www.giorgiobormac.com/
40101272 | RE 2-02 reductor for microtube from 2ml to 0,2ml. Set of 24 pcs. | 1 | 1 | 67.6 | Giorgio Bormac | 40101272 | https://www.giorgiobormac.com/
40101282 | RE 05-02 reductor for microtube from 0,5ml to 0,2ml. Set of 36 pcs. | 1 | 1 | 80.6 | Giorgio Bormac | 40101282 | https://www.giorgiobormac.com/
40101292 | RE 15-5/7 reductor for tube from 15ml to 5/7ml (13x75mm and 13x100mm). Metal bucket included | 1 | 1 | 20.8 | Giorgio Bormac | 40101292 | https://www.giorgiobormac.com/
40101322 | RE 50-15 F reductor from 50ml to 15ml Falcon/conical tube. Metal bucket included | 1 | 1 | 24.7 | Giorgio Bormac | 40101322 | https://www.giorgiobormac.com/
40101332 | RE 50-15 R reductor from 50ml to 15ml round bottom tube. Metal bucket included | 1 | 1 | 22.1 | Giorgio Bormac | 40101332 | https://www.giorgiobormac.com/
40101342 | RE 50-10 reductor from 50ml to 10ml collection tube. Metal bucket included | 1 | 1 | 22.1 | Giorgio Bormac | 40101342 | https://www.giorgiobormac.com/
40101352 | RE 100-50F reductor from 100ml to 50ml Falcon/conical tube. Metal bucket included | 1 | 1 | 27.3 | Giorgio Bormac | 40101352 | https://www.giorgiobormac.com/
40101362 | RE 100-50R reductor from 100ml to 50ml round bottom tube. Metal bucket included | 1 | 1 | 27.3 | Giorgio Bormac | 40101362 | https://www.giorgiobormac.com/
40101372 | RE 100-15F reductor from 100ml to 15ml Falcon/conical tube. Metal bucket included | 1 | 1 | 36.4 | Giorgio Bormac | 40101372 | https://www.giorgiobormac.com/
40101382 | RE 100-15R reductor from 100ml to 15ml round bottom tube. Metal bucket included | 1 | 1 | 36.4 | Giorgio Bormac | 40101382 | https://www.giorgiobormac.com/
40101502 | Swing out rotor S 4-175. ONLY ROTOR | 1 | 1 | 669.5 | Giorgio Bormac | 40101502 | https://www.giorgiobormac.com/
40101512 | Bucket B 175 (175 ml) for rotor S 4-175. One piece. | 1 | 1 | 80.6 | Giorgio Bormac | 40101512 | https://www.giorgiobormac.com/
40101522 | Biosafe lid L 175. One piece | 1 | 1 | 13 | Giorgio Bormac | 40101522 | https://www.giorgiobormac.com/
40101532 | B 2-50F carrier for 2 Falcon/conical tubes 50 ml. For rotor S 4-175 (min. 4 pieces). One piece | 1 | 1 | 65 | Giorgio Bormac | 40101532 | https://www.giorgiobormac.com/
40101542 | B 7-15F carrier for 7 Falcon/conical tubes 15 ml. For rotor S 4-175 (min. 4 pieces). One piece | 1 | 1 | 85.8 | Giorgio Bormac | 40101542 | https://www.giorgiobormac.com/
40101552 | B 12-10 carrier for 12 collection tubes 10 ml . For rotor S 4-175 (min. 4 pieces). One piece | 1 | 1 | 92.3 | Giorgio Bormac | 40101552 | https://www.giorgiobormac.com/
40101562 | B 14-5/7 carrier for 14 collection tubes 5/7ml . For rotor S 4-175 (min. 4 pieces). One piece | 1 | 1 | 106.6 | Giorgio Bormac | 40101562 | https://www.giorgiobormac.com/
40101572 | B 16-5/7 carrier for 16 collection tubes 5/7ml . For rotor S 4-175 (min. 4 pieces). One piece | 1 | 1 | 106.6 | Giorgio Bormac | 40101572 | https://www.giorgiobormac.com/
40101582 | B 2-50R carrier for 2 round bottom tubes 50 ml. For rotor S 4-175 (min. 4 pieces). One piece | 1 | 1 | 65 | Giorgio Bormac | 40101582 | https://www.giorgiobormac.com/
40101592 | B 7-15R carrier for 7 round bottom tubes 15 ml. For rotor S 4-175 (min. 4 pieces). One piece | 1 | 1 | 79.3 | Giorgio Bormac | 40101592 | https://www.giorgiobormac.com/
41100002 | TCN 50 PLUS - natural convection oven with 7 programs x 10 steps, +5°C RT…300°C, 50 Lt volume, digital controller | 1 | 1 | 1456 | Giorgio Bormac | 41100002 | https://www.giorgiobormac.com/
41100012 | TCN 115 PLUS - natural convection oven with 7 programs x 10 steps, +5°C RT…300°C, 115 Lt volume, digital controller | 1 | 1 | 1989 | Giorgio Bormac | 41100012 | https://www.giorgiobormac.com/
41100022 | TCN 200 PLUS - natural convection oven with 7 programs x 10 steps, +5°C RT…300°C, 200 Lt volume, digital controller | 1 | 1 | 2730 | Giorgio Bormac | 41100022 | https://www.giorgiobormac.com/
41100062 | TCN 30 PLUS - natural convection oven with 7 programs x 10 steps, +5°C RT…200°C, 30 Lt volume, digital controller | 1 | 1 | 1118 | Giorgio Bormac | 41100062 | https://www.giorgiobormac.com/
41100102 | Steel wire shelf for TCN 50 / TCF 50 | 1 | 1 | 83.2 | Giorgio Bormac | 41100102 | https://www.giorgiobormac.com/
41100112 | Steel wire shelf for ICF 120 | 1 | 1 | 120.9 | Giorgio Bormac | 41100112 | https://www.giorgiobormac.com/
41100122 | Steel wire shelf for ICF 200 | 1 | 1 | 165.1 | Giorgio Bormac | 41100122 | https://www.giorgiobormac.com/
41100132 | Steel wire shelf for ICF 400 | 1 | 1 | 234 | Giorgio Bormac | 41100132 | https://www.giorgiobormac.com/
41100142 | Steel wire shelf for TCN 30 | 1 | 1 | 55.9 | Giorgio Bormac | 41100142 | https://www.giorgiobormac.com/
41100152 | Steel holed platform applicable to wire shelf for TCN 50 / TCF 50 | 1 | 1 | 70.2 | Giorgio Bormac | 41100152 | https://www.giorgiobormac.com/
41100162 | Steel holed platform applicable to wire shelf for ICF 120 | 1 | 1 | 106.6 | Giorgio Bormac | 41100162 | https://www.giorgiobormac.com/
41100172 | Steel holed platform applicable to wire shelf for ICF 200 | 1 | 1 | 143 | Giorgio Bormac | 41100172 | https://www.giorgiobormac.com/
41100182 | Steel holed platform applicable to wire shelf for ICF 400 | 1 | 1 | 205.4 | Giorgio Bormac | 41100182 | https://www.giorgiobormac.com/
41100192 | Steel holed platform applicable to wire shelf for TCN 30 | 1 | 1 | 49.4 | Giorgio Bormac | 41100192 | https://www.giorgiobormac.com/
41100202 | TCF 50 PLUS - forced air oven with 7 programs x 10 steps, +10°C RT…300°C, 50 Lt volume, digital controller. | 1 | 1 | 1683.5 | Giorgio Bormac | 41100202 | https://www.giorgiobormac.com/
41100212 | TCF 120 PLUS - forced air oven with 7 programs x 10 steps, +10°C RT…300°C, 120 Lt volume, digital controller | 1 | 1 | 2372.5 | Giorgio Bormac | 41100212 | https://www.giorgiobormac.com/
41100222 | TCF 200 PLUS - forced air oven with 7 programs x 10 steps, +10°C RT…300°C, 200 Lt volume, digital controller | 1 | 1 | 3087.5 | Giorgio Bormac | 41100222 | https://www.giorgiobormac.com/
41100232 | TCF 400 PLUS - forced air oven with 7 programs x 10 steps, +10°C RT…300°C, 400 Lt volume, double door opening | 1 | 1 | 4777.5 | Giorgio Bormac | 41100232 | https://www.giorgiobormac.com/
41100502 | TCN 50 SUPER touch screen colour display. 8 programs of 8 steps each one. Unlimited data memory with USB port | 1 | 1 | 1989 | Giorgio Bormac | 41100502 | https://www.giorgiobormac.com/
41100512 | TCN 115 SUPER touch screen colour display. 8 programs of 8 steps each one. Unlimited data memory with USB port | 1 | 1 | 2457 | Giorgio Bormac | 41100512 | https://www.giorgiobormac.com/
41100522 | TCN 200 SUPER touch screen colour display. 8 programs of 8 steps each one. Unlimited data memory with USB port | 1 | 1 | 3120 | Giorgio Bormac | 41100522 | https://www.giorgiobormac.com/
41100602 | TCF 50 SUPER touch screen colour display. 8 programs of 8 steps each one. Unlimited data memory with USB port | 1 | 1 | 2210 | Giorgio Bormac | 41100602 | https://www.giorgiobormac.com/
41100612 | TCF 120 SUPER touch screen colour display. 8 programs of 8 steps each one. Unlimited data memory with USB port | 1 | 1 | 2827.5 | Giorgio Bormac | 41100612 | https://www.giorgiobormac.com/
41100622 | TCF 200 SUPER touch screen colour display. 8 programs of 8 steps each one. Unlimited data memory with USB port | 1 | 1 | 3510 | Giorgio Bormac | 41100622 | https://www.giorgiobormac.com/
41100632 | TCF 400 SUPER touch screen colour display. 8 programs of 8 steps each one. Unlimited data memory with USB port | 1 | 1 | 5037.5 | Giorgio Bormac | 41100632 | https://www.giorgiobormac.com/
41100812 | ICF 120 PLUS - forced air incubator with 7 programs x 10 steps, +5°C RT…70°C, special sterilisation program at 130°C. | 1 | 1 | 2392 | Giorgio Bormac | 41100812 | https://www.giorgiobormac.com/
41100822 | ICF 200 PLUS - forced air incubator with 7 programs x 10 steps, +5°C RT…70°C, special sterilisation program at 130°C. | 1 | 1 | 3250 | Giorgio Bormac | 41100822 | https://www.giorgiobormac.com/
41100832 | ICF 400 PLUS - forced air incubator with 7 programs x 10 steps, +5°C RT…70°C, special sterilisation program at 130°C. | 1 | 1 | 4309.5 | Giorgio Bormac | 41100832 | https://www.giorgiobormac.com/
41100912 | ICF 120 SUPER touch screen colour display. 8 programs of 8 steps each one. Unlimited data memory with USB port | 1 | 1 | 2853.5 | Giorgio Bormac | 41100912 | https://www.giorgiobormac.com/
41100922 | ICF 200 SUPER touch screen colour display. 8 programs of 8 steps each one. Unlimited data memory with USB port | 1 | 1 | 3705 | Giorgio Bormac | 41100922 | https://www.giorgiobormac.com/
41100932 | ICF 400 SUPER touch screen colour display. 8 programs of 8 steps each one. Unlimited data memory with USB port | 1 | 1 | 4875 | Giorgio Bormac | 41100932 | https://www.giorgiobormac.com/
41101002 | ICN 16 PLUS - natural convection incubator with 7 programs x 10 steps, +5°C RT…70°C, 16 Lt volume, digital controller | 1 | 1 | 929.5 | Giorgio Bormac | 41101002 | https://www.giorgiobormac.com/
41101012 | ICN 35 PLUS - natural convection incubator with 7 programs x 10 steps, +5°C RT…70°C, 35 Lt volume, digital controller | 1 | 1 | 1072.5 | Giorgio Bormac | 41101012 | https://www.giorgiobormac.com/
41101022 | ICN 55 PLUS - natural convection incubator with 7 programs x 10 steps, +5°C RT…70°C, 55 Lt volume, digital controller | 1 | 1 | 1579.5 | Giorgio Bormac | 41101022 | https://www.giorgiobormac.com/
41101032 | ICN 120 PLUS - natural convection incubator with 7 programs x 10 steps, +5°C RT…70°C, 120 Lt volume | 1 | 1 | 1898 | Giorgio Bormac | 41101032 | https://www.giorgiobormac.com/
41101042 | ICN 200 PLUS - natural convection incubator with 7 programs x 10 steps, +5°C RT…70°C, 200 Lt volume | 1 | 1 | 2879.5 | Giorgio Bormac | 41101042 | https://www.giorgiobormac.com/
41101112 | Steel wire shelf for ICN 16 | 1 | 1 | 58.5 | Giorgio Bormac | 41101112 | https://www.giorgiobormac.com/
41101122 | Steel wire shelf for ICN 35 | 1 | 1 | 66.3 | Giorgio Bormac | 41101122 | https://www.giorgiobormac.com/
41101132 | Steel wire shelf for ICN 55 | 1 | 1 | 79.3 | Giorgio Bormac | 41101132 | https://www.giorgiobormac.com/
41101142 | Steel wire shelf for ICN 120 | 1 | 1 | 120.9 | Giorgio Bormac | 41101142 | https://www.giorgiobormac.com/
41101152 | Steel wire shelf for ICN 200 | 1 | 1 | 149.5 | Giorgio Bormac | 41101152 | https://www.giorgiobormac.com/
41101172 | Wheels for ICN 200, TCN 200, TCF 200, TCF 400 - Set of 4 pcs. | 1 | 1 | 143 | Giorgio Bormac | 41101172 | https://www.giorgiobormac.com/
41101302 | ICN 16 SUPER touch screen colour display. 8 programs of 8 steps each one. Unlimited data memory with USB port | 1 | 1 | 1365 | Giorgio Bormac | 41101302 | https://www.giorgiobormac.com/
41101312 | ICN 35 SUPER touch screen colour display. 8 programs of 8 steps each one. Unlimited data memory with USB port | 1 | 1 | 1592.5 | Giorgio Bormac | 41101312 | https://www.giorgiobormac.com/
41101322 | ICN 55 SUPER touch screen colour display. 8 programs of 8 steps each one. Unlimited data memory with USB port | 1 | 1 | 2054 | Giorgio Bormac | 41101322 | https://www.giorgiobormac.com/
41101332 | ICN 120 SUPER touch screen colour display. 8 programs of 8 steps each one. Unlimited data memory with USB port | 1 | 1 | 2340 | Giorgio Bormac | 41101332 | https://www.giorgiobormac.com/
41101342 | ICN 200 SUPER touch screen colour display. 8 programs of 8 steps each one. Unlimited data memory with USB port | 1 | 1 | 3315 | Giorgio Bormac | 41101342 | https://www.giorgiobormac.com/
41101412 | CH 150 air forced cooled and climatic chamber, 150 Lt vol., range -10°…85°C (without umidity), 10°…70°C (with umidity) | 1 | 1 | 10387 | Giorgio Bormac | 41101412 | https://www.giorgiobormac.com/
41101422 | CH 250 air forced cooled and climatic chamber, 250 Lt vol., range -10°…85°C (without umidity), 10°…70°C (with umidity) | 1 | 1 | 13520 | Giorgio Bormac | 41101422 | https://www.giorgiobormac.com/
41101462 | Steel wire shelf for climatic chamber CH 150 | 1 | 1 | 156 | Giorgio Bormac | 41101462 | https://www.giorgiobormac.com/
41101472 | Steel wire shelf for climatic chamber CH 250 | 1 | 1 | 169 | Giorgio Bormac | 41101472 | https://www.giorgiobormac.com/
41101512 | IC 150-R PLUS air forced cooled incubator, with 7 programs x 10 steps 0 °C…60 °C, 150 Lt volume, digital controller | 1 | 1 | 4290 | Giorgio Bormac | 41101512 | https://www.giorgiobormac.com/
41101562 | Steel wire shelf for cooling Incubator IC 150-R | 1 | 1 | 169 | Giorgio Bormac | 41101562 | https://www.giorgiobormac.com/
41101602 | WB 12 waterbath, +5 °C RT…100°C, 12 Lt volume, digital controller, safety class 2.0, closing lid | 1 | 1 | 561.6 | Giorgio Bormac | 41101602 | https://www.giorgiobormac.com/
41101612 | WB 22 Pump waterbath with recirculation pump, +5 °C RT…85°C, 22 Lt volume, digital controller, safety class 2.0 | 1 | 1 | 1040 | Giorgio Bormac | 41101612 | https://www.giorgiobormac.com/
41101622 | WB 40 Pump waterbath with recirculation pump, +5 °C RT…85°C, 40 Lt volume, digital controller, safety class 2.0 | 1 | 1 | 1625 | Giorgio Bormac | 41101622 | https://www.giorgiobormac.com/
41101712 | WB 22 waterbath, +5 °C RT…100°C, 22 Lt volume, digital controller, safety class 2.0, closing lid | 1 | 1 | 955.5 | Giorgio Bormac | 41101712 | https://www.giorgiobormac.com/
41101732 | SB 35 waterbath with mechanical shaking electronic speed control(Dubnoff), +5 °C RT…85°C, 35 Lt volume | 1 | 1 | 2522 | Giorgio Bormac | 41101732 | https://www.giorgiobormac.com/
41101802 | Rack 1 for tubes Ø13mm / 20 positions | 1 | 1 | 59.8 | Giorgio Bormac | 41101802 | https://www.giorgiobormac.com/
41101812 | Rack 2 for tubes Ø18mm / 20 positions | 1 | 1 | 59.8 | Giorgio Bormac | 41101812 | https://www.giorgiobormac.com/
41101822 | Rack 3 for tubes Ø31mm / 5 positions | 1 | 1 | 59.8 | Giorgio Bormac | 41101822 | https://www.giorgiobormac.com/
41101842 | Rack 4 for tubes Ø56mm / 8 positions (biberon) | 1 | 1 | 175.5 | Giorgio Bormac | 41101842 | https://www.giorgiobormac.com/
41101852 | Rack 5 for blood bags / 5 positions | 1 | 1 | 221 | Giorgio Bormac | 41101852 | https://www.giorgiobormac.com/
41102012 | SKI-4 air forced shaking incubator, +5 °C RT…60 °C, 7 flasks of 500 ml / 4 flasks of 1000 ml capacity, digital controller | 1 | 1 | 3620.5 | Giorgio Bormac | 41102012 | https://www.giorgiobormac.com/
41102042 | Platform 4 bars | 1 | 1 | 197.6 | Giorgio Bormac | 41102042 | https://www.giorgiobormac.com/
41102052 | Platform dish with non-slip bar | 1 | 1 | 197.6 | Giorgio Bormac | 41102052 | https://www.giorgiobormac.com/
41102112 | Holed platform for flask clips | 1 | 1 | 143 | Giorgio Bormac | 41102112 | https://www.giorgiobormac.com/
41102132 | Fixing clip for flask volume 100 ml for SKI 4 | 1 | 1 | 16.9 | Giorgio Bormac | 41102132 | https://www.giorgiobormac.com/
41102142 | Fixing clip for flask volume 200/250 ml for SKI 4 | 1 | 1 | 19.5 | Giorgio Bormac | 41102142 | https://www.giorgiobormac.com/
41102152 | Fixing clip for flask volume 500 ml for SKI 4 | 1 | 1 | 26 | Giorgio Bormac | 41102152 | https://www.giorgiobormac.com/
41102162 | Fixing clip for flask volume 1000 ml for SKI 4 | 1 | 1 | 37.7 | Giorgio Bormac | 41102162 | https://www.giorgiobormac.com/
41102172 | Fixing clip for flask volume 2000 ml for SKI 4 | 1 | 1 | 63.7 | Giorgio Bormac | 41102172 | https://www.giorgiobormac.com/
41102202 | CB 5-10 Refrigerated/Heating Circulating bath (working range-10÷100 °C) supplied as standard with PT100 probe | 1 | 1 | 3224 | Giorgio Bormac | 41102202 | https://www.giorgiobormac.com/
41102212 | CB 5-20 Refrigerated/Heating Circulating bath (working range-20÷100 °C) supplied as standard with PT100 probe | 1 | 1 | 3848 | Giorgio Bormac | 41102212 | https://www.giorgiobormac.com/
41102222 | CB 5-30 Refrigerated/Heating Circulating bath (working range-30÷100 °C) supplied as standard with PT100 probe | 1 | 1 | 4114.5 | Giorgio Bormac | 41102222 | https://www.giorgiobormac.com/
41102302 | Set of 2 tubes of 2 meters with insulating material (working range -40 ÷ +60 °C), complete with metal clamps | 1 | 1 | 91 | Giorgio Bormac | 41102302 | https://www.giorgiobormac.com/
41102312 | Set of four swivelling wheels, two of which brakeble | 1 | 1 | 91 | Giorgio Bormac | 41102312 | https://www.giorgiobormac.com/
41102322 | Premixed thermal fluid ready to use, working range -30 ÷ + 80 ° C. Tank box 5 litres with plastic tap | 1 | 1 | 84.5 | Giorgio Bormac | 41102322 | https://www.giorgiobormac.com/
41110142 | Hole Φ 50 mm complete of closing caps for incubators ICF | 1 | 1 | 100 | Giorgio Bormac | 41110142 | https://www.giorgiobormac.com/
41110152 | Hole Φ 25 mm complete of closing caps for incubators ICF | 1 | 1 | 100 | Giorgio Bormac | 41110152 | https://www.giorgiobormac.com/
41119002 | IQ-OQ paper manual for all oven and incubators | 1 | 1 | 520 | Giorgio Bormac | 41119002 | https://www.giorgiobormac.com/
41300203 | SS-200 sieve adjustable holder for 5pcs sieve 80mm H or 6 pcs sieve 60mm H ONLY FOR MODEL AU-450 | 1 | 1 | 390 | Giorgio Bormac | 41300203 | https://www.giorgiobormac.com/
41300253 | Concentrate Universal Cleaner 30 ml | 1 | 1 | 6.5 | Giorgio Bormac | 41300253 | https://www.giorgiobormac.com/
41300263 | Concentrate Universal Cleaner 500 ml | 1 | 1 | 32.5 | Giorgio Bormac | 41300263 | https://www.giorgiobormac.com/
41300303 | CE-5700A Digital ultrasonic cleaner, max capacity 0,75 L, NO heating, timer 90/180/280/380/480 sec. | 1 | 1 | 169 | Giorgio Bormac | 41300303 | https://www.giorgiobormac.com/
41300323 | DU-06 Digital ultrasonic cleaner, max capacity 0,6 L, NO heating, timer 180/360 sec. | 1 | 1 | 234 | Giorgio Bormac | 41300323 | https://www.giorgiobormac.com/
41300333 | DU-32 Digital ultrasonic cleaner, max capacity 3,2 L, Temperature range to 80°C, Timer 1-99min | 1 | 1 | 621.4 | Giorgio Bormac | 41300333 | https://www.giorgiobormac.com/
41300343 | DU-45 Digital ultrasonic cleaner, max capacity 4,5 L, Temperature range to 80°C, Timer 1-99min | 1 | 1 | 1034.8 | Giorgio Bormac | 41300343 | https://www.giorgiobormac.com/
41300353 | DU-65 Digital ultrasonic cleaner, max capacity 6,5 L, Temperature range to 80°C, Timer 1-99min | 1 | 1 | 1153.1 | Giorgio Bormac | 41300353 | https://www.giorgiobormac.com/
41300363 | DU-100 Digital ultrasonic cleaner, max capacity 10 L, Temperature range to 80°C, Timer 1-99min | 1 | 1 | 1475.5 | Giorgio Bormac | 41300363 | https://www.giorgiobormac.com/
41300403 | AU-32 Analogic ultrasonic cleaner, max capacity 3,2 L, Temperature range to 80°C, Timer 1-50 min. | 1 | 1 | 469.3 | Giorgio Bormac | 41300403 | https://www.giorgiobormac.com/
41300413 | AU-65 Analogic ultrasonic cleaner, max capacity 6,5 L, Temperature range to 80°C, Timer 1-50 min. | 1 | 1 | 897 | Giorgio Bormac | 41300413 | https://www.giorgiobormac.com/
41300423 | AU-450 Analogic ultrasonic cleaner, max capacity 45 L, Temperature range to 80°C, Timer 1-50 min. | 1 | 1 | 3013.4 | Giorgio Bormac | 41300423 | https://www.giorgiobormac.com/
41300433 | AU-220 Analogic ultrasonic cleaner, max capacity 22 L, Tank size 500x300x150 (H) mm. Temperature range to 80°C | 1 | 1 | 1874.6 | Giorgio Bormac | 41300433 | https://www.giorgiobormac.com/
41300513 | Becker support 2 hole - for DU-45 | 1 | 1 | 104 | Giorgio Bormac | 41300513 | https://www.giorgiobormac.com/
41300523 | Becker support 2 hole - for DU-65 - AU-65 - AU-220 | 1 | 1 | 117 | Giorgio Bormac | 41300523 | https://www.giorgiobormac.com/
41300533 | Becker support 4 hole - for DU-100 and AU-220 | 1 | 1 | 221 | Giorgio Bormac | 41300533 | https://www.giorgiobormac.com/
41400103 | Ozone Generator OZ-10 with timer (10gr/h) | 1 | 1 | 561.6 | Giorgio Bormac | 41400103 | https://www.giorgiobormac.com/
41400203 | Ozone Generator OZ-30 with timer (30gr/h) | 1 | 1 | 949 | Giorgio Bormac | 41400203 | https://www.giorgiobormac.com/
41401003 | Quick kit protein checking on surfaces (50 tests) | 1 | 1 | 260 | Giorgio Bormac | 41401003 | https://www.giorgiobormac.com/
41401013 | Quick kit protein checking on surfaces (100 tests) | 1 | 1 | 494 | Giorgio Bormac | 41401013 | https://www.giorgiobormac.com/
43000003 | Replaced Cover with LED | 1 | 1 | 15.6 | Giorgio Bormac | 43000003 | https://www.giorgiobormac.com/
43000013 | 101, for sugar 0-32% Brix- Standard cover (NO LED) | 1 | 1 | 54.6 | Giorgio Bormac | 43000013 | https://www.giorgiobormac.com/
43000023 | 102, for sugar 28-62% Brix - Standard cover (NO LED) | 1 | 1 | 57.2 | Giorgio Bormac | 43000023 | https://www.giorgiobormac.com/
43000033 | 103, for sugar 0-80% Brix-Standard cover (NO LED) | 1 | 1 | 59.8 | Giorgio Bormac | 43000033 | https://www.giorgiobormac.com/
43000043 | 104, for Honey, 58-92% Sugar- 12-27% Water- 38-43°Beaumè- Standard cover (NO LED) | 1 | 1 | 65 | Giorgio Bormac | 43000043 | https://www.giorgiobormac.com/
43000053 | 105, Urine, 0-12g/dl Sierum, 1,000-1,050 sg Urine, 1,3330-1,3600 nD Refractive Index - Standard cover (NO LED) | 1 | 1 | 54.6 | Giorgio Bormac | 43000053 | https://www.giorgiobormac.com/
43000063 | 106, for Salinity 0-28% NaCl - Standard cover (NO LED) | 1 | 1 | 54.6 | Giorgio Bormac | 43000063 | https://www.giorgiobormac.com/
43000103 | 101 ATC (Automatic Temperature compensation), for sugar 0-32% Brix-Standard cover (NO LED) | 1 | 1 | 59.8 | Giorgio Bormac | 43000103 | https://www.giorgiobormac.com/
43000113 | 106 ATC, for Salinity 0-100‰ NaCl (Sea water) - Standard cover (NO LED) | 1 | 1 | 59.8 | Giorgio Bormac | 43000113 | https://www.giorgiobormac.com/
43000123 | 107 ATC, for Wine 0-32% Brix, 0-28 KM/W Babo - Standard cover (NO LED) | 1 | 1 | 59.8 | Giorgio Bormac | 43000123 | https://www.giorgiobormac.com/
43000133 | 110 ABBE, 1,3000/1,7000 nD - 0,0/95,0 %Brix included digital thermometer | 1 | 1 | 819 | Giorgio Bormac | 43000133 | https://www.giorgiobormac.com/
43000153 | Replaced digital thermometer for 110 Abbe | 1 | 1 | 53.3 | Giorgio Bormac | 43000153 | https://www.giorgiobormac.com/
43000163 | Replaced Standard cover ( NO LED) | 1 | 1 | 7.8 | Giorgio Bormac | 43000163 | https://www.giorgiobormac.com/
43000173 | 414 ATC, for Antifreeze and Battery -50°C-0°C EG Ethilen Glicol, -50°C-0°C PG Propilen Glicol, -40°C-0°C CW | 1 | 1 | 57.2 | Giorgio Bormac | 43000173 | https://www.giorgiobormac.com/
43000193 | UREA Refractometer 0-40% | 1 | 1 | 63.7 | Giorgio Bormac | 43000193 | https://www.giorgiobormac.com/
43000203 | 101 ATC LED (Automatic Temperature compensation), for sugar 0-32% Brix- Cover with LED | 1 | 1 | 65 | Giorgio Bormac | 43000203 | https://www.giorgiobormac.com/
43000223 | 103 LED, for sugar 0-80% Brix-Cover with LED | 1 | 1 | 65 | Giorgio Bormac | 43000223 | https://www.giorgiobormac.com/
43000233 | 107 ATC LED, for Wine 0-32% Brix, 0-28 KM/W Babo - Cover with LED | 1 | 1 | 65 | Giorgio Bormac | 43000233 | https://www.giorgiobormac.com/
44000053 | DBR SAL Multiscale digital, 0,0-28,0 % Salinity - Temperature 0,0-70,0°C | 1 | 1 | 494 | Giorgio Bormac | 44000053 | https://www.giorgiobormac.com/
44000063 | DBR 95 Multiscale digital, 0,0-95,0 % Brix, 1,3333-1,5318 nD, 0,0-40,0°C | 1 | 1 | 830.7 | Giorgio Bormac | 44000063 | https://www.giorgiobormac.com/
44000073 | DBR 55, Multiscale digital, 0,0-55,0 % Brix, 1,3333-1,4098 nD, 0,0-40,0°C | 1 | 1 | 455 | Giorgio Bormac | 44000073 | https://www.giorgiobormac.com/
44000083 | DBR Coffee Multiscale digital, 0,0-26,0 % Brix, TDS 0,00-23%, 0,0-70,0°C | 1 | 1 | 494 | Giorgio Bormac | 44000083 | https://www.giorgiobormac.com/
44000093 | DBR Wine Multiscale digital, 0,0-55,0 % Brix, KMW 0,00-46,4°, Bè 0,00-29,8°, Babo 0,0-46,4°, Oe 3-256°, TAVP 0,0-37,9% | 1 | 1 | 494 | Giorgio Bormac | 44000093 | https://www.giorgiobormac.com/
50000112 | Electrode holder with flexible arm mod. 3900 | 1 | 1 | 97.5 | Giorgio Bormac | 50000112 | https://www.giorgiobormac.com/
50000132 | Magnetical stirrer ST 10 with rechargeable battery | 1 | 1 | 117 | Giorgio Bormac | 50000132 | https://www.giorgiobormac.com/
50001052 | Power supply for 50 and 60 series | 1 | 1 | 26 | Giorgio Bormac | 50001052 | https://www.giorgiobormac.com/
50001132 | Integrated magnetical stirrer for 8 serie | 1 | 1 | 226.2 | Giorgio Bormac | 50001132 | https://www.giorgiobormac.com/
50001192 | pH 8+ DHS kit BASIC with pH electrode XS STANDARD T BNC DHS. Cable S7/BNC, temperature probe NT55 | 1 | 1 | 994.5 | Giorgio Bormac | 50001192 | https://www.giorgiobormac.com/
50001202 | pH 8+ DHS kit BASIC with pH electrode XS POLYMER. Cable S7/BNC, temperature probe NT55 | 1 | 1 | 780 | Giorgio Bormac | 50001202 | https://www.giorgiobormac.com/
50001212 | pH 8+ DHS kit BASIC without pH electrode. Cable S7/BNC, temperature probe NT55 | 1 | 1 | 715 | Giorgio Bormac | 50001212 | https://www.giorgiobormac.com/
50001232 | pH 8+ DHS kit STIRRER with pH electrode XS POLYMER. Cable S7/BNC, temperature probe NT55 | 1 | 1 | 897 | Giorgio Bormac | 50001232 | https://www.giorgiobormac.com/
50001242 | pH 8+ DHS kit STIRRER without pH electrode. Cable S7/BNC, temperature probe NT55 | 1 | 1 | 845 | Giorgio Bormac | 50001242 | https://www.giorgiobormac.com/
50001252 | pH 8+ DHS kit STIRRER with pH electrode XS STANDARD T BNC DHS. Cable S7/BNC, temperature probe NT55 | 1 | 1 | 1111.5 | Giorgio Bormac | 50001252 | https://www.giorgiobormac.com/
50001392 | pH 80+ DHS kit STIRRER with pH electrode XS STANDARD T BNC DHS, cable S7/BNC, temperature probe NT55 | 1 | 1 | 1176.5 | Giorgio Bormac | 50001392 | https://www.giorgiobormac.com/
50001402 | pH 80+ DHS kit STIRRER with pH electrode XS STANDARD, temperature probe NT55, S7/BNC 1 m cable | 1 | 1 | 1092 | Giorgio Bormac | 50001402 | https://www.giorgiobormac.com/
50001412 | pH 80+ DHS kit STIRRER without pH electrode. Cable S7/BNC, temperature probe NT55 | 1 | 1 | 981.5 | Giorgio Bormac | 50001412 | https://www.giorgiobormac.com/
50001422 | pH 80+ DHS kit BASIC with pH electrode XS STANDARD, temperature probe NT55, S7/BNC 1 m cable | 1 | 1 | 988 | Giorgio Bormac | 50001422 | https://www.giorgiobormac.com/
50001432 | pH 80+ DHS kit BASIC without pH electrode. Cable S7/BNC, temperature probe NT55 | 1 | 1 | 871 | Giorgio Bormac | 50001432 | https://www.giorgiobormac.com/
50001442 | pH 80+ DHS kit BASIC with pH electrode XS STANDARD T BNC DHS, cable S7/BNC, temperature probe NT55 | 1 | 1 | 1072.5 | Giorgio Bormac | 50001442 | https://www.giorgiobormac.com/
50001462 | External Keyboard only for 80 serie | 1 | 1 | 39 | Giorgio Bormac | 50001462 | https://www.giorgiobormac.com/
50001472 | IQ-OQ paper manual | 1 | 1 | 455 | Giorgio Bormac | 50001472 | https://www.giorgiobormac.com/
50001502 | External printer for pH60-COND60-PC60 and 8-80 series - Normal Paper | 1 | 1 | 292.5 | Giorgio Bormac | 50001502 | https://www.giorgiobormac.com/
50001512 | Power supply 12V/220 Vac for 8 and 80 series | 1 | 1 | 32.5 | Giorgio Bormac | 50001512 | https://www.giorgiobormac.com/
50002002 | pH electrode mod. 201 T with temp. 1 mt BNC cable | 1 | 1 | 119.6 | Giorgio Bormac | 50002002 | https://www.giorgiobormac.com/
50002012 | NT 55 Temperature probe with 1mt cable and Cinch plug | 1 | 1 | 93.6 | Giorgio Bormac | 50002012 | https://www.giorgiobormac.com/
50002022 | pH electrode mod. 201 T/5 temperature sensor inside for pH 7 and pH 70, cable lenght 5 mt BNC/Cinch plug | 1 | 1 | 172.9 | Giorgio Bormac | 50002022 | https://www.giorgiobormac.com/
50002042 | pH electrode mod. 201T DIN WTW, with 2 Banana plug | 1 | 1 | 143 | Giorgio Bormac | 50002042 | https://www.giorgiobormac.com/
50002052 | pH electrode mod. 201T DIN, range pH 0…14, temp. 0…+60 °C, Cable fix / DIN, with temperature sensor NTC 30 | 1 | 1 | 143 | Giorgio Bormac | 50002052 | https://www.giorgiobormac.com/
50002072 | pH electrode mod. 201 T temperature sensor integrated, cable lenght 3 mt BNC/Cinch plug | 1 | 1 | 150.8 | Giorgio Bormac | 50002072 | https://www.giorgiobormac.com/
50002082 | NT 55 Temperature probe with 3mt cable and Cinch plug type NTC 30K | 1 | 1 | 110.5 | Giorgio Bormac | 50002082 | https://www.giorgiobormac.com/
50003202 | COND 8+ kit BASIC with conductivity cell 2301T. Standard solution 1413 µS and 12,88 mS, cell holder | 1 | 1 | 858 | Giorgio Bormac | 50003202 | https://www.giorgiobormac.com/
50003212 | COND 8+ kit BASIC without conductivity cell. Standard solution 1413 µS and 12,88 mS, cell holder | 1 | 1 | 767 | Giorgio Bormac | 50003212 | https://www.giorgiobormac.com/
50003232 | COND 8+ kit STIRRER with conductivity cell 2301T. Standard solution 1413 µS and 12,88 mS | 1 | 1 | 975 | Giorgio Bormac | 50003232 | https://www.giorgiobormac.com/
50003242 | COND 8+ kit STIRRER without conductivity cell. Standard solution 1413 µS and 12,88 mS | 1 | 1 | 884 | Giorgio Bormac | 50003242 | https://www.giorgiobormac.com/
50003352 | VPT 1 Cond. Cell C=1 with ATC, glass body, cable lenght 1 mt BNC/Cinch | 1 | 1 | 179.4 | Giorgio Bormac | 50003352 | https://www.giorgiobormac.com/
50003372 | VPT 10H Cell Glass-Pt C=10+ATC range 100 to 500mS | 1 | 1 | 325 | Giorgio Bormac | 50003372 | https://www.giorgiobormac.com/
50003402 | COND 80+ kit STIRRER with conductivity cell Glass-Pt VPT80/1, standard solution 1413 µS and 12,88 mS | 1 | 1 | 1170 | Giorgio Bormac | 50003402 | https://www.giorgiobormac.com/
50003412 | COND 80+ kit STIRRER without conductivity cell. Standard solution 1413 µS and 12,88 mS | 1 | 1 | 1027 | Giorgio Bormac | 50003412 | https://www.giorgiobormac.com/
50003422 | COND 80+ kit BASIC with conductivity cell Glass-Pt VPT80/1, standard solution 1413 µS and 12,88 mS | 1 | 1 | 1066 | Giorgio Bormac | 50003422 | https://www.giorgiobormac.com/
50003432 | COND 80+ kit BASIC without conductivity cell. Standard solution 1413 µS and 12,88 mS | 1 | 1 | 923 | Giorgio Bormac | 50003432 | https://www.giorgiobormac.com/
50004002 | Conductivity cell mod. 2301T with ATC, C=1, measuring range 10uS…200mS, cable lenght 1 mt BNC/Cinch | 1 | 1 | 158.6 | Giorgio Bormac | 50004002 | https://www.giorgiobormac.com/
50004012 | Conductivity cell mod. VPT 01 with ATC, C=0,1, measuring range 0,1uS…1mS | 1 | 1 | 275.6 | Giorgio Bormac | 50004012 | https://www.giorgiobormac.com/
50004022 | Conductivity cell mod. 2301T/5 with ATC, C=1, measuring range 10μS…100mS, cable lenght 5 mt BNC/Cinch | 1 | 1 | 200.2 | Giorgio Bormac | 50004022 | https://www.giorgiobormac.com/
50004062 | Conductivity cell mod. VP 1, measuring range 10 μS…10 mS, temp. 0…+80 °C, Cable fix / BNC, cell constant C= 1. | 1 | 1 | 137.8 | Giorgio Bormac | 50004062 | https://www.giorgiobormac.com/
50004072 | Conductivity cell mod. VPT 10, measuring range 100 μS…200 mS, temp. 0…+80 °C, Cable fix / BNC | 1 | 1 | 269.1 | Giorgio Bormac | 50004072 | https://www.giorgiobormac.com/
50004082 | Conductivity cell mod. VPT SOIL for soil conductivity measurement with ATC, C=1, measuring range 10 μS…50mS | 1 | 1 | 325 | Giorgio Bormac | 50004082 | https://www.giorgiobormac.com/
50004092 | Conductivity cell C=1 with built-in temperature sensor, epoxy body, cable 3m. Working range: 10 uS…200 mS | 1 | 1 | 182 | Giorgio Bormac | 50004092 | https://www.giorgiobormac.com/
50004132 | PC 8+ DHS kit STIRRER with pH electrode XS STANDARD T BNC DHS, conductivity cell 2301T with ATC. | 1 | 1 | 1605.5 | Giorgio Bormac | 50004132 | https://www.giorgiobormac.com/
50004142 | PC 8+ DHS kit STIRRER with pH electrode XS Polymer, conductivity cell 2301T with ATC. Cable S7/BNC | 1 | 1 | 1391 | Giorgio Bormac | 50004142 | https://www.giorgiobormac.com/
50004152 | PC 8+ DHS kit STIRRER without pH electrode, with cond. cell 2301T. Cable S7/BNC, temperature probe NT55 | 1 | 1 | 1326 | Giorgio Bormac | 50004152 | https://www.giorgiobormac.com/
50004162 | PC 8+DHS kit STIRRER with pH electrode XS Polymer, without cond. cell. Cable S7/BNC. Temp. probe NT55 | 1 | 1 | 1300 | Giorgio Bormac | 50004162 | https://www.giorgiobormac.com/
50004172 | PC 8+ DHS kit STIRRER without pH electrode and cond. cell. Cable S7/BNC, temperature probe NT55 | 1 | 1 | 1235 | Giorgio Bormac | 50004172 | https://www.giorgiobormac.com/
50004232 | PC 80+ DHS kit STIRRER with pH electrode XS STANDARD T BNC DHS, cable S7/BNC, temperature probe NT55 | 1 | 1 | 1683.5 | Giorgio Bormac | 50004232 | https://www.giorgiobormac.com/
50004242 | PC 80+ DHS kit STIRRER with pH electrode XS STANDARD S7, 1 mt cable S7/BNC, temperature probe NT55 | 1 | 1 | 1599 | Giorgio Bormac | 50004242 | https://www.giorgiobormac.com/
50004252 | PC 80+ DHS kit STIRRER without pH electrode, with cond. cell glass VPT 80/1. Cable S7/BNC, temp. probe NT55 | 1 | 1 | 1488.5 | Giorgio Bormac | 50004252 | https://www.giorgiobormac.com/
50004262 | PC 80+ DHS kit STIRRER with pH electrode XS STANDARD S7, without cond. cell. Cable 1 mt cable S7/BNC | 1 | 1 | 1456 | Giorgio Bormac | 50004262 | https://www.giorgiobormac.com/
50004272 | PC 80+ DHS kit STIRRER without pH electrode and cond. cell. Cable S7/BNC, temperature probe NT55 | 1 | 1 | 1345.5 | Giorgio Bormac | 50004272 | https://www.giorgiobormac.com/
50010172 | Power supply USB for 70 series | 1 | 1 | 26 | Giorgio Bormac | 50010172 | https://www.giorgiobormac.com/
50010242 | Polarographic sensor OXY DO7/3MT with 3 meter cable, 2 membrane and filling solution (30ml) | 1 | 1 | 325 | Giorgio Bormac | 50010242 | https://www.giorgiobormac.com/
50010252 | Kit 2 membrane for sensor OXY DO7/3MT | 1 | 1 | 65 | Giorgio Bormac | 50010252 | https://www.giorgiobormac.com/
50010262 | Filling solution for electrode OXY DO7/3MT 1x 120ml | 1 | 1 | 32.5 | Giorgio Bormac | 50010262 | https://www.giorgiobormac.com/
50010272 | Standard zero (0) Oxygen, single use. Kit of 5 bottle for DO7/3MT, LDO70/2MT, LDO70/10MT | 1 | 1 | 26 | Giorgio Bormac | 50010272 | https://www.giorgiobormac.com/
50010282 | Plastic armature (PPE) for electrode immersion DO7/3MT (to be ordered with OXY 7) | 1 | 1 | 195 | Giorgio Bormac | 50010282 | https://www.giorgiobormac.com/
50010292 | Standard zero (0) Oxygen single use 1 bottle for DO7/3MT, LDO70/2MT, LDO70/10MT | 1 | 1 | 7.8 | Giorgio Bormac | 50010292 | https://www.giorgiobormac.com/
50010342 | Optical sensor LDO70/2MT with 2 meter cable | 1 | 1 | 1391 | Giorgio Bormac | 50010342 | https://www.giorgiobormac.com/
50010352 | Optical sensor LDO70/10MT with 10 meter cable | 1 | 1 | 1495 | Giorgio Bormac | 50010352 | https://www.giorgiobormac.com/
50010362 | Replaced membrane LDO for sensor LDO70/2MT and LDO70/10MT | 1 | 1 | 234 | Giorgio Bormac | 50010362 | https://www.giorgiobormac.com/
50010372 | Steel armature for sensor immersion LDO70/10MT | 1 | 1 | 507 | Giorgio Bormac | 50010372 | https://www.giorgiobormac.com/
50010962 | Soft case with shoulder strap in eco-friendly material for portable meters Violine | 1 | 1 | 65 | Giorgio Bormac | 50010962 | https://www.giorgiobormac.com/
50010972 | IP67 carrying case for REVIO instruments | 1 | 1 | 130 | Giorgio Bormac | 50010972 | https://www.giorgiobormac.com/
50011012 | Temp 7 RTD portable thermometer for PT 100 RTD probe. Supplied without probe. Included carrying case. | 1 | 1 | 214.5 | Giorgio Bormac | 50011012 | https://www.giorgiobormac.com/
50011032 | Temp 7 K/T portable thermometer for thermocouple T and K probe. Supplied without probe. Included carrying case. | 1 | 1 | 295.1 | Giorgio Bormac | 50011032 | https://www.giorgiobormac.com/
50011052 | Temp 7 NTC portable thermometer for NTC probe. Supplied without probe. Included carrying case. | 1 | 1 | 201.5 | Giorgio Bormac | 50011052 | https://www.giorgiobormac.com/
50011062 | Temp 7 NTC KIT L portable thermometer for NTC probe. Supplied with temperature probe NT 7L . Included carrying case. | 1 | 1 | 247 | Giorgio Bormac | 50011062 | https://www.giorgiobormac.com/
50011082 | Temp 70 RTD Portable thermometer data logger for PT 100 RTD probe, resolution 0,01°C. Supplied without probe. | 1 | 1 | 452.4 | Giorgio Bormac | 50011082 | https://www.giorgiobormac.com/
50011092 | Temp 7 NTC KIT P portable thermometer for NTC probe. Supplied with temperature probe NT 7P. Included carrying case. | 1 | 1 | 253.5 | Giorgio Bormac | 50011092 | https://www.giorgiobormac.com/
50011122 | NT7P, Penetration measurements, mm 150x4 | 1 | 1 | 94.9 | Giorgio Bormac | 50011122 | https://www.giorgiobormac.com/
50011142 | NT7L, For measurements in liquids/air, mm 200x3 | 1 | 1 | 91 | Giorgio Bormac | 50011142 | https://www.giorgiobormac.com/
50014003 | pH 1 Tester ECOPACK - 0,1 pH resolution, with ATC (automatic temperature compensation), fix electrode | 1 | 1 | 91 | Giorgio Bormac | 50014003 | https://www.giorgiobormac.com/
50014013 | pH 1 Tester KIT - 0,1 pH resolution, with ATC (automatic temperature compensation), fix electrode, in carton case | 1 | 1 | 100.1 | Giorgio Bormac | 50014013 | https://www.giorgiobormac.com/
50014053 | pH 5 Tester ECOPACK - 0,01 pH resolution, with ATC (automatic temperature compensation) | 1 | 1 | 145.6 | Giorgio Bormac | 50014053 | https://www.giorgiobormac.com/
50014063 | pH 5 Tester KIT - 0,01 pH resolution, with ATC (automatic temperature compensation) | 1 | 1 | 158.6 | Giorgio Bormac | 50014063 | https://www.giorgiobormac.com/
50014073 | pH 5 Tester only BODY instrument - 0,01 pH resolution, with ATC (automatic temperature compensation) | 1 | 1 | 133.9 | Giorgio Bormac | 50014073 | https://www.giorgiobormac.com/
50014113 | pH 5 FOOD Tester KIT - 0,01 pH resolution, with ATC (automatic temperature compensation) | 1 | 1 | 325 | Giorgio Bormac | 50014113 | https://www.giorgiobormac.com/
50014123 | pH 5 FOOD Tester ECOPACK - 0,01 pH resolution, with ATC (automatic temperature compensation) | 1 | 1 | 305.5 | Giorgio Bormac | 50014123 | https://www.giorgiobormac.com/
50014143 | pX 4 Tester KIT - 0,01 pH resolution, ORP (-1000 / + 1900 mV), mV for electrode quality test, ORP | 1 | 1 | 221 | Giorgio Bormac | 50014143 | https://www.giorgiobormac.com/
50014153 | COND 1 Tester ECOPACK, Cond (0,01 µS…200 mS) and TDS (0,01 ppm…199,9 ppt), with ATC | 1 | 1 | 91 | Giorgio Bormac | 50014153 | https://www.giorgiobormac.com/
50014163 | COND 1 Tester KIT, Cond (0,01 µS…200 mS) and TDS (0,01 ppm…199,9 ppt), with ATC | 1 | 1 | 102.7 | Giorgio Bormac | 50014163 | https://www.giorgiobormac.com/
50014173 | pX 4 Tester ECOPACK - 0,01 pH resolution, ORP (-1000 / + 1900 mV), mV for electrode quality test, ORP | 1 | 1 | 208 | Giorgio Bormac | 50014173 | https://www.giorgiobormac.com/
50014203 | COND 5 Tester ECOPACK - Cond (0,01 µS…200 mS), TDS (0,01 ppm…199,9 ppt), Salinity (0,1 mg/l…100,0 g/l), °C/°F | 1 | 1 | 143 | Giorgio Bormac | 50014203 | https://www.giorgiobormac.com/
50014213 | COND 5 Tester KIT - Cond (0,01 µS…200 mS), TDS (0,01 ppm…199,9 ppt), Salinity (0,1 mg/l…100,0 g/l), °C/°F | 1 | 1 | 156 | Giorgio Bormac | 50014213 | https://www.giorgiobormac.com/
50014223 | COND 5 Tester only BODY instrument - Cond (0,01 µS…200 mS), TDS (0,01 ppm…199,9 ppt) | 1 | 1 | 130 | Giorgio Bormac | 50014223 | https://www.giorgiobormac.com/
50014253 | PC 5 Tester ECOPACK - 0,01 pH resolution, mV for electrode quality test, Cond (0,01 µS…200 mS), TDS | 1 | 1 | 197.6 | Giorgio Bormac | 50014253 | https://www.giorgiobormac.com/
50014263 | PC 5 Tester KIT - 0,01 pH resolution, mV for electrode quality test, Cond (0,01 µS…200 mS), TDS | 1 | 1 | 221 | Giorgio Bormac | 50014263 | https://www.giorgiobormac.com/
50014293 | PC 6 Tester KIT - 0,01 pH resolution, mV for electrode quality test, ORP (-1000 / + 1900 mV) | 1 | 1 | 270.4 | Giorgio Bormac | 50014293 | https://www.giorgiobormac.com/
50014313 | ORP 5 Tester KIT - ORP (-1000 / + 1900 mV) with customer calibration point, °C/°F, replaceable sensor | 1 | 1 | 182 | Giorgio Bormac | 50014313 | https://www.giorgiobormac.com/
50014403 | pH 5 Replacement spare pH electrode for tester pH 5 | 1 | 1 | 63.7 | Giorgio Bormac | 50014403 | https://www.giorgiobormac.com/
50014413 | COND 5 replacement spare COND sensor for COND 5 | 1 | 1 | 63.7 | Giorgio Bormac | 50014413 | https://www.giorgiobormac.com/
50014423 | SPH 5 Replacement spare pH electrode with ATC for tester pH 5 FOOD | 1 | 1 | 195 | Giorgio Bormac | 50014423 | https://www.giorgiobormac.com/
50014433 | PC 5 replacement spare PC electrode for PC 5 | 1 | 1 | 98.8 | Giorgio Bormac | 50014433 | https://www.giorgiobormac.com/
50014443 | ORP 5 replacement spare ORP sensor for ORP 5 | 1 | 1 | 91 | Giorgio Bormac | 50014443 | https://www.giorgiobormac.com/
50014463 | pX 4 Replacement spare pH/ORP sensor for pX 4 | 1 | 1 | 93.6 | Giorgio Bormac | 50014463 | https://www.giorgiobormac.com/
50014483 | PC 6 Replacement spare pH/ORP/COND sensor for PC 6 | 1 | 1 | 127.4 | Giorgio Bormac | 50014483 | https://www.giorgiobormac.com/
50014603 | 201T-pH5 plastic body electrode, range pH 0…14, temp. 0…+60 °C, 1 m cable for tester pH5 | 1 | 1 | 158.6 | Giorgio Bormac | 50014603 | https://www.giorgiobormac.com/
50014613 | Standard T-pH5 glass body electrode, range pH 0…14, temp. -10…+100 °C, 1 m cable for tester pH5 | 1 | 1 | 270.4 | Giorgio Bormac | 50014613 | https://www.giorgiobormac.com/
50014623 | 2PoreT-pH5 glass body electrode, range pH 0…14, temp.0…+60 °C, 6 mm membrane suitable for FOOD and CHEESE | 1 | 1 | 234 | Giorgio Bormac | 50014623 | https://www.giorgiobormac.com/
50014703 | 2301T-COND5 Conductivity cell with ATC, C=1, measuring range 10μS…100mS, temp. 0…+60 °C | 1 | 1 | 197.6 | Giorgio Bormac | 50014703 | https://www.giorgiobormac.com/
50014713 | VPT SOIL-COND5 Conductivity cell for soil conductivity measurement with ATC, C=1, measuring range 10 μS…50mS | 1 | 1 | 325 | Giorgio Bormac | 50014713 | https://www.giorgiobormac.com/
50101002 | pH 50 VioLab DHS complete kit included pH electrode 201T with temperature sensor inside and BNC | 1 | 1 | 455 | Giorgio Bormac | 50101002 | https://www.giorgiobormac.com/
50101012 | pH 50 VioLab DHS without pH electrode. Cable S7/BNC, temperature probe NT55 | 1 | 1 | 429 | Giorgio Bormac | 50101012 | https://www.giorgiobormac.com/
50101032 | pH 50 VioLab DHS complete kit included pH electrode 201T DHS with temperature sensor inside and BNC | 1 | 1 | 520 | Giorgio Bormac | 50101032 | https://www.giorgiobormac.com/
50101092 | pH 60 VioLab DHS complete kit included pH electrode 201T with temperature sensor inside and BNC | 1 | 1 | 552.5 | Giorgio Bormac | 50101092 | https://www.giorgiobormac.com/
50101102 | pH 60 VioLab DHS complete kit included pH electrode 201T DHS with temperature sensor inside and BNC | 1 | 1 | 630.5 | Giorgio Bormac | 50101102 | https://www.giorgiobormac.com/
50101112 | pH 60 VioLab DHS without pH electrode. Cable S7/BNC, temperature probe NT55 | 1 | 1 | 520 | Giorgio Bormac | 50101112 | https://www.giorgiobormac.com/
50103002 | COND 50 VioLab complete kit include cond. cell 2301T with ATC, cable length 1m. Cell holder | 1 | 1 | 585 | Giorgio Bormac | 50103002 | https://www.giorgiobormac.com/
50103012 | COND 50 VioLab without conductivity cell. standard calibration solutions 1413 µS and 12,88 mS, cell holder | 1 | 1 | 487.5 | Giorgio Bormac | 50103012 | https://www.giorgiobormac.com/
50103072 | COND 60 VioLab complete kit include cond. cell 2301T with ATC, cable length 1m. Cell holder | 1 | 1 | 663 | Giorgio Bormac | 50103072 | https://www.giorgiobormac.com/
50103082 | COND 60 VioLab without conductivity Cell. standard calibration solutions 1413 µS and 12,88 Ms | 1 | 1 | 572 | Giorgio Bormac | 50103082 | https://www.giorgiobormac.com/
50103892 | PC 50 VioLab DHS complete kit with pH electrode 201T DHS with temperature sensor inside, conductivity cell | 1 | 1 | 968.5 | Giorgio Bormac | 50103892 | https://www.giorgiobormac.com/
50103902 | PC 50 VioLab DHS complete kit with pH electrode 201T with temperature sensor inside, conductivity cell | 1 | 1 | 887.9 | Giorgio Bormac | 50103902 | https://www.giorgiobormac.com/
50103912 | PC 50 VioLab DHS without pH electrode, included S7/BNC cable, temperature probe NT 55, conductivity cell | 1 | 1 | 873.6 | Giorgio Bormac | 50103912 | https://www.giorgiobormac.com/
50103942 | PC 60 VioLab DHS complete kit with pH electrode 201T DHS with temperature sensor inside | 1 | 1 | 1157 | Giorgio Bormac | 50103942 | https://www.giorgiobormac.com/
50103952 | PC 60 VioLab DHS complete kit with pH electrode 201T with temperature sensor inside, conductivity cell | 1 | 1 | 1085.5 | Giorgio Bormac | 50103952 | https://www.giorgiobormac.com/
50103972 | PC 60 VioLab DHS without pH electrode, included S7/BNC cable, temperature probe NT 55, conductivity cell | 1 | 1 | 1059.5 | Giorgio Bormac | 50103972 | https://www.giorgiobormac.com/
50110012 | pH 7 Vio DHS complete kit included pH electrode 201T plastic body with temperature sensor inside | 1 | 1 | 414.7 | Giorgio Bormac | 50110012 | https://www.giorgiobormac.com/
50110022 | pH 7 Vio DHS kit without pH electrode with temperature probe NT 55, BNC/S7 1mt cable, colored pH buffer | 1 | 1 | 390 | Giorgio Bormac | 50110022 | https://www.giorgiobormac.com/
50110032 | pH 7 Vio DHS FOOD complete kit included pH spear electrode 2 Pore T with temperature sensor inside | 1 | 1 | 474.5 | Giorgio Bormac | 50110032 | https://www.giorgiobormac.com/
50110062 | pH 7 Vio DHS complete kit included pH GEL electrode plastic body 1 mt. cable with BNC. | 1 | 1 | 448.5 | Giorgio Bormac | 50110062 | https://www.giorgiobormac.com/
50110072 | pH 7 Vio DHS complete kit included pH electrode 201T DHS plastic body with temperature sensor inside | 1 | 1 | 481 | Giorgio Bormac | 50110072 | https://www.giorgiobormac.com/
50110082 | pH 7 Vio DHS FOOD complete kit included pH spear electrode 2 Pore T DHS with temperature sensor inside | 1 | 1 | 552.5 | Giorgio Bormac | 50110082 | https://www.giorgiobormac.com/
50110112 | pH 70 Vio DHS complete kit included pH electrode 201T plastic body with temperature sensor inside | 1 | 1 | 494 | Giorgio Bormac | 50110112 | https://www.giorgiobormac.com/
50110122 | pH 70 Vio DHS kit without pH electrode with temperature probe NT 55, BNC/S7 1mt cable, colored pH buffer | 1 | 1 | 468 | Giorgio Bormac | 50110122 | https://www.giorgiobormac.com/
50110162 | pH 70 Vio DHS FOOD complete kit included pH spear electrode 2 Pore T with temperature sensor inside | 1 | 1 | 552.5 | Giorgio Bormac | 50110162 | https://www.giorgiobormac.com/
50110182 | pH 70 Vio DHS complete kit included pH electrode 201T DHS plastic body with temperature sensor inside | 1 | 1 | 565.5 | Giorgio Bormac | 50110182 | https://www.giorgiobormac.com/
50110192 | pH 70 Vio DHS FOOD complete kit included pH spear electrode 2 Pore T DHS with temperature sensor inside | 1 | 1 | 624 | Giorgio Bormac | 50110192 | https://www.giorgiobormac.com/
50110202 | Oxy 7 Vio with polarographic sensor OXY DO7/MT with 3 mt cable, 1 bottle 0 Oxygen standar | 1 | 1 | 793 | Giorgio Bormac | 50110202 | https://www.giorgiobormac.com/
50110212 | Oxy 7 Vio ECO only meter, without probe in carton box ECOpack | 1 | 1 | 416 | Giorgio Bormac | 50110212 | https://www.giorgiobormac.com/
50110302 | Oxy 70 Vio with optical Oxygen sensor LDO70/2MT with 2 mt cable. 1 bottle 0 Oxygen standard, power supply | 1 | 1 | 1755 | Giorgio Bormac | 50110302 | https://www.giorgiobormac.com/
50110312 | Oxy 70 Vio with optical Oxygen sensor LDO70/10MT with 10 mt cable. 1 bottle 0 Oxygen standard, power supply | 1 | 1 | 1846 | Giorgio Bormac | 50110312 | https://www.giorgiobormac.com/
50110412 | COND 7 Vio with TDS complete kit included cond. cell 2301 T with ATC, cable lenght 1mt with BNC/Cinch plug | 1 | 1 | 440.7 | Giorgio Bormac | 50110412 | https://www.giorgiobormac.com/
50110422 | COND 7 Vio with TDS without conductivity cell, standard calibration solution, carrying case and accessories. | 1 | 1 | 328.9 | Giorgio Bormac | 50110422 | https://www.giorgiobormac.com/
50110512 | COND 70 Vio complete kit included cond. cell 2301 T with ATC, cable lenght 1mt with BNC/Cinch plug | 1 | 1 | 562.9 | Giorgio Bormac | 50110512 | https://www.giorgiobormac.com/
50110522 | COND 70 Vio without conductivity cell, standard calibration solution, power supply, software PC-Link | 1 | 1 | 464.1 | Giorgio Bormac | 50110522 | https://www.giorgiobormac.com/
50110712 | PC 7 Vio DHS complete kit included pH electrode 201T plastic body with temperature sensor inside | 1 | 1 | 767 | Giorgio Bormac | 50110712 | https://www.giorgiobormac.com/
50110722 | PC 7 Vio DHS without pH electrode, included conductivity cell 2301 T with ATC, cable lenght 1mt with BNC/Cinch | 1 | 1 | 751.4 | Giorgio Bormac | 50110722 | https://www.giorgiobormac.com/
50110752 | PC 7 Vio DHS complete kit included pH electrode 201T DHS plastic body with temperature sensor inside | 1 | 1 | 845 | Giorgio Bormac | 50110752 | https://www.giorgiobormac.com/
50110812 | PC 70 Vio DHS complete kit included pH electrode 201T plastic body with temperature sensor inside | 1 | 1 | 898.3 | Giorgio Bormac | 50110812 | https://www.giorgiobormac.com/
50110822 | PC 70 Vio DHS without pH electrode, included conductivity cell 2301 T with ATC, cable lenght 1mt with BNC | 1 | 1 | 877.5 | Giorgio Bormac | 50110822 | https://www.giorgiobormac.com/
50110872 | PC 70 Vio DHS complete kit included pH electrode 201T DHS plastic body with temperature sensor inside a | 1 | 1 | 975 | Giorgio Bormac | 50110872 | https://www.giorgiobormac.com/
50110912 | REVIO DHS kit portable multiparameter included with sensors pH/EC/DO | 1 | 1 | 2015 | Giorgio Bormac | 50110912 | https://www.giorgiobormac.com/
50110922 | REVIO DHS kit portable multiparameter included with sensors pH/DO without EC cell | 1 | 1 | 1872 | Giorgio Bormac | 50110922 | https://www.giorgiobormac.com/
50110932 | REVIO DHS kit portable multiparameter without sensors pH/EC/DO | 1 | 1 | 1534 | Giorgio Bormac | 50110932 | https://www.giorgiobormac.com/
50110942 | REVIO DHS kit portable multiparameter included with sensors EC/DO, without pH electrode | 1 | 1 | 1937 | Giorgio Bormac | 50110942 | https://www.giorgiobormac.com/
50110952 | REVIO DHS kit portable multiparameter with 201T DHS, EC and DO sensors | 1 | 1 | 2067 | Giorgio Bormac | 50110952 | https://www.giorgiobormac.com/
51000202 | PT56L, For measurements in liquids, mm 200x3 | 1 | 1 | 93.6 | Giorgio Bormac | 51000202 | https://www.giorgiobormac.com/
51000212 | PT56C, For contact measurements, mm 200x5 | 1 | 1 | 94.9 | Giorgio Bormac | 51000212 | https://www.giorgiobormac.com/
51000222 | PT56P, Penetration measurements, mm150x4 | 1 | 1 | 94.9 | Giorgio Bormac | 51000222 | https://www.giorgiobormac.com/
51000232 | PT56A, For measurement in air, mm200x4 | 1 | 1 | 94.9 | Giorgio Bormac | 51000232 | https://www.giorgiobormac.com/
51000242 | PT56L 1/5 DIN, For measurements in liquids, mm 200x3 | 1 | 1 | 110.5 | Giorgio Bormac | 51000242 | https://www.giorgiobormac.com/
51000252 | PT56 TFE, Teflon cable ideal for oven and freezer, mm 100x4 | 1 | 1 | 94.9 | Giorgio Bormac | 51000252 | https://www.giorgiobormac.com/
51000262 | PT56/500, For measurements in liquids, mm 500x6 | 1 | 1 | 143 | Giorgio Bormac | 51000262 | https://www.giorgiobormac.com/
51000272 | PT56/1000, For measurements in liquids, mm 1000x6 | 1 | 1 | 169 | Giorgio Bormac | 51000272 | https://www.giorgiobormac.com/
51000752 | 3K220, For measurements in liquids/air, mm 200x2 | 1 | 1 | 80.6 | Giorgio Bormac | 51000752 | https://www.giorgiobormac.com/
51000762 | 3K320, mm 200x3 | 1 | 1 | 80.6 | Giorgio Bormac | 51000762 | https://www.giorgiobormac.com/
51000772 | 3K350, mm 500x3 | 1 | 1 | 91 | Giorgio Bormac | 51000772 | https://www.giorgiobormac.com/
51000782 | 3K6100, mineral oxide folding probe, mm 1000x6 | 1 | 1 | 123.5 | Giorgio Bormac | 51000782 | https://www.giorgiobormac.com/
51000792 | 3K650, mineral oxide folding probe, mm 500x6 | 1 | 1 | 110.5 | Giorgio Bormac | 51000792 | https://www.giorgiobormac.com/
51000802 | 3K520C, For contact measurements , mm200x5 | 1 | 1 | 93.6 | Giorgio Bormac | 51000802 | https://www.giorgiobormac.com/
51000812 | 3K1200, Wire manipulable probe, mm 2000x2 | 1 | 1 | 36.4 | Giorgio Bormac | 51000812 | https://www.giorgiobormac.com/
51000822 | 3K6120, mineral oxide folding probe, mm 1200x6 | 1 | 1 | 149.5 | Giorgio Bormac | 51000822 | https://www.giorgiobormac.com/
51000832 | 3K415P, Penetration measurements, mm150x4 | 1 | 1 | 87.1 | Giorgio Bormac | 51000832 | https://www.giorgiobormac.com/
51000902 | 3T320, For measurements in liquids/air, mm 200x3 | 1 | 1 | 91 | Giorgio Bormac | 51000902 | https://www.giorgiobormac.com/
51000912 | 3T415, Penetration measurements, mm150x4 | 1 | 1 | 97.5 | Giorgio Bormac | 51000912 | https://www.giorgiobormac.com/
51000922 | 3T520C, For contact measurements , mm200x5 | 1 | 1 | 104 | Giorgio Bormac | 51000922 | https://www.giorgiobormac.com/
51000932 | 3T420A, For measurement in air, mm200x4 | 1 | 1 | 97.5 | Giorgio Bormac | 51000932 | https://www.giorgiobormac.com/
51000942 | 3T215, Penetration measurements, mm150x2 | 1 | 1 | 123.5 | Giorgio Bormac | 51000942 | https://www.giorgiobormac.com/
51000952 | 3T210, Ideal for oven and freezer, mm 100x2,5 | 1 | 1 | 123.5 | Giorgio Bormac | 51000952 | https://www.giorgiobormac.com/
51004132 | REDOX combined electrode, cable lenght 3 m. | 1 | 1 | 110.5 | Giorgio Bormac | 51004132 | https://www.giorgiobormac.com/
70100003 | mini T Temperature datalogger with internal sensor, multifunction display, range of temperature -40…+80 °C / 0,01 °C | 1 | 1 | 120 | Giorgio Bormac | 70100003 | https://www.giorgiobormac.com/
70100103 | mini T1 Temperature datalogger with external probe 1 m cable, multifunction display, range of temperature -40…+80 °C | 1 | 1 | 150 | Giorgio Bormac | 70100103 | https://www.giorgiobormac.com/
70100203 | mini TH Temperature and humidity datalogger with internal sensor, multifunction display, range of temp. -40…+80°C | 1 | 1 | 170 | Giorgio Bormac | 70100203 | https://www.giorgiobormac.com/
70101003 | mini 1way Single trip temperature datalogger with internal sensor, range of temperature -40…+80 °C / 0,01 °C | 1 | 1 | 330 | Giorgio Bormac | 70101003 | https://www.giorgiobormac.com/
70101013 | mini 1way Single trip temperature datalogger with internal sensor, range of temperature -40…+80 °C / 0,01 °,10pcs | 1 | 1 | 350 | Giorgio Bormac | 70101013 | https://www.giorgiobormac.com/
27000803 | Dust soft Cover for XS Balances | 1 | 1 | 24 | Giorgio Bormac | 27000803 | https://www.giorgiobormac.com/
27000813 | Class M1 Weight of 100 g for XS Balances | 1 | 1 | 24 | Giorgio Bormac | 27000813 | https://www.giorgiobormac.com/
27000823 | Class M1 Weight of 1000 g for XS Balances | 1 | 1 | 40 | Giorgio Bormac | 27000823 | https://www.giorgiobormac.com/
962-591 | Certificate weight 100 kg | 1 | 1 | 127.6 | KERN | 962-591 | https://www.kern-sohn.com/cgi-bin/cosmoshop/lshop.cgi?action=shopstart&ls=en
962-591R | Certificate weight 100 kg | 1 | 1 | 127.6 | KERN | 962-591R | https://www.kern-sohn.com/cgi-bin/cosmoshop/lshop.cgi?action=shopstart&ls=en
962-691R | Certificate weight 100 kg | 1 | 1 | 69.3 | KERN | 962-691R | https://www.kern-sohn.com/cgi-bin/cosmoshop/lshop.cgi?action=shopstart&ls=en
962-695RN | Certificate weight 1000 kg | 1 | 1 | 286 | KERN | 962-695RN | https://www.kern-sohn.com/cgi-bin/cosmoshop/lshop.cgi?action=shopstart&ls=en
962-694RN | Certificate weight 1000 kg | 1 | 1 | 158.4 | KERN | 962-694RN | https://www.kern-sohn.com/cgi-bin/cosmoshop/lshop.cgi?action=shopstart&ls=en
962-692R | Certificate weight 200 kg | 1 | 1 | 69.3 | KERN | 962-692R | https://www.kern-sohn.com/cgi-bin/cosmoshop/lshop.cgi?action=shopstart&ls=en
962-693R | Certificate weight 500 kg | 1 | 1 | 69.3 | KERN | 962-693R | https://www.kern-sohn.com/cgi-bin/cosmoshop/lshop.cgi?action=shopstart&ls=en
950-132HLR | „Vérification primitive“ after Repair for France | 1 | 1 | 605 | KERN | 950-132HLR | https://www.kern-sohn.com/cgi-bin/cosmoshop/lshop.cgi?action=shopstart&ls=en
950-132LR | „Vérification primitive“ after Repair for France | 1 | 1 | 473 | KERN | 950-132LR | https://www.kern-sohn.com/cgi-bin/cosmoshop/lshop.cgi?action=shopstart&ls=en
950-131HLR | „Vérification primitive“ after Repair for France | 1 | 1 | 396 | KERN | 950-131HLR | https://www.kern-sohn.com/cgi-bin/cosmoshop/lshop.cgi?action=shopstart&ls=en
950-131LR | „Vérification primitive“ after Repair for France | 1 | 1 | 308 | KERN | 950-131LR | https://www.kern-sohn.com/cgi-bin/cosmoshop/lshop.cgi?action=shopstart&ls=en
950-130HLR | „Vérification primitive“ after Repair for France | 1 | 1 | 275 | KERN | 950-130HLR | https://www.kern-sohn.com/cgi-bin/cosmoshop/lshop.cgi?action=shopstart&ls=en
950-102LR | „Vérification primitive“ after Repair for France | 1 | 1 | 253 | KERN | 950-102LR | https://www.kern-sohn.com/cgi-bin/cosmoshop/lshop.cgi?action=shopstart&ls=en
950-130LR | „Vérification primitive“ after Repair for France | 1 | 1 | 220 | KERN | 950-130LR | https://www.kern-sohn.com/cgi-bin/cosmoshop/lshop.cgi?action=shopstart&ls=en
950-101LR | „Vérification primitive“ after Repair for France | 1 | 1 | 198 | KERN | 950-101LR | https://www.kern-sohn.com/cgi-bin/cosmoshop/lshop.cgi?action=shopstart&ls=en
950-118LR | „Vérification primitive“ after Repair for France | 1 | 1 | 187 | KERN | 950-118LR | https://www.kern-sohn.com/cgi-bin/cosmoshop/lshop.cgi?action=shopstart&ls=en
950-129HLR | „Vérification primitive“ after Repair for France | 1 | 1 | 165 | KERN | 950-129HLR | https://www.kern-sohn.com/cgi-bin/cosmoshop/lshop.cgi?action=shopstart&ls=en
950-129LR | „Vérification primitive“ after Repair for France | 1 | 1 | 151.8 | KERN | 950-129LR | https://www.kern-sohn.com/cgi-bin/cosmoshop/lshop.cgi?action=shopstart&ls=en
950-117LR | „Vérification primitive“ after Repair for France | 1 | 1 | 121 | KERN | 950-117LR | https://www.kern-sohn.com/cgi-bin/cosmoshop/lshop.cgi?action=shopstart&ls=en
950-116LR | „Vérification primitive“ after Repair for France | 1 | 1 | 99 | KERN | 950-116LR | https://www.kern-sohn.com/cgi-bin/cosmoshop/lshop.cgi?action=shopstart&ls=en
950-127LR | „Vérification primitive“ after Repair for France | 1 | 1 | 94.6 | KERN | 950-127LR | https://www.kern-sohn.com/cgi-bin/cosmoshop/lshop.cgi?action=shopstart&ls=en
950-128LR | „Vérification primitive“ after Repair for France | 1 | 1 | 94.6 | KERN | 950-128LR | https://www.kern-sohn.com/cgi-bin/cosmoshop/lshop.cgi?action=shopstart&ls=en
962-631N | 0,01 N | 1 | 1 | 25.3 | KERN | 962-631N | https://www.kern-sohn.com/cgi-bin/cosmoshop/lshop.cgi?action=shopstart&ls=en
962-632N | 0,02 N | 1 | 1 | 25.3 | KERN | 962-632N | https://www.kern-sohn.com/cgi-bin/cosmoshop/lshop.cgi?action=shopstart&ls=en
962-633N | 0,05 N | 1 | 1 | 25.3 | KERN | 962-633N | https://www.kern-sohn.com/cgi-bin/cosmoshop/lshop.cgi?action=shopstart&ls=en
962-634N | 0,1 N | 1 | 1 | 25.3 | KERN | 962-634N | https://www.kern-sohn.com/cgi-bin/cosmoshop/lshop.cgi?action=shopstart&ls=en
962-635N | 0,2 N | 1 | 1 | 25.3 | KERN | 962-635N | https://www.kern-sohn.com/cgi-bin/cosmoshop/lshop.cgi?action=shopstart&ls=en
962-636N | 0,5 N | 1 | 1 | 25.3 | KERN | 962-636N | https://www.kern-sohn.com/cgi-bin/cosmoshop/lshop.cgi?action=shopstart&ls=en
962-331RN | 1 g | 1 | 1 | 38.5 | KERN | 962-331RN | https://www.kern-sohn.com/cgi-bin/cosmoshop/lshop.cgi?action=shopstart&ls=en
962-531RN | 1 g | 1 | 1 | 28.6 | KERN | 962-531RN | https://www.kern-sohn.com/cgi-bin/cosmoshop/lshop.cgi?action=shopstart&ls=en
962-631RN | 1 g | 1 | 1 | 25.3 | KERN | 962-631RN | https://www.kern-sohn.com/cgi-bin/cosmoshop/lshop.cgi?action=shopstart&ls=en
962-731RN | 1 g | 1 | 1 | 25.3 | KERN | 962-731RN | https://www.kern-sohn.com/cgi-bin/cosmoshop/lshop.cgi?action=shopstart&ls=en
962-831RN | 1 g | 1 | 1 | 25.3 | KERN | 962-831RN | https://www.kern-sohn.com/cgi-bin/cosmoshop/lshop.cgi?action=shopstart&ls=en
962-319RN | 1 g - 1 kg | 1 | 1 | 401.5 | KERN | 962-319RN | https://www.kern-sohn.com/cgi-bin/cosmoshop/lshop.cgi?action=shopstart&ls=en
962-419RN | 1 g - 1 kg | 1 | 1 | 253 | KERN | 962-419RN | https://www.kern-sohn.com/cgi-bin/cosmoshop/lshop.cgi?action=shopstart&ls=en
962-519RN | 1 g - 1 kg | 1 | 1 | 247.5 | KERN | 962-519RN | https://www.kern-sohn.com/cgi-bin/cosmoshop/lshop.cgi?action=shopstart&ls=en
962-619RN | 1 g - 1 kg | 1 | 1 | 202.4 | KERN | 962-619RN | https://www.kern-sohn.com/cgi-bin/cosmoshop/lshop.cgi?action=shopstart&ls=en
962-719RN | 1 g - 1 kg | 1 | 1 | 202.4 | KERN | 962-719RN | https://www.kern-sohn.com/cgi-bin/cosmoshop/lshop.cgi?action=shopstart&ls=en
962-819RN | 1 g - 1 kg | 1 | 1 | 201.3 | KERN | 962-819RN | https://www.kern-sohn.com/cgi-bin/cosmoshop/lshop.cgi?action=shopstart&ls=en
962-322RN | 1 g - 10 kg | 1 | 1 | 583 | KERN | 962-322RN | https://www.kern-sohn.com/cgi-bin/cosmoshop/lshop.cgi?action=shopstart&ls=en
962-422RN | 1 g - 10 kg | 1 | 1 | 357.5 | KERN | 962-422RN | https://www.kern-sohn.com/cgi-bin/cosmoshop/lshop.cgi?action=shopstart&ls=en
962-522RN | 1 g - 10 kg | 1 | 1 | 357.5 | KERN | 962-522RN | https://www.kern-sohn.com/cgi-bin/cosmoshop/lshop.cgi?action=shopstart&ls=en
962-622RN | 1 g - 10 kg | 1 | 1 | 269.5 | KERN | 962-622RN | https://www.kern-sohn.com/cgi-bin/cosmoshop/lshop.cgi?action=shopstart&ls=en
962-722RN | 1 g - 10 kg | 1 | 1 | 269.5 | KERN | 962-722RN | https://www.kern-sohn.com/cgi-bin/cosmoshop/lshop.cgi?action=shopstart&ls=en
962-822RN | 1 g - 10 kg | 1 | 1 | 269.5 | KERN | 962-822RN | https://www.kern-sohn.com/cgi-bin/cosmoshop/lshop.cgi?action=shopstart&ls=en
962-316RN | 1 g - 100 g | 1 | 1 | 247.5 | KERN | 962-316RN | https://www.kern-sohn.com/cgi-bin/cosmoshop/lshop.cgi?action=shopstart&ls=en
962-416RN | 1 g - 100 g | 1 | 1 | 168.3 | KERN | 962-416RN | https://www.kern-sohn.com/cgi-bin/cosmoshop/lshop.cgi?action=shopstart&ls=en
962-516RN | 1 g - 100 g | 1 | 1 | 167.2 | KERN | 962-516RN | https://www.kern-sohn.com/cgi-bin/cosmoshop/lshop.cgi?action=shopstart&ls=en
962-616RN | 1 g - 100 g | 1 | 1 | 137.5 | KERN | 962-616RN | https://www.kern-sohn.com/cgi-bin/cosmoshop/lshop.cgi?action=shopstart&ls=en
962-716RN | 1 g - 100 g | 1 | 1 | 137.5 | KERN | 962-716RN | https://www.kern-sohn.com/cgi-bin/cosmoshop/lshop.cgi?action=shopstart&ls=en
962-816RN | 1 g - 100 g | 1 | 1 | 136.4 | KERN | 962-816RN | https://www.kern-sohn.com/cgi-bin/cosmoshop/lshop.cgi?action=shopstart&ls=en
962-320RN | 1 g - 2 kg | 1 | 1 | 484 | KERN | 962-320RN | https://www.kern-sohn.com/cgi-bin/cosmoshop/lshop.cgi?action=shopstart&ls=en
962-420RN | 1 g - 2 kg | 1 | 1 | 302.5 | KERN | 962-420RN | https://www.kern-sohn.com/cgi-bin/cosmoshop/lshop.cgi?action=shopstart&ls=en
962-520RN | 1 g - 2 kg | 1 | 1 | 302.5 | KERN | 962-520RN | https://www.kern-sohn.com/cgi-bin/cosmoshop/lshop.cgi?action=shopstart&ls=en
962-620RN | 1 g - 2 kg | 1 | 1 | 236.5 | KERN | 962-620RN | https://www.kern-sohn.com/cgi-bin/cosmoshop/lshop.cgi?action=shopstart&ls=en
962-720RN | 1 g - 2 kg | 1 | 1 | 236.5 | KERN | 962-720RN | https://www.kern-sohn.com/cgi-bin/cosmoshop/lshop.cgi?action=shopstart&ls=en
962-820RN | 1 g - 2 kg | 1 | 1 | 236.5 | KERN | 962-820RN | https://www.kern-sohn.com/cgi-bin/cosmoshop/lshop.cgi?action=shopstart&ls=en
962-317RN | 1 g - 200 g | 1 | 1 | 324.5 | KERN | 962-317RN | https://www.kern-sohn.com/cgi-bin/cosmoshop/lshop.cgi?action=shopstart&ls=en
962-417RN | 1 g - 200 g | 1 | 1 | 209 | KERN | 962-417RN | https://www.kern-sohn.com/cgi-bin/cosmoshop/lshop.cgi?action=shopstart&ls=en
962-517RN | 1 g - 200 g | 1 | 1 | 209 | KERN | 962-517RN | https://www.kern-sohn.com/cgi-bin/cosmoshop/lshop.cgi?action=shopstart&ls=en
962-617RN | 1 g - 200 g | 1 | 1 | 169.4 | KERN | 962-617RN | https://www.kern-sohn.com/cgi-bin/cosmoshop/lshop.cgi?action=shopstart&ls=en
962-717RN | 1 g - 200 g | 1 | 1 | 169.4 | KERN | 962-717RN | https://www.kern-sohn.com/cgi-bin/cosmoshop/lshop.cgi?action=shopstart&ls=en
962-817RN | 1 g - 200 g | 1 | 1 | 169.4 | KERN | 962-817RN | https://www.kern-sohn.com/cgi-bin/cosmoshop/lshop.cgi?action=shopstart&ls=en
962-321RN | 1 g - 5 kg | 1 | 1 | 539 | KERN | 962-321RN | https://www.kern-sohn.com/cgi-bin/cosmoshop/lshop.cgi?action=shopstart&ls=en
962-421RN | 1 g - 5 kg | 1 | 1 | 330 | KERN | 962-421RN | https://www.kern-sohn.com/cgi-bin/cosmoshop/lshop.cgi?action=shopstart&ls=en
962-521RN | 1 g - 5 kg | 1 | 1 | 330 | KERN | 962-521RN | https://www.kern-sohn.com/cgi-bin/cosmoshop/lshop.cgi?action=shopstart&ls=en
962-621RN | 1 g - 5 kg | 1 | 1 | 253 | KERN | 962-621RN | https://www.kern-sohn.com/cgi-bin/cosmoshop/lshop.cgi?action=shopstart&ls=en
962-721RN | 1 g - 5 kg | 1 | 1 | 253 | KERN | 962-721RN | https://www.kern-sohn.com/cgi-bin/cosmoshop/lshop.cgi?action=shopstart&ls=en
962-821RN | 1 g - 5 kg | 1 | 1 | 253 | KERN | 962-821RN | https://www.kern-sohn.com/cgi-bin/cosmoshop/lshop.cgi?action=shopstart&ls=en
962-315RN | 1 g - 50 g | 1 | 1 | 212.3 | KERN | 962-315RN | https://www.kern-sohn.com/cgi-bin/cosmoshop/lshop.cgi?action=shopstart&ls=en
962-415RN | 1 g - 50 g | 1 | 1 | 147.4 | KERN | 962-415RN | https://www.kern-sohn.com/cgi-bin/cosmoshop/lshop.cgi?action=shopstart&ls=en
962-515RN | 1 g - 50 g | 1 | 1 | 146.3 | KERN | 962-515RN | https://www.kern-sohn.com/cgi-bin/cosmoshop/lshop.cgi?action=shopstart&ls=en
962-715RN | 1 g - 50 g | 1 | 1 | 121 | KERN | 962-715RN | https://www.kern-sohn.com/cgi-bin/cosmoshop/lshop.cgi?action=shopstart&ls=en
962-815RN | 1 g - 50 g | 1 | 1 | 119.9 | KERN | 962-815RN | https://www.kern-sohn.com/cgi-bin/cosmoshop/lshop.cgi?action=shopstart&ls=en
962-615RN | 1 g - 50 g | 1 | 1 | 121 | KERN | 962-615RN | https://www.kern-sohn.com/cgi-bin/cosmoshop/lshop.cgi?action=shopstart&ls=en
962-318RN | 1 g - 500 g | 1 | 1 | 357.5 | KERN | 962-318RN | https://www.kern-sohn.com/cgi-bin/cosmoshop/lshop.cgi?action=shopstart&ls=en
962-418RN | 1 g - 500 g | 1 | 1 | 231 | KERN | 962-418RN | https://www.kern-sohn.com/cgi-bin/cosmoshop/lshop.cgi?action=shopstart&ls=en
962-518RN | 1 g - 500 g | 1 | 1 | 231 | KERN | 962-518RN | https://www.kern-sohn.com/cgi-bin/cosmoshop/lshop.cgi?action=shopstart&ls=en
962-718RN | 1 g - 500 g | 1 | 1 | 185.9 | KERN | 962-718RN | https://www.kern-sohn.com/cgi-bin/cosmoshop/lshop.cgi?action=shopstart&ls=en
962-818RN | 1 g - 500 g | 1 | 1 | 184.8 | KERN | 962-818RN | https://www.kern-sohn.com/cgi-bin/cosmoshop/lshop.cgi?action=shopstart&ls=en
962-618RN | 1 g - 500 g | 1 | 1 | 185.9 | KERN | 962-618RN | https://www.kern-sohn.com/cgi-bin/cosmoshop/lshop.cgi?action=shopstart&ls=en
962-431RN | 1 g DAkkS-Calibration Certificate | 1 | 1 | 28.6 | KERN | 962-431RN | https://www.kern-sohn.com/cgi-bin/cosmoshop/lshop.cgi?action=shopstart&ls=en
962-341RN | 1 kg | 1 | 1 | 47.3 | KERN | 962-341RN | https://www.kern-sohn.com/cgi-bin/cosmoshop/lshop.cgi?action=shopstart&ls=en
962-541RN | 1 kg | 1 | 1 | 30.8 | KERN | 962-541RN | https://www.kern-sohn.com/cgi-bin/cosmoshop/lshop.cgi?action=shopstart&ls=en
962-641RN | 1 kg | 1 | 1 | 26.4 | KERN | 962-641RN | https://www.kern-sohn.com/cgi-bin/cosmoshop/lshop.cgi?action=shopstart&ls=en
962-741RN | 1 kg | 1 | 1 | 26.4 | KERN | 962-741RN | https://www.kern-sohn.com/cgi-bin/cosmoshop/lshop.cgi?action=shopstart&ls=en
962-841RN | 1 kg | 1 | 1 | 26.4 | KERN | 962-841RN | https://www.kern-sohn.com/cgi-bin/cosmoshop/lshop.cgi?action=shopstart&ls=en
962-441RN | 1 kg DAkkS-Calibration Certificate | 1 | 1 | 30.8 | KERN | 962-441RN | https://www.kern-sohn.com/cgi-bin/cosmoshop/lshop.cgi?action=shopstart&ls=en
962-351RN | 1 mg | 1 | 1 | 38.5 | KERN | 962-351RN | https://www.kern-sohn.com/cgi-bin/cosmoshop/lshop.cgi?action=shopstart&ls=en
962-451RN | 1 mg | 1 | 1 | 28.6 | KERN | 962-451RN | https://www.kern-sohn.com/cgi-bin/cosmoshop/lshop.cgi?action=shopstart&ls=en
962-551RN | 1 mg | 1 | 1 | 28.6 | KERN | 962-551RN | https://www.kern-sohn.com/cgi-bin/cosmoshop/lshop.cgi?action=shopstart&ls=en
962-651RN | 1 mg | 1 | 1 | 25.3 | KERN | 962-651RN | https://www.kern-sohn.com/cgi-bin/cosmoshop/lshop.cgi?action=shopstart&ls=en
962-305RN | 1 mg - 1 kg | 1 | 1 | 715 | KERN | 962-305RN | https://www.kern-sohn.com/cgi-bin/cosmoshop/lshop.cgi?action=shopstart&ls=en
962-405RN | 1 mg - 1 kg | 1 | 1 | 473 | KERN | 962-405RN | https://www.kern-sohn.com/cgi-bin/cosmoshop/lshop.cgi?action=shopstart&ls=en
962-505RN | 1 mg - 1 kg | 1 | 1 | 467.5 | KERN | 962-505RN | https://www.kern-sohn.com/cgi-bin/cosmoshop/lshop.cgi?action=shopstart&ls=en
962-605RN | 1 mg - 1 kg | 1 | 1 | 385 | KERN | 962-605RN | https://www.kern-sohn.com/cgi-bin/cosmoshop/lshop.cgi?action=shopstart&ls=en
962-705RN | 1 mg - 1 kg | 1 | 1 | 385 | KERN | 962-705RN | https://www.kern-sohn.com/cgi-bin/cosmoshop/lshop.cgi?action=shopstart&ls=en
962-308RN | 1 mg - 10 kg | 1 | 1 | 869 | KERN | 962-308RN | https://www.kern-sohn.com/cgi-bin/cosmoshop/lshop.cgi?action=shopstart&ls=en
962-408RN | 1 mg - 10 kg | 1 | 1 | 583 | KERN | 962-408RN | https://www.kern-sohn.com/cgi-bin/cosmoshop/lshop.cgi?action=shopstart&ls=en
962-508RN | 1 mg - 10 kg | 1 | 1 | 572 | KERN | 962-508RN | https://www.kern-sohn.com/cgi-bin/cosmoshop/lshop.cgi?action=shopstart&ls=en
962-708RN | 1 mg - 10 kg | 1 | 1 | 451 | KERN | 962-708RN | https://www.kern-sohn.com/cgi-bin/cosmoshop/lshop.cgi?action=shopstart&ls=en
962-608RN | 1 mg - 10 kg | 1 | 1 | 434.5 | KERN | 962-608RN | https://www.kern-sohn.com/cgi-bin/cosmoshop/lshop.cgi?action=shopstart&ls=en
962-402RN | 1 mg - 100 g | 1 | 1 | 390.5 | KERN | 962-402RN | https://www.kern-sohn.com/cgi-bin/cosmoshop/lshop.cgi?action=shopstart&ls=en
962-502RN | 1 mg - 100 g | 1 | 1 | 385 | KERN | 962-502RN | https://www.kern-sohn.com/cgi-bin/cosmoshop/lshop.cgi?action=shopstart&ls=en
962-602RN | 1 mg - 100 g | 1 | 1 | 319 | KERN | 962-602RN | https://www.kern-sohn.com/cgi-bin/cosmoshop/lshop.cgi?action=shopstart&ls=en
962-306RN | 1 mg - 2 kg | 1 | 1 | 781 | KERN | 962-306RN | https://www.kern-sohn.com/cgi-bin/cosmoshop/lshop.cgi?action=shopstart&ls=en
962-406RN | 1 mg - 2 kg | 1 | 1 | 522.5 | KERN | 962-406RN | https://www.kern-sohn.com/cgi-bin/cosmoshop/lshop.cgi?action=shopstart&ls=en
962-506RN | 1 mg - 2 kg | 1 | 1 | 522.5 | KERN | 962-506RN | https://www.kern-sohn.com/cgi-bin/cosmoshop/lshop.cgi?action=shopstart&ls=en
962-606RN | 1 mg - 2 kg | 1 | 1 | 418 | KERN | 962-606RN | https://www.kern-sohn.com/cgi-bin/cosmoshop/lshop.cgi?action=shopstart&ls=en
962-706RN | 1 mg - 2 kg | 1 | 1 | 418 | KERN | 962-706RN | https://www.kern-sohn.com/cgi-bin/cosmoshop/lshop.cgi?action=shopstart&ls=en
962-403RN | 1 mg - 200 g | 1 | 1 | 429 | KERN | 962-403RN | https://www.kern-sohn.com/cgi-bin/cosmoshop/lshop.cgi?action=shopstart&ls=en
962-503RN | 1 mg - 200 g | 1 | 1 | 429 | KERN | 962-503RN | https://www.kern-sohn.com/cgi-bin/cosmoshop/lshop.cgi?action=shopstart&ls=en
962-603RN | 1 mg - 200 g | 1 | 1 | 352 | KERN | 962-603RN | https://www.kern-sohn.com/cgi-bin/cosmoshop/lshop.cgi?action=shopstart&ls=en
962-307RN | 1 mg - 5 kg | 1 | 1 | 825 | KERN | 962-307RN | https://www.kern-sohn.com/cgi-bin/cosmoshop/lshop.cgi?action=shopstart&ls=en
962-407RN | 1 mg - 5 kg | 1 | 1 | 550 | KERN | 962-407RN | https://www.kern-sohn.com/cgi-bin/cosmoshop/lshop.cgi?action=shopstart&ls=en
962-507RN | 1 mg - 5 kg | 1 | 1 | 550 | KERN | 962-507RN | https://www.kern-sohn.com/cgi-bin/cosmoshop/lshop.cgi?action=shopstart&ls=en
962-707RN | 1 mg - 5 kg | 1 | 1 | 445.5 | KERN | 962-707RN | https://www.kern-sohn.com/cgi-bin/cosmoshop/lshop.cgi?action=shopstart&ls=en
962-607RN | 1 mg - 5 kg | 1 | 1 | 434.5 | KERN | 962-607RN | https://www.kern-sohn.com/cgi-bin/cosmoshop/lshop.cgi?action=shopstart&ls=en
962-401RN | 1 mg - 50 g | 1 | 1 | 368.5 | KERN | 962-401RN | https://www.kern-sohn.com/cgi-bin/cosmoshop/lshop.cgi?action=shopstart&ls=en
962-501RN | 1 mg - 50 g | 1 | 1 | 368.5 | KERN | 962-501RN | https://www.kern-sohn.com/cgi-bin/cosmoshop/lshop.cgi?action=shopstart&ls=en
962-601RN | 1 mg - 50 g | 1 | 1 | 302.5 | KERN | 962-601RN | https://www.kern-sohn.com/cgi-bin/cosmoshop/lshop.cgi?action=shopstart&ls=en
962-304RN | 1 mg - 500 g | 1 | 1 | 671 | KERN | 962-304RN | https://www.kern-sohn.com/cgi-bin/cosmoshop/lshop.cgi?action=shopstart&ls=en
962-504RN | 1 mg - 500 g | 1 | 1 | 451 | KERN | 962-504RN | https://www.kern-sohn.com/cgi-bin/cosmoshop/lshop.cgi?action=shopstart&ls=en
962-404RN | 1 mg - 500 g | 1 | 1 | 440 | KERN | 962-404RN | https://www.kern-sohn.com/cgi-bin/cosmoshop/lshop.cgi?action=shopstart&ls=en
962-604RN | 1 mg - 500 g | 1 | 1 | 368.5 | KERN | 962-604RN | https://www.kern-sohn.com/cgi-bin/cosmoshop/lshop.cgi?action=shopstart&ls=en
962-250RN | 1 mg - 500 mg | 1 | 1 | 489.5 | KERN | 962-250RN | https://www.kern-sohn.com/cgi-bin/cosmoshop/lshop.cgi?action=shopstart&ls=en
962-350RN | 1 mg - 500 mg | 1 | 1 | 319 | KERN | 962-350RN | https://www.kern-sohn.com/cgi-bin/cosmoshop/lshop.cgi?action=shopstart&ls=en
962-450RN | 1 mg - 500 mg | 1 | 1 | 220 | KERN | 962-450RN | https://www.kern-sohn.com/cgi-bin/cosmoshop/lshop.cgi?action=shopstart&ls=en
962-550RN | 1 mg - 500 mg | 1 | 1 | 220 | KERN | 962-550RN | https://www.kern-sohn.com/cgi-bin/cosmoshop/lshop.cgi?action=shopstart&ls=en
962-650RN | 1 mg - 500 mg | 1 | 1 | 181.5 | KERN | 962-650RN | https://www.kern-sohn.com/cgi-bin/cosmoshop/lshop.cgi?action=shopstart&ls=en
962-750RN | 1 mg - 500 mg | 1 | 1 | 69.3 | KERN | 962-750RN | https://www.kern-sohn.com/cgi-bin/cosmoshop/lshop.cgi?action=shopstart&ls=en
962-637N | 1 N | 1 | 1 | 26.4 | KERN | 962-637N | https://www.kern-sohn.com/cgi-bin/cosmoshop/lshop.cgi?action=shopstart&ls=en
962-334RN | 10 g | 1 | 1 | 38.5 | KERN | 962-334RN | https://www.kern-sohn.com/cgi-bin/cosmoshop/lshop.cgi?action=shopstart&ls=en
962-534RN | 10 g | 1 | 1 | 28.6 | KERN | 962-534RN | https://www.kern-sohn.com/cgi-bin/cosmoshop/lshop.cgi?action=shopstart&ls=en
962-634RN | 10 g | 1 | 1 | 25.3 | KERN | 962-634RN | https://www.kern-sohn.com/cgi-bin/cosmoshop/lshop.cgi?action=shopstart&ls=en
962-734RN | 10 g | 1 | 1 | 25.3 | KERN | 962-734RN | https://www.kern-sohn.com/cgi-bin/cosmoshop/lshop.cgi?action=shopstart&ls=en
962-834RN | 10 g | 1 | 1 | 25.3 | KERN | 962-834RN | https://www.kern-sohn.com/cgi-bin/cosmoshop/lshop.cgi?action=shopstart&ls=en
962-434RN | 10 g DAkkS-Calibration Certificate | 1 | 1 | 28.6 | KERN | 962-434RN | https://www.kern-sohn.com/cgi-bin/cosmoshop/lshop.cgi?action=shopstart&ls=en
962-344RN | 10 kg | 1 | 1 | 56.1 | KERN | 962-344RN | https://www.kern-sohn.com/cgi-bin/cosmoshop/lshop.cgi?action=shopstart&ls=en
962-544RN | 10 kg | 1 | 1 | 36.3 | KERN | 962-544RN | https://www.kern-sohn.com/cgi-bin/cosmoshop/lshop.cgi?action=shopstart&ls=en
962-644RN | 10 kg | 1 | 1 | 27.5 | KERN | 962-644RN | https://www.kern-sohn.com/cgi-bin/cosmoshop/lshop.cgi?action=shopstart&ls=en
962-744RN | 10 kg | 1 | 1 | 27.5 | KERN | 962-744RN | https://www.kern-sohn.com/cgi-bin/cosmoshop/lshop.cgi?action=shopstart&ls=en
962-844RN | 10 kg | 1 | 1 | 27.5 | KERN | 962-844RN | https://www.kern-sohn.com/cgi-bin/cosmoshop/lshop.cgi?action=shopstart&ls=en
962-444RN | 10 kg DAkkS-Calibration Certificate | 1 | 1 | 36.3 | KERN | 962-444RN | https://www.kern-sohn.com/cgi-bin/cosmoshop/lshop.cgi?action=shopstart&ls=en
962-354RN | 10 mg | 1 | 1 | 38.5 | KERN | 962-354RN | https://www.kern-sohn.com/cgi-bin/cosmoshop/lshop.cgi?action=shopstart&ls=en
962-454RN | 10 mg | 1 | 1 | 28.6 | KERN | 962-454RN | https://www.kern-sohn.com/cgi-bin/cosmoshop/lshop.cgi?action=shopstart&ls=en
962-554RN | 10 mg | 1 | 1 | 28.6 | KERN | 962-554RN | https://www.kern-sohn.com/cgi-bin/cosmoshop/lshop.cgi?action=shopstart&ls=en
962-654RN | 10 mg | 1 | 1 | 25.3 | KERN | 962-654RN | https://www.kern-sohn.com/cgi-bin/cosmoshop/lshop.cgi?action=shopstart&ls=en
962-641N | 10 N | 1 | 1 | 26.4 | KERN | 962-641N | https://www.kern-sohn.com/cgi-bin/cosmoshop/lshop.cgi?action=shopstart&ls=en
962-337RN | 100 g | 1 | 1 | 47.3 | KERN | 962-337RN | https://www.kern-sohn.com/cgi-bin/cosmoshop/lshop.cgi?action=shopstart&ls=en
962-537RN | 100 g | 1 | 1 | 30.8 | KERN | 962-537RN | https://www.kern-sohn.com/cgi-bin/cosmoshop/lshop.cgi?action=shopstart&ls=en
962-637RN | 100 g | 1 | 1 | 26.4 | KERN | 962-637RN | https://www.kern-sohn.com/cgi-bin/cosmoshop/lshop.cgi?action=shopstart&ls=en
962-737RN | 100 g | 1 | 1 | 26.4 | KERN | 962-737RN | https://www.kern-sohn.com/cgi-bin/cosmoshop/lshop.cgi?action=shopstart&ls=en
962-837RN | 100 g | 1 | 1 | 26.4 | KERN | 962-837RN | https://www.kern-sohn.com/cgi-bin/cosmoshop/lshop.cgi?action=shopstart&ls=en
962-437RN | 100 g DAkkS-Calibration Certificate | 1 | 1 | 30.8 | KERN | 962-437RN | https://www.kern-sohn.com/cgi-bin/cosmoshop/lshop.cgi?action=shopstart&ls=en
962-591RN | 100 kg | 1 | 1 | 136.4 | KERN | 962-591RN | https://www.kern-sohn.com/cgi-bin/cosmoshop/lshop.cgi?action=shopstart&ls=en
962-691RN | 100 kg | 1 | 1 | 78.1 | KERN | 962-691RN | https://www.kern-sohn.com/cgi-bin/cosmoshop/lshop.cgi?action=shopstart&ls=en
962-791RN | 100 kg | 1 | 1 | 78.1 | KERN | 962-791RN | https://www.kern-sohn.com/cgi-bin/cosmoshop/lshop.cgi?action=shopstart&ls=en
962-891RN | 100 kg | 1 | 1 | 78.1 | KERN | 962-891RN | https://www.kern-sohn.com/cgi-bin/cosmoshop/lshop.cgi?action=shopstart&ls=en
962-357RN | 100 mg | 1 | 1 | 38.5 | KERN | 962-357RN | https://www.kern-sohn.com/cgi-bin/cosmoshop/lshop.cgi?action=shopstart&ls=en
962-457RN | 100 mg | 1 | 1 | 28.6 | KERN | 962-457RN | https://www.kern-sohn.com/cgi-bin/cosmoshop/lshop.cgi?action=shopstart&ls=en
962-557RN | 100 mg | 1 | 1 | 28.6 | KERN | 962-557RN | https://www.kern-sohn.com/cgi-bin/cosmoshop/lshop.cgi?action=shopstart&ls=en
962-657RN | 100 mg | 1 | 1 | 25.3 | KERN | 962-657RN | https://www.kern-sohn.com/cgi-bin/cosmoshop/lshop.cgi?action=shopstart&ls=en
962-757RN | 100 mg | 1 | 1 | 25.3 | KERN | 962-757RN | https://www.kern-sohn.com/cgi-bin/cosmoshop/lshop.cgi?action=shopstart&ls=en
962-702RN | 100 mg - 100 g | 1 | 1 | 319 | KERN | 962-702RN | https://www.kern-sohn.com/cgi-bin/cosmoshop/lshop.cgi?action=shopstart&ls=en
962-703RN | 100 mg - 200 g | 1 | 1 | 352 | KERN | 962-703RN | https://www.kern-sohn.com/cgi-bin/cosmoshop/lshop.cgi?action=shopstart&ls=en
962-701RN | 100 mg - 50 g | 1 | 1 | 302.5 | KERN | 962-701RN | https://www.kern-sohn.com/cgi-bin/cosmoshop/lshop.cgi?action=shopstart&ls=en
962-704RN | 100 mg - 500 g | 1 | 1 | 368.5 | KERN | 962-704RN | https://www.kern-sohn.com/cgi-bin/cosmoshop/lshop.cgi?action=shopstart&ls=en
962-644N | 100 N | 1 | 1 | 27.5 | KERN | 962-644N | https://www.kern-sohn.com/cgi-bin/cosmoshop/lshop.cgi?action=shopstart&ls=en
OBB-A1377 | 100W Halogen bulb (Philips) | 1 | 1 | 38.5 | KERN | OBB-A1377 | https://www.kern-sohn.com/cgi-bin/cosmoshop/lshop.cgi?action=shopstart&ls=en
OBB-A1155 | 100W HBO Fluorescence unit (B / G / UV / U) | 1 | 1 | 4774 | KERN | OBB-A1155 | https://www.kern-sohn.com/cgi-bin/cosmoshop/lshop.cgi?action=shopstart&ls=en
OBB-A1516 | 100W HBO Fluorescence unit (B / G) | 1 | 1 | 5478 | KERN | OBB-A1516 | https://www.kern-sohn.com/cgi-bin/cosmoshop/lshop.cgi?action=shopstart&ls=en
OBB-A1153 | 100W HBO Fluorescence unit (B / G) | 1 | 1 | 3388 | KERN | OBB-A1153 | https://www.kern-sohn.com/cgi-bin/cosmoshop/lshop.cgi?action=shopstart&ls=en
OBB-A1154 | 100W HBO Fluorescence unit (B / G) | 1 | 1 | 2585 | KERN | OBB-A1154 | https://www.kern-sohn.com/cgi-bin/cosmoshop/lshop.cgi?action=shopstart&ls=en
OBB-A1557 | 12V / 20W Halogen bulb (Philips) | 1 | 1 | 20.9 | KERN | OBB-A1557 | https://www.kern-sohn.com/cgi-bin/cosmoshop/lshop.cgi?action=shopstart&ls=en
OZB-A4804 | 12V/10W Halogen bulb | 1 | 1 | 20.9 | KERN | OZB-A4804 | https://www.kern-sohn.com/cgi-bin/cosmoshop/lshop.cgi?action=shopstart&ls=en
OBB-A1207 | 12V/50W Halogen bulb | 1 | 1 | 20.9 | KERN | OBB-A1207 | https://www.kern-sohn.com/cgi-bin/cosmoshop/lshop.cgi?action=shopstart&ls=en
AC 22 | 1-Jaw-Clamp | 1 | 1 | 132 | KERN | AC 22 | https://www.kern-sohn.com/cgi-bin/cosmoshop/lshop.cgi?action=shopstart&ls=en
AC 13R | 1-Jaw-Clamp | 1 | 1 | 49.5 | KERN | AC 13R | https://www.kern-sohn.com/cgi-bin/cosmoshop/lshop.cgi?action=shopstart&ls=en
AC 13 | 1-jaw-clamp, 2 pieces | 1 | 1 | 85.8 | KERN | AC 13 | https://www.kern-sohn.com/cgi-bin/cosmoshop/lshop.cgi?action=shopstart&ls=en
962-332RN | 2 g | 1 | 1 | 38.5 | KERN | 962-332RN | https://www.kern-sohn.com/cgi-bin/cosmoshop/lshop.cgi?action=shopstart&ls=en
962-532RN | 2 g | 1 | 1 | 28.6 | KERN | 962-532RN | https://www.kern-sohn.com/cgi-bin/cosmoshop/lshop.cgi?action=shopstart&ls=en
962-632RN | 2 g | 1 | 1 | 25.3 | KERN | 962-632RN | https://www.kern-sohn.com/cgi-bin/cosmoshop/lshop.cgi?action=shopstart&ls=en
962-732RN | 2 g | 1 | 1 | 25.3 | KERN | 962-732RN | https://www.kern-sohn.com/cgi-bin/cosmoshop/lshop.cgi?action=shopstart&ls=en
962-832RN | 2 g | 1 | 1 | 25.3 | KERN | 962-832RN | https://www.kern-sohn.com/cgi-bin/cosmoshop/lshop.cgi?action=shopstart&ls=en
962-432RN | 2 g DAkkS-Calibration Certificate | 1 | 1 | 28.6 | KERN | 962-432RN | https://www.kern-sohn.com/cgi-bin/cosmoshop/lshop.cgi?action=shopstart&ls=en
962-342RN | 2 kg | 1 | 1 | 56.1 | KERN | 962-342RN | https://www.kern-sohn.com/cgi-bin/cosmoshop/lshop.cgi?action=shopstart&ls=en
962-542RN | 2 kg | 1 | 1 | 36.3 | KERN | 962-542RN | https://www.kern-sohn.com/cgi-bin/cosmoshop/lshop.cgi?action=shopstart&ls=en
962-642RN | 2 kg | 1 | 1 | 27.5 | KERN | 962-642RN | https://www.kern-sohn.com/cgi-bin/cosmoshop/lshop.cgi?action=shopstart&ls=en
962-742RN | 2 kg | 1 | 1 | 27.5 | KERN | 962-742RN | https://www.kern-sohn.com/cgi-bin/cosmoshop/lshop.cgi?action=shopstart&ls=en
962-842RN | 2 kg | 1 | 1 | 27.5 | KERN | 962-842RN | https://www.kern-sohn.com/cgi-bin/cosmoshop/lshop.cgi?action=shopstart&ls=en
962-442RN | 2 kg DAkkS-Calibration Certificate | 1 | 1 | 36.3 | KERN | 962-442RN | https://www.kern-sohn.com/cgi-bin/cosmoshop/lshop.cgi?action=shopstart&ls=en
962-352RN | 2 mg | 1 | 1 | 38.5 | KERN | 962-352RN | https://www.kern-sohn.com/cgi-bin/cosmoshop/lshop.cgi?action=shopstart&ls=en
962-452RN | 2 mg | 1 | 1 | 28.6 | KERN | 962-452RN | https://www.kern-sohn.com/cgi-bin/cosmoshop/lshop.cgi?action=shopstart&ls=en
962-552RN | 2 mg | 1 | 1 | 28.6 | KERN | 962-552RN | https://www.kern-sohn.com/cgi-bin/cosmoshop/lshop.cgi?action=shopstart&ls=en
962-652RN | 2 mg | 1 | 1 | 25.3 | KERN | 962-652RN | https://www.kern-sohn.com/cgi-bin/cosmoshop/lshop.cgi?action=shopstart&ls=en
962-638N | 2 N | 1 | 1 | 26.4 | KERN | 962-638N | https://www.kern-sohn.com/cgi-bin/cosmoshop/lshop.cgi?action=shopstart&ls=en
962-335RN | 20 g | 1 | 1 | 38.5 | KERN | 962-335RN | https://www.kern-sohn.com/cgi-bin/cosmoshop/lshop.cgi?action=shopstart&ls=en
962-535RN | 20 g | 1 | 1 | 28.6 | KERN | 962-535RN | https://www.kern-sohn.com/cgi-bin/cosmoshop/lshop.cgi?action=shopstart&ls=en
962-635RN | 20 g | 1 | 1 | 25.3 | KERN | 962-635RN | https://www.kern-sohn.com/cgi-bin/cosmoshop/lshop.cgi?action=shopstart&ls=en
962-735RN | 20 g | 1 | 1 | 25.3 | KERN | 962-735RN | https://www.kern-sohn.com/cgi-bin/cosmoshop/lshop.cgi?action=shopstart&ls=en
962-835RN | 20 g | 1 | 1 | 25.3 | KERN | 962-835RN | https://www.kern-sohn.com/cgi-bin/cosmoshop/lshop.cgi?action=shopstart&ls=en
962-435RN | 20 g DAkkS-Calibration Certificate | 1 | 1 | 28.6 | KERN | 962-435RN | https://www.kern-sohn.com/cgi-bin/cosmoshop/lshop.cgi?action=shopstart&ls=en
962-345RN | 20 kg | 1 | 1 | 69.3 | KERN | 962-345RN | https://www.kern-sohn.com/cgi-bin/cosmoshop/lshop.cgi?action=shopstart&ls=en
962-545RN | 20 kg | 1 | 1 | 39.6 | KERN | 962-545RN | https://www.kern-sohn.com/cgi-bin/cosmoshop/lshop.cgi?action=shopstart&ls=en
962-645RN | 20 kg | 1 | 1 | 33 | KERN | 962-645RN | https://www.kern-sohn.com/cgi-bin/cosmoshop/lshop.cgi?action=shopstart&ls=en
962-745RN | 20 kg | 1 | 1 | 33 | KERN | 962-745RN | https://www.kern-sohn.com/cgi-bin/cosmoshop/lshop.cgi?action=shopstart&ls=en
962-845RN | 20 kg | 1 | 1 | 33 | KERN | 962-845RN | https://www.kern-sohn.com/cgi-bin/cosmoshop/lshop.cgi?action=shopstart&ls=en
962-445RN | 20 kg DAkkS-Calibration Certificate | 1 | 1 | 39.6 | KERN | 962-445RN | https://www.kern-sohn.com/cgi-bin/cosmoshop/lshop.cgi?action=shopstart&ls=en
962-355RN | 20 mg | 1 | 1 | 38.5 | KERN | 962-355RN | https://www.kern-sohn.com/cgi-bin/cosmoshop/lshop.cgi?action=shopstart&ls=en
962-455RN | 20 mg | 1 | 1 | 28.6 | KERN | 962-455RN | https://www.kern-sohn.com/cgi-bin/cosmoshop/lshop.cgi?action=shopstart&ls=en
962-555RN | 20 mg | 1 | 1 | 28.6 | KERN | 962-555RN | https://www.kern-sohn.com/cgi-bin/cosmoshop/lshop.cgi?action=shopstart&ls=en
962-655RN | 20 mg | 1 | 1 | 25.3 | KERN | 962-655RN | https://www.kern-sohn.com/cgi-bin/cosmoshop/lshop.cgi?action=shopstart&ls=en
962-642N | 20 N | 1 | 1 | 27.5 | KERN | 962-642N | https://www.kern-sohn.com/cgi-bin/cosmoshop/lshop.cgi?action=shopstart&ls=en
962-338RN | 200 g | 1 | 1 | 47.3 | KERN | 962-338RN | https://www.kern-sohn.com/cgi-bin/cosmoshop/lshop.cgi?action=shopstart&ls=en
962-538RN | 200 g | 1 | 1 | 30.8 | KERN | 962-538RN | https://www.kern-sohn.com/cgi-bin/cosmoshop/lshop.cgi?action=shopstart&ls=en
962-638RN | 200 g | 1 | 1 | 26.4 | KERN | 962-638RN | https://www.kern-sohn.com/cgi-bin/cosmoshop/lshop.cgi?action=shopstart&ls=en
962-738RN | 200 g | 1 | 1 | 26.4 | KERN | 962-738RN | https://www.kern-sohn.com/cgi-bin/cosmoshop/lshop.cgi?action=shopstart&ls=en
962-838RN | 200 g | 1 | 1 | 26.4 | KERN | 962-838RN | https://www.kern-sohn.com/cgi-bin/cosmoshop/lshop.cgi?action=shopstart&ls=en
962-438RN | 200 g DAkkS-Calibration Certificate | 1 | 1 | 30.8 | KERN | 962-438RN | https://www.kern-sohn.com/cgi-bin/cosmoshop/lshop.cgi?action=shopstart&ls=en
962-592 | 200 kg | 1 | 1 | 127.6 | KERN | 962-592 | https://www.kern-sohn.com/cgi-bin/cosmoshop/lshop.cgi?action=shopstart&ls=en
962-592R | 200 kg | 1 | 1 | 127.6 | KERN | 962-592R | https://www.kern-sohn.com/cgi-bin/cosmoshop/lshop.cgi?action=shopstart&ls=en
962-592RN | 200 kg | 1 | 1 | 136.4 | KERN | 962-592RN | https://www.kern-sohn.com/cgi-bin/cosmoshop/lshop.cgi?action=shopstart&ls=en
962-692RN | 200 kg | 1 | 1 | 78.1 | KERN | 962-692RN | https://www.kern-sohn.com/cgi-bin/cosmoshop/lshop.cgi?action=shopstart&ls=en
962-792RN | 200 kg | 1 | 1 | 78.1 | KERN | 962-792RN | https://www.kern-sohn.com/cgi-bin/cosmoshop/lshop.cgi?action=shopstart&ls=en
962-892RN | 200 kg | 1 | 1 | 78.1 | KERN | 962-892RN | https://www.kern-sohn.com/cgi-bin/cosmoshop/lshop.cgi?action=shopstart&ls=en
962-358RN | 200 mg | 1 | 1 | 38.5 | KERN | 962-358RN | https://www.kern-sohn.com/cgi-bin/cosmoshop/lshop.cgi?action=shopstart&ls=en
962-458RN | 200 mg | 1 | 1 | 28.6 | KERN | 962-458RN | https://www.kern-sohn.com/cgi-bin/cosmoshop/lshop.cgi?action=shopstart&ls=en
962-558RN | 200 mg | 1 | 1 | 28.6 | KERN | 962-558RN | https://www.kern-sohn.com/cgi-bin/cosmoshop/lshop.cgi?action=shopstart&ls=en
962-658RN | 200 mg | 1 | 1 | 25.3 | KERN | 962-658RN | https://www.kern-sohn.com/cgi-bin/cosmoshop/lshop.cgi?action=shopstart&ls=en
962-758RN | 200 mg | 1 | 1 | 25.3 | KERN | 962-758RN | https://www.kern-sohn.com/cgi-bin/cosmoshop/lshop.cgi?action=shopstart&ls=en
AC 18R | 2-Jaw-Grip | 1 | 1 | 77 | KERN | AC 18R | https://www.kern-sohn.com/cgi-bin/cosmoshop/lshop.cgi?action=shopstart&ls=en
AC 18 | 2-Jaw-Grip, 2 pieces | 1 | 1 | 137.5 | KERN | AC 18 | https://www.kern-sohn.com/cgi-bin/cosmoshop/lshop.cgi?action=shopstart&ls=en
962-733RN | 5 g | 1 | 1 | 25.3 | KERN | 962-733RN | https://www.kern-sohn.com/cgi-bin/cosmoshop/lshop.cgi?action=shopstart&ls=en
962-333RN | 5 g | 1 | 1 | 38.5 | KERN | 962-333RN | https://www.kern-sohn.com/cgi-bin/cosmoshop/lshop.cgi?action=shopstart&ls=en
962-533RN | 5 g | 1 | 1 | 28.6 | KERN | 962-533RN | https://www.kern-sohn.com/cgi-bin/cosmoshop/lshop.cgi?action=shopstart&ls=en
962-633RN | 5 g | 1 | 1 | 25.3 | KERN | 962-633RN | https://www.kern-sohn.com/cgi-bin/cosmoshop/lshop.cgi?action=shopstart&ls=en
962-833RN | 5 g | 1 | 1 | 25.3 | KERN | 962-833RN | https://www.kern-sohn.com/cgi-bin/cosmoshop/lshop.cgi?action=shopstart&ls=en
962-433RN | 5 g DAkkS-Calibration Certificate | 1 | 1 | 28.6 | KERN | 962-433RN | https://www.kern-sohn.com/cgi-bin/cosmoshop/lshop.cgi?action=shopstart&ls=en
962-343RN | 5 kg | 1 | 1 | 56.1 | KERN | 962-343RN | https://www.kern-sohn.com/cgi-bin/cosmoshop/lshop.cgi?action=shopstart&ls=en
962-543RN | 5 kg | 1 | 1 | 36.3 | KERN | 962-543RN | https://www.kern-sohn.com/cgi-bin/cosmoshop/lshop.cgi?action=shopstart&ls=en
962-643RN | 5 kg | 1 | 1 | 27.5 | KERN | 962-643RN | https://www.kern-sohn.com/cgi-bin/cosmoshop/lshop.cgi?action=shopstart&ls=en
962-743RN | 5 kg | 1 | 1 | 27.5 | KERN | 962-743RN | https://www.kern-sohn.com/cgi-bin/cosmoshop/lshop.cgi?action=shopstart&ls=en
962-843RN | 5 kg | 1 | 1 | 27.5 | KERN | 962-843RN | https://www.kern-sohn.com/cgi-bin/cosmoshop/lshop.cgi?action=shopstart&ls=en
962-443RN | 5 kg DAkkS-Calibration Certificate | 1 | 1 | 36.3 | KERN | 962-443RN | https://www.kern-sohn.com/cgi-bin/cosmoshop/lshop.cgi?action=shopstart&ls=en
962-353RN | 5 mg | 1 | 1 | 38.5 | KERN | 962-353RN | https://www.kern-sohn.com/cgi-bin/cosmoshop/lshop.cgi?action=shopstart&ls=en
962-453RN | 5 mg | 1 | 1 | 28.6 | KERN | 962-453RN | https://www.kern-sohn.com/cgi-bin/cosmoshop/lshop.cgi?action=shopstart&ls=en
962-553RN | 5 mg | 1 | 1 | 28.6 | KERN | 962-553RN | https://www.kern-sohn.com/cgi-bin/cosmoshop/lshop.cgi?action=shopstart&ls=en
962-653RN | 5 mg | 1 | 1 | 25.3 | KERN | 962-653RN | https://www.kern-sohn.com/cgi-bin/cosmoshop/lshop.cgi?action=shopstart&ls=en
962-639N | 5 N | 1 | 1 | 26.4 | KERN | 962-639N | https://www.kern-sohn.com/cgi-bin/cosmoshop/lshop.cgi?action=shopstart&ls=en
962-336RN | 50 g | 1 | 1 | 38.5 | KERN | 962-336RN | https://www.kern-sohn.com/cgi-bin/cosmoshop/lshop.cgi?action=shopstart&ls=en
962-536RN | 50 g | 1 | 1 | 28.6 | KERN | 962-536RN | https://www.kern-sohn.com/cgi-bin/cosmoshop/lshop.cgi?action=shopstart&ls=en
962-636RN | 50 g | 1 | 1 | 25.3 | KERN | 962-636RN | https://www.kern-sohn.com/cgi-bin/cosmoshop/lshop.cgi?action=shopstart&ls=en
962-736RN | 50 g | 1 | 1 | 25.3 | KERN | 962-736RN | https://www.kern-sohn.com/cgi-bin/cosmoshop/lshop.cgi?action=shopstart&ls=en
962-436RN | 50 g DAkkS-Calibration Certificate | 1 | 1 | 28.6 | KERN | 962-436RN | https://www.kern-sohn.com/cgi-bin/cosmoshop/lshop.cgi?action=shopstart&ls=en
962-346RN | 50 kg | 1 | 1 | 79.2 | KERN | 962-346RN | https://www.kern-sohn.com/cgi-bin/cosmoshop/lshop.cgi?action=shopstart&ls=en
962-546RN | 50 kg | 1 | 1 | 51.7 | KERN | 962-546RN | https://www.kern-sohn.com/cgi-bin/cosmoshop/lshop.cgi?action=shopstart&ls=en
962-646RN | 50 kg | 1 | 1 | 35.2 | KERN | 962-646RN | https://www.kern-sohn.com/cgi-bin/cosmoshop/lshop.cgi?action=shopstart&ls=en
962-746RN | 50 kg | 1 | 1 | 35.2 | KERN | 962-746RN | https://www.kern-sohn.com/cgi-bin/cosmoshop/lshop.cgi?action=shopstart&ls=en
962-846RN | 50 kg | 1 | 1 | 35.2 | KERN | 962-846RN | https://www.kern-sohn.com/cgi-bin/cosmoshop/lshop.cgi?action=shopstart&ls=en
962-446RN | 50 kg DAkkS-Calibration Certificate | 1 | 1 | 51.7 | KERN | 962-446RN | https://www.kern-sohn.com/cgi-bin/cosmoshop/lshop.cgi?action=shopstart&ls=en
962-356RN | 50 mg | 1 | 1 | 38.5 | KERN | 962-356RN | https://www.kern-sohn.com/cgi-bin/cosmoshop/lshop.cgi?action=shopstart&ls=en
962-456RN | 50 mg | 1 | 1 | 28.6 | KERN | 962-456RN | https://www.kern-sohn.com/cgi-bin/cosmoshop/lshop.cgi?action=shopstart&ls=en
962-556RN | 50 mg | 1 | 1 | 28.6 | KERN | 962-556RN | https://www.kern-sohn.com/cgi-bin/cosmoshop/lshop.cgi?action=shopstart&ls=en
962-656RN | 50 mg | 1 | 1 | 25.3 | KERN | 962-656RN | https://www.kern-sohn.com/cgi-bin/cosmoshop/lshop.cgi?action=shopstart&ls=en
962-643N | 50 N | 1 | 1 | 27.5 | KERN | 962-643N | https://www.kern-sohn.com/cgi-bin/cosmoshop/lshop.cgi?action=shopstart&ls=en
962-339RN | 500 g | 1 | 1 | 47.3 | KERN | 962-339RN | https://www.kern-sohn.com/cgi-bin/cosmoshop/lshop.cgi?action=shopstart&ls=en
962-539RN | 500 g | 1 | 1 | 30.8 | KERN | 962-539RN | https://www.kern-sohn.com/cgi-bin/cosmoshop/lshop.cgi?action=shopstart&ls=en
962-639RN | 500 g | 1 | 1 | 26.4 | KERN | 962-639RN | https://www.kern-sohn.com/cgi-bin/cosmoshop/lshop.cgi?action=shopstart&ls=en
962-739RN | 500 g | 1 | 1 | 26.4 | KERN | 962-739RN | https://www.kern-sohn.com/cgi-bin/cosmoshop/lshop.cgi?action=shopstart&ls=en
962-839RN | 500 g | 1 | 1 | 26.4 | KERN | 962-839RN | https://www.kern-sohn.com/cgi-bin/cosmoshop/lshop.cgi?action=shopstart&ls=en
962-439RN | 500 g DAkkS-Calibration Certificate | 1 | 1 | 30.8 | KERN | 962-439RN | https://www.kern-sohn.com/cgi-bin/cosmoshop/lshop.cgi?action=shopstart&ls=en
962-593RN | 500 kg | 1 | 1 | 136.4 | KERN | 962-593RN | https://www.kern-sohn.com/cgi-bin/cosmoshop/lshop.cgi?action=shopstart&ls=en
962-793RN | 500 kg | 1 | 1 | 78.1 | KERN | 962-793RN | https://www.kern-sohn.com/cgi-bin/cosmoshop/lshop.cgi?action=shopstart&ls=en
962-893RN | 500 kg | 1 | 1 | 78.1 | KERN | 962-893RN | https://www.kern-sohn.com/cgi-bin/cosmoshop/lshop.cgi?action=shopstart&ls=en
962-693RN | 500 kg Gewicht | 1 | 1 | 78.1 | KERN | 962-693RN | https://www.kern-sohn.com/cgi-bin/cosmoshop/lshop.cgi?action=shopstart&ls=en
962-359RN | 500 mg | 1 | 1 | 38.5 | KERN | 962-359RN | https://www.kern-sohn.com/cgi-bin/cosmoshop/lshop.cgi?action=shopstart&ls=en
962-459RN | 500 mg | 1 | 1 | 28.6 | KERN | 962-459RN | https://www.kern-sohn.com/cgi-bin/cosmoshop/lshop.cgi?action=shopstart&ls=en
962-559RN | 500 mg | 1 | 1 | 28.6 | KERN | 962-559RN | https://www.kern-sohn.com/cgi-bin/cosmoshop/lshop.cgi?action=shopstart&ls=en
962-659RN | 500 mg | 1 | 1 | 25.3 | KERN | 962-659RN | https://www.kern-sohn.com/cgi-bin/cosmoshop/lshop.cgi?action=shopstart&ls=en
962-759RN | 500 mg | 1 | 1 | 25.3 | KERN | 962-759RN | https://www.kern-sohn.com/cgi-bin/cosmoshop/lshop.cgi?action=shopstart&ls=en
OBB-A1156 | 5W LED Fluorescence unit (B / G) | 1 | 1 | 3421 | KERN | OBB-A1156 | https://www.kern-sohn.com/cgi-bin/cosmoshop/lshop.cgi?action=shopstart&ls=en
OBB-A1157 | 5W LED Fluorescence unit (B / G) | 1 | 1 | 3421 | KERN | OBB-A1157 | https://www.kern-sohn.com/cgi-bin/cosmoshop/lshop.cgi?action=shopstart&ls=en
OBB-A1370 | 6V/20W Halogen bulb (Philips) | 1 | 1 | 27.5 | KERN | OBB-A1370 | https://www.kern-sohn.com/cgi-bin/cosmoshop/lshop.cgi?action=shopstart&ls=en
OBB-A2440 | 6V/30W Halogen bulb (Osram) | 1 | 1 | 44 | KERN | OBB-A2440 | https://www.kern-sohn.com/cgi-bin/cosmoshop/lshop.cgi?action=shopstart&ls=en
OBB-A1372 | 6V/30W Halogen bulb (Philips) | 1 | 1 | 38.5 | KERN | OBB-A1372 | https://www.kern-sohn.com/cgi-bin/cosmoshop/lshop.cgi?action=shopstart&ls=en
LD-A01 | A/D-converter module | 1 | 1 | 396 | KERN | LD-A01 | https://www.kern-sohn.com/cgi-bin/cosmoshop/lshop.cgi?action=shopstart&ls=en
BIC-A01 | Access ramp 1000x1000x108 mm | 1 | 1 | 385 | KERN | BIC-A01 | https://www.kern-sohn.com/cgi-bin/cosmoshop/lshop.cgi?action=shopstart&ls=en
BFS-A01N | Access ramp 1000x745x90 mm | 1 | 1 | 341 | KERN | BFS-A01N | https://www.kern-sohn.com/cgi-bin/cosmoshop/lshop.cgi?action=shopstart&ls=en
BFN-A05 | Access ramp 1000x750x85 mm | 1 | 1 | 1199 | KERN | BFN-A05 | https://www.kern-sohn.com/cgi-bin/cosmoshop/lshop.cgi?action=shopstart&ls=en
BIC-A02 | Access ramp 1200x1000x108 mm | 1 | 1 | 418 | KERN | BIC-A02 | https://www.kern-sohn.com/cgi-bin/cosmoshop/lshop.cgi?action=shopstart&ls=en
BFS-A02N | Access ramp 1250x870x95 mm | 1 | 1 | 385 | KERN | BFS-A02N | https://www.kern-sohn.com/cgi-bin/cosmoshop/lshop.cgi?action=shopstart&ls=en
BIC-A03 | Access ramp 1500x1000x108 mm | 1 | 1 | 511.5 | KERN | BIC-A03 | https://www.kern-sohn.com/cgi-bin/cosmoshop/lshop.cgi?action=shopstart&ls=en
BFS-A09N | Access ramp 1500x760x85 mm | 1 | 1 | 506 | KERN | BFS-A09N | https://www.kern-sohn.com/cgi-bin/cosmoshop/lshop.cgi?action=shopstart&ls=en
BFS-A09 | Access ramp 1500x760x85 mm | 1 | 1 | 451 | KERN | BFS-A09 | https://www.kern-sohn.com/cgi-bin/cosmoshop/lshop.cgi?action=shopstart&ls=en
AC 12 | Accessory force measurement | 1 | 1 | 85.8 | KERN | AC 12 | https://www.kern-sohn.com/cgi-bin/cosmoshop/lshop.cgi?action=shopstart&ls=en
AC 11R | Accessory force measurement | 1 | 1 | 66 | KERN | AC 11R | https://www.kern-sohn.com/cgi-bin/cosmoshop/lshop.cgi?action=shopstart&ls=en
YGR-01A | Accessories | 1 | 1 | 60.5 | KERN | YGR-01A | https://www.kern-sohn.com/cgi-bin/cosmoshop/lshop.cgi?action=shopstart&ls=en
YGR-01AE | Accessories | 1 | 1 | 60.5 | KERN | YGR-01AE | https://www.kern-sohn.com/cgi-bin/cosmoshop/lshop.cgi?action=shopstart&ls=en
961-261R | actory recalibration dynamometer compression | 1 | 1 | 148.5 | KERN | 961-261R | https://www.kern-sohn.com/cgi-bin/cosmoshop/lshop.cgi?action=shopstart&ls=en
AFM 100 | Adapter | 1 | 1 | 115.5 | KERN | AFM 100 | https://www.kern-sohn.com/cgi-bin/cosmoshop/lshop.cgi?action=shopstart&ls=en
AE-A09 | Adapter | 1 | 1 | 71.5 | KERN | AE-A09 | https://www.kern-sohn.com/cgi-bin/cosmoshop/lshop.cgi?action=shopstart&ls=en
AE-A07 | Adapter | 1 | 1 | 66 | KERN | AE-A07 | https://www.kern-sohn.com/cgi-bin/cosmoshop/lshop.cgi?action=shopstart&ls=en
AE-A08 | Adapter | 1 | 1 | 66 | KERN | AE-A08 | https://www.kern-sohn.com/cgi-bin/cosmoshop/lshop.cgi?action=shopstart&ls=en
AE-A01 | Adapter | 1 | 1 | 33 | KERN | AE-A01 | https://www.kern-sohn.com/cgi-bin/cosmoshop/lshop.cgi?action=shopstart&ls=en
AFH 32 | Adapter | 1 | 1 | 16.5 | KERN | AFH 32 | https://www.kern-sohn.com/cgi-bin/cosmoshop/lshop.cgi?action=shopstart&ls=en
AFM 102 | Adapter | 1 | 1 | 16.5 | KERN | AFM 102 | https://www.kern-sohn.com/cgi-bin/cosmoshop/lshop.cgi?action=shopstart&ls=en
BT-A03 | Adapter Nadelhalter | 1 | 1 | 60.5 | KERN | BT-A03 | https://www.kern-sohn.com/cgi-bin/cosmoshop/lshop.cgi?action=shopstart&ls=en
AD 0003 | Adapter pegs | 1 | 1 | 66 | KERN | AD 0003 | https://www.kern-sohn.com/cgi-bin/cosmoshop/lshop.cgi?action=shopstart&ls=en
AE-A03 | Adapter pegs | 1 | 1 | 49.5 | KERN | AE-A03 | https://www.kern-sohn.com/cgi-bin/cosmoshop/lshop.cgi?action=shopstart&ls=en
AE-A05 | Adapter pegs | 1 | 1 | 49.5 | KERN | AE-A05 | https://www.kern-sohn.com/cgi-bin/cosmoshop/lshop.cgi?action=shopstart&ls=en
AD 0017 | Adapterstructure with M8 thread | 1 | 1 | 143 | KERN | AD 0017 | https://www.kern-sohn.com/cgi-bin/cosmoshop/lshop.cgi?action=shopstart&ls=en
285-893 | Adaption set for spring balances | 1 | 1 | 55 | KERN | 285-893 | https://www.kern-sohn.com/cgi-bin/cosmoshop/lshop.cgi?action=shopstart&ls=en
572-906 | Adaptor EU 100-240V~/50Hz/28mA ab: 01/12 | 1 | 1 | 33 | KERN | 572-906 | https://www.kern-sohn.com/cgi-bin/cosmoshop/lshop.cgi?action=shopstart&ls=en
440-902 | Adaptor EU for 440, 442, DE | 1 | 1 | 33 | KERN | 440-902 | https://www.kern-sohn.com/cgi-bin/cosmoshop/lshop.cgi?action=shopstart&ls=en
YKA-01 | Adaptor UK | 1 | 1 | 38.5 | KERN | YKA-01 | https://www.kern-sohn.com/cgi-bin/cosmoshop/lshop.cgi?action=shopstart&ls=en
YKA-02 | Adaptor worldwide use | 1 | 1 | 38.5 | KERN | YKA-02 | https://www.kern-sohn.com/cgi-bin/cosmoshop/lshop.cgi?action=shopstart&ls=en
963-140 | Additional measuring point for balance calibration | 1 | 1 | 5.5 | KERN | 963-140 | https://www.kern-sohn.com/cgi-bin/cosmoshop/lshop.cgi?action=shopstart&ls=en
963-140R | Additional measuring point for balance calibration | 1 | 1 | 5.5 | KERN | 963-140R | https://www.kern-sohn.com/cgi-bin/cosmoshop/lshop.cgi?action=shopstart&ls=en
CE P2024 | Adjustable foot | 1 | 1 | 93.5 | KERN | CE P2024 | https://www.kern-sohn.com/cgi-bin/cosmoshop/lshop.cgi?action=shopstart&ls=en
CE Q34901 | Adjustable foot | 1 | 1 | 66 | KERN | CE Q34901 | https://www.kern-sohn.com/cgi-bin/cosmoshop/lshop.cgi?action=shopstart&ls=en
CE P2018 | Adjustable foot | 1 | 1 | 31.9 | KERN | CE P2018 | https://www.kern-sohn.com/cgi-bin/cosmoshop/lshop.cgi?action=shopstart&ls=en
CE P2012 | Adjustable foot | 1 | 1 | 24.2 | KERN | CE P2012 | https://www.kern-sohn.com/cgi-bin/cosmoshop/lshop.cgi?action=shopstart&ls=en
969-010R | Adjustment | 1 | 1 | 13.2 | KERN | 969-010R | https://www.kern-sohn.com/cgi-bin/cosmoshop/lshop.cgi?action=shopstart&ls=en
285-898 | Adjustment bar | 1 | 1 | 27.5 | KERN | 285-898 | https://www.kern-sohn.com/cgi-bin/cosmoshop/lshop.cgi?action=shopstart&ls=en
961-253 | Adjustment on site | 1 | 1 | 275 | KERN | 961-253 | https://www.kern-sohn.com/cgi-bin/cosmoshop/lshop.cgi?action=shopstart&ls=en
961-252 | Adjustment on site | 1 | 1 | 242 | KERN | 961-252 | https://www.kern-sohn.com/cgi-bin/cosmoshop/lshop.cgi?action=shopstart&ls=en
961-251 | Adjustment on site | 1 | 1 | 121 | KERN | 961-251 | https://www.kern-sohn.com/cgi-bin/cosmoshop/lshop.cgi?action=shopstart&ls=en
961-250 | Adjustment on site | 1 | 1 | 91.3 | KERN | 961-250 | https://www.kern-sohn.com/cgi-bin/cosmoshop/lshop.cgi?action=shopstart&ls=en
961-249 | Adjustment on site | 1 | 1 | 57.2 | KERN | 961-249 | https://www.kern-sohn.com/cgi-bin/cosmoshop/lshop.cgi?action=shopstart&ls=en
961-248 | Adjustment on site | 1 | 1 | 48.4 | KERN | 961-248 | https://www.kern-sohn.com/cgi-bin/cosmoshop/lshop.cgi?action=shopstart&ls=en
961-247 | Adjustment on site | 1 | 1 | 39.6 | KERN | 961-247 | https://www.kern-sohn.com/cgi-bin/cosmoshop/lshop.cgi?action=shopstart&ls=en
318-271 | Air Blower | 1 | 1 | 7.7 | KERN | 318-271 | https://www.kern-sohn.com/cgi-bin/cosmoshop/lshop.cgi?action=shopstart&ls=en
KIB-A01 | Alibi memory-option | 1 | 1 | 165 | KERN | KIB-A01 | https://www.kern-sohn.com/cgi-bin/cosmoshop/lshop.cgi?action=shopstart&ls=en
KIB-A01E | Alibi memory-option | 1 | 1 | 165 | KERN | KIB-A01E | https://www.kern-sohn.com/cgi-bin/cosmoshop/lshop.cgi?action=shopstart&ls=en
KIB-A13 | Alibi memory-option | 1 | 1 | 165 | KERN | KIB-A13 | https://www.kern-sohn.com/cgi-bin/cosmoshop/lshop.cgi?action=shopstart&ls=en
KIB-A13E | Alibi memory-option | 1 | 1 | 165 | KERN | KIB-A13E | https://www.kern-sohn.com/cgi-bin/cosmoshop/lshop.cgi?action=shopstart&ls=en
ORA-A1102 | Aluminium suitcase | 1 | 1 | 88 | KERN | ORA-A1102 | https://www.kern-sohn.com/cgi-bin/cosmoshop/lshop.cgi?action=shopstart&ls=en
317-010-600 | Aluminium weight case, 1 g | 1 | 1 | 15.4 | KERN | 317-010-600 | https://www.kern-sohn.com/cgi-bin/cosmoshop/lshop.cgi?action=shopstart&ls=en
314-060-600 | Aluminium weight case, 1 g - 1 kg | 1 | 1 | 180.4 | KERN | 314-060-600 | https://www.kern-sohn.com/cgi-bin/cosmoshop/lshop.cgi?action=shopstart&ls=en
314-090-600 | Aluminium weight case, 1 g - 10 kg | 1 | 1 | 368.5 | KERN | 314-090-600 | https://www.kern-sohn.com/cgi-bin/cosmoshop/lshop.cgi?action=shopstart&ls=en
314-030-600 | Aluminium weight case, 1 g - 100 g | 1 | 1 | 113.3 | KERN | 314-030-600 | https://www.kern-sohn.com/cgi-bin/cosmoshop/lshop.cgi?action=shopstart&ls=en
314-070-600 | Aluminium weight case, 1 g - 2 kg | 1 | 1 | 213.4 | KERN | 314-070-600 | https://www.kern-sohn.com/cgi-bin/cosmoshop/lshop.cgi?action=shopstart&ls=en
314-040-600 | Aluminium weight case, 1 g - 200 g | 1 | 1 | 121 | KERN | 314-040-600 | https://www.kern-sohn.com/cgi-bin/cosmoshop/lshop.cgi?action=shopstart&ls=en
314-080-600 | Aluminium weight case, 1 g - 5 kg | 1 | 1 | 286 | KERN | 314-080-600 | https://www.kern-sohn.com/cgi-bin/cosmoshop/lshop.cgi?action=shopstart&ls=en
314-020-600 | Aluminium weight case, 1 g - 50 g | 1 | 1 | 103.4 | KERN | 314-020-600 | https://www.kern-sohn.com/cgi-bin/cosmoshop/lshop.cgi?action=shopstart&ls=en
314-050-600 | Aluminium weight case, 1 g - 500 g | 1 | 1 | 147.4 | KERN | 314-050-600 | https://www.kern-sohn.com/cgi-bin/cosmoshop/lshop.cgi?action=shopstart&ls=en
317-110-600 | Aluminium weight case, 1 kg | 1 | 1 | 24.2 | KERN | 317-110-600 | https://www.kern-sohn.com/cgi-bin/cosmoshop/lshop.cgi?action=shopstart&ls=en
313-060-600 | Aluminium weight case, 1 mg - 1 kg | 1 | 1 | 185.9 | KERN | 313-060-600 | https://www.kern-sohn.com/cgi-bin/cosmoshop/lshop.cgi?action=shopstart&ls=en
313-090-600 | Aluminium weight case, 1 mg - 10 kg | 1 | 1 | 374 | KERN | 313-090-600 | https://www.kern-sohn.com/cgi-bin/cosmoshop/lshop.cgi?action=shopstart&ls=en
313-030-600 | Aluminium weight case, 1 mg - 100 g | 1 | 1 | 118.8 | KERN | 313-030-600 | https://www.kern-sohn.com/cgi-bin/cosmoshop/lshop.cgi?action=shopstart&ls=en
313-070-600 | Aluminium weight case, 1 mg - 2 kg | 1 | 1 | 218.9 | KERN | 313-070-600 | https://www.kern-sohn.com/cgi-bin/cosmoshop/lshop.cgi?action=shopstart&ls=en
313-040-600 | Aluminium weight case, 1 mg - 200 g | 1 | 1 | 126.5 | KERN | 313-040-600 | https://www.kern-sohn.com/cgi-bin/cosmoshop/lshop.cgi?action=shopstart&ls=en
313-080-600 | Aluminium weight case, 1 mg - 5 kg | 1 | 1 | 291.5 | KERN | 313-080-600 | https://www.kern-sohn.com/cgi-bin/cosmoshop/lshop.cgi?action=shopstart&ls=en
313-020-600 | Aluminium weight case, 1 mg - 50 g | 1 | 1 | 108.9 | KERN | 313-020-600 | https://www.kern-sohn.com/cgi-bin/cosmoshop/lshop.cgi?action=shopstart&ls=en
313-050-600 | Aluminium weight case, 1 mg - 500 g | 1 | 1 | 152.9 | KERN | 313-050-600 | https://www.kern-sohn.com/cgi-bin/cosmoshop/lshop.cgi?action=shopstart&ls=en
317-009-600 | Aluminium weight case, 1 mg - 500 mg (einzel) | 1 | 1 | 16.5 | KERN | 317-009-600 | https://www.kern-sohn.com/cgi-bin/cosmoshop/lshop.cgi?action=shopstart&ls=en
313-010-600 | Aluminium weight case, 1 mg - 500 mg (Satz) | 1 | 1 | 82.5 | KERN | 313-010-600 | https://www.kern-sohn.com/cgi-bin/cosmoshop/lshop.cgi?action=shopstart&ls=en
317-040-600 | Aluminium weight case, 10 g | 1 | 1 | 15.4 | KERN | 317-040-600 | https://www.kern-sohn.com/cgi-bin/cosmoshop/lshop.cgi?action=shopstart&ls=en
317-140-600 | Aluminium weight case, 10 kg | 1 | 1 | 68.2 | KERN | 317-140-600 | https://www.kern-sohn.com/cgi-bin/cosmoshop/lshop.cgi?action=shopstart&ls=en
346-070-600 | Aluminium weight case, 10 kg Block | 1 | 1 | 110 | KERN | 346-070-600 | https://www.kern-sohn.com/cgi-bin/cosmoshop/lshop.cgi?action=shopstart&ls=en
317-070-600 | Aluminium weight case, 100 g | 1 | 1 | 15.4 | KERN | 317-070-600 | https://www.kern-sohn.com/cgi-bin/cosmoshop/lshop.cgi?action=shopstart&ls=en
317-020-600 | Aluminium weight case, 2 g | 1 | 1 | 15.4 | KERN | 317-020-600 | https://www.kern-sohn.com/cgi-bin/cosmoshop/lshop.cgi?action=shopstart&ls=en
317-120-600 | Aluminium weight case, 2 kg | 1 | 1 | 28.6 | KERN | 317-120-600 | https://www.kern-sohn.com/cgi-bin/cosmoshop/lshop.cgi?action=shopstart&ls=en
317-050-600 | Aluminium weight case, 20 g | 1 | 1 | 15.4 | KERN | 317-050-600 | https://www.kern-sohn.com/cgi-bin/cosmoshop/lshop.cgi?action=shopstart&ls=en
317-150-600 | Aluminium weight case, 20 kg | 1 | 1 | 121 | KERN | 317-150-600 | https://www.kern-sohn.com/cgi-bin/cosmoshop/lshop.cgi?action=shopstart&ls=en
346-080-600 | Aluminium weight case, 20 kg Block | 1 | 1 | 143 | KERN | 346-080-600 | https://www.kern-sohn.com/cgi-bin/cosmoshop/lshop.cgi?action=shopstart&ls=en
317-080-600 | Aluminium weight case, 200 g | 1 | 1 | 15.4 | KERN | 317-080-600 | https://www.kern-sohn.com/cgi-bin/cosmoshop/lshop.cgi?action=shopstart&ls=en
317-030-600 | Aluminium weight case, 5 g | 1 | 1 | 15.4 | KERN | 317-030-600 | https://www.kern-sohn.com/cgi-bin/cosmoshop/lshop.cgi?action=shopstart&ls=en
317-130-600 | Aluminium weight case, 5 kg | 1 | 1 | 48.4 | KERN | 317-130-600 | https://www.kern-sohn.com/cgi-bin/cosmoshop/lshop.cgi?action=shopstart&ls=en
346-060-600 | Aluminium weight case, 5 kg Block | 1 | 1 | 88 | KERN | 346-060-600 | https://www.kern-sohn.com/cgi-bin/cosmoshop/lshop.cgi?action=shopstart&ls=en
317-060-600 | Aluminium weight case, 50 g | 1 | 1 | 15.4 | KERN | 317-060-600 | https://www.kern-sohn.com/cgi-bin/cosmoshop/lshop.cgi?action=shopstart&ls=en
317-160-600 | Aluminium weight case, 50 kg | 1 | 1 | 236.5 | KERN | 317-160-600 | https://www.kern-sohn.com/cgi-bin/cosmoshop/lshop.cgi?action=shopstart&ls=en
346-090-600 | Aluminium weight case, 50 kg Block | 1 | 1 | 198 | KERN | 346-090-600 | https://www.kern-sohn.com/cgi-bin/cosmoshop/lshop.cgi?action=shopstart&ls=en
317-090-600 | Aluminium weight case, 500 g | 1 | 1 | 16.5 | KERN | 317-090-600 | https://www.kern-sohn.com/cgi-bin/cosmoshop/lshop.cgi?action=shopstart&ls=en
315-060-600 | Aluminium weight case, bis 1 kg | 1 | 1 | 220 | KERN | 315-060-600 | https://www.kern-sohn.com/cgi-bin/cosmoshop/lshop.cgi?action=shopstart&ls=en
315-090-600 | Aluminium weight case, bis 10 kg | 1 | 1 | 506 | KERN | 315-090-600 | https://www.kern-sohn.com/cgi-bin/cosmoshop/lshop.cgi?action=shopstart&ls=en
315-070-600 | Aluminium weight case, bis 2 kg | 1 | 1 | 269.5 | KERN | 315-070-600 | https://www.kern-sohn.com/cgi-bin/cosmoshop/lshop.cgi?action=shopstart&ls=en
315-040-600 | Aluminium weight case, bis 200 g | 1 | 1 | 140.8 | KERN | 315-040-600 | https://www.kern-sohn.com/cgi-bin/cosmoshop/lshop.cgi?action=shopstart&ls=en
315-080-600 | Aluminium weight case, bis 5 kg | 1 | 1 | 379.5 | KERN | 315-080-600 | https://www.kern-sohn.com/cgi-bin/cosmoshop/lshop.cgi?action=shopstart&ls=en
ABP 200-5DM | Analytical balance | 1 | 1 | 3135 | KERN | ABP 200-5DM | https://www.kern-sohn.com/cgi-bin/cosmoshop/lshop.cgi?action=shopstart&ls=en
ABP 100-5DM | Analytical balance | 1 | 1 | 2926 | KERN | ABP 100-5DM | https://www.kern-sohn.com/cgi-bin/cosmoshop/lshop.cgi?action=shopstart&ls=en
ABP 300-4M | Analytical balance | 1 | 1 | 2717 | KERN | ABP 300-4M | https://www.kern-sohn.com/cgi-bin/cosmoshop/lshop.cgi?action=shopstart&ls=en
ABP 200-4M | Analytical balance | 1 | 1 | 2442 | KERN | ABP 200-4M | https://www.kern-sohn.com/cgi-bin/cosmoshop/lshop.cgi?action=shopstart&ls=en
ABT 220-5DNM+C | Analytical balance | 1 | 1 | 2431 | KERN | ABT 220-5DNM+C | https://www.kern-sohn.com/cgi-bin/cosmoshop/lshop.cgi?action=shopstart&ls=en
ABT 120-5DNM+C | Analytical balance | 1 | 1 | 2365 | KERN | ABT 120-5DNM+C | https://www.kern-sohn.com/cgi-bin/cosmoshop/lshop.cgi?action=shopstart&ls=en
ABT 320-4NM+C | Analytical balance | 1 | 1 | 2321 | KERN | ABT 320-4NM+C | https://www.kern-sohn.com/cgi-bin/cosmoshop/lshop.cgi?action=shopstart&ls=en
ABT 220-5DNM | Analytical balance | 1 | 1 | 2266 | KERN | ABT 220-5DNM | https://www.kern-sohn.com/cgi-bin/cosmoshop/lshop.cgi?action=shopstart&ls=en
ABT 100-5NM+C | Analytical balance | 1 | 1 | 2255 | KERN | ABT 100-5NM+C | https://www.kern-sohn.com/cgi-bin/cosmoshop/lshop.cgi?action=shopstart&ls=en
ABT 120-5DNM | Analytical balance | 1 | 1 | 2200 | KERN | ABT 120-5DNM | https://www.kern-sohn.com/cgi-bin/cosmoshop/lshop.cgi?action=shopstart&ls=en
ABT 320-4NM | Analytical balance | 1 | 1 | 2156 | KERN | ABT 320-4NM | https://www.kern-sohn.com/cgi-bin/cosmoshop/lshop.cgi?action=shopstart&ls=en
ABT 220-4NM+C | Analytical balance | 1 | 1 | 2101 | KERN | ABT 220-4NM+C | https://www.kern-sohn.com/cgi-bin/cosmoshop/lshop.cgi?action=shopstart&ls=en
ABT 100-5NM | Analytical balance | 1 | 1 | 2090 | KERN | ABT 100-5NM | https://www.kern-sohn.com/cgi-bin/cosmoshop/lshop.cgi?action=shopstart&ls=en
ALJ 500-4A | Analytical balance | 1 | 1 | 2046 | KERN | ALJ 500-4A | https://www.kern-sohn.com/cgi-bin/cosmoshop/lshop.cgi?action=shopstart&ls=en
ALJ 500-4A | Analytical balance | 1 | 1 | 2046 | KERN | ALJ 500-4A | https://www.kern-sohn.com/cgi-bin/cosmoshop/lshop.cgi?action=shopstart&ls=en
ABP 100-4M | Analytical balance | 1 | 1 | 2024 | KERN | ABP 100-4M | https://www.kern-sohn.com/cgi-bin/cosmoshop/lshop.cgi?action=shopstart&ls=en
ABT 220-4NM | Analytical balance | 1 | 1 | 1936 | KERN | ABT 220-4NM | https://www.kern-sohn.com/cgi-bin/cosmoshop/lshop.cgi?action=shopstart&ls=en
ALJ 200-5DA | Analytical balance | 1 | 1 | 1859 | KERN | ALJ 200-5DA | https://www.kern-sohn.com/cgi-bin/cosmoshop/lshop.cgi?action=shopstart&ls=en
ALJ 200-5DA | Analytical balance | 1 | 1 | 1859 | KERN | ALJ 200-5DA | https://www.kern-sohn.com/cgi-bin/cosmoshop/lshop.cgi?action=shopstart&ls=en
ABT 120-4NM+C | Analytical balance | 1 | 1 | 1760 | KERN | ABT 120-4NM+C | https://www.kern-sohn.com/cgi-bin/cosmoshop/lshop.cgi?action=shopstart&ls=en
ACJ 300-4M | Analytical balance | 1 | 1 | 1617 | KERN | ACJ 300-4M | https://www.kern-sohn.com/cgi-bin/cosmoshop/lshop.cgi?action=shopstart&ls=en
ABT 120-4NM | Analytical balance | 1 | 1 | 1595 | KERN | ABT 120-4NM | https://www.kern-sohn.com/cgi-bin/cosmoshop/lshop.cgi?action=shopstart&ls=en
ABS 320-4N+C | Analytical balance | 1 | 1 | 1485 | KERN | ABS 320-4N+C | https://www.kern-sohn.com/cgi-bin/cosmoshop/lshop.cgi?action=shopstart&ls=en
ACS 300-4 | Analytical balance | 1 | 1 | 1485 | KERN | ACS 300-4 | https://www.kern-sohn.com/cgi-bin/cosmoshop/lshop.cgi?action=shopstart&ls=en
ACJ 200-4M | Analytical balance | 1 | 1 | 1408 | KERN | ACJ 200-4M | https://www.kern-sohn.com/cgi-bin/cosmoshop/lshop.cgi?action=shopstart&ls=en
ABS 220-4N+C | Analytical balance | 1 | 1 | 1342 | KERN | ABS 220-4N+C | https://www.kern-sohn.com/cgi-bin/cosmoshop/lshop.cgi?action=shopstart&ls=en
ABS 320-4N | Analytical balance | 1 | 1 | 1320 | KERN | ABS 320-4N | https://www.kern-sohn.com/cgi-bin/cosmoshop/lshop.cgi?action=shopstart&ls=en
ACS 200-4 | Analytical balance | 1 | 1 | 1309 | KERN | ACS 200-4 | https://www.kern-sohn.com/cgi-bin/cosmoshop/lshop.cgi?action=shopstart&ls=en
ACJ 100-4M | Analytical balance | 1 | 1 | 1298 | KERN | ACJ 100-4M | https://www.kern-sohn.com/cgi-bin/cosmoshop/lshop.cgi?action=shopstart&ls=en
ACJ 80-4M | Analytical balance | 1 | 1 | 1276 | KERN | ACJ 80-4M | https://www.kern-sohn.com/cgi-bin/cosmoshop/lshop.cgi?action=shopstart&ls=en
ABS 120-4N+C | Analytical balance | 1 | 1 | 1265 | KERN | ABS 120-4N+C | https://www.kern-sohn.com/cgi-bin/cosmoshop/lshop.cgi?action=shopstart&ls=en
ACS 100-4 | Analytical balance | 1 | 1 | 1243 | KERN | ACS 100-4 | https://www.kern-sohn.com/cgi-bin/cosmoshop/lshop.cgi?action=shopstart&ls=en
ALJ 160-4AM | Analytical balance | 1 | 1 | 1243 | KERN | ALJ 160-4AM | https://www.kern-sohn.com/cgi-bin/cosmoshop/lshop.cgi?action=shopstart&ls=en
ALJ 160-4AM | Analytical balance | 1 | 1 | 1243 | KERN | ALJ 160-4AM | https://www.kern-sohn.com/cgi-bin/cosmoshop/lshop.cgi?action=shopstart&ls=en
ALJ 250-4AM | Analytical balance | 1 | 1 | 1243 | KERN | ALJ 250-4AM | https://www.kern-sohn.com/cgi-bin/cosmoshop/lshop.cgi?action=shopstart&ls=en
ALJ 250-4AM | Analytical balance | 1 | 1 | 1243 | KERN | ALJ 250-4AM | https://www.kern-sohn.com/cgi-bin/cosmoshop/lshop.cgi?action=shopstart&ls=en
ALJ 310-4A | Analytical balance | 1 | 1 | 1210 | KERN | ALJ 310-4A | https://www.kern-sohn.com/cgi-bin/cosmoshop/lshop.cgi?action=shopstart&ls=en
ALJ 310-4A | Analytical balance | 1 | 1 | 1210 | KERN | ALJ 310-4A | https://www.kern-sohn.com/cgi-bin/cosmoshop/lshop.cgi?action=shopstart&ls=en
ABS 220-4N | Analytical balance | 1 | 1 | 1177 | KERN | ABS 220-4N | https://www.kern-sohn.com/cgi-bin/cosmoshop/lshop.cgi?action=shopstart&ls=en
ABS 80-4N+C | Analytical balance | 1 | 1 | 1177 | KERN | ABS 80-4N+C | https://www.kern-sohn.com/cgi-bin/cosmoshop/lshop.cgi?action=shopstart&ls=en
ALJ 160-4A | Analytical balance | 1 | 1 | 1166 | KERN | ALJ 160-4A | https://www.kern-sohn.com/cgi-bin/cosmoshop/lshop.cgi?action=shopstart&ls=en
ALJ 160-4A | Analytical balance | 1 | 1 | 1166 | KERN | ALJ 160-4A | https://www.kern-sohn.com/cgi-bin/cosmoshop/lshop.cgi?action=shopstart&ls=en
ALJ 250-4A | Analytical balance | 1 | 1 | 1166 | KERN | ALJ 250-4A | https://www.kern-sohn.com/cgi-bin/cosmoshop/lshop.cgi?action=shopstart&ls=en
ALJ 250-4A | Analytical balance | 1 | 1 | 1166 | KERN | ALJ 250-4A | https://www.kern-sohn.com/cgi-bin/cosmoshop/lshop.cgi?action=shopstart&ls=en
ACS 80-4 | Analytical balance | 1 | 1 | 1155 | KERN | ACS 80-4 | https://www.kern-sohn.com/cgi-bin/cosmoshop/lshop.cgi?action=shopstart&ls=en
ABJ 80-4NM | Analytical balance | 1 | 1 | 1133 | KERN | ABJ 80-4NM | https://www.kern-sohn.com/cgi-bin/cosmoshop/lshop.cgi?action=shopstart&ls=en
ABS 120-4N | Analytical balance | 1 | 1 | 1100 | KERN | ABS 120-4N | https://www.kern-sohn.com/cgi-bin/cosmoshop/lshop.cgi?action=shopstart&ls=en
ALS 250-4A | Analytical balance | 1 | 1 | 1078 | KERN | ALS 250-4A | https://www.kern-sohn.com/cgi-bin/cosmoshop/lshop.cgi?action=shopstart&ls=en
ALS 250-4A | Analytical balance | 1 | 1 | 1078 | KERN | ALS 250-4A | https://www.kern-sohn.com/cgi-bin/cosmoshop/lshop.cgi?action=shopstart&ls=en
ALS 160-4A | Analytical balance | 1 | 1 | 1056 | KERN | ALS 160-4A | https://www.kern-sohn.com/cgi-bin/cosmoshop/lshop.cgi?action=shopstart&ls=en
ALS 160-4A | Analytical balance | 1 | 1 | 1056 | KERN | ALS 160-4A | https://www.kern-sohn.com/cgi-bin/cosmoshop/lshop.cgi?action=shopstart&ls=en
ABS 80-4N | Analytical balance | 1 | 1 | 1012 | KERN | ABS 80-4N | https://www.kern-sohn.com/cgi-bin/cosmoshop/lshop.cgi?action=shopstart&ls=en
ADJ 200-4 | Analytical balance | 1 | 1 | 869 | KERN | ADJ 200-4 | https://www.kern-sohn.com/cgi-bin/cosmoshop/lshop.cgi?action=shopstart&ls=en
ADJ 100-4 | Analytical balance | 1 | 1 | 825 | KERN | ADJ 100-4 | https://www.kern-sohn.com/cgi-bin/cosmoshop/lshop.cgi?action=shopstart&ls=en
ADJ 600-C3 | Analytical balance | 1 | 1 | 814 | KERN | ADJ 600-C3 | https://www.kern-sohn.com/cgi-bin/cosmoshop/lshop.cgi?action=shopstart&ls=en
ADB 200-4 | Analytical balance | 1 | 1 | 704 | KERN | ADB 200-4 | https://www.kern-sohn.com/cgi-bin/cosmoshop/lshop.cgi?action=shopstart&ls=en
ADB 100-4 | Analytical balance | 1 | 1 | 682 | KERN | ADB 100-4 | https://www.kern-sohn.com/cgi-bin/cosmoshop/lshop.cgi?action=shopstart&ls=en
ADB 600-C3 | Analytical balance | 1 | 1 | 671 | KERN | ADB 600-C3 | https://www.kern-sohn.com/cgi-bin/cosmoshop/lshop.cgi?action=shopstart&ls=en
ABJ 320-4NM+C | Analytical balance with type approval, class I | 1 | 1 | 1617 | KERN | ABJ 320-4NM+C | https://www.kern-sohn.com/cgi-bin/cosmoshop/lshop.cgi?action=shopstart&ls=en
ABJ 320-4NM | Analytical balance with type approval, class I | 1 | 1 | 1452 | KERN | ABJ 320-4NM | https://www.kern-sohn.com/cgi-bin/cosmoshop/lshop.cgi?action=shopstart&ls=en
ABJ 220-4NM+C | Analytical balance with type approval, class I | 1 | 1 | 1430 | KERN | ABJ 220-4NM+C | https://www.kern-sohn.com/cgi-bin/cosmoshop/lshop.cgi?action=shopstart&ls=en
ABJ 120-4NM+C | Analytical balance with type approval, class I | 1 | 1 | 1320 | KERN | ABJ 120-4NM+C | https://www.kern-sohn.com/cgi-bin/cosmoshop/lshop.cgi?action=shopstart&ls=en
ABJ 220-4NM | Analytical balance with type approval, class I | 1 | 1 | 1265 | KERN | ABJ 220-4NM | https://www.kern-sohn.com/cgi-bin/cosmoshop/lshop.cgi?action=shopstart&ls=en
ABJ 120-4NM | Analytical balance with type approval, class I | 1 | 1 | 1155 | KERN | ABJ 120-4NM | https://www.kern-sohn.com/cgi-bin/cosmoshop/lshop.cgi?action=shopstart&ls=en
OAB 10LN | Analoges Polarimeter | 1 | 1 | 660 | KERN | OAB 10LN | https://www.kern-sohn.com/cgi-bin/cosmoshop/lshop.cgi?action=shopstart&ls=en
KFB-A04 | Analog-Module | 1 | 1 | 104.5 | KERN | KFB-A04 | https://www.kern-sohn.com/cgi-bin/cosmoshop/lshop.cgi?action=shopstart&ls=en
KFB-A04E | Analog-Module | 1 | 1 | 104.5 | KERN | KFB-A04E | https://www.kern-sohn.com/cgi-bin/cosmoshop/lshop.cgi?action=shopstart&ls=en
KFB-A05 | Analog-Module | 1 | 1 | 104.5 | KERN | KFB-A05 | https://www.kern-sohn.com/cgi-bin/cosmoshop/lshop.cgi?action=shopstart&ls=en
KFB-A05E | Analog-Module | 1 | 1 | 104.5 | KERN | KFB-A05E | https://www.kern-sohn.com/cgi-bin/cosmoshop/lshop.cgi?action=shopstart&ls=en
YPS-03 | Anti-Vibration-Table | 1 | 1 | 935 | KERN | YPS-03 | https://www.kern-sohn.com/cgi-bin/cosmoshop/lshop.cgi?action=shopstart&ls=en
EOE-A02 | Ascending ramp 505 mm | 1 | 1 | 154 | KERN | EOE-A02 | https://www.kern-sohn.com/cgi-bin/cosmoshop/lshop.cgi?action=shopstart&ls=en
BFS-A01 | Ascending ramp BFB, BFS, KFP IP67 | 1 | 1 | 341 | KERN | BFS-A01 | https://www.kern-sohn.com/cgi-bin/cosmoshop/lshop.cgi?action=shopstart&ls=en
BXS-A02 | Ascending ramp BXS | 1 | 1 | 385 | KERN | BXS-A02 | https://www.kern-sohn.com/cgi-bin/cosmoshop/lshop.cgi?action=shopstart&ls=en
BXS-A01 | Ascending ramp BXS | 1 | 1 | 330 | KERN | BXS-A01 | https://www.kern-sohn.com/cgi-bin/cosmoshop/lshop.cgi?action=shopstart&ls=en
BFS-A02 | Ascending ramp for BFB, BFS, KFP IP67 | 1 | 1 | 429 | KERN | BFS-A02 | https://www.kern-sohn.com/cgi-bin/cosmoshop/lshop.cgi?action=shopstart&ls=en
965-415 | Assembly components > 1500kg | 1 | 1 | 275 | KERN | 965-415 | https://www.kern-sohn.com/cgi-bin/cosmoshop/lshop.cgi?action=shopstart&ls=en
965-414 | Assembly components > 1500kg | 1 | 1 | 165 | KERN | 965-414 | https://www.kern-sohn.com/cgi-bin/cosmoshop/lshop.cgi?action=shopstart&ls=en
965-413 | Assembly components >350 kg bis 1500 kg | 1 | 1 | 132 | KERN | 965-413 | https://www.kern-sohn.com/cgi-bin/cosmoshop/lshop.cgi?action=shopstart&ls=en
965-412 | Assembly components >50 kg bis 350 kg | 1 | 1 | 110 | KERN | 965-412 | https://www.kern-sohn.com/cgi-bin/cosmoshop/lshop.cgi?action=shopstart&ls=en
965-411 | Assembly components to 150kg | 1 | 1 | 77 | KERN | 965-411 | https://www.kern-sohn.com/cgi-bin/cosmoshop/lshop.cgi?action=shopstart&ls=en
969-017R | ATEX outgoing check | 1 | 1 | 66 | KERN | 969-017R | https://www.kern-sohn.com/cgi-bin/cosmoshop/lshop.cgi?action=shopstart&ls=en
OZB-A4209 | Auxiliary objective 0,5 x | 1 | 1 | 132 | KERN | OZB-A4209 | https://www.kern-sohn.com/cgi-bin/cosmoshop/lshop.cgi?action=shopstart&ls=en
OZB-A4201 | Auxiliary objective 0,5 x | 1 | 1 | 82.5 | KERN | OZB-A4201 | https://www.kern-sohn.com/cgi-bin/cosmoshop/lshop.cgi?action=shopstart&ls=en
OZB-A4210 | Auxiliary objective 0,75 x | 1 | 1 | 132 | KERN | OZB-A4210 | https://www.kern-sohn.com/cgi-bin/cosmoshop/lshop.cgi?action=shopstart&ls=en
OZB-A4644 | Auxiliary objective 0,75 x | 1 | 1 | 88 | KERN | OZB-A4644 | https://www.kern-sohn.com/cgi-bin/cosmoshop/lshop.cgi?action=shopstart&ls=en
OZB-A4202 | Auxiliary objective 0,75 x | 1 | 1 | 82.5 | KERN | OZB-A4202 | https://www.kern-sohn.com/cgi-bin/cosmoshop/lshop.cgi?action=shopstart&ls=en
OZB-A4204 | Auxiliary objective 1,5 x | 1 | 1 | 82.5 | KERN | OZB-A4204 | https://www.kern-sohn.com/cgi-bin/cosmoshop/lshop.cgi?action=shopstart&ls=en
OZB-A4206 | Auxiliary objective 2 x | 1 | 1 | 126.5 | KERN | OZB-A4206 | https://www.kern-sohn.com/cgi-bin/cosmoshop/lshop.cgi?action=shopstart&ls=en
OZB-A4205 | Auxiliary objective 2 x | 1 | 1 | 88 | KERN | OZB-A4205 | https://www.kern-sohn.com/cgi-bin/cosmoshop/lshop.cgi?action=shopstart&ls=en
OZB-A4641 | Auxiliary Objective 0,5x | 1 | 1 | 88 | KERN | OZB-A4641 | https://www.kern-sohn.com/cgi-bin/cosmoshop/lshop.cgi?action=shopstart&ls=en
OZB-A4642 | Auxiliary Objective 1,5x | 1 | 1 | 88 | KERN | OZB-A4642 | https://www.kern-sohn.com/cgi-bin/cosmoshop/lshop.cgi?action=shopstart&ls=en
OZB-A4643 | Auxiliary Objective 2x | 1 | 1 | 88 | KERN | OZB-A4643 | https://www.kern-sohn.com/cgi-bin/cosmoshop/lshop.cgi?action=shopstart&ls=en
OZB-A5611 | Auxiliary objective achromatic 0,37 x | 1 | 1 | 165 | KERN | OZB-A5611 | https://www.kern-sohn.com/cgi-bin/cosmoshop/lshop.cgi?action=shopstart&ls=en
OZB-A5612 | Auxiliary objective achromatic 0,5 x | 1 | 1 | 148.5 | KERN | OZB-A5612 | https://www.kern-sohn.com/cgi-bin/cosmoshop/lshop.cgi?action=shopstart&ls=en
OZB-A5613 | Auxiliary objective achromatic 0,7 x | 1 | 1 | 148.5 | KERN | OZB-A5613 | https://www.kern-sohn.com/cgi-bin/cosmoshop/lshop.cgi?action=shopstart&ls=en
OZB-A5615 | Auxiliary objective achromatic 1,5x | 1 | 1 | 148.5 | KERN | OZB-A5615 | https://www.kern-sohn.com/cgi-bin/cosmoshop/lshop.cgi?action=shopstart&ls=en
OZB-A5616 | Auxiliary objective achromatic 2 x | 1 | 1 | 154 | KERN | OZB-A5616 | https://www.kern-sohn.com/cgi-bin/cosmoshop/lshop.cgi?action=shopstart&ls=en
MBA 10K-3M | Baby scale | 1 | 1 | 467.5 | KERN | MBA 10K-3M | https://www.kern-sohn.com/cgi-bin/cosmoshop/lshop.cgi?action=shopstart&ls=en
MBB 15K2DM | Baby scale | 1 | 1 | 434.5 | KERN | MBB 15K2DM | https://www.kern-sohn.com/cgi-bin/cosmoshop/lshop.cgi?action=shopstart&ls=en
MBC 15K2DM | Baby scale | 1 | 1 | 313.5 | KERN | MBC 15K2DM | https://www.kern-sohn.com/cgi-bin/cosmoshop/lshop.cgi?action=shopstart&ls=en
MBC 20K10M | Baby scale | 1 | 1 | 313.5 | KERN | MBC 20K10M | https://www.kern-sohn.com/cgi-bin/cosmoshop/lshop.cgi?action=shopstart&ls=en
MBC 15K2DEM | Baby scale | 1 | 1 | 291.5 | KERN | MBC 15K2DEM | https://www.kern-sohn.com/cgi-bin/cosmoshop/lshop.cgi?action=shopstart&ls=en
MBC 20K10EM | Baby scale | 1 | 1 | 291.5 | KERN | MBC 20K10EM | https://www.kern-sohn.com/cgi-bin/cosmoshop/lshop.cgi?action=shopstart&ls=en
MBD 20K-2 | Baby scale | 1 | 1 | 95.7 | KERN | MBD 20K-2 | https://www.kern-sohn.com/cgi-bin/cosmoshop/lshop.cgi?action=shopstart&ls=en
AFM 33 | Back plate | 1 | 1 | 115.5 | KERN | AFM 33 | https://www.kern-sohn.com/cgi-bin/cosmoshop/lshop.cgi?action=shopstart&ls=en
YTB-02S05 | Backpack | 1 | 1 | 198 | KERN | YTB-02S05 | https://www.kern-sohn.com/cgi-bin/cosmoshop/lshop.cgi?action=shopstart&ls=en
YTB-02 | Backpack | 1 | 1 | 56.1 | KERN | YTB-02 | https://www.kern-sohn.com/cgi-bin/cosmoshop/lshop.cgi?action=shopstart&ls=en
YTB-01S05 | Bag | 1 | 1 | 165 | KERN | YTB-01S05 | https://www.kern-sohn.com/cgi-bin/cosmoshop/lshop.cgi?action=shopstart&ls=en
MBC-A02 | Bag | 1 | 1 | 55 | KERN | MBC-A02 | https://www.kern-sohn.com/cgi-bin/cosmoshop/lshop.cgi?action=shopstart&ls=en
YTB-01 | Bag | 1 | 1 | 49.5 | KERN | YTB-01 | https://www.kern-sohn.com/cgi-bin/cosmoshop/lshop.cgi?action=shopstart&ls=en
MCC-A01 | Bag | 1 | 1 | 33 | KERN | MCC-A01 | https://www.kern-sohn.com/cgi-bin/cosmoshop/lshop.cgi?action=shopstart&ls=en
AC 02R | Ball shaped Head | 1 | 1 | 33 | KERN | AC 02R | https://www.kern-sohn.com/cgi-bin/cosmoshop/lshop.cgi?action=shopstart&ls=en
AC 02 | Ball shaped heads, 2 pieces | 1 | 1 | 60.5 | KERN | AC 02 | https://www.kern-sohn.com/cgi-bin/cosmoshop/lshop.cgi?action=shopstart&ls=en
CE RQ35919 | Base plate | 1 | 1 | 858 | KERN | CE RQ35919 | https://www.kern-sohn.com/cgi-bin/cosmoshop/lshop.cgi?action=shopstart&ls=en
CE RQ35911 | Base plate | 1 | 1 | 203.5 | KERN | CE RQ35911 | https://www.kern-sohn.com/cgi-bin/cosmoshop/lshop.cgi?action=shopstart&ls=en
CE RQ35912 | Base plate | 1 | 1 | 203.5 | KERN | CE RQ35912 | https://www.kern-sohn.com/cgi-bin/cosmoshop/lshop.cgi?action=shopstart&ls=en
CE RQ30903 | Base plate | 1 | 1 | 192.5 | KERN | CE RQ30903 | https://www.kern-sohn.com/cgi-bin/cosmoshop/lshop.cgi?action=shopstart&ls=en
CE RQ34903 | Base plate | 1 | 1 | 192.5 | KERN | CE RQ34903 | https://www.kern-sohn.com/cgi-bin/cosmoshop/lshop.cgi?action=shopstart&ls=en
CE Q30903 | Base plate | 1 | 1 | 99 | KERN | CE Q30903 | https://www.kern-sohn.com/cgi-bin/cosmoshop/lshop.cgi?action=shopstart&ls=en
CE Q34903 | Base plate | 1 | 1 | 93.5 | KERN | CE Q34903 | https://www.kern-sohn.com/cgi-bin/cosmoshop/lshop.cgi?action=shopstart&ls=en
AFM 61 | Base plate | 1 | 1 | 66 | KERN | AFM 61 | https://www.kern-sohn.com/cgi-bin/cosmoshop/lshop.cgi?action=shopstart&ls=en
AD 0026 | Basic support for jaws | 1 | 1 | 319 | KERN | AD 0026 | https://www.kern-sohn.com/cgi-bin/cosmoshop/lshop.cgi?action=shopstart&ls=en
CE RQ35918 | Bearing | 1 | 1 | 385 | KERN | CE RQ35918 | https://www.kern-sohn.com/cgi-bin/cosmoshop/lshop.cgi?action=shopstart&ls=en
CE RQ35910 | Bearing | 1 | 1 | 297 | KERN | CE RQ35910 | https://www.kern-sohn.com/cgi-bin/cosmoshop/lshop.cgi?action=shopstart&ls=en
CE Q30906 | Bearing | 1 | 1 | 198 | KERN | CE Q30906 | https://www.kern-sohn.com/cgi-bin/cosmoshop/lshop.cgi?action=shopstart&ls=en
CE Q34906 | Bearing | 1 | 1 | 181.5 | KERN | CE Q34906 | https://www.kern-sohn.com/cgi-bin/cosmoshop/lshop.cgi?action=shopstart&ls=en
CE RQ35909 | Bearing | 1 | 1 | 148.5 | KERN | CE RQ35909 | https://www.kern-sohn.com/cgi-bin/cosmoshop/lshop.cgi?action=shopstart&ls=en
CE Q30904 | Bearing | 1 | 1 | 115.5 | KERN | CE Q30904 | https://www.kern-sohn.com/cgi-bin/cosmoshop/lshop.cgi?action=shopstart&ls=en
CE Q30905 | Bearing | 1 | 1 | 115.5 | KERN | CE Q30905 | https://www.kern-sohn.com/cgi-bin/cosmoshop/lshop.cgi?action=shopstart&ls=en
AD 0256 | Belt tension clamps | 1 | 1 | 3289 | KERN | AD 0256 | https://www.kern-sohn.com/cgi-bin/cosmoshop/lshop.cgi?action=shopstart&ls=en
AD 9256 | Belt tension clamps | 1 | 1 | 2024 | KERN | AD 9256 | https://www.kern-sohn.com/cgi-bin/cosmoshop/lshop.cgi?action=shopstart&ls=en
AD 9255 | Belt tension clamps | 1 | 1 | 1188 | KERN | AD 9255 | https://www.kern-sohn.com/cgi-bin/cosmoshop/lshop.cgi?action=shopstart&ls=en
AD 0255 | Belt tension clamps | 1 | 1 | 979 | KERN | AD 0255 | https://www.kern-sohn.com/cgi-bin/cosmoshop/lshop.cgi?action=shopstart&ls=en
AD 0250 | Belt tension clamps | 1 | 1 | 737 | KERN | AD 0250 | https://www.kern-sohn.com/cgi-bin/cosmoshop/lshop.cgi?action=shopstart&ls=en
AE 03 | Belt tension clamps (1 pieces ) | 1 | 1 | 297 | KERN | AE 03 | https://www.kern-sohn.com/cgi-bin/cosmoshop/lshop.cgi?action=shopstart&ls=en
AE 04 | Belt tension clamps (1 pieces ) | 1 | 1 | 231 | KERN | AE 04 | https://www.kern-sohn.com/cgi-bin/cosmoshop/lshop.cgi?action=shopstart&ls=en
FKB 16K0.05 | Bench scale | 1 | 1 | 638 | KERN | FKB 16K0.05 | https://www.kern-sohn.com/cgi-bin/cosmoshop/lshop.cgi?action=shopstart&ls=en
FKB 16K0.05 | Bench scale | 1 | 1 | 638 | KERN | FKB 16K0.05 | https://www.kern-sohn.com/cgi-bin/cosmoshop/lshop.cgi?action=shopstart&ls=en
FKB 36K0.1 | Bench scale | 1 | 1 | 605 | KERN | FKB 36K0.1 | https://www.kern-sohn.com/cgi-bin/cosmoshop/lshop.cgi?action=shopstart&ls=en
FKB 36K0.1 | Bench scale | 1 | 1 | 605 | KERN | FKB 36K0.1 | https://www.kern-sohn.com/cgi-bin/cosmoshop/lshop.cgi?action=shopstart&ls=en
FKB 65K0.2 | Bench scale | 1 | 1 | 605 | KERN | FKB 65K0.2 | https://www.kern-sohn.com/cgi-bin/cosmoshop/lshop.cgi?action=shopstart&ls=en
FKB 65K0.2 | Bench scale | 1 | 1 | 605 | KERN | FKB 65K0.2 | https://www.kern-sohn.com/cgi-bin/cosmoshop/lshop.cgi?action=shopstart&ls=en
FKB 6K0.02 | Bench scale | 1 | 1 | 572 | KERN | FKB 6K0.02 | https://www.kern-sohn.com/cgi-bin/cosmoshop/lshop.cgi?action=shopstart&ls=en
FKB 6K0.02 | Bench scale | 1 | 1 | 572 | KERN | FKB 6K0.02 | https://www.kern-sohn.com/cgi-bin/cosmoshop/lshop.cgi?action=shopstart&ls=en
FKB 36K0.2 | Bench scale | 1 | 1 | 561 | KERN | FKB 36K0.2 | https://www.kern-sohn.com/cgi-bin/cosmoshop/lshop.cgi?action=shopstart&ls=en
FKB 36K0.2 | Bench scale | 1 | 1 | 561 | KERN | FKB 36K0.2 | https://www.kern-sohn.com/cgi-bin/cosmoshop/lshop.cgi?action=shopstart&ls=en
FKB 65K0.5 | Bench scale | 1 | 1 | 561 | KERN | FKB 65K0.5 | https://www.kern-sohn.com/cgi-bin/cosmoshop/lshop.cgi?action=shopstart&ls=en
GAT 10K-4 | Bench scale | 1 | 1 | 539 | KERN | GAT 10K-4 | https://www.kern-sohn.com/cgi-bin/cosmoshop/lshop.cgi?action=shopstart&ls=en
GAT 30K-3 | Bench scale | 1 | 1 | 539 | KERN | GAT 30K-3 | https://www.kern-sohn.com/cgi-bin/cosmoshop/lshop.cgi?action=shopstart&ls=en
GAT 6K-4 | Bench scale | 1 | 1 | 539 | KERN | GAT 6K-4 | https://www.kern-sohn.com/cgi-bin/cosmoshop/lshop.cgi?action=shopstart&ls=en
FKB 16K0.1 | Bench scale | 1 | 1 | 528 | KERN | FKB 16K0.1 | https://www.kern-sohn.com/cgi-bin/cosmoshop/lshop.cgi?action=shopstart&ls=en
FKB 16K0.1 | Bench scale | 1 | 1 | 528 | KERN | FKB 16K0.1 | https://www.kern-sohn.com/cgi-bin/cosmoshop/lshop.cgi?action=shopstart&ls=en
FKB 8K0.05 | Bench scale | 1 | 1 | 528 | KERN | FKB 8K0.05 | https://www.kern-sohn.com/cgi-bin/cosmoshop/lshop.cgi?action=shopstart&ls=en
FKB 8K0.05 | Bench scale | 1 | 1 | 528 | KERN | FKB 8K0.05 | https://www.kern-sohn.com/cgi-bin/cosmoshop/lshop.cgi?action=shopstart&ls=en
FKB 15K0.5A+C | Bench scale | 1 | 1 | 489.5 | KERN | FKB 15K0.5A+C | https://www.kern-sohn.com/cgi-bin/cosmoshop/lshop.cgi?action=shopstart&ls=en
FKB 8K0.1A+C | Bench scale | 1 | 1 | 489.5 | KERN | FKB 8K0.1A+C | https://www.kern-sohn.com/cgi-bin/cosmoshop/lshop.cgi?action=shopstart&ls=en
FKB 65K1A+C | Bench scale | 1 | 1 | 478.5 | KERN | FKB 65K1A+C | https://www.kern-sohn.com/cgi-bin/cosmoshop/lshop.cgi?action=shopstart&ls=en
GAB 12K0.1N+C | Bench scale | 1 | 1 | 429 | KERN | GAB 12K0.1N+C | https://www.kern-sohn.com/cgi-bin/cosmoshop/lshop.cgi?action=shopstart&ls=en
GAB 30K0.2N+C | Bench scale | 1 | 1 | 429 | KERN | GAB 30K0.2N+C | https://www.kern-sohn.com/cgi-bin/cosmoshop/lshop.cgi?action=shopstart&ls=en
GAB 6K0.05N+C | Bench scale | 1 | 1 | 429 | KERN | GAB 6K0.05N+C | https://www.kern-sohn.com/cgi-bin/cosmoshop/lshop.cgi?action=shopstart&ls=en
FKB 65K1 | Bench scale | 1 | 1 | 407 | KERN | FKB 65K1 | https://www.kern-sohn.com/cgi-bin/cosmoshop/lshop.cgi?action=shopstart&ls=en
FXN 10K-3M | Bench scale | 1 | 1 | 407 | KERN | FXN 10K-3M | https://www.kern-sohn.com/cgi-bin/cosmoshop/lshop.cgi?action=shopstart&ls=en
FXN 30K-2M | Bench scale | 1 | 1 | 407 | KERN | FXN 30K-2M | https://www.kern-sohn.com/cgi-bin/cosmoshop/lshop.cgi?action=shopstart&ls=en
FXN 3K-3M | Bench scale | 1 | 1 | 407 | KERN | FXN 3K-3M | https://www.kern-sohn.com/cgi-bin/cosmoshop/lshop.cgi?action=shopstart&ls=en
FXN 6K-3M | Bench scale | 1 | 1 | 407 | KERN | FXN 6K-3M | https://www.kern-sohn.com/cgi-bin/cosmoshop/lshop.cgi?action=shopstart&ls=en
FKB 15K1A+C | Bench scale | 1 | 1 | 390.5 | KERN | FKB 15K1A+C | https://www.kern-sohn.com/cgi-bin/cosmoshop/lshop.cgi?action=shopstart&ls=en
FKB 15K0.5 | Bench scale | 1 | 1 | 385 | KERN | FKB 15K0.5 | https://www.kern-sohn.com/cgi-bin/cosmoshop/lshop.cgi?action=shopstart&ls=en
FKB 15K0.5A | Bench scale | 1 | 1 | 385 | KERN | FKB 15K0.5A | https://www.kern-sohn.com/cgi-bin/cosmoshop/lshop.cgi?action=shopstart&ls=en
FKB 30K1 | Bench scale | 1 | 1 | 385 | KERN | FKB 30K1 | https://www.kern-sohn.com/cgi-bin/cosmoshop/lshop.cgi?action=shopstart&ls=en
FKB 8K0.1 | Bench scale | 1 | 1 | 385 | KERN | FKB 8K0.1 | https://www.kern-sohn.com/cgi-bin/cosmoshop/lshop.cgi?action=shopstart&ls=en
FKB 8K0.1A | Bench scale | 1 | 1 | 385 | KERN | FKB 8K0.1A | https://www.kern-sohn.com/cgi-bin/cosmoshop/lshop.cgi?action=shopstart&ls=en
FKB 65K1A | Bench scale | 1 | 1 | 352 | KERN | FKB 65K1A | https://www.kern-sohn.com/cgi-bin/cosmoshop/lshop.cgi?action=shopstart&ls=en
FXN 10K-3N | Bench scale | 1 | 1 | 335.5 | KERN | FXN 10K-3N | https://www.kern-sohn.com/cgi-bin/cosmoshop/lshop.cgi?action=shopstart&ls=en
FXN 30K-3N | Bench scale | 1 | 1 | 335.5 | KERN | FXN 30K-3N | https://www.kern-sohn.com/cgi-bin/cosmoshop/lshop.cgi?action=shopstart&ls=en
FXN 3K-4N | Bench scale | 1 | 1 | 335.5 | KERN | FXN 3K-4N | https://www.kern-sohn.com/cgi-bin/cosmoshop/lshop.cgi?action=shopstart&ls=en
FXN 6K-3N | Bench scale | 1 | 1 | 335.5 | KERN | FXN 6K-3N | https://www.kern-sohn.com/cgi-bin/cosmoshop/lshop.cgi?action=shopstart&ls=en
FKB 30K1A | Bench scale | 1 | 1 | 330 | KERN | FKB 30K1A | https://www.kern-sohn.com/cgi-bin/cosmoshop/lshop.cgi?action=shopstart&ls=en
GAB 12K0.1N | Bench scale | 1 | 1 | 324.5 | KERN | GAB 12K0.1N | https://www.kern-sohn.com/cgi-bin/cosmoshop/lshop.cgi?action=shopstart&ls=en
GAB 30K0.2N | Bench scale | 1 | 1 | 324.5 | KERN | GAB 30K0.2N | https://www.kern-sohn.com/cgi-bin/cosmoshop/lshop.cgi?action=shopstart&ls=en
GAB 6K0.05N | Bench scale | 1 | 1 | 324.5 | KERN | GAB 6K0.05N | https://www.kern-sohn.com/cgi-bin/cosmoshop/lshop.cgi?action=shopstart&ls=en
FFN 15K5IPM | Bench scale | 1 | 1 | 313.5 | KERN | FFN 15K5IPM | https://www.kern-sohn.com/cgi-bin/cosmoshop/lshop.cgi?action=shopstart&ls=en
FFN 1K-4NM | Bench scale | 1 | 1 | 313.5 | KERN | FFN 1K-4NM | https://www.kern-sohn.com/cgi-bin/cosmoshop/lshop.cgi?action=shopstart&ls=en
FFN 25K10IPM | Bench scale | 1 | 1 | 313.5 | KERN | FFN 25K10IPM | https://www.kern-sohn.com/cgi-bin/cosmoshop/lshop.cgi?action=shopstart&ls=en
FFN 3K1IPM | Bench scale | 1 | 1 | 313.5 | KERN | FFN 3K1IPM | https://www.kern-sohn.com/cgi-bin/cosmoshop/lshop.cgi?action=shopstart&ls=en
FFN 6K2IPM | Bench scale | 1 | 1 | 313.5 | KERN | FFN 6K2IPM | https://www.kern-sohn.com/cgi-bin/cosmoshop/lshop.cgi?action=shopstart&ls=en
FOB 10K-3LM | Bench scale | 1 | 1 | 291.5 | KERN | FOB 10K-3LM | https://www.kern-sohn.com/cgi-bin/cosmoshop/lshop.cgi?action=shopstart&ls=en
FOB 1K-4LM | Bench scale | 1 | 1 | 291.5 | KERN | FOB 1K-4LM | https://www.kern-sohn.com/cgi-bin/cosmoshop/lshop.cgi?action=shopstart&ls=en
FOB 3K-3LM | Bench scale | 1 | 1 | 291.5 | KERN | FOB 3K-3LM | https://www.kern-sohn.com/cgi-bin/cosmoshop/lshop.cgi?action=shopstart&ls=en
FOB 3K-4NL | Bench scale | 1 | 1 | 291.5 | KERN | FOB 3K-4NL | https://www.kern-sohn.com/cgi-bin/cosmoshop/lshop.cgi?action=shopstart&ls=en
FOB 6K-3LM | Bench scale | 1 | 1 | 291.5 | KERN | FOB 6K-3LM | https://www.kern-sohn.com/cgi-bin/cosmoshop/lshop.cgi?action=shopstart&ls=en
FFN 1K-4N | Bench scale | 1 | 1 | 286 | KERN | FFN 1K-4N | https://www.kern-sohn.com/cgi-bin/cosmoshop/lshop.cgi?action=shopstart&ls=en
FKB 15K1A | Bench scale | 1 | 1 | 286 | KERN | FKB 15K1A | https://www.kern-sohn.com/cgi-bin/cosmoshop/lshop.cgi?action=shopstart&ls=en
FFN 15K2IPN | Bench scale | 1 | 1 | 280.5 | KERN | FFN 15K2IPN | https://www.kern-sohn.com/cgi-bin/cosmoshop/lshop.cgi?action=shopstart&ls=en
FFN 25K5IPN | Bench scale | 1 | 1 | 280.5 | KERN | FFN 25K5IPN | https://www.kern-sohn.com/cgi-bin/cosmoshop/lshop.cgi?action=shopstart&ls=en
FFN 3K0.5IPN | Bench scale | 1 | 1 | 280.5 | KERN | FFN 3K0.5IPN | https://www.kern-sohn.com/cgi-bin/cosmoshop/lshop.cgi?action=shopstart&ls=en
FFN 6K1IPN | Bench scale | 1 | 1 | 280.5 | KERN | FFN 6K1IPN | https://www.kern-sohn.com/cgi-bin/cosmoshop/lshop.cgi?action=shopstart&ls=en
FCB 8K0.1 | Bench scale | 1 | 1 | 264 | KERN | FCB 8K0.1 | https://www.kern-sohn.com/cgi-bin/cosmoshop/lshop.cgi?action=shopstart&ls=en
WTB 10K-3NM | Bench scale | 1 | 1 | 258.5 | KERN | WTB 10K-3NM | https://www.kern-sohn.com/cgi-bin/cosmoshop/lshop.cgi?action=shopstart&ls=en
WTB 1K-4NM | Bench scale | 1 | 1 | 258.5 | KERN | WTB 1K-4NM | https://www.kern-sohn.com/cgi-bin/cosmoshop/lshop.cgi?action=shopstart&ls=en
WTB 30K-2NM | Bench scale | 1 | 1 | 258.5 | KERN | WTB 30K-2NM | https://www.kern-sohn.com/cgi-bin/cosmoshop/lshop.cgi?action=shopstart&ls=en
WTB 3K-3NM | Bench scale | 1 | 1 | 258.5 | KERN | WTB 3K-3NM | https://www.kern-sohn.com/cgi-bin/cosmoshop/lshop.cgi?action=shopstart&ls=en
WTB 6K-3NM | Bench scale | 1 | 1 | 258.5 | KERN | WTB 6K-3NM | https://www.kern-sohn.com/cgi-bin/cosmoshop/lshop.cgi?action=shopstart&ls=en
FOB 10K-3NL | Bench scale | 1 | 1 | 253 | KERN | FOB 10K-3NL | https://www.kern-sohn.com/cgi-bin/cosmoshop/lshop.cgi?action=shopstart&ls=en
FOB 30K-3NL | Bench scale | 1 | 1 | 253 | KERN | FOB 30K-3NL | https://www.kern-sohn.com/cgi-bin/cosmoshop/lshop.cgi?action=shopstart&ls=en
FOB 7K-4NL | Bench scale | 1 | 1 | 253 | KERN | FOB 7K-4NL | https://www.kern-sohn.com/cgi-bin/cosmoshop/lshop.cgi?action=shopstart&ls=en
FCB 30K1 | Bench scale | 1 | 1 | 242 | KERN | FCB 30K1 | https://www.kern-sohn.com/cgi-bin/cosmoshop/lshop.cgi?action=shopstart&ls=en
FCB 3K0.1 | Bench scale | 1 | 1 | 236.5 | KERN | FCB 3K0.1 | https://www.kern-sohn.com/cgi-bin/cosmoshop/lshop.cgi?action=shopstart&ls=en
FCB 3K0.1 | Bench scale | 1 | 1 | 236.5 | KERN | FCB 3K0.1 | https://www.kern-sohn.com/cgi-bin/cosmoshop/lshop.cgi?action=shopstart&ls=en
WTB 10K-3N | Bench scale | 1 | 1 | 236.5 | KERN | WTB 10K-3N | https://www.kern-sohn.com/cgi-bin/cosmoshop/lshop.cgi?action=shopstart&ls=en
WTB 1K-4N | Bench scale | 1 | 1 | 236.5 | KERN | WTB 1K-4N | https://www.kern-sohn.com/cgi-bin/cosmoshop/lshop.cgi?action=shopstart&ls=en
WTB 30K-3N | Bench scale | 1 | 1 | 236.5 | KERN | WTB 30K-3N | https://www.kern-sohn.com/cgi-bin/cosmoshop/lshop.cgi?action=shopstart&ls=en
WTB 3K-4N | Bench scale | 1 | 1 | 236.5 | KERN | WTB 3K-4N | https://www.kern-sohn.com/cgi-bin/cosmoshop/lshop.cgi?action=shopstart&ls=en
WTB 6K-3N | Bench scale | 1 | 1 | 236.5 | KERN | WTB 6K-3N | https://www.kern-sohn.com/cgi-bin/cosmoshop/lshop.cgi?action=shopstart&ls=en
FCE 6K2N+C | Bench scale | 1 | 1 | 225.5 | KERN | FCE 6K2N+C | https://www.kern-sohn.com/cgi-bin/cosmoshop/lshop.cgi?action=shopstart&ls=en
FCB 6K0.5 | Bench scale | 1 | 1 | 214.5 | KERN | FCB 6K0.5 | https://www.kern-sohn.com/cgi-bin/cosmoshop/lshop.cgi?action=shopstart&ls=en
ECE 10K-3N+C | Bench scale | 1 | 1 | 207.9 | KERN | ECE 10K-3N+C | https://www.kern-sohn.com/cgi-bin/cosmoshop/lshop.cgi?action=shopstart&ls=en
ECE 20K-2N+C | Bench scale | 1 | 1 | 207.9 | KERN | ECE 20K-2N+C | https://www.kern-sohn.com/cgi-bin/cosmoshop/lshop.cgi?action=shopstart&ls=en
ECE 50K-2N+C | Bench scale | 1 | 1 | 207.9 | KERN | ECE 50K-2N+C | https://www.kern-sohn.com/cgi-bin/cosmoshop/lshop.cgi?action=shopstart&ls=en
FCB 12K1 | Bench scale | 1 | 1 | 203.5 | KERN | FCB 12K1 | https://www.kern-sohn.com/cgi-bin/cosmoshop/lshop.cgi?action=shopstart&ls=en
FCB 24K2 | Bench scale | 1 | 1 | 203.5 | KERN | FCB 24K2 | https://www.kern-sohn.com/cgi-bin/cosmoshop/lshop.cgi?action=shopstart&ls=en
FCF 30K-3 | Bench scale | 1 | 1 | 203.5 | KERN | FCF 30K-3 | https://www.kern-sohn.com/cgi-bin/cosmoshop/lshop.cgi?action=shopstart&ls=en
FCF 3K-4 | Bench scale | 1 | 1 | 203.5 | KERN | FCF 3K-4 | https://www.kern-sohn.com/cgi-bin/cosmoshop/lshop.cgi?action=shopstart&ls=en
FOB 1.5K0.5 | Bench scale | 1 | 1 | 198 | KERN | FOB 1.5K0.5 | https://www.kern-sohn.com/cgi-bin/cosmoshop/lshop.cgi?action=shopstart&ls=en
FOB 3K1 | Bench scale | 1 | 1 | 198 | KERN | FOB 3K1 | https://www.kern-sohn.com/cgi-bin/cosmoshop/lshop.cgi?action=shopstart&ls=en
FOB 6K2 | Bench scale | 1 | 1 | 198 | KERN | FOB 6K2 | https://www.kern-sohn.com/cgi-bin/cosmoshop/lshop.cgi?action=shopstart&ls=en
FOB 6K2 | Bench scale | 1 | 1 | 198 | KERN | FOB 6K2 | https://www.kern-sohn.com/cgi-bin/cosmoshop/lshop.cgi?action=shopstart&ls=en
ECB 10K-3N | Bench scale | 1 | 1 | 121 | KERN | ECB 10K-3N | https://www.kern-sohn.com/cgi-bin/cosmoshop/lshop.cgi?action=shopstart&ls=en
ECB 20K-2N | Bench scale | 1 | 1 | 121 | KERN | ECB 20K-2N | https://www.kern-sohn.com/cgi-bin/cosmoshop/lshop.cgi?action=shopstart&ls=en
ECB 50K-2N | Bench scale | 1 | 1 | 121 | KERN | ECB 50K-2N | https://www.kern-sohn.com/cgi-bin/cosmoshop/lshop.cgi?action=shopstart&ls=en
FCE 15K5N | Bench scale | 1 | 1 | 121 | KERN | FCE 15K5N | https://www.kern-sohn.com/cgi-bin/cosmoshop/lshop.cgi?action=shopstart&ls=en
FCE 15K5N | Bench scale | 1 | 1 | 121 | KERN | FCE 15K5N | https://www.kern-sohn.com/cgi-bin/cosmoshop/lshop.cgi?action=shopstart&ls=en
FCE 30K10N | Bench scale | 1 | 1 | 121 | KERN | FCE 30K10N | https://www.kern-sohn.com/cgi-bin/cosmoshop/lshop.cgi?action=shopstart&ls=en
FCE 3K1N | Bench scale | 1 | 1 | 121 | KERN | FCE 3K1N | https://www.kern-sohn.com/cgi-bin/cosmoshop/lshop.cgi?action=shopstart&ls=en
FCE 6K2N | Bench scale | 1 | 1 | 121 | KERN | FCE 6K2N | https://www.kern-sohn.com/cgi-bin/cosmoshop/lshop.cgi?action=shopstart&ls=en
FCE 6K2N | Bench scale | 1 | 1 | 121 | KERN | FCE 6K2N | https://www.kern-sohn.com/cgi-bin/cosmoshop/lshop.cgi?action=shopstart&ls=en
FOB 0.5K-4NS | Bench scale | 1 | 1 | 115.5 | KERN | FOB 0.5K-4NS | https://www.kern-sohn.com/cgi-bin/cosmoshop/lshop.cgi?action=shopstart&ls=en
FOB 5K-3NS | Bench scale | 1 | 1 | 115.5 | KERN | FOB 5K-3NS | https://www.kern-sohn.com/cgi-bin/cosmoshop/lshop.cgi?action=shopstart&ls=en
ECE 10K-3N | Bench scale | 1 | 1 | 104.5 | KERN | ECE 10K-3N | https://www.kern-sohn.com/cgi-bin/cosmoshop/lshop.cgi?action=shopstart&ls=en
ECE 20K-2N | Bench scale | 1 | 1 | 104.5 | KERN | ECE 20K-2N | https://www.kern-sohn.com/cgi-bin/cosmoshop/lshop.cgi?action=shopstart&ls=en
ECE 50K-2N | Bench scale | 1 | 1 | 104.5 | KERN | ECE 50K-2N | https://www.kern-sohn.com/cgi-bin/cosmoshop/lshop.cgi?action=shopstart&ls=en
FOB 500-1S | Bench scale | 1 | 1 | 86.9 | KERN | FOB 500-1S | https://www.kern-sohn.com/cgi-bin/cosmoshop/lshop.cgi?action=shopstart&ls=en
FOB 5K1S | Bench scale | 1 | 1 | 86.9 | KERN | FOB 5K1S | https://www.kern-sohn.com/cgi-bin/cosmoshop/lshop.cgi?action=shopstart&ls=en
FGE 10K-3 | Bench scale | 1 | 1 | 49.5 | KERN | FGE 10K-3 | https://www.kern-sohn.com/cgi-bin/cosmoshop/lshop.cgi?action=shopstart&ls=en
FGE 5K-3 | Bench scale | 1 | 1 | 38.5 | KERN | FGE 5K-3 | https://www.kern-sohn.com/cgi-bin/cosmoshop/lshop.cgi?action=shopstart&ls=en
GAB 15K2DNM+V | Bench scale with type approval | 1 | 1 | 324.5 | KERN | GAB 15K2DNM+V | https://www.kern-sohn.com/cgi-bin/cosmoshop/lshop.cgi?action=shopstart&ls=en
GAB 30K5DNM+V | Bench scale with type approval | 1 | 1 | 324.5 | KERN | GAB 30K5DNM+V | https://www.kern-sohn.com/cgi-bin/cosmoshop/lshop.cgi?action=shopstart&ls=en
GAB 6K1DNM+V | Bench scale with type approval | 1 | 1 | 324.5 | KERN | GAB 6K1DNM+V | https://www.kern-sohn.com/cgi-bin/cosmoshop/lshop.cgi?action=shopstart&ls=en
GAB 15K2DNM | Bench scale with type approval | 1 | 1 | 247.5 | KERN | GAB 15K2DNM | https://www.kern-sohn.com/cgi-bin/cosmoshop/lshop.cgi?action=shopstart&ls=en
GAB 30K5DNM | Bench scale with type approval | 1 | 1 | 247.5 | KERN | GAB 30K5DNM | https://www.kern-sohn.com/cgi-bin/cosmoshop/lshop.cgi?action=shopstart&ls=en
GAB 6K1DNM | Bench scale with type approval | 1 | 1 | 247.5 | KERN | GAB 6K1DNM | https://www.kern-sohn.com/cgi-bin/cosmoshop/lshop.cgi?action=shopstart&ls=en
AD 9300 | Bending device | 1 | 1 | 1683 | KERN | AD 9300 | https://www.kern-sohn.com/cgi-bin/cosmoshop/lshop.cgi?action=shopstart&ls=en
AD 9302 | Bending device | 1 | 1 | 1683 | KERN | AD 9302 | https://www.kern-sohn.com/cgi-bin/cosmoshop/lshop.cgi?action=shopstart&ls=en
AD 9310 | Bending device | 1 | 1 | 1683 | KERN | AD 9310 | https://www.kern-sohn.com/cgi-bin/cosmoshop/lshop.cgi?action=shopstart&ls=en
AD 0300 | Bending device | 1 | 1 | 1639 | KERN | AD 0300 | https://www.kern-sohn.com/cgi-bin/cosmoshop/lshop.cgi?action=shopstart&ls=en
AD 0310 | Bending device | 1 | 1 | 1639 | KERN | AD 0310 | https://www.kern-sohn.com/cgi-bin/cosmoshop/lshop.cgi?action=shopstart&ls=en
AD 9305 | Bending device | 1 | 1 | 1485 | KERN | AD 9305 | https://www.kern-sohn.com/cgi-bin/cosmoshop/lshop.cgi?action=shopstart&ls=en
AD 9315 | Bending device | 1 | 1 | 1485 | KERN | AD 9315 | https://www.kern-sohn.com/cgi-bin/cosmoshop/lshop.cgi?action=shopstart&ls=en
AD 0305 | Bending device | 1 | 1 | 1452 | KERN | AD 0305 | https://www.kern-sohn.com/cgi-bin/cosmoshop/lshop.cgi?action=shopstart&ls=en
AD 0315 | Bending device | 1 | 1 | 1452 | KERN | AD 0315 | https://www.kern-sohn.com/cgi-bin/cosmoshop/lshop.cgi?action=shopstart&ls=en
OBB-A1121 | Bertrand lens | 1 | 1 | 335.5 | KERN | OBB-A1121 | https://www.kern-sohn.com/cgi-bin/cosmoshop/lshop.cgi?action=shopstart&ls=en
OBB-A1120 | Bertrand lens | 1 | 1 | 253 | KERN | OBB-A1120 | https://www.kern-sohn.com/cgi-bin/cosmoshop/lshop.cgi?action=shopstart&ls=en
281-891 | Bird weighing cone | 1 | 1 | 16.5 | KERN | 281-891 | https://www.kern-sohn.com/cgi-bin/cosmoshop/lshop.cgi?action=shopstart&ls=en
AFM 41 | Black angle bracket for KERN TVM 5000, 10K | 1 | 1 | 88 | KERN | AFM 41 | https://www.kern-sohn.com/cgi-bin/cosmoshop/lshop.cgi?action=shopstart&ls=en
OZB-A4816 | Black/White stage; 59,5 mm | 1 | 1 | 20.9 | KERN | OZB-A4816 | https://www.kern-sohn.com/cgi-bin/cosmoshop/lshop.cgi?action=shopstart&ls=en
OZB-A4814 | Black/White stage; 74,5 mm | 1 | 1 | 20.9 | KERN | OZB-A4814 | https://www.kern-sohn.com/cgi-bin/cosmoshop/lshop.cgi?action=shopstart&ls=en
OZB-A5191 | Black/White stage; 94.5 mm | 1 | 1 | 20.9 | KERN | OZB-A5191 | https://www.kern-sohn.com/cgi-bin/cosmoshop/lshop.cgi?action=shopstart&ls=en
OZB-A4806 | Black/White stage; 95 mm | 1 | 1 | 20.9 | KERN | OZB-A4806 | https://www.kern-sohn.com/cgi-bin/cosmoshop/lshop.cgi?action=shopstart&ls=en
362-980-300 | Block 1 g - 5 kg | 1 | 1 | 137.5 | KERN | 362-980-300 | https://www.kern-sohn.com/cgi-bin/cosmoshop/lshop.cgi?action=shopstart&ls=en
TKDP-A03-AE | Bluetooth LE Modul | 1 | 1 | 55 | KERN | TKDP-A03-AE | https://www.kern-sohn.com/cgi-bin/cosmoshop/lshop.cgi?action=shopstart&ls=en
YKV-A02 | Bluetooth LE Module | 1 | 1 | 66 | KERN | YKV-A02 | https://www.kern-sohn.com/cgi-bin/cosmoshop/lshop.cgi?action=shopstart&ls=en
KDP-A03 | Bluetooth LE Module | 1 | 1 | 55 | KERN | KDP-A03 | https://www.kern-sohn.com/cgi-bin/cosmoshop/lshop.cgi?action=shopstart&ls=en
HFD-A06 | Bluetooth-Set | 1 | 1 | 231 | KERN | HFD-A06 | https://www.kern-sohn.com/cgi-bin/cosmoshop/lshop.cgi?action=shopstart&ls=en
KXS-A02 | Bluetooth-Set | 1 | 1 | 187 | KERN | KXS-A02 | https://www.kern-sohn.com/cgi-bin/cosmoshop/lshop.cgi?action=shopstart&ls=en
KXS-A02E | Bluetooth-Set | 1 | 1 | 187 | KERN | KXS-A02E | https://www.kern-sohn.com/cgi-bin/cosmoshop/lshop.cgi?action=shopstart&ls=en
KFB-A03 | Bluetooth-Set | 1 | 1 | 143 | KERN | KFB-A03 | https://www.kern-sohn.com/cgi-bin/cosmoshop/lshop.cgi?action=shopstart&ls=en
KFB-A03E | Bluetooth-Set | 1 | 1 | 143 | KERN | KFB-A03E | https://www.kern-sohn.com/cgi-bin/cosmoshop/lshop.cgi?action=shopstart&ls=en
PFB-A11 | Bluetooth-Set | 1 | 1 | 137.5 | KERN | PFB-A11 | https://www.kern-sohn.com/cgi-bin/cosmoshop/lshop.cgi?action=shopstart&ls=en
PFB-A11E | Bluetooth-Set | 1 | 1 | 137.5 | KERN | PFB-A11E | https://www.kern-sohn.com/cgi-bin/cosmoshop/lshop.cgi?action=shopstart&ls=en
KIB-A04 | Bluetooth-Set | 1 | 1 | 121 | KERN | KIB-A04 | https://www.kern-sohn.com/cgi-bin/cosmoshop/lshop.cgi?action=shopstart&ls=en
KIB-A04E | Bluetooth-Set | 1 | 1 | 121 | KERN | KIB-A04E | https://www.kern-sohn.com/cgi-bin/cosmoshop/lshop.cgi?action=shopstart&ls=en
PFB-A10 | Bluetooth-Set | 1 | 1 | 104.5 | KERN | PFB-A10 | https://www.kern-sohn.com/cgi-bin/cosmoshop/lshop.cgi?action=shopstart&ls=en
PFB-A10E | Bluetooth-Set | 1 | 1 | 104.5 | KERN | PFB-A10E | https://www.kern-sohn.com/cgi-bin/cosmoshop/lshop.cgi?action=shopstart&ls=en
344-475-200 | Box for slooted weights (TR500/02) | 1 | 1 | 275 | KERN | 344-475-200 | https://www.kern-sohn.com/cgi-bin/cosmoshop/lshop.cgi?action=shopstart&ls=en
344-465-200 | Box for slotted weights (TR100/01) | 1 | 1 | 225.5 | KERN | 344-465-200 | https://www.kern-sohn.com/cgi-bin/cosmoshop/lshop.cgi?action=shopstart&ls=en
328-222-410 | Box from plastics with top | 1 | 1 | 40.7 | KERN | 328-222-410 | https://www.kern-sohn.com/cgi-bin/cosmoshop/lshop.cgi?action=shopstart&ls=en
328-222-420 | Box from plastics with top | 1 | 1 | 22 | KERN | 328-222-420 | https://www.kern-sohn.com/cgi-bin/cosmoshop/lshop.cgi?action=shopstart&ls=en
YKV-A03 | Bracket for DIN rail | 1 | 1 | 66 | KERN | YKV-A03 | https://www.kern-sohn.com/cgi-bin/cosmoshop/lshop.cgi?action=shopstart&ls=en
AC 22R | Broad clamp with qiuck fastener | 1 | 1 | 77 | KERN | AC 22R | https://www.kern-sohn.com/cgi-bin/cosmoshop/lshop.cgi?action=shopstart&ls=en
FL-A01 | Cable | 1 | 1 | 50.6 | KERN | FL-A01 | https://www.kern-sohn.com/cgi-bin/cosmoshop/lshop.cgi?action=shopstart&ls=en
FL-A04 | Cable | 1 | 1 | 50.6 | KERN | FL-A04 | https://www.kern-sohn.com/cgi-bin/cosmoshop/lshop.cgi?action=shopstart&ls=en
AC 41 | Cable clamp with two eccentric rollers, corrugated | 1 | 1 | 214.5 | KERN | AC 41 | https://www.kern-sohn.com/cgi-bin/cosmoshop/lshop.cgi?action=shopstart&ls=en
AC 10S | Cable fixture | 1 | 1 | 71.5 | KERN | AC 10S | https://www.kern-sohn.com/cgi-bin/cosmoshop/lshop.cgi?action=shopstart&ls=en
AC 10SR | Cable fixture | 1 | 1 | 71.5 | KERN | AC 10SR | https://www.kern-sohn.com/cgi-bin/cosmoshop/lshop.cgi?action=shopstart&ls=en
AE 06 | Cable removal clamp (1 pieces ) | 1 | 1 | 231 | KERN | AE 06 | https://www.kern-sohn.com/cgi-bin/cosmoshop/lshop.cgi?action=shopstart&ls=en
CE HSS | Cable, power supply | 1 | 1 | 88 | KERN | CE HSS | https://www.kern-sohn.com/cgi-bin/cosmoshop/lshop.cgi?action=shopstart&ls=en
ORA-A2267 | Calibration block | 1 | 1 | 44 | KERN | ORA-A2267 | https://www.kern-sohn.com/cgi-bin/cosmoshop/lshop.cgi?action=shopstart&ls=en
ORA-A1005 | Calibration block | 1 | 1 | 20.9 | KERN | ORA-A1005 | https://www.kern-sohn.com/cgi-bin/cosmoshop/lshop.cgi?action=shopstart&ls=en
ORA-A1008 | Calibration block | 1 | 1 | 20.9 | KERN | ORA-A1008 | https://www.kern-sohn.com/cgi-bin/cosmoshop/lshop.cgi?action=shopstart&ls=en
ATB-US07 | Calibration foils for coating thickness gauges | 1 | 1 | 115.5 | KERN | ATB-US07 | https://www.kern-sohn.com/cgi-bin/cosmoshop/lshop.cgi?action=shopstart&ls=en
ORA-A1003 | Calibration liquid (Saturated salt solution) | 1 | 1 | 20.9 | KERN | ORA-A1003 | https://www.kern-sohn.com/cgi-bin/cosmoshop/lshop.cgi?action=shopstart&ls=en
ORA-A1006 | Calibration liquid (Triethyl citrate) | 1 | 1 | 20.9 | KERN | ORA-A1006 | https://www.kern-sohn.com/cgi-bin/cosmoshop/lshop.cgi?action=shopstart&ls=en
AHBA-01 | Calibration plates | 1 | 1 | 104.5 | KERN | AHBA-01 | https://www.kern-sohn.com/cgi-bin/cosmoshop/lshop.cgi?action=shopstart&ls=en
AHBD-01 | Calibration plates | 1 | 1 | 82.5 | KERN | AHBD-01 | https://www.kern-sohn.com/cgi-bin/cosmoshop/lshop.cgi?action=shopstart&ls=en
OBB-A1224 | Calibration specimen slide | 1 | 1 | 77 | KERN | OBB-A1224 | https://www.kern-sohn.com/cgi-bin/cosmoshop/lshop.cgi?action=shopstart&ls=en
ODC-A2403 | Calibration specimen slide | 1 | 1 | 22 | KERN | ODC-A2403 | https://www.kern-sohn.com/cgi-bin/cosmoshop/lshop.cgi?action=shopstart&ls=en
ASU-01 | Calibrator | 1 | 1 | 286 | KERN | ASU-01 | https://www.kern-sohn.com/cgi-bin/cosmoshop/lshop.cgi?action=shopstart&ls=en
ODC 841 | Camera for compound microscopes 20MP | 1 | 1 | 1199 | KERN | ODC 841 | https://www.kern-sohn.com/cgi-bin/cosmoshop/lshop.cgi?action=shopstart&ls=en
ODC 910 | Camera for Digital Wi-Fi Microscope 2MP | 1 | 1 | 187 | KERN | ODC 910 | https://www.kern-sohn.com/cgi-bin/cosmoshop/lshop.cgi?action=shopstart&ls=en
ODC 861 | Camera for fluorescence microscopes (Cooling) 20MP | 1 | 1 | 2189 | KERN | ODC 861 | https://www.kern-sohn.com/cgi-bin/cosmoshop/lshop.cgi?action=shopstart&ls=en
ODC 852 | Camera for stereo microscopes (AF) 5MP | 1 | 1 | 1166 | KERN | ODC 852 | https://www.kern-sohn.com/cgi-bin/cosmoshop/lshop.cgi?action=shopstart&ls=en
HCB-A01 | Carabine hook (stainless steel) | 1 | 1 | 36.3 | KERN | HCB-A01 | https://www.kern-sohn.com/cgi-bin/cosmoshop/lshop.cgi?action=shopstart&ls=en
CM 50-C2N | Carat balance | 1 | 1 | 99 | KERN | CM 50-C2N | https://www.kern-sohn.com/cgi-bin/cosmoshop/lshop.cgi?action=shopstart&ls=en
347-475-100-N00 | Carrier bar 1 N | 1 | 1 | 67.1 | KERN | 347-475-100-N00 | https://www.kern-sohn.com/cgi-bin/cosmoshop/lshop.cgi?action=shopstart&ls=en
347-445-100-N00 | Carrier bar 10 cN | 1 | 1 | 41.8 | KERN | 347-445-100-N00 | https://www.kern-sohn.com/cgi-bin/cosmoshop/lshop.cgi?action=shopstart&ls=en
347-495-100-N00 | Carrier bar 5N (Shape 500 g) | 1 | 1 | 93.5 | KERN | 347-495-100-N00 | https://www.kern-sohn.com/cgi-bin/cosmoshop/lshop.cgi?action=shopstart&ls=en
347-515-100 | Carrier bar for slotted weights 1 kg (M1) | 1 | 1 | 125.4 | KERN | 347-515-100 | https://www.kern-sohn.com/cgi-bin/cosmoshop/lshop.cgi?action=shopstart&ls=en
347-475-100 | Carrier bar for slotted weights 100 g (M1) | 1 | 1 | 58.3 | KERN | 347-475-100 | https://www.kern-sohn.com/cgi-bin/cosmoshop/lshop.cgi?action=shopstart&ls=en
347-495-100 | Carrier bar for slotted weights 500 g (M1) | 1 | 1 | 84.7 | KERN | 347-495-100 | https://www.kern-sohn.com/cgi-bin/cosmoshop/lshop.cgi?action=shopstart&ls=en
347-445-100 | Carrier bar for slotted weights, 10 g | 1 | 1 | 33 | KERN | 347-445-100 | https://www.kern-sohn.com/cgi-bin/cosmoshop/lshop.cgi?action=shopstart&ls=en
347-515-100-N00 | Carrier Bar for slotted weights, 10 N | 1 | 1 | 134.2 | KERN | 347-515-100-N00 | https://www.kern-sohn.com/cgi-bin/cosmoshop/lshop.cgi?action=shopstart&ls=en
MBB-A02 | Carrying case | 1 | 1 | 88 | KERN | MBB-A02 | https://www.kern-sohn.com/cgi-bin/cosmoshop/lshop.cgi?action=shopstart&ls=en
OBB-A2405 | Centering telescope | 1 | 1 | 110 | KERN | OBB-A2405 | https://www.kern-sohn.com/cgi-bin/cosmoshop/lshop.cgi?action=shopstart&ls=en
OBB-A2506 | Centering telescope | 1 | 1 | 110 | KERN | OBB-A2506 | https://www.kern-sohn.com/cgi-bin/cosmoshop/lshop.cgi?action=shopstart&ls=en
AE 2K-A01 | Centrepiece | 1 | 1 | 82.5 | KERN | AE 2K-A01 | https://www.kern-sohn.com/cgi-bin/cosmoshop/lshop.cgi?action=shopstart&ls=en
963-131R | Certificat-DAkkS | 1 | 1 | 242 | KERN | 963-131R | https://www.kern-sohn.com/cgi-bin/cosmoshop/lshop.cgi?action=shopstart&ls=en
962-593 | Certificate weight 500 kg | 1 | 1 | 127.6 | KERN | 962-593 | https://www.kern-sohn.com/cgi-bin/cosmoshop/lshop.cgi?action=shopstart&ls=en
962-593R | Certificate weight 500 kg | 1 | 1 | 127.6 | KERN | 962-593R | https://www.kern-sohn.com/cgi-bin/cosmoshop/lshop.cgi?action=shopstart&ls=en
963-131HR | Certificate-DAkkS | 1 | 1 | 330 | KERN | 963-131HR | https://www.kern-sohn.com/cgi-bin/cosmoshop/lshop.cgi?action=shopstart&ls=en
963-130HR | Certificate-DAkkS | 1 | 1 | 220 | KERN | 963-130HR | https://www.kern-sohn.com/cgi-bin/cosmoshop/lshop.cgi?action=shopstart&ls=en
963-130R | Certificate-DAkkS | 1 | 1 | 181.5 | KERN | 963-130R | https://www.kern-sohn.com/cgi-bin/cosmoshop/lshop.cgi?action=shopstart&ls=en
963-129R | Certificate-DAkkS | 1 | 1 | 127.6 | KERN | 963-129R | https://www.kern-sohn.com/cgi-bin/cosmoshop/lshop.cgi?action=shopstart&ls=en
963-128R | Certificate-DAkkS | 1 | 1 | 103.4 | KERN | 963-128R | https://www.kern-sohn.com/cgi-bin/cosmoshop/lshop.cgi?action=shopstart&ls=en
963-127R | Certificate-DAkkS | 1 | 1 | 85.8 | KERN | 963-127R | https://www.kern-sohn.com/cgi-bin/cosmoshop/lshop.cgi?action=shopstart&ls=en
963-133AR | Certificate-DAkkS Recalibration | 1 | 1 | 1100 | KERN | 963-133AR | https://www.kern-sohn.com/cgi-bin/cosmoshop/lshop.cgi?action=shopstart&ls=en
963-132AR | Certificate-DAkkS Recalibration | 1 | 1 | 968 | KERN | 963-132AR | https://www.kern-sohn.com/cgi-bin/cosmoshop/lshop.cgi?action=shopstart&ls=en
963-133HR | Certificate-DAkkS Recalibration | 1 | 1 | 770 | KERN | 963-133HR | https://www.kern-sohn.com/cgi-bin/cosmoshop/lshop.cgi?action=shopstart&ls=en
963-132HR | Certificate-DAkkS Recalibration | 1 | 1 | 550 | KERN | 963-132HR | https://www.kern-sohn.com/cgi-bin/cosmoshop/lshop.cgi?action=shopstart&ls=en
963-133R | Certificate-DAkkS Recalibration | 1 | 1 | 550 | KERN | 963-133R | https://www.kern-sohn.com/cgi-bin/cosmoshop/lshop.cgi?action=shopstart&ls=en
963-132R | Certificate-DAkkS Recalibration | 1 | 1 | 484 | KERN | 963-132R | https://www.kern-sohn.com/cgi-bin/cosmoshop/lshop.cgi?action=shopstart&ls=en
963-361IR | Certificate-DAkkS Recalibration for force-gauges | 1 | 1 | 297 | KERN | 963-361IR | https://www.kern-sohn.com/cgi-bin/cosmoshop/lshop.cgi?action=shopstart&ls=en
963-161OR | Certificate-DAkkS Recalibration for force-gauges | 1 | 1 | 275 | KERN | 963-161OR | https://www.kern-sohn.com/cgi-bin/cosmoshop/lshop.cgi?action=shopstart&ls=en
963-161R | Certificate-DAkkS Recalibration for force-gauges | 1 | 1 | 148.5 | KERN | 963-161R | https://www.kern-sohn.com/cgi-bin/cosmoshop/lshop.cgi?action=shopstart&ls=en
963-361OR | Certificate-DAkkS Recalibration force-gauge | 1 | 1 | 374 | KERN | 963-361OR | https://www.kern-sohn.com/cgi-bin/cosmoshop/lshop.cgi?action=shopstart&ls=en
963-163OR | Certificate-DAkkS Recalibration force-gauge | 1 | 1 | 330 | KERN | 963-163OR | https://www.kern-sohn.com/cgi-bin/cosmoshop/lshop.cgi?action=shopstart&ls=en
963-162OR | Certificate-DAkkS Recalibration force-gauge | 1 | 1 | 275 | KERN | 963-162OR | https://www.kern-sohn.com/cgi-bin/cosmoshop/lshop.cgi?action=shopstart&ls=en
963-261OR | Certificate-DAkkS Recalibration force-gauge | 1 | 1 | 275 | KERN | 963-261OR | https://www.kern-sohn.com/cgi-bin/cosmoshop/lshop.cgi?action=shopstart&ls=en
963-261R | Certificate-DAkkS Recalibration force-gauge | 1 | 1 | 148.5 | KERN | 963-261R | https://www.kern-sohn.com/cgi-bin/cosmoshop/lshop.cgi?action=shopstart&ls=en
963-133HZR | Certificate-DAkkS Second calibration | 1 | 1 | 770 | KERN | 963-133HZR | https://www.kern-sohn.com/cgi-bin/cosmoshop/lshop.cgi?action=shopstart&ls=en
963-133ZR | Certificate-DAkkS Second calibration | 1 | 1 | 550 | KERN | 963-133ZR | https://www.kern-sohn.com/cgi-bin/cosmoshop/lshop.cgi?action=shopstart&ls=en
963-132ZR | Certificate-DAkkS Second calibration | 1 | 1 | 484 | KERN | 963-132ZR | https://www.kern-sohn.com/cgi-bin/cosmoshop/lshop.cgi?action=shopstart&ls=en
963-131HZR | Certificate-DAkkS Second calibration | 1 | 1 | 275 | KERN | 963-131HZR | https://www.kern-sohn.com/cgi-bin/cosmoshop/lshop.cgi?action=shopstart&ls=en
963-131ZR | Certificate-DAkkS Second calibration | 1 | 1 | 242 | KERN | 963-131ZR | https://www.kern-sohn.com/cgi-bin/cosmoshop/lshop.cgi?action=shopstart&ls=en
963-130HZR | Certificate-DAkkS Second calibration | 1 | 1 | 220 | KERN | 963-130HZR | https://www.kern-sohn.com/cgi-bin/cosmoshop/lshop.cgi?action=shopstart&ls=en
963-130ZR | Certificate-DAkkS Second calibration | 1 | 1 | 181.5 | KERN | 963-130ZR | https://www.kern-sohn.com/cgi-bin/cosmoshop/lshop.cgi?action=shopstart&ls=en
963-129ZR | Certificate-DAkkS Second calibration | 1 | 1 | 127.6 | KERN | 963-129ZR | https://www.kern-sohn.com/cgi-bin/cosmoshop/lshop.cgi?action=shopstart&ls=en
963-129HZR | Certificate-DAkkS Second calibration | 1 | 1 | 121 | KERN | 963-129HZR | https://www.kern-sohn.com/cgi-bin/cosmoshop/lshop.cgi?action=shopstart&ls=en
963-128HZR | Certificate-DAkkS Second calibration | 1 | 1 | 103.4 | KERN | 963-128HZR | https://www.kern-sohn.com/cgi-bin/cosmoshop/lshop.cgi?action=shopstart&ls=en
963-128ZR | Certificate-DAkkS Second calibration | 1 | 1 | 103.4 | KERN | 963-128ZR | https://www.kern-sohn.com/cgi-bin/cosmoshop/lshop.cgi?action=shopstart&ls=en
963-127ZR | Certificate-DAkkS Second calibration | 1 | 1 | 85.8 | KERN | 963-127ZR | https://www.kern-sohn.com/cgi-bin/cosmoshop/lshop.cgi?action=shopstart&ls=en
MCB 300K100M | Chair scale | 1 | 1 | 1094.5 | KERN | MCB 300K100M | https://www.kern-sohn.com/cgi-bin/cosmoshop/lshop.cgi?action=shopstart&ls=en
MCC 250K100M | Chair scale | 1 | 1 | 918.5 | KERN | MCC 250K100M | https://www.kern-sohn.com/cgi-bin/cosmoshop/lshop.cgi?action=shopstart&ls=en
MCD 300K-1 | Chair scale | 1 | 1 | 825 | KERN | MCD 300K-1 | https://www.kern-sohn.com/cgi-bin/cosmoshop/lshop.cgi?action=shopstart&ls=en
HFD-A07 | Charging station (Li-Ion) | 1 | 1 | 121 | KERN | HFD-A07 | https://www.kern-sohn.com/cgi-bin/cosmoshop/lshop.cgi?action=shopstart&ls=en
MYC-01 | Cleaning cloths | 1 | 1 | 38.5 | KERN | MYC-01 | https://www.kern-sohn.com/cgi-bin/cosmoshop/lshop.cgi?action=shopstart&ls=en
OCS 901 | Cleaning set for microscopes | 1 | 1 | 27.5 | KERN | OCS 901 | https://www.kern-sohn.com/cgi-bin/cosmoshop/lshop.cgi?action=shopstart&ls=en
287-A01 | Clip | 1 | 1 | 28.6 | KERN | 287-A01 | https://www.kern-sohn.com/cgi-bin/cosmoshop/lshop.cgi?action=shopstart&ls=en
281-151-002 | Clip for spring balances | 1 | 1 | 8.8 | KERN | 281-151-002 | https://www.kern-sohn.com/cgi-bin/cosmoshop/lshop.cgi?action=shopstart&ls=en
OBB-A1135 | C-Mount camera adapter | 1 | 1 | 176 | KERN | OBB-A1135 | https://www.kern-sohn.com/cgi-bin/cosmoshop/lshop.cgi?action=shopstart&ls=en
OBB-A1136 | C-Mount camera adapter | 1 | 1 | 176 | KERN | OBB-A1136 | https://www.kern-sohn.com/cgi-bin/cosmoshop/lshop.cgi?action=shopstart&ls=en
OBB-A1137 | C-Mount camera adapter | 1 | 1 | 176 | KERN | OBB-A1137 | https://www.kern-sohn.com/cgi-bin/cosmoshop/lshop.cgi?action=shopstart&ls=en
OBB-A2439 | C-Mount camera adapter | 1 | 1 | 132 | KERN | OBB-A2439 | https://www.kern-sohn.com/cgi-bin/cosmoshop/lshop.cgi?action=shopstart&ls=en
OZB-A5701 | C-Mount camera adapter | 1 | 1 | 132 | KERN | OZB-A5701 | https://www.kern-sohn.com/cgi-bin/cosmoshop/lshop.cgi?action=shopstart&ls=en
OZB-A5702 | C-Mount camera adapter | 1 | 1 | 132 | KERN | OZB-A5702 | https://www.kern-sohn.com/cgi-bin/cosmoshop/lshop.cgi?action=shopstart&ls=en
OBB-A2532 | C-Mount camera adapter | 1 | 1 | 126.5 | KERN | OBB-A2532 | https://www.kern-sohn.com/cgi-bin/cosmoshop/lshop.cgi?action=shopstart&ls=en
OBB-A1139 | C-Mount camera adapter | 1 | 1 | 110 | KERN | OBB-A1139 | https://www.kern-sohn.com/cgi-bin/cosmoshop/lshop.cgi?action=shopstart&ls=en
OBB-A1140 | C-Mount camera adapter | 1 | 1 | 110 | KERN | OBB-A1140 | https://www.kern-sohn.com/cgi-bin/cosmoshop/lshop.cgi?action=shopstart&ls=en
OBB-A1142 | C-Mount camera adapter | 1 | 1 | 110 | KERN | OBB-A1142 | https://www.kern-sohn.com/cgi-bin/cosmoshop/lshop.cgi?action=shopstart&ls=en
OZB-A4811 | C-Mount camera adapter | 1 | 1 | 104.5 | KERN | OZB-A4811 | https://www.kern-sohn.com/cgi-bin/cosmoshop/lshop.cgi?action=shopstart&ls=en
OZB-A5703 | C-Mount camera adapter | 1 | 1 | 104.5 | KERN | OZB-A5703 | https://www.kern-sohn.com/cgi-bin/cosmoshop/lshop.cgi?action=shopstart&ls=en
OBB-A2437 | C-Mount camera adapter | 1 | 1 | 99 | KERN | OBB-A2437 | https://www.kern-sohn.com/cgi-bin/cosmoshop/lshop.cgi?action=shopstart&ls=en
OBB-A2531 | C-Mount camera adapter | 1 | 1 | 93.5 | KERN | OBB-A2531 | https://www.kern-sohn.com/cgi-bin/cosmoshop/lshop.cgi?action=shopstart&ls=en
OZB-A4810 | C-Mount camera adapter | 1 | 1 | 93.5 | KERN | OZB-A4810 | https://www.kern-sohn.com/cgi-bin/cosmoshop/lshop.cgi?action=shopstart&ls=en
OBB-A2438 | C-Mount camera adapter | 1 | 1 | 60.5 | KERN | OBB-A2438 | https://www.kern-sohn.com/cgi-bin/cosmoshop/lshop.cgi?action=shopstart&ls=en
OZB-A4809 | C-Mount camera adapter | 1 | 1 | 55 | KERN | OZB-A4809 | https://www.kern-sohn.com/cgi-bin/cosmoshop/lshop.cgi?action=shopstart&ls=en
OZB-A5704 | C-Mount camera adapter (micrometer) | 1 | 1 | 280.5 | KERN | OZB-A5704 | https://www.kern-sohn.com/cgi-bin/cosmoshop/lshop.cgi?action=shopstart&ls=en
TE 1250-0.1F. | Coating thickness gauge - FE external | 1 | 1 | 396 | KERN | TE 1250-0.1F. | https://www.kern-sohn.com/cgi-bin/cosmoshop/lshop.cgi?action=shopstart&ls=en
TB 1000-0.1F. | Coating thickness gauge - FE external | 1 | 1 | 352 | KERN | TB 1000-0.1F. | https://www.kern-sohn.com/cgi-bin/cosmoshop/lshop.cgi?action=shopstart&ls=en
TB 2000-0.1F. | Coating thickness gauge - FE external | 1 | 1 | 319 | KERN | TB 2000-0.1F. | https://www.kern-sohn.com/cgi-bin/cosmoshop/lshop.cgi?action=shopstart&ls=en
TC 1250-0.1F. | Coating thickness gauge - FE internal | 1 | 1 | 286 | KERN | TC 1250-0.1F. | https://www.kern-sohn.com/cgi-bin/cosmoshop/lshop.cgi?action=shopstart&ls=en
TG 1250-0.1FN. | Coating thickness gauge - FE/NFE external | 1 | 1 | 583 | KERN | TG 1250-0.1FN. | https://www.kern-sohn.com/cgi-bin/cosmoshop/lshop.cgi?action=shopstart&ls=en
TE 1250-0.1FN. | Coating thickness gauge - FE/NFE external | 1 | 1 | 506 | KERN | TE 1250-0.1FN. | https://www.kern-sohn.com/cgi-bin/cosmoshop/lshop.cgi?action=shopstart&ls=en
TB 1000-0.1FN. | Coating thickness gauge - FE/NFE external | 1 | 1 | 440 | KERN | TB 1000-0.1FN. | https://www.kern-sohn.com/cgi-bin/cosmoshop/lshop.cgi?action=shopstart&ls=en
TF 1250-0.1FN. | Coating thickness gauge - FE/NFE internal | 1 | 1 | 583 | KERN | TF 1250-0.1FN. | https://www.kern-sohn.com/cgi-bin/cosmoshop/lshop.cgi?action=shopstart&ls=en
TC 1250-0.1FN-CAR. | Coating thickness gauge - FE/NFE internal | 1 | 1 | 517 | KERN | TC 1250-0.1FN-CAR. | https://www.kern-sohn.com/cgi-bin/cosmoshop/lshop.cgi?action=shopstart&ls=en
TC 1250-0.1FN. | Coating thickness gauge - FE/NFE internal | 1 | 1 | 506 | KERN | TC 1250-0.1FN. | https://www.kern-sohn.com/cgi-bin/cosmoshop/lshop.cgi?action=shopstart&ls=en
TE 1250-0.1N. | Coating thickness gauge - NFE external | 1 | 1 | 440 | KERN | TE 1250-0.1N. | https://www.kern-sohn.com/cgi-bin/cosmoshop/lshop.cgi?action=shopstart&ls=en
TB 1000-0.1N. | Coating thickness gauge - NFE external | 1 | 1 | 396 | KERN | TB 1000-0.1N. | https://www.kern-sohn.com/cgi-bin/cosmoshop/lshop.cgi?action=shopstart&ls=en
TC 1250-0.1N. | Coating thickness gauge - NFE internal | 1 | 1 | 440 | KERN | TC 1250-0.1N. | https://www.kern-sohn.com/cgi-bin/cosmoshop/lshop.cgi?action=shopstart&ls=en
YKK-01 | Cold-device cable | 1 | 1 | 49.5 | KERN | YKK-01 | https://www.kern-sohn.com/cgi-bin/cosmoshop/lshop.cgi?action=shopstart&ls=en
YKK-01E | Cold-device cable | 1 | 1 | 49.5 | KERN | YKK-01E | https://www.kern-sohn.com/cgi-bin/cosmoshop/lshop.cgi?action=shopstart&ls=en
YKN-A02 | Colour ribbon for printer | 1 | 1 | 33 | KERN | YKN-A02 | https://www.kern-sohn.com/cgi-bin/cosmoshop/lshop.cgi?action=shopstart&ls=en
911-013-001 | Colour ribbon for printer | 1 | 1 | 17.6 | KERN | 911-013-001 | https://www.kern-sohn.com/cgi-bin/cosmoshop/lshop.cgi?action=shopstart&ls=en
IXS-A04 | Column | 1 | 1 | 93.5 | KERN | IXS-A04 | https://www.kern-sohn.com/cgi-bin/cosmoshop/lshop.cgi?action=shopstart&ls=en
SW-A05 | Column | 1 | 1 | 66 | KERN | SW-A05 | https://www.kern-sohn.com/cgi-bin/cosmoshop/lshop.cgi?action=shopstart&ls=en
YKP-A01K | Column | 1 | 1 | 66 | KERN | YKP-A01K | https://www.kern-sohn.com/cgi-bin/cosmoshop/lshop.cgi?action=shopstart&ls=en
IXS-A02 | Column - 200 mm | 1 | 1 | 77 | KERN | IXS-A02 | https://www.kern-sohn.com/cgi-bin/cosmoshop/lshop.cgi?action=shopstart&ls=en
EOC-A05 | Column - 330 mm | 1 | 1 | 66 | KERN | EOC-A05 | https://www.kern-sohn.com/cgi-bin/cosmoshop/lshop.cgi?action=shopstart&ls=en
IXS-A03 | Column - 400 mm | 1 | 1 | 82.5 | KERN | IXS-A03 | https://www.kern-sohn.com/cgi-bin/cosmoshop/lshop.cgi?action=shopstart&ls=en
SFE-A02 | Column - 400 mm | 1 | 1 | 60.5 | KERN | SFE-A02 | https://www.kern-sohn.com/cgi-bin/cosmoshop/lshop.cgi?action=shopstart&ls=en
EOB-A01N | Column - 480 mm | 1 | 1 | 55 | KERN | EOB-A01N | https://www.kern-sohn.com/cgi-bin/cosmoshop/lshop.cgi?action=shopstart&ls=en
IXS-A01 | Column - 50 mm | 1 | 1 | 60.5 | KERN | IXS-A01 | https://www.kern-sohn.com/cgi-bin/cosmoshop/lshop.cgi?action=shopstart&ls=en
IXS-A01 | Column - 50 mm | 1 | 1 | 60.5 | KERN | IXS-A01 | https://www.kern-sohn.com/cgi-bin/cosmoshop/lshop.cgi?action=shopstart&ls=en
IXS-A01E | Column - 50 mm | 1 | 1 | 60.5 | KERN | IXS-A01E | https://www.kern-sohn.com/cgi-bin/cosmoshop/lshop.cgi?action=shopstart&ls=en
SFB-A01 | Column - 600 mm | 1 | 1 | 88 | KERN | SFB-A01 | https://www.kern-sohn.com/cgi-bin/cosmoshop/lshop.cgi?action=shopstart&ls=en
SFE-A03 | Column - 600 mm | 1 | 1 | 71.5 | KERN | SFE-A03 | https://www.kern-sohn.com/cgi-bin/cosmoshop/lshop.cgi?action=shopstart&ls=en
YKP-01 | Column - 800 mm | 1 | 1 | 407 | KERN | YKP-01 | https://www.kern-sohn.com/cgi-bin/cosmoshop/lshop.cgi?action=shopstart&ls=en
BFN-A04 | Column - 800 mm | 1 | 1 | 313.5 | KERN | BFN-A04 | https://www.kern-sohn.com/cgi-bin/cosmoshop/lshop.cgi?action=shopstart&ls=en
IKT-A06 | Column - 480 mm | 1 | 1 | 115.5 | KERN | IKT-A06 | https://www.kern-sohn.com/cgi-bin/cosmoshop/lshop.cgi?action=shopstart&ls=en
DE-A10 | Column to elevate the display device | 1 | 1 | 110 | KERN | DE-A10 | https://www.kern-sohn.com/cgi-bin/cosmoshop/lshop.cgi?action=shopstart&ls=en
PCD-A03 | Column to elevate the display device | 1 | 1 | 55 | KERN | PCD-A03 | https://www.kern-sohn.com/cgi-bin/cosmoshop/lshop.cgi?action=shopstart&ls=en
MWS-A01 | Column to elevate the display device (950 mm) | 1 | 1 | 198 | KERN | MWS-A01 | https://www.kern-sohn.com/cgi-bin/cosmoshop/lshop.cgi?action=shopstart&ls=en
OBE 109 | Compound microscope (Accu) Binocular | 1 | 1 | 682 | KERN | OBE 109 | https://www.kern-sohn.com/cgi-bin/cosmoshop/lshop.cgi?action=shopstart&ls=en
OBE 113 | Compound microscope (Accu) Binocular | 1 | 1 | 671 | KERN | OBE 113 | https://www.kern-sohn.com/cgi-bin/cosmoshop/lshop.cgi?action=shopstart&ls=en
OBE 103 | Compound microscope (Accu) Binocular | 1 | 1 | 605 | KERN | OBE 103 | https://www.kern-sohn.com/cgi-bin/cosmoshop/lshop.cgi?action=shopstart&ls=en
OCO 255 | Compound microscope (Inverted) Binocular | 1 | 1 | 2090 | KERN | OCO 255 | https://www.kern-sohn.com/cgi-bin/cosmoshop/lshop.cgi?action=shopstart&ls=en
OCO 256 | Compound microscope (Inverted) Binocular | 1 | 1 | 2090 | KERN | OCO 256 | https://www.kern-sohn.com/cgi-bin/cosmoshop/lshop.cgi?action=shopstart&ls=en
OCM 161 | Compound microscope (Inverted) Trinocular | 1 | 1 | 3498 | KERN | OCM 161 | https://www.kern-sohn.com/cgi-bin/cosmoshop/lshop.cgi?action=shopstart&ls=en
OBT 106 | Compound microscope (School) Binocular | 1 | 1 | 379.5 | KERN | OBT 106 | https://www.kern-sohn.com/cgi-bin/cosmoshop/lshop.cgi?action=shopstart&ls=en
OBT 104 | Compound microscope (School) Binocular | 1 | 1 | 357.5 | KERN | OBT 104 | https://www.kern-sohn.com/cgi-bin/cosmoshop/lshop.cgi?action=shopstart&ls=en
OBS 106 | Compound microscope (School) Binocular | 1 | 1 | 308 | KERN | OBS 106 | https://www.kern-sohn.com/cgi-bin/cosmoshop/lshop.cgi?action=shopstart&ls=en
OBS 116 | Compound microscope (School) Binocular | 1 | 1 | 297 | KERN | OBS 116 | https://www.kern-sohn.com/cgi-bin/cosmoshop/lshop.cgi?action=shopstart&ls=en
OBS 104 | Compound microscope (School) Binocular | 1 | 1 | 269.5 | KERN | OBS 104 | https://www.kern-sohn.com/cgi-bin/cosmoshop/lshop.cgi?action=shopstart&ls=en
OBS 114 | Compound microscope (School) Binocular | 1 | 1 | 258.5 | KERN | OBS 114 | https://www.kern-sohn.com/cgi-bin/cosmoshop/lshop.cgi?action=shopstart&ls=en
OBT 105 | Compound microscope (School) Monocular | 1 | 1 | 297 | KERN | OBT 105 | https://www.kern-sohn.com/cgi-bin/cosmoshop/lshop.cgi?action=shopstart&ls=en
OBT 103 | Compound microscope (School) Monocular | 1 | 1 | 269.5 | KERN | OBT 103 | https://www.kern-sohn.com/cgi-bin/cosmoshop/lshop.cgi?action=shopstart&ls=en
OBT 102 | Compound microscope (School) Monocular | 1 | 1 | 236.5 | KERN | OBT 102 | https://www.kern-sohn.com/cgi-bin/cosmoshop/lshop.cgi?action=shopstart&ls=en
OBS 105 | Compound microscope (School) Monocular | 1 | 1 | 231 | KERN | OBS 105 | https://www.kern-sohn.com/cgi-bin/cosmoshop/lshop.cgi?action=shopstart&ls=en
OBS 115 | Compound microscope (School) Monocular | 1 | 1 | 231 | KERN | OBS 115 | https://www.kern-sohn.com/cgi-bin/cosmoshop/lshop.cgi?action=shopstart&ls=en
OBT 101 | Compound microscope (School) Monocular | 1 | 1 | 214.5 | KERN | OBT 101 | https://www.kern-sohn.com/cgi-bin/cosmoshop/lshop.cgi?action=shopstart&ls=en
OBS 103 | Compound microscope (School) Monocular | 1 | 1 | 192.5 | KERN | OBS 103 | https://www.kern-sohn.com/cgi-bin/cosmoshop/lshop.cgi?action=shopstart&ls=en
OBS 102 | Compound microscope (School) Monocular | 1 | 1 | 187 | KERN | OBS 102 | https://www.kern-sohn.com/cgi-bin/cosmoshop/lshop.cgi?action=shopstart&ls=en
OBS 113 | Compound microscope (School) Monocular | 1 | 1 | 181.5 | KERN | OBS 113 | https://www.kern-sohn.com/cgi-bin/cosmoshop/lshop.cgi?action=shopstart&ls=en
OBS 101 | Compound microscope (School) Monocular | 1 | 1 | 176 | KERN | OBS 101 | https://www.kern-sohn.com/cgi-bin/cosmoshop/lshop.cgi?action=shopstart&ls=en
OBS 112 | Compound microscope (School) Monocular | 1 | 1 | 176 | KERN | OBS 112 | https://www.kern-sohn.com/cgi-bin/cosmoshop/lshop.cgi?action=shopstart&ls=en
OBS 111 | Compound microscope (School) Monocular | 1 | 1 | 165 | KERN | OBS 111 | https://www.kern-sohn.com/cgi-bin/cosmoshop/lshop.cgi?action=shopstart&ls=en
OBL 125 | Compound microscope Binocular | 1 | 1 | 1001 | KERN | OBL 125 | https://www.kern-sohn.com/cgi-bin/cosmoshop/lshop.cgi?action=shopstart&ls=en
OBL 127 | Compound microscope Binocular | 1 | 1 | 1001 | KERN | OBL 127 | https://www.kern-sohn.com/cgi-bin/cosmoshop/lshop.cgi?action=shopstart&ls=en
OBF 122 | Compound microscope Binocular | 1 | 1 | 913 | KERN | OBF 122 | https://www.kern-sohn.com/cgi-bin/cosmoshop/lshop.cgi?action=shopstart&ls=en
OBF 123 | Compound microscope Binocular | 1 | 1 | 891 | KERN | OBF 123 | https://www.kern-sohn.com/cgi-bin/cosmoshop/lshop.cgi?action=shopstart&ls=en
OBF 121 | Compound microscope Binocular | 1 | 1 | 792 | KERN | OBF 121 | https://www.kern-sohn.com/cgi-bin/cosmoshop/lshop.cgi?action=shopstart&ls=en
OBE 132 | Compound microscope Binocular | 1 | 1 | 638 | KERN | OBE 132 | https://www.kern-sohn.com/cgi-bin/cosmoshop/lshop.cgi?action=shopstart&ls=en
OBE 108 | Compound microscope Binocular | 1 | 1 | 605 | KERN | OBE 108 | https://www.kern-sohn.com/cgi-bin/cosmoshop/lshop.cgi?action=shopstart&ls=en
OBE 112 | Compound microscope Binocular | 1 | 1 | 594 | KERN | OBE 112 | https://www.kern-sohn.com/cgi-bin/cosmoshop/lshop.cgi?action=shopstart&ls=en
OBE 122 | Compound microscope Binocular | 1 | 1 | 572 | KERN | OBE 122 | https://www.kern-sohn.com/cgi-bin/cosmoshop/lshop.cgi?action=shopstart&ls=en
OBE 102 | Compound microscope Binocular | 1 | 1 | 528 | KERN | OBE 102 | https://www.kern-sohn.com/cgi-bin/cosmoshop/lshop.cgi?action=shopstart&ls=en
OBE 131 | Compound microscope Monocular | 1 | 1 | 539 | KERN | OBE 131 | https://www.kern-sohn.com/cgi-bin/cosmoshop/lshop.cgi?action=shopstart&ls=en
OBE 111 | Compound microscope Monocular | 1 | 1 | 495 | KERN | OBE 111 | https://www.kern-sohn.com/cgi-bin/cosmoshop/lshop.cgi?action=shopstart&ls=en
OBE 121 | Compound microscope Monocular | 1 | 1 | 467.5 | KERN | OBE 121 | https://www.kern-sohn.com/cgi-bin/cosmoshop/lshop.cgi?action=shopstart&ls=en
OBE 101 | Compound microscope Monocular | 1 | 1 | 407 | KERN | OBE 101 | https://www.kern-sohn.com/cgi-bin/cosmoshop/lshop.cgi?action=shopstart&ls=en
OBN 135 | Compound microscope Trinocular | 1 | 1 | 1529 | KERN | OBN 135 | https://www.kern-sohn.com/cgi-bin/cosmoshop/lshop.cgi?action=shopstart&ls=en
OBN 132 | Compound microscope Trinocular | 1 | 1 | 1507 | KERN | OBN 132 | https://www.kern-sohn.com/cgi-bin/cosmoshop/lshop.cgi?action=shopstart&ls=en
OBL 135 | Compound microscope Trinocular | 1 | 1 | 1122 | KERN | OBL 135 | https://www.kern-sohn.com/cgi-bin/cosmoshop/lshop.cgi?action=shopstart&ls=en
OBL 137 | Compound microscope Trinocular | 1 | 1 | 1122 | KERN | OBL 137 | https://www.kern-sohn.com/cgi-bin/cosmoshop/lshop.cgi?action=shopstart&ls=en
OBF 132 | Compound microscope Trinocular | 1 | 1 | 1034 | KERN | OBF 132 | https://www.kern-sohn.com/cgi-bin/cosmoshop/lshop.cgi?action=shopstart&ls=en
OBF 133 | Compound microscope Trinocular | 1 | 1 | 1012 | KERN | OBF 133 | https://www.kern-sohn.com/cgi-bin/cosmoshop/lshop.cgi?action=shopstart&ls=en
OBF 131 | Compound microscope Trinocular | 1 | 1 | 913 | KERN | OBF 131 | https://www.kern-sohn.com/cgi-bin/cosmoshop/lshop.cgi?action=shopstart&ls=en
OBE 134 | Compound microscope Trinocular | 1 | 1 | 759 | KERN | OBE 134 | https://www.kern-sohn.com/cgi-bin/cosmoshop/lshop.cgi?action=shopstart&ls=en
OBE 110 | Compound microscope Trinocular | 1 | 1 | 726 | KERN | OBE 110 | https://www.kern-sohn.com/cgi-bin/cosmoshop/lshop.cgi?action=shopstart&ls=en
OBE 114 | Compound microscope Trinocular | 1 | 1 | 715 | KERN | OBE 114 | https://www.kern-sohn.com/cgi-bin/cosmoshop/lshop.cgi?action=shopstart&ls=en
OBE 124 | Compound microscope Trinocular | 1 | 1 | 693 | KERN | OBE 124 | https://www.kern-sohn.com/cgi-bin/cosmoshop/lshop.cgi?action=shopstart&ls=en
OBE 104 | Compound microscope Trinocular | 1 | 1 | 649 | KERN | OBE 104 | https://www.kern-sohn.com/cgi-bin/cosmoshop/lshop.cgi?action=shopstart&ls=en
AC 45 | Concave fixture up to 1000 N | 1 | 1 | 148.5 | KERN | AC 45 | https://www.kern-sohn.com/cgi-bin/cosmoshop/lshop.cgi?action=shopstart&ls=en
AC 45RI | Concave force sensor, aluminium | 1 | 1 | 148.5 | KERN | AC 45RI | https://www.kern-sohn.com/cgi-bin/cosmoshop/lshop.cgi?action=shopstart&ls=en
OBB-A1380 | Condenser | 1 | 1 | 110 | KERN | OBB-A1380 | https://www.kern-sohn.com/cgi-bin/cosmoshop/lshop.cgi?action=shopstart&ls=en
OBB-A1101 | Condenser | 1 | 1 | 93.5 | KERN | OBB-A1101 | https://www.kern-sohn.com/cgi-bin/cosmoshop/lshop.cgi?action=shopstart&ls=en
OBB-A1102 | Condenser | 1 | 1 | 93.5 | KERN | OBB-A1102 | https://www.kern-sohn.com/cgi-bin/cosmoshop/lshop.cgi?action=shopstart&ls=en
OBB-A1103 | Condenser | 1 | 1 | 93.5 | KERN | OBB-A1103 | https://www.kern-sohn.com/cgi-bin/cosmoshop/lshop.cgi?action=shopstart&ls=en
OBB-A1573 | Condenser | 1 | 1 | 88 | KERN | OBB-A1573 | https://www.kern-sohn.com/cgi-bin/cosmoshop/lshop.cgi?action=shopstart&ls=en
OBB-A1574 | Condenser | 1 | 1 | 88 | KERN | OBB-A1574 | https://www.kern-sohn.com/cgi-bin/cosmoshop/lshop.cgi?action=shopstart&ls=en
OBB-A1379 | Condenser (Non-Stress) | 1 | 1 | 132 | KERN | OBB-A1379 | https://www.kern-sohn.com/cgi-bin/cosmoshop/lshop.cgi?action=shopstart&ls=en
OBB-A1104 | Condenser (Swing-Out) | 1 | 1 | 242 | KERN | OBB-A1104 | https://www.kern-sohn.com/cgi-bin/cosmoshop/lshop.cgi?action=shopstart&ls=en
OBB-A1107 | Condenser (Swing-Out) | 1 | 1 | 148.5 | KERN | OBB-A1107 | https://www.kern-sohn.com/cgi-bin/cosmoshop/lshop.cgi?action=shopstart&ls=en
BFB-A03 | Connection cable | 1 | 1 | 176 | KERN | BFB-A03 | https://www.kern-sohn.com/cgi-bin/cosmoshop/lshop.cgi?action=shopstart&ls=en
BFB-A03E | Connection cable | 1 | 1 | 176 | KERN | BFB-A03E | https://www.kern-sohn.com/cgi-bin/cosmoshop/lshop.cgi?action=shopstart&ls=en
FC-A01 | Connection cable | 1 | 1 | 50.6 | KERN | FC-A01 | https://www.kern-sohn.com/cgi-bin/cosmoshop/lshop.cgi?action=shopstart&ls=en
KXS-A06 | Connection cable (UK) | 1 | 1 | 110 | KERN | KXS-A06 | https://www.kern-sohn.com/cgi-bin/cosmoshop/lshop.cgi?action=shopstart&ls=en
KXS-A06E | Connection cable (UK) | 1 | 1 | 110 | KERN | KXS-A06E | https://www.kern-sohn.com/cgi-bin/cosmoshop/lshop.cgi?action=shopstart&ls=en
ORA-A1107 | Contact liquid (1-Bromonaphthalene) | 1 | 1 | 27.5 | KERN | ORA-A1107 | https://www.kern-sohn.com/cgi-bin/cosmoshop/lshop.cgi?action=shopstart&ls=en
ORA-A1002 | Contact liquid (Clove oil) | 1 | 1 | 20.9 | KERN | ORA-A1002 | https://www.kern-sohn.com/cgi-bin/cosmoshop/lshop.cgi?action=shopstart&ls=en
ORA-A1004 | Contact liquid (Clove oil) | 1 | 1 | 20.9 | KERN | ORA-A1004 | https://www.kern-sohn.com/cgi-bin/cosmoshop/lshop.cgi?action=shopstart&ls=en
ORA-A1007 | Contact liquid (Diiodmethane 1,74) | 1 | 1 | 20.9 | KERN | ORA-A1007 | https://www.kern-sohn.com/cgi-bin/cosmoshop/lshop.cgi?action=shopstart&ls=en
ORA-A3001 | Contact liquid (Diiodmethane 1,79) | 1 | 1 | 38.5 | KERN | ORA-A3001 | https://www.kern-sohn.com/cgi-bin/cosmoshop/lshop.cgi?action=shopstart&ls=en
AFH 12 | Converter cable | 1 | 1 | 93.5 | KERN | AFH 12 | https://www.kern-sohn.com/cgi-bin/cosmoshop/lshop.cgi?action=shopstart&ls=en
CKE 65K0.5+C | Counting balance | 1 | 1 | 660 | KERN | CKE 65K0.5+C | https://www.kern-sohn.com/cgi-bin/cosmoshop/lshop.cgi?action=shopstart&ls=en
CKE 16K0.05 | Counting balance | 1 | 1 | 627 | KERN | CKE 16K0.05 | https://www.kern-sohn.com/cgi-bin/cosmoshop/lshop.cgi?action=shopstart&ls=en
CKE 16K0.05 | Counting balance | 1 | 1 | 627 | KERN | CKE 16K0.05 | https://www.kern-sohn.com/cgi-bin/cosmoshop/lshop.cgi?action=shopstart&ls=en
CKE 8K0.05+C | Counting balance | 1 | 1 | 616 | KERN | CKE 8K0.05+C | https://www.kern-sohn.com/cgi-bin/cosmoshop/lshop.cgi?action=shopstart&ls=en
CKE 36K0.1 | Counting balance | 1 | 1 | 572 | KERN | CKE 36K0.1 | https://www.kern-sohn.com/cgi-bin/cosmoshop/lshop.cgi?action=shopstart&ls=en
CKE 36K0.1 | Counting balance | 1 | 1 | 572 | KERN | CKE 36K0.1 | https://www.kern-sohn.com/cgi-bin/cosmoshop/lshop.cgi?action=shopstart&ls=en
CKE 65K0.2 | Counting balance | 1 | 1 | 572 | KERN | CKE 65K0.2 | https://www.kern-sohn.com/cgi-bin/cosmoshop/lshop.cgi?action=shopstart&ls=en
CKE 65K0.2 | Counting balance | 1 | 1 | 572 | KERN | CKE 65K0.2 | https://www.kern-sohn.com/cgi-bin/cosmoshop/lshop.cgi?action=shopstart&ls=en
CKE 6K0.02 | Counting balance | 1 | 1 | 539 | KERN | CKE 6K0.02 | https://www.kern-sohn.com/cgi-bin/cosmoshop/lshop.cgi?action=shopstart&ls=en
CKE 6K0.02 | Counting balance | 1 | 1 | 539 | KERN | CKE 6K0.02 | https://www.kern-sohn.com/cgi-bin/cosmoshop/lshop.cgi?action=shopstart&ls=en
CKE 65K0.5 | Counting balance | 1 | 1 | 528 | KERN | CKE 65K0.5 | https://www.kern-sohn.com/cgi-bin/cosmoshop/lshop.cgi?action=shopstart&ls=en
CDS 16K0.1 | Counting balance | 1 | 1 | 517 | KERN | CDS 16K0.1 | https://www.kern-sohn.com/cgi-bin/cosmoshop/lshop.cgi?action=shopstart&ls=en
CKE 8K0.05 | Counting balance | 1 | 1 | 517 | KERN | CKE 8K0.05 | https://www.kern-sohn.com/cgi-bin/cosmoshop/lshop.cgi?action=shopstart&ls=en
CKE 8K0.05 | Counting balance | 1 | 1 | 517 | KERN | CKE 8K0.05 | https://www.kern-sohn.com/cgi-bin/cosmoshop/lshop.cgi?action=shopstart&ls=en
CKE 16K0.1 | Counting balance | 1 | 1 | 506 | KERN | CKE 16K0.1 | https://www.kern-sohn.com/cgi-bin/cosmoshop/lshop.cgi?action=shopstart&ls=en
CKE 16K0.1 | Counting balance | 1 | 1 | 506 | KERN | CKE 16K0.1 | https://www.kern-sohn.com/cgi-bin/cosmoshop/lshop.cgi?action=shopstart&ls=en
CKE 360-3+C | Counting balance | 1 | 1 | 407 | KERN | CKE 360-3+C | https://www.kern-sohn.com/cgi-bin/cosmoshop/lshop.cgi?action=shopstart&ls=en
CFS 30K0.5+C | Counting balance | 1 | 1 | 401.5 | KERN | CFS 30K0.5+C | https://www.kern-sohn.com/cgi-bin/cosmoshop/lshop.cgi?action=shopstart&ls=en
CKE 3600-2 | Counting balance | 1 | 1 | 385 | KERN | CKE 3600-2 | https://www.kern-sohn.com/cgi-bin/cosmoshop/lshop.cgi?action=shopstart&ls=en
CXB 15K5NM+C | Counting balance | 1 | 1 | 374 | KERN | CXB 15K5NM+C | https://www.kern-sohn.com/cgi-bin/cosmoshop/lshop.cgi?action=shopstart&ls=en
CXB 30K10NM+C | Counting balance | 1 | 1 | 374 | KERN | CXB 30K10NM+C | https://www.kern-sohn.com/cgi-bin/cosmoshop/lshop.cgi?action=shopstart&ls=en
CXB 6K2NM+C | Counting balance | 1 | 1 | 374 | KERN | CXB 6K2NM+C | https://www.kern-sohn.com/cgi-bin/cosmoshop/lshop.cgi?action=shopstart&ls=en
CKE 2000-2 | Counting balance | 1 | 1 | 363 | KERN | CKE 2000-2 | https://www.kern-sohn.com/cgi-bin/cosmoshop/lshop.cgi?action=shopstart&ls=en
CXB 3K1NM+C | Counting balance | 1 | 1 | 357.5 | KERN | CXB 3K1NM+C | https://www.kern-sohn.com/cgi-bin/cosmoshop/lshop.cgi?action=shopstart&ls=en
CKE 360-3 | Counting balance | 1 | 1 | 319 | KERN | CKE 360-3 | https://www.kern-sohn.com/cgi-bin/cosmoshop/lshop.cgi?action=shopstart&ls=en
CFS 30K0.5 | Counting balance | 1 | 1 | 297 | KERN | CFS 30K0.5 | https://www.kern-sohn.com/cgi-bin/cosmoshop/lshop.cgi?action=shopstart&ls=en
CXB 15K5NM | Counting balance | 1 | 1 | 269.5 | KERN | CXB 15K5NM | https://www.kern-sohn.com/cgi-bin/cosmoshop/lshop.cgi?action=shopstart&ls=en
CXB 30K10NM | Counting balance | 1 | 1 | 269.5 | KERN | CXB 30K10NM | https://www.kern-sohn.com/cgi-bin/cosmoshop/lshop.cgi?action=shopstart&ls=en
CXB 3K1NM | Counting balance | 1 | 1 | 269.5 | KERN | CXB 3K1NM | https://www.kern-sohn.com/cgi-bin/cosmoshop/lshop.cgi?action=shopstart&ls=en
CXB 6K2NM | Counting balance | 1 | 1 | 269.5 | KERN | CXB 6K2NM | https://www.kern-sohn.com/cgi-bin/cosmoshop/lshop.cgi?action=shopstart&ls=en
CIB 10K-3 | Counting balance | 1 | 1 | 264 | KERN | CIB 10K-3 | https://www.kern-sohn.com/cgi-bin/cosmoshop/lshop.cgi?action=shopstart&ls=en
CIB 30K-3 | Counting balance | 1 | 1 | 264 | KERN | CIB 30K-3 | https://www.kern-sohn.com/cgi-bin/cosmoshop/lshop.cgi?action=shopstart&ls=en
CIB 3K-4 | Counting balance | 1 | 1 | 264 | KERN | CIB 3K-4 | https://www.kern-sohn.com/cgi-bin/cosmoshop/lshop.cgi?action=shopstart&ls=en
CIB 6K-4 | Counting balance | 1 | 1 | 264 | KERN | CIB 6K-4 | https://www.kern-sohn.com/cgi-bin/cosmoshop/lshop.cgi?action=shopstart&ls=en
CFS 300-3+C | Counting scale | 1 | 1 | 489.5 | KERN | CFS 300-3+C | https://www.kern-sohn.com/cgi-bin/cosmoshop/lshop.cgi?action=shopstart&ls=en
CFS 3K-5+C | Counting scale | 1 | 1 | 429 | KERN | CFS 3K-5+C | https://www.kern-sohn.com/cgi-bin/cosmoshop/lshop.cgi?action=shopstart&ls=en
CFS 50K-3+C | Counting scale | 1 | 1 | 429 | KERN | CFS 50K-3+C | https://www.kern-sohn.com/cgi-bin/cosmoshop/lshop.cgi?action=shopstart&ls=en
CFS 15K0.2+C | Counting scale | 1 | 1 | 401.5 | KERN | CFS 15K0.2+C | https://www.kern-sohn.com/cgi-bin/cosmoshop/lshop.cgi?action=shopstart&ls=en
CFS 300-3 | Counting scale | 1 | 1 | 401.5 | KERN | CFS 300-3 | https://www.kern-sohn.com/cgi-bin/cosmoshop/lshop.cgi?action=shopstart&ls=en
CFS 6K0.1+C | Counting scale | 1 | 1 | 401.5 | KERN | CFS 6K0.1+C | https://www.kern-sohn.com/cgi-bin/cosmoshop/lshop.cgi?action=shopstart&ls=en
CXB 15K1+C | Counting scale | 1 | 1 | 357.5 | KERN | CXB 15K1+C | https://www.kern-sohn.com/cgi-bin/cosmoshop/lshop.cgi?action=shopstart&ls=en
CXB 30K2+C | Counting scale | 1 | 1 | 357.5 | KERN | CXB 30K2+C | https://www.kern-sohn.com/cgi-bin/cosmoshop/lshop.cgi?action=shopstart&ls=en
CXB 6K0.5+C | Counting scale | 1 | 1 | 357.5 | KERN | CXB 6K0.5+C | https://www.kern-sohn.com/cgi-bin/cosmoshop/lshop.cgi?action=shopstart&ls=en
CPB 15K0.2N+C | Counting scale | 1 | 1 | 352 | KERN | CPB 15K0.2N+C | https://www.kern-sohn.com/cgi-bin/cosmoshop/lshop.cgi?action=shopstart&ls=en
CPB 30K0.5N+C | Counting scale | 1 | 1 | 352 | KERN | CPB 30K0.5N+C | https://www.kern-sohn.com/cgi-bin/cosmoshop/lshop.cgi?action=shopstart&ls=en
CPB 6K0.1N+C | Counting scale | 1 | 1 | 352 | KERN | CPB 6K0.1N+C | https://www.kern-sohn.com/cgi-bin/cosmoshop/lshop.cgi?action=shopstart&ls=en
CFS 3K-5 | Counting scale | 1 | 1 | 341 | KERN | CFS 3K-5 | https://www.kern-sohn.com/cgi-bin/cosmoshop/lshop.cgi?action=shopstart&ls=en
CXB 3K0.2+C | Counting scale | 1 | 1 | 341 | KERN | CXB 3K0.2+C | https://www.kern-sohn.com/cgi-bin/cosmoshop/lshop.cgi?action=shopstart&ls=en
CFS 50K-3 | Counting scale | 1 | 1 | 324.5 | KERN | CFS 50K-3 | https://www.kern-sohn.com/cgi-bin/cosmoshop/lshop.cgi?action=shopstart&ls=en
CFS 15K0.2 | Counting scale | 1 | 1 | 297 | KERN | CFS 15K0.2 | https://www.kern-sohn.com/cgi-bin/cosmoshop/lshop.cgi?action=shopstart&ls=en
CFS 6K0.1 | Counting scale | 1 | 1 | 297 | KERN | CFS 6K0.1 | https://www.kern-sohn.com/cgi-bin/cosmoshop/lshop.cgi?action=shopstart&ls=en
CXB 15K1 | Counting scale | 1 | 1 | 253 | KERN | CXB 15K1 | https://www.kern-sohn.com/cgi-bin/cosmoshop/lshop.cgi?action=shopstart&ls=en
CXB 30K2 | Counting scale | 1 | 1 | 253 | KERN | CXB 30K2 | https://www.kern-sohn.com/cgi-bin/cosmoshop/lshop.cgi?action=shopstart&ls=en
CXB 3K0.2 | Counting scale | 1 | 1 | 253 | KERN | CXB 3K0.2 | https://www.kern-sohn.com/cgi-bin/cosmoshop/lshop.cgi?action=shopstart&ls=en
CXB 6K0.5 | Counting scale | 1 | 1 | 253 | KERN | CXB 6K0.5 | https://www.kern-sohn.com/cgi-bin/cosmoshop/lshop.cgi?action=shopstart&ls=en
CPB 15K0.2N | Counting scale | 1 | 1 | 247.5 | KERN | CPB 15K0.2N | https://www.kern-sohn.com/cgi-bin/cosmoshop/lshop.cgi?action=shopstart&ls=en
CPB 30K0.5N | Counting scale | 1 | 1 | 247.5 | KERN | CPB 30K0.5N | https://www.kern-sohn.com/cgi-bin/cosmoshop/lshop.cgi?action=shopstart&ls=en
CPB 6K0.1N | Counting scale | 1 | 1 | 247.5 | KERN | CPB 6K0.1N | https://www.kern-sohn.com/cgi-bin/cosmoshop/lshop.cgi?action=shopstart&ls=en
CPB 15K2DM+C | Counting scale with type approval | 1 | 1 | 352 | KERN | CPB 15K2DM+C | https://www.kern-sohn.com/cgi-bin/cosmoshop/lshop.cgi?action=shopstart&ls=en
CPB 30K5DM+C | Counting scale with type approval | 1 | 1 | 352 | KERN | CPB 30K5DM+C | https://www.kern-sohn.com/cgi-bin/cosmoshop/lshop.cgi?action=shopstart&ls=en
CPB 6K1DM+C | Counting scale with type approval | 1 | 1 | 352 | KERN | CPB 6K1DM+C | https://www.kern-sohn.com/cgi-bin/cosmoshop/lshop.cgi?action=shopstart&ls=en
CPB 15K2DM+V | Counting scale with type approval | 1 | 1 | 324.5 | KERN | CPB 15K2DM+V | https://www.kern-sohn.com/cgi-bin/cosmoshop/lshop.cgi?action=shopstart&ls=en
CPB 30K5DM+V | Counting scale with type approval | 1 | 1 | 324.5 | KERN | CPB 30K5DM+V | https://www.kern-sohn.com/cgi-bin/cosmoshop/lshop.cgi?action=shopstart&ls=en
CPB 6K1DM+V | Counting scale with type approval | 1 | 1 | 324.5 | KERN | CPB 6K1DM+V | https://www.kern-sohn.com/cgi-bin/cosmoshop/lshop.cgi?action=shopstart&ls=en
CPB 15K2DM | Counting scale with type approval | 1 | 1 | 247.5 | KERN | CPB 15K2DM | https://www.kern-sohn.com/cgi-bin/cosmoshop/lshop.cgi?action=shopstart&ls=en
CPB 30K5DM | Counting scale with type approval | 1 | 1 | 247.5 | KERN | CPB 30K5DM | https://www.kern-sohn.com/cgi-bin/cosmoshop/lshop.cgi?action=shopstart&ls=en
CPB 6K1DM | Counting scale with type approval | 1 | 1 | 247.5 | KERN | CPB 6K1DM | https://www.kern-sohn.com/cgi-bin/cosmoshop/lshop.cgi?action=shopstart&ls=en
CCS 600K-2L | Counting system | 1 | 1 | 2145 | KERN | CCS 600K-2L | https://www.kern-sohn.com/cgi-bin/cosmoshop/lshop.cgi?action=shopstart&ls=en
CCS 3T-1 | Counting system | 1 | 1 | 2079 | KERN | CCS 3T-1 | https://www.kern-sohn.com/cgi-bin/cosmoshop/lshop.cgi?action=shopstart&ls=en
CCS 1T-1L | Counting system | 1 | 1 | 2068 | KERN | CCS 1T-1L | https://www.kern-sohn.com/cgi-bin/cosmoshop/lshop.cgi?action=shopstart&ls=en
CCS 3T-3L | Counting system | 1 | 1 | 2035 | KERN | CCS 3T-3L | https://www.kern-sohn.com/cgi-bin/cosmoshop/lshop.cgi?action=shopstart&ls=en
CCS 1T-4 | Counting system | 1 | 1 | 1815 | KERN | CCS 1T-4 | https://www.kern-sohn.com/cgi-bin/cosmoshop/lshop.cgi?action=shopstart&ls=en
CCS 3T-3 | Counting system | 1 | 1 | 1815 | KERN | CCS 3T-3 | https://www.kern-sohn.com/cgi-bin/cosmoshop/lshop.cgi?action=shopstart&ls=en
CCS 600K-1 | Counting system | 1 | 1 | 1815 | KERN | CCS 600K-1 | https://www.kern-sohn.com/cgi-bin/cosmoshop/lshop.cgi?action=shopstart&ls=en
CCS 600K-2U | Counting system | 1 | 1 | 1639 | KERN | CCS 600K-2U | https://www.kern-sohn.com/cgi-bin/cosmoshop/lshop.cgi?action=shopstart&ls=en
CCS 1T-1U | Counting system | 1 | 1 | 1573 | KERN | CCS 1T-1U | https://www.kern-sohn.com/cgi-bin/cosmoshop/lshop.cgi?action=shopstart&ls=en
CCS 1T-4S | Counting system | 1 | 1 | 1540 | KERN | CCS 1T-4S | https://www.kern-sohn.com/cgi-bin/cosmoshop/lshop.cgi?action=shopstart&ls=en
CCS 600K-1S | Counting system | 1 | 1 | 1540 | KERN | CCS 600K-1S | https://www.kern-sohn.com/cgi-bin/cosmoshop/lshop.cgi?action=shopstart&ls=en
CCA 300K-5M | Counting system | 1 | 1 | 1375 | KERN | CCA 300K-5M | https://www.kern-sohn.com/cgi-bin/cosmoshop/lshop.cgi?action=shopstart&ls=en
CCA 100K-5M | Counting system | 1 | 1 | 1177 | KERN | CCA 100K-5M | https://www.kern-sohn.com/cgi-bin/cosmoshop/lshop.cgi?action=shopstart&ls=en
CCA 30K-5M | Counting system | 1 | 1 | 1056 | KERN | CCA 30K-5M | https://www.kern-sohn.com/cgi-bin/cosmoshop/lshop.cgi?action=shopstart&ls=en
CCA 60K-5M | Counting system | 1 | 1 | 1056 | KERN | CCA 60K-5M | https://www.kern-sohn.com/cgi-bin/cosmoshop/lshop.cgi?action=shopstart&ls=en
CCA 10K-5M | Counting system | 1 | 1 | 979 | KERN | CCA 10K-5M | https://www.kern-sohn.com/cgi-bin/cosmoshop/lshop.cgi?action=shopstart&ls=en
CCA 6K-5M | Counting system | 1 | 1 | 979 | KERN | CCA 6K-5M | https://www.kern-sohn.com/cgi-bin/cosmoshop/lshop.cgi?action=shopstart&ls=en
CCS 150K0.01L | Counting system | 1 | 1 | 946 | KERN | CCS 150K0.01L | https://www.kern-sohn.com/cgi-bin/cosmoshop/lshop.cgi?action=shopstart&ls=en
CCS 300K0.01 | Counting system | 1 | 1 | 946 | KERN | CCS 300K0.01 | https://www.kern-sohn.com/cgi-bin/cosmoshop/lshop.cgi?action=shopstart&ls=en
CCS 10K-6+C | Counting system | 1 | 1 | 939.4 | KERN | CCS 10K-6+C | https://www.kern-sohn.com/cgi-bin/cosmoshop/lshop.cgi?action=shopstart&ls=en
CCS 150K0.1L | Counting system | 1 | 1 | 902 | KERN | CCS 150K0.1L | https://www.kern-sohn.com/cgi-bin/cosmoshop/lshop.cgi?action=shopstart&ls=en
CCS 300K0.1 | Counting system | 1 | 1 | 869 | KERN | CCS 300K0.1 | https://www.kern-sohn.com/cgi-bin/cosmoshop/lshop.cgi?action=shopstart&ls=en
CCS 60K0.01L.+C | Counting system | 1 | 1 | 840.4 | KERN | CCS 60K0.01L.+C | https://www.kern-sohn.com/cgi-bin/cosmoshop/lshop.cgi?action=shopstart&ls=en
CCS 60K0.01.+C | Counting system | 1 | 1 | 757.9 | KERN | CCS 60K0.01.+C | https://www.kern-sohn.com/cgi-bin/cosmoshop/lshop.cgi?action=shopstart&ls=en
CCS 10K-6 | Counting system | 1 | 1 | 726 | KERN | CCS 10K-6 | https://www.kern-sohn.com/cgi-bin/cosmoshop/lshop.cgi?action=shopstart&ls=en
CCS 150K0.01 | Counting system | 1 | 1 | 715 | KERN | CCS 150K0.01 | https://www.kern-sohn.com/cgi-bin/cosmoshop/lshop.cgi?action=shopstart&ls=en
CCS 6K-6 | Counting system | 1 | 1 | 693 | KERN | CCS 6K-6 | https://www.kern-sohn.com/cgi-bin/cosmoshop/lshop.cgi?action=shopstart&ls=en
CCS 6K-6 | Counting system | 1 | 1 | 693 | KERN | CCS 6K-6 | https://www.kern-sohn.com/cgi-bin/cosmoshop/lshop.cgi?action=shopstart&ls=en
CCS 60K0.01L. | Counting system | 1 | 1 | 682 | KERN | CCS 60K0.01L. | https://www.kern-sohn.com/cgi-bin/cosmoshop/lshop.cgi?action=shopstart&ls=en
CCS 60K0.1L. | Counting system | 1 | 1 | 627 | KERN | CCS 60K0.1L. | https://www.kern-sohn.com/cgi-bin/cosmoshop/lshop.cgi?action=shopstart&ls=en
CCS 150K0.1. | Counting system | 1 | 1 | 594 | KERN | CCS 150K0.1. | https://www.kern-sohn.com/cgi-bin/cosmoshop/lshop.cgi?action=shopstart&ls=en
CCS 30K0.01. | Counting system | 1 | 1 | 594 | KERN | CCS 30K0.01. | https://www.kern-sohn.com/cgi-bin/cosmoshop/lshop.cgi?action=shopstart&ls=en
CCS 60K0.01 | Counting system | 1 | 1 | 594 | KERN | CCS 60K0.01 | https://www.kern-sohn.com/cgi-bin/cosmoshop/lshop.cgi?action=shopstart&ls=en
CCS 60K0.01. | Counting system | 1 | 1 | 594 | KERN | CCS 60K0.01. | https://www.kern-sohn.com/cgi-bin/cosmoshop/lshop.cgi?action=shopstart&ls=en
CCS 60K0.1. | Counting system | 1 | 1 | 544.5 | KERN | CCS 60K0.1. | https://www.kern-sohn.com/cgi-bin/cosmoshop/lshop.cgi?action=shopstart&ls=en
CCS 30K0.1. | Counting system | 1 | 1 | 539 | KERN | CCS 30K0.1. | https://www.kern-sohn.com/cgi-bin/cosmoshop/lshop.cgi?action=shopstart&ls=en
MBC-A04-01 | Country specific exchange adapter (US) | 1 | 1 | 27.5 | KERN | MBC-A04-01 | https://www.kern-sohn.com/cgi-bin/cosmoshop/lshop.cgi?action=shopstart&ls=en
HFD 10T-3+C | Crane balance | 1 | 1 | 1606 | KERN | HFD 10T-3+C | https://www.kern-sohn.com/cgi-bin/cosmoshop/lshop.cgi?action=shopstart&ls=en
HFC 10T-3 | Crane balance | 1 | 1 | 1551 | KERN | HFC 10T-3 | https://www.kern-sohn.com/cgi-bin/cosmoshop/lshop.cgi?action=shopstart&ls=en
HFO 6T2M | Crane balance | 1 | 1 | 1540 | KERN | HFO 6T2M | https://www.kern-sohn.com/cgi-bin/cosmoshop/lshop.cgi?action=shopstart&ls=en
HFM 10T1 | Crane balance | 1 | 1 | 1386 | KERN | HFM 10T1 | https://www.kern-sohn.com/cgi-bin/cosmoshop/lshop.cgi?action=shopstart&ls=en
HFD 10T-3M+V | Crane balance | 1 | 1 | 1320 | KERN | HFD 10T-3M+V | https://www.kern-sohn.com/cgi-bin/cosmoshop/lshop.cgi?action=shopstart&ls=en
HFD 6T-3+C | Crane balance | 1 | 1 | 1254 | KERN | HFD 6T-3+C | https://www.kern-sohn.com/cgi-bin/cosmoshop/lshop.cgi?action=shopstart&ls=en
HFO 3T1M | Crane balance | 1 | 1 | 1243 | KERN | HFO 3T1M | https://www.kern-sohn.com/cgi-bin/cosmoshop/lshop.cgi?action=shopstart&ls=en
HFA 10T-3 | Crane balance | 1 | 1 | 1199 | KERN | HFA 10T-3 | https://www.kern-sohn.com/cgi-bin/cosmoshop/lshop.cgi?action=shopstart&ls=en
HFD 3T-3+C | Crane balance | 1 | 1 | 1199 | KERN | HFD 3T-3+C | https://www.kern-sohn.com/cgi-bin/cosmoshop/lshop.cgi?action=shopstart&ls=en
HFO 1.5T0.5M | Crane balance | 1 | 1 | 1133 | KERN | HFO 1.5T0.5M | https://www.kern-sohn.com/cgi-bin/cosmoshop/lshop.cgi?action=shopstart&ls=en
HFC 5T-3 | Crane balance | 1 | 1 | 1122 | KERN | HFC 5T-3 | https://www.kern-sohn.com/cgi-bin/cosmoshop/lshop.cgi?action=shopstart&ls=en
HFD 6T-3M+V | Crane balance | 1 | 1 | 1089 | KERN | HFD 6T-3M+V | https://www.kern-sohn.com/cgi-bin/cosmoshop/lshop.cgi?action=shopstart&ls=en
HFD 10T-3IP | Crane balance | 1 | 1 | 1056 | KERN | HFD 10T-3IP | https://www.kern-sohn.com/cgi-bin/cosmoshop/lshop.cgi?action=shopstart&ls=en
HFC 3T-3 | Crane balance | 1 | 1 | 1045 | KERN | HFC 3T-3 | https://www.kern-sohn.com/cgi-bin/cosmoshop/lshop.cgi?action=shopstart&ls=en
HFM 5T0.5 | Crane balance | 1 | 1 | 1023 | KERN | HFM 5T0.5 | https://www.kern-sohn.com/cgi-bin/cosmoshop/lshop.cgi?action=shopstart&ls=en
HFD 10T-3M | Crane balance | 1 | 1 | 990 | KERN | HFD 10T-3M | https://www.kern-sohn.com/cgi-bin/cosmoshop/lshop.cgi?action=shopstart&ls=en
HFC 1T-4 | Crane balance | 1 | 1 | 979 | KERN | HFC 1T-4 | https://www.kern-sohn.com/cgi-bin/cosmoshop/lshop.cgi?action=shopstart&ls=en
HFC 600K-1 | Crane balance | 1 | 1 | 979 | KERN | HFC 600K-1 | https://www.kern-sohn.com/cgi-bin/cosmoshop/lshop.cgi?action=shopstart&ls=en
HFD 3T-3M+V | Crane balance | 1 | 1 | 924 | KERN | HFD 3T-3M+V | https://www.kern-sohn.com/cgi-bin/cosmoshop/lshop.cgi?action=shopstart&ls=en
HFD 6T-3IP | Crane balance | 1 | 1 | 924 | KERN | HFD 6T-3IP | https://www.kern-sohn.com/cgi-bin/cosmoshop/lshop.cgi?action=shopstart&ls=en
HFD 3T-3IP | Crane balance | 1 | 1 | 869 | KERN | HFD 3T-3IP | https://www.kern-sohn.com/cgi-bin/cosmoshop/lshop.cgi?action=shopstart&ls=en
HFD 6T-3M | Crane balance | 1 | 1 | 869 | KERN | HFD 6T-3M | https://www.kern-sohn.com/cgi-bin/cosmoshop/lshop.cgi?action=shopstart&ls=en
HFD 10T-3 | Crane balance | 1 | 1 | 836 | KERN | HFD 10T-3 | https://www.kern-sohn.com/cgi-bin/cosmoshop/lshop.cgi?action=shopstart&ls=en
HFM 3T0.5 | Crane balance | 1 | 1 | 781 | KERN | HFM 3T0.5 | https://www.kern-sohn.com/cgi-bin/cosmoshop/lshop.cgi?action=shopstart&ls=en
HFA 5T-3 | Crane balance | 1 | 1 | 759 | KERN | HFA 5T-3 | https://www.kern-sohn.com/cgi-bin/cosmoshop/lshop.cgi?action=shopstart&ls=en
HFM 1T0.1 | Crane balance | 1 | 1 | 759 | KERN | HFM 1T0.1 | https://www.kern-sohn.com/cgi-bin/cosmoshop/lshop.cgi?action=shopstart&ls=en
HFD 3T-3M | Crane balance | 1 | 1 | 704 | KERN | HFD 3T-3M | https://www.kern-sohn.com/cgi-bin/cosmoshop/lshop.cgi?action=shopstart&ls=en
HFD 6T-3 | Crane balance | 1 | 1 | 704 | KERN | HFD 6T-3 | https://www.kern-sohn.com/cgi-bin/cosmoshop/lshop.cgi?action=shopstart&ls=en
HFA 3T-3 | Crane balance | 1 | 1 | 693 | KERN | HFA 3T-3 | https://www.kern-sohn.com/cgi-bin/cosmoshop/lshop.cgi?action=shopstart&ls=en
HFD 1T-4M+V | Crane balance | 1 | 1 | 673.2 | KERN | HFD 1T-4M+V | https://www.kern-sohn.com/cgi-bin/cosmoshop/lshop.cgi?action=shopstart&ls=en
HFD 3T-3 | Crane balance | 1 | 1 | 649 | KERN | HFD 3T-3 | https://www.kern-sohn.com/cgi-bin/cosmoshop/lshop.cgi?action=shopstart&ls=en
HFA 1T-4 | Crane balance | 1 | 1 | 638 | KERN | HFA 1T-4 | https://www.kern-sohn.com/cgi-bin/cosmoshop/lshop.cgi?action=shopstart&ls=en
HFB 600K200+C | Crane balance | 1 | 1 | 638 | KERN | HFB 600K200+C | https://www.kern-sohn.com/cgi-bin/cosmoshop/lshop.cgi?action=shopstart&ls=en
HFD 1T-4+C | Crane balance | 1 | 1 | 638 | KERN | HFD 1T-4+C | https://www.kern-sohn.com/cgi-bin/cosmoshop/lshop.cgi?action=shopstart&ls=en
HFD 1T-4IP | Crane balance | 1 | 1 | 638 | KERN | HFD 1T-4IP | https://www.kern-sohn.com/cgi-bin/cosmoshop/lshop.cgi?action=shopstart&ls=en
HFD 600K-1+C | Crane balance | 1 | 1 | 627 | KERN | HFD 600K-1+C | https://www.kern-sohn.com/cgi-bin/cosmoshop/lshop.cgi?action=shopstart&ls=en
HFD 600K-1IP | Crane balance | 1 | 1 | 627 | KERN | HFD 600K-1IP | https://www.kern-sohn.com/cgi-bin/cosmoshop/lshop.cgi?action=shopstart&ls=en
HFA 600K-1 | Crane balance | 1 | 1 | 616 | KERN | HFA 600K-1 | https://www.kern-sohn.com/cgi-bin/cosmoshop/lshop.cgi?action=shopstart&ls=en
HFD 1T-4M | Crane balance | 1 | 1 | 528 | KERN | HFD 1T-4M | https://www.kern-sohn.com/cgi-bin/cosmoshop/lshop.cgi?action=shopstart&ls=en
HFD 600K-1M | Crane balance | 1 | 1 | 528 | KERN | HFD 600K-1M | https://www.kern-sohn.com/cgi-bin/cosmoshop/lshop.cgi?action=shopstart&ls=en
HFD 1T-4 | Crane balance | 1 | 1 | 418 | KERN | HFD 1T-4 | https://www.kern-sohn.com/cgi-bin/cosmoshop/lshop.cgi?action=shopstart&ls=en
HFB 300K100 | Crane balance | 1 | 1 | 412.5 | KERN | HFB 300K100 | https://www.kern-sohn.com/cgi-bin/cosmoshop/lshop.cgi?action=shopstart&ls=en
HFB 600K200 | Crane balance | 1 | 1 | 412.5 | KERN | HFB 600K200 | https://www.kern-sohn.com/cgi-bin/cosmoshop/lshop.cgi?action=shopstart&ls=en
HFD 600K-1 | Crane balance | 1 | 1 | 407 | KERN | HFD 600K-1 | https://www.kern-sohn.com/cgi-bin/cosmoshop/lshop.cgi?action=shopstart&ls=en
HFB 150K50 | Crane balance | 1 | 1 | 379.5 | KERN | HFB 150K50 | https://www.kern-sohn.com/cgi-bin/cosmoshop/lshop.cgi?action=shopstart&ls=en
HCD 100K-2D | Crane balance | 1 | 1 | 225.5 | KERN | HCD 100K-2D | https://www.kern-sohn.com/cgi-bin/cosmoshop/lshop.cgi?action=shopstart&ls=en
HCD 300K-2D | Crane balance | 1 | 1 | 225.5 | KERN | HCD 300K-2D | https://www.kern-sohn.com/cgi-bin/cosmoshop/lshop.cgi?action=shopstart&ls=en
HCD 100K-2 | Crane balance | 1 | 1 | 214.5 | KERN | HCD 100K-2 | https://www.kern-sohn.com/cgi-bin/cosmoshop/lshop.cgi?action=shopstart&ls=en
HCD 300K-1 | Crane balance | 1 | 1 | 214.5 | KERN | HCD 300K-1 | https://www.kern-sohn.com/cgi-bin/cosmoshop/lshop.cgi?action=shopstart&ls=en
HCD 60K-2 | Crane balance | 1 | 1 | 214.5 | KERN | HCD 60K-2 | https://www.kern-sohn.com/cgi-bin/cosmoshop/lshop.cgi?action=shopstart&ls=en
AD 0302 | Curved fin | 1 | 1 | 396 | KERN | AD 0302 | https://www.kern-sohn.com/cgi-bin/cosmoshop/lshop.cgi?action=shopstart&ls=en
AD 0313 | Curved fin | 1 | 1 | 396 | KERN | AD 0313 | https://www.kern-sohn.com/cgi-bin/cosmoshop/lshop.cgi?action=shopstart&ls=en
962-132-128 | DAkkS calibration certificate for counting systems | 1 | 1 | 583 | KERN | 962-132-128 | https://www.kern-sohn.com/cgi-bin/cosmoshop/lshop.cgi?action=shopstart&ls=en
962-132-128R | DAkkS calibration certificate for counting systems | 1 | 1 | 583 | KERN | 962-132-128R | https://www.kern-sohn.com/cgi-bin/cosmoshop/lshop.cgi?action=shopstart&ls=en
962-131-128R | DAkkS calibration certificate for counting systems | 1 | 1 | 346.5 | KERN | 962-131-128R | https://www.kern-sohn.com/cgi-bin/cosmoshop/lshop.cgi?action=shopstart&ls=en
962-130-128 | DAkkS calibration certificate for counting systems | 1 | 1 | 286 | KERN | 962-130-128 | https://www.kern-sohn.com/cgi-bin/cosmoshop/lshop.cgi?action=shopstart&ls=en
962-130-128R | DAkkS calibration certificate for counting systems | 1 | 1 | 286 | KERN | 962-130-128R | https://www.kern-sohn.com/cgi-bin/cosmoshop/lshop.cgi?action=shopstart&ls=en
962-128-101 | DAkkS calibration certificate for counting systems | 1 | 1 | 269.5 | KERN | 962-128-101 | https://www.kern-sohn.com/cgi-bin/cosmoshop/lshop.cgi?action=shopstart&ls=en
962-130-127 | DAkkS calibration certificate for counting systems | 1 | 1 | 269.5 | KERN | 962-130-127 | https://www.kern-sohn.com/cgi-bin/cosmoshop/lshop.cgi?action=shopstart&ls=en
962-130-127R | DAkkS calibration certificate for counting systems | 1 | 1 | 269.5 | KERN | 962-130-127R | https://www.kern-sohn.com/cgi-bin/cosmoshop/lshop.cgi?action=shopstart&ls=en
962-129-128R | DAkkS calibration certificate for counting systems | 1 | 1 | 231 | KERN | 962-129-128R | https://www.kern-sohn.com/cgi-bin/cosmoshop/lshop.cgi?action=shopstart&ls=en
962-129-127 | DAkkS calibration certificate for counting systems | 1 | 1 | 213.4 | KERN | 962-129-127 | https://www.kern-sohn.com/cgi-bin/cosmoshop/lshop.cgi?action=shopstart&ls=en
962-129-127R | DAkkS calibration certificate for counting systems | 1 | 1 | 213.4 | KERN | 962-129-127R | https://www.kern-sohn.com/cgi-bin/cosmoshop/lshop.cgi?action=shopstart&ls=en
962-128-128 | DAkkS calibration certificate for counting systems | 1 | 1 | 206.8 | KERN | 962-128-128 | https://www.kern-sohn.com/cgi-bin/cosmoshop/lshop.cgi?action=shopstart&ls=en
962-128-127 | DAkkS calibration certificate for counting systems | 1 | 1 | 189.2 | KERN | 962-128-127 | https://www.kern-sohn.com/cgi-bin/cosmoshop/lshop.cgi?action=shopstart&ls=en
962-128-127R | DAkkS calibration certificate for counting systems | 1 | 1 | 189.2 | KERN | 962-128-127R | https://www.kern-sohn.com/cgi-bin/cosmoshop/lshop.cgi?action=shopstart&ls=en
963-261IV | DAkkS Calibration force | 1 | 1 | 199.1 | KERN | 963-261IV | https://www.kern-sohn.com/cgi-bin/cosmoshop/lshop.cgi?action=shopstart&ls=en
963-261IVR | DAkkS Calibration force | 1 | 1 | 199.1 | KERN | 963-261IVR | https://www.kern-sohn.com/cgi-bin/cosmoshop/lshop.cgi?action=shopstart&ls=en
963-261V | DAkkS Calibration force | 1 | 1 | 184.8 | KERN | 963-261V | https://www.kern-sohn.com/cgi-bin/cosmoshop/lshop.cgi?action=shopstart&ls=en
963-261VR | DAkkS Calibration force | 1 | 1 | 184.8 | KERN | 963-261VR | https://www.kern-sohn.com/cgi-bin/cosmoshop/lshop.cgi?action=shopstart&ls=en
963-261I | DAkkS Calibration force | 1 | 1 | 163.9 | KERN | 963-261I | https://www.kern-sohn.com/cgi-bin/cosmoshop/lshop.cgi?action=shopstart&ls=en
963-261IR | DAkkS Calibration force | 1 | 1 | 163.9 | KERN | 963-261IR | https://www.kern-sohn.com/cgi-bin/cosmoshop/lshop.cgi?action=shopstart&ls=en
963-261 | DAkkS Calibration force | 1 | 1 | 148.5 | KERN | 963-261 | https://www.kern-sohn.com/cgi-bin/cosmoshop/lshop.cgi?action=shopstart&ls=en
963-363IV | DAkkS Calibration Force | 1 | 1 | 528 | KERN | 963-363IV | https://www.kern-sohn.com/cgi-bin/cosmoshop/lshop.cgi?action=shopstart&ls=en
963-363IVR | DAkkS Calibration Force | 1 | 1 | 528 | KERN | 963-363IVR | https://www.kern-sohn.com/cgi-bin/cosmoshop/lshop.cgi?action=shopstart&ls=en
963-363I | DAkkS Calibration Force | 1 | 1 | 489.5 | KERN | 963-363I | https://www.kern-sohn.com/cgi-bin/cosmoshop/lshop.cgi?action=shopstart&ls=en
963-363IR | DAkkS Calibration Force | 1 | 1 | 489.5 | KERN | 963-363IR | https://www.kern-sohn.com/cgi-bin/cosmoshop/lshop.cgi?action=shopstart&ls=en
963-363V | DAkkS Calibration Force | 1 | 1 | 484 | KERN | 963-363V | https://www.kern-sohn.com/cgi-bin/cosmoshop/lshop.cgi?action=shopstart&ls=en
963-363VR | DAkkS Calibration Force | 1 | 1 | 484 | KERN | 963-363VR | https://www.kern-sohn.com/cgi-bin/cosmoshop/lshop.cgi?action=shopstart&ls=en
963-363 | DAkkS Calibration Force | 1 | 1 | 445.5 | KERN | 963-363 | https://www.kern-sohn.com/cgi-bin/cosmoshop/lshop.cgi?action=shopstart&ls=en
963-363O | DAkkS Calibration Force | 1 | 1 | 445.5 | KERN | 963-363O | https://www.kern-sohn.com/cgi-bin/cosmoshop/lshop.cgi?action=shopstart&ls=en
963-363OR | DAkkS Calibration Force | 1 | 1 | 445.5 | KERN | 963-363OR | https://www.kern-sohn.com/cgi-bin/cosmoshop/lshop.cgi?action=shopstart&ls=en
963-363R | DAkkS Calibration Force | 1 | 1 | 445.5 | KERN | 963-363R | https://www.kern-sohn.com/cgi-bin/cosmoshop/lshop.cgi?action=shopstart&ls=en
963-361O | DAkkS Calibration Force | 1 | 1 | 374 | KERN | 963-361O | https://www.kern-sohn.com/cgi-bin/cosmoshop/lshop.cgi?action=shopstart&ls=en
963-362O | DAkkS Calibration Force | 1 | 1 | 374 | KERN | 963-362O | https://www.kern-sohn.com/cgi-bin/cosmoshop/lshop.cgi?action=shopstart&ls=en
963-362OR | DAkkS Calibration Force | 1 | 1 | 374 | KERN | 963-362OR | https://www.kern-sohn.com/cgi-bin/cosmoshop/lshop.cgi?action=shopstart&ls=en
963-362V | DAkkS Calibration Force | 1 | 1 | 368.5 | KERN | 963-362V | https://www.kern-sohn.com/cgi-bin/cosmoshop/lshop.cgi?action=shopstart&ls=en
963-362VR | DAkkS Calibration Force | 1 | 1 | 368.5 | KERN | 963-362VR | https://www.kern-sohn.com/cgi-bin/cosmoshop/lshop.cgi?action=shopstart&ls=en
963-362I | DAkkS Calibration Force | 1 | 1 | 363 | KERN | 963-362I | https://www.kern-sohn.com/cgi-bin/cosmoshop/lshop.cgi?action=shopstart&ls=en
963-362IR | DAkkS Calibration Force | 1 | 1 | 363 | KERN | 963-362IR | https://www.kern-sohn.com/cgi-bin/cosmoshop/lshop.cgi?action=shopstart&ls=en
963-163O | DAkkS Calibration Force | 1 | 1 | 330 | KERN | 963-163O | https://www.kern-sohn.com/cgi-bin/cosmoshop/lshop.cgi?action=shopstart&ls=en
963-263O | DAkkS Calibration Force | 1 | 1 | 330 | KERN | 963-263O | https://www.kern-sohn.com/cgi-bin/cosmoshop/lshop.cgi?action=shopstart&ls=en
963-263OR | DAkkS Calibration Force | 1 | 1 | 330 | KERN | 963-263OR | https://www.kern-sohn.com/cgi-bin/cosmoshop/lshop.cgi?action=shopstart&ls=en
963-361IV | DAkkS Calibration Force | 1 | 1 | 330 | KERN | 963-361IV | https://www.kern-sohn.com/cgi-bin/cosmoshop/lshop.cgi?action=shopstart&ls=en
963-361IVR | DAkkS Calibration Force | 1 | 1 | 330 | KERN | 963-361IVR | https://www.kern-sohn.com/cgi-bin/cosmoshop/lshop.cgi?action=shopstart&ls=en
963-362 | DAkkS Calibration Force | 1 | 1 | 330 | KERN | 963-362 | https://www.kern-sohn.com/cgi-bin/cosmoshop/lshop.cgi?action=shopstart&ls=en
963-362R | DAkkS Calibration Force | 1 | 1 | 330 | KERN | 963-362R | https://www.kern-sohn.com/cgi-bin/cosmoshop/lshop.cgi?action=shopstart&ls=en
963-163IV | DAkkS Calibration Force | 1 | 1 | 308 | KERN | 963-163IV | https://www.kern-sohn.com/cgi-bin/cosmoshop/lshop.cgi?action=shopstart&ls=en
963-163IVR | DAkkS Calibration Force | 1 | 1 | 308 | KERN | 963-163IVR | https://www.kern-sohn.com/cgi-bin/cosmoshop/lshop.cgi?action=shopstart&ls=en
963-263IV | DAkkS Calibration Force | 1 | 1 | 308 | KERN | 963-263IV | https://www.kern-sohn.com/cgi-bin/cosmoshop/lshop.cgi?action=shopstart&ls=en
963-263IVR | DAkkS Calibration Force | 1 | 1 | 308 | KERN | 963-263IVR | https://www.kern-sohn.com/cgi-bin/cosmoshop/lshop.cgi?action=shopstart&ls=en
963-361V | DAkkS Calibration Force | 1 | 1 | 308 | KERN | 963-361V | https://www.kern-sohn.com/cgi-bin/cosmoshop/lshop.cgi?action=shopstart&ls=en
963-361VR | DAkkS Calibration Force | 1 | 1 | 308 | KERN | 963-361VR | https://www.kern-sohn.com/cgi-bin/cosmoshop/lshop.cgi?action=shopstart&ls=en
963-361I | DAkkS Calibration Force | 1 | 1 | 297 | KERN | 963-361I | https://www.kern-sohn.com/cgi-bin/cosmoshop/lshop.cgi?action=shopstart&ls=en
963-362IV | DAkkS Calibration Force | 1 | 1 | 291.5 | KERN | 963-362IV | https://www.kern-sohn.com/cgi-bin/cosmoshop/lshop.cgi?action=shopstart&ls=en
963-362IVR | DAkkS Calibration Force | 1 | 1 | 291.5 | KERN | 963-362IVR | https://www.kern-sohn.com/cgi-bin/cosmoshop/lshop.cgi?action=shopstart&ls=en
963-163V | DAkkS Calibration Force | 1 | 1 | 286 | KERN | 963-163V | https://www.kern-sohn.com/cgi-bin/cosmoshop/lshop.cgi?action=shopstart&ls=en
963-163VR | DAkkS Calibration Force | 1 | 1 | 286 | KERN | 963-163VR | https://www.kern-sohn.com/cgi-bin/cosmoshop/lshop.cgi?action=shopstart&ls=en
963-263V | DAkkS Calibration Force | 1 | 1 | 286 | KERN | 963-263V | https://www.kern-sohn.com/cgi-bin/cosmoshop/lshop.cgi?action=shopstart&ls=en
963-263VR | DAkkS Calibration Force | 1 | 1 | 286 | KERN | 963-263VR | https://www.kern-sohn.com/cgi-bin/cosmoshop/lshop.cgi?action=shopstart&ls=en
963-161O | DAkkS Calibration Force | 1 | 1 | 275 | KERN | 963-161O | https://www.kern-sohn.com/cgi-bin/cosmoshop/lshop.cgi?action=shopstart&ls=en
963-162O | DAkkS Calibration Force | 1 | 1 | 275 | KERN | 963-162O | https://www.kern-sohn.com/cgi-bin/cosmoshop/lshop.cgi?action=shopstart&ls=en
963-163I | DAkkS Calibration Force | 1 | 1 | 275 | KERN | 963-163I | https://www.kern-sohn.com/cgi-bin/cosmoshop/lshop.cgi?action=shopstart&ls=en
963-163IR | DAkkS Calibration Force | 1 | 1 | 275 | KERN | 963-163IR | https://www.kern-sohn.com/cgi-bin/cosmoshop/lshop.cgi?action=shopstart&ls=en
963-261O | DAkkS Calibration Force | 1 | 1 | 275 | KERN | 963-261O | https://www.kern-sohn.com/cgi-bin/cosmoshop/lshop.cgi?action=shopstart&ls=en
963-262O | DAkkS Calibration Force | 1 | 1 | 275 | KERN | 963-262O | https://www.kern-sohn.com/cgi-bin/cosmoshop/lshop.cgi?action=shopstart&ls=en
963-262OR | DAkkS Calibration Force | 1 | 1 | 275 | KERN | 963-262OR | https://www.kern-sohn.com/cgi-bin/cosmoshop/lshop.cgi?action=shopstart&ls=en
963-263I | DAkkS Calibration Force | 1 | 1 | 275 | KERN | 963-263I | https://www.kern-sohn.com/cgi-bin/cosmoshop/lshop.cgi?action=shopstart&ls=en
963-263IR | DAkkS Calibration Force | 1 | 1 | 275 | KERN | 963-263IR | https://www.kern-sohn.com/cgi-bin/cosmoshop/lshop.cgi?action=shopstart&ls=en
963-361 | DAkkS Calibration Force | 1 | 1 | 269.5 | KERN | 963-361 | https://www.kern-sohn.com/cgi-bin/cosmoshop/lshop.cgi?action=shopstart&ls=en
963-361R | DAkkS Calibration Force | 1 | 1 | 269.5 | KERN | 963-361R | https://www.kern-sohn.com/cgi-bin/cosmoshop/lshop.cgi?action=shopstart&ls=en
963-163 | DAkkS Calibration Force | 1 | 1 | 247.5 | KERN | 963-163 | https://www.kern-sohn.com/cgi-bin/cosmoshop/lshop.cgi?action=shopstart&ls=en
963-163R | DAkkS Calibration Force | 1 | 1 | 247.5 | KERN | 963-163R | https://www.kern-sohn.com/cgi-bin/cosmoshop/lshop.cgi?action=shopstart&ls=en
963-263 | DAkkS Calibration Force | 1 | 1 | 247.5 | KERN | 963-263 | https://www.kern-sohn.com/cgi-bin/cosmoshop/lshop.cgi?action=shopstart&ls=en
963-263R | DAkkS Calibration Force | 1 | 1 | 247.5 | KERN | 963-263R | https://www.kern-sohn.com/cgi-bin/cosmoshop/lshop.cgi?action=shopstart&ls=en
963-162IV | DAkkS Calibration Force | 1 | 1 | 236.5 | KERN | 963-162IV | https://www.kern-sohn.com/cgi-bin/cosmoshop/lshop.cgi?action=shopstart&ls=en
963-162IVR | DAkkS Calibration Force | 1 | 1 | 236.5 | KERN | 963-162IVR | https://www.kern-sohn.com/cgi-bin/cosmoshop/lshop.cgi?action=shopstart&ls=en
963-262IV | DAkkS Calibration Force | 1 | 1 | 236.5 | KERN | 963-262IV | https://www.kern-sohn.com/cgi-bin/cosmoshop/lshop.cgi?action=shopstart&ls=en
963-262IVR | DAkkS Calibration Force | 1 | 1 | 236.5 | KERN | 963-262IVR | https://www.kern-sohn.com/cgi-bin/cosmoshop/lshop.cgi?action=shopstart&ls=en
963-162V | DAkkS Calibration Force | 1 | 1 | 217.8 | KERN | 963-162V | https://www.kern-sohn.com/cgi-bin/cosmoshop/lshop.cgi?action=shopstart&ls=en
963-162VR | DAkkS Calibration Force | 1 | 1 | 217.8 | KERN | 963-162VR | https://www.kern-sohn.com/cgi-bin/cosmoshop/lshop.cgi?action=shopstart&ls=en
963-262V | DAkkS Calibration Force | 1 | 1 | 217.8 | KERN | 963-262V | https://www.kern-sohn.com/cgi-bin/cosmoshop/lshop.cgi?action=shopstart&ls=en
963-262VR | DAkkS Calibration Force | 1 | 1 | 217.8 | KERN | 963-262VR | https://www.kern-sohn.com/cgi-bin/cosmoshop/lshop.cgi?action=shopstart&ls=en
963-162I | DAkkS Calibration Force | 1 | 1 | 200.2 | KERN | 963-162I | https://www.kern-sohn.com/cgi-bin/cosmoshop/lshop.cgi?action=shopstart&ls=en
963-162IR | DAkkS Calibration Force | 1 | 1 | 200.2 | KERN | 963-162IR | https://www.kern-sohn.com/cgi-bin/cosmoshop/lshop.cgi?action=shopstart&ls=en
963-262I | DAkkS Calibration Force | 1 | 1 | 200.2 | KERN | 963-262I | https://www.kern-sohn.com/cgi-bin/cosmoshop/lshop.cgi?action=shopstart&ls=en
963-262IR | DAkkS Calibration Force | 1 | 1 | 200.2 | KERN | 963-262IR | https://www.kern-sohn.com/cgi-bin/cosmoshop/lshop.cgi?action=shopstart&ls=en
963-161IV | DAkkS Calibration Force | 1 | 1 | 199.1 | KERN | 963-161IV | https://www.kern-sohn.com/cgi-bin/cosmoshop/lshop.cgi?action=shopstart&ls=en
963-161IVR | DAkkS Calibration Force | 1 | 1 | 199.1 | KERN | 963-161IVR | https://www.kern-sohn.com/cgi-bin/cosmoshop/lshop.cgi?action=shopstart&ls=en
963-161V | DAkkS Calibration Force | 1 | 1 | 184.8 | KERN | 963-161V | https://www.kern-sohn.com/cgi-bin/cosmoshop/lshop.cgi?action=shopstart&ls=en
963-161VR | DAkkS Calibration Force | 1 | 1 | 184.8 | KERN | 963-161VR | https://www.kern-sohn.com/cgi-bin/cosmoshop/lshop.cgi?action=shopstart&ls=en
963-162 | DAkkS Calibration Force | 1 | 1 | 181.5 | KERN | 963-162 | https://www.kern-sohn.com/cgi-bin/cosmoshop/lshop.cgi?action=shopstart&ls=en
963-162R | DAkkS Calibration Force | 1 | 1 | 181.5 | KERN | 963-162R | https://www.kern-sohn.com/cgi-bin/cosmoshop/lshop.cgi?action=shopstart&ls=en
963-262 | DAkkS Calibration Force | 1 | 1 | 181.5 | KERN | 963-262 | https://www.kern-sohn.com/cgi-bin/cosmoshop/lshop.cgi?action=shopstart&ls=en
963-262R | DAkkS Calibration Force | 1 | 1 | 181.5 | KERN | 963-262R | https://www.kern-sohn.com/cgi-bin/cosmoshop/lshop.cgi?action=shopstart&ls=en
963-161I | DAkkS Calibration Force | 1 | 1 | 163.9 | KERN | 963-161I | https://www.kern-sohn.com/cgi-bin/cosmoshop/lshop.cgi?action=shopstart&ls=en
963-161 | DAkkS Calibration Force | 1 | 1 | 148.5 | KERN | 963-161 | https://www.kern-sohn.com/cgi-bin/cosmoshop/lshop.cgi?action=shopstart&ls=en
963-281 | DAkkS calibration sound level meter | 1 | 1 | 297 | KERN | 963-281 | https://www.kern-sohn.com/cgi-bin/cosmoshop/lshop.cgi?action=shopstart&ls=en
962-338V | DAkkS Certificate | 1 | 1 | 155.1 | KERN | 962-338V | https://www.kern-sohn.com/cgi-bin/cosmoshop/lshop.cgi?action=shopstart&ls=en
962-129-128 | DAkkS certificate for counting systems | 1 | 1 | 231 | KERN | 962-129-128 | https://www.kern-sohn.com/cgi-bin/cosmoshop/lshop.cgi?action=shopstart&ls=en
962-300-300 | DAkkS Certificate KERN Safety Set | 1 | 1 | 63.8 | KERN | 962-300-300 | https://www.kern-sohn.com/cgi-bin/cosmoshop/lshop.cgi?action=shopstart&ls=en
962-300-400 | DAkkS Certificate KERN Safety Set | 1 | 1 | 51.7 | KERN | 962-300-400 | https://www.kern-sohn.com/cgi-bin/cosmoshop/lshop.cgi?action=shopstart&ls=en
962-300-600 | DAkkS Certificate KERN Safety Set | 1 | 1 | 46.2 | KERN | 962-300-600 | https://www.kern-sohn.com/cgi-bin/cosmoshop/lshop.cgi?action=shopstart&ls=en
962-400-400 | DAkkS Certificate KERN Safety Set | 1 | 1 | 44 | KERN | 962-400-400 | https://www.kern-sohn.com/cgi-bin/cosmoshop/lshop.cgi?action=shopstart&ls=en
962-400-600 | DAkkS Certificate KERN Safety Set | 1 | 1 | 38.5 | KERN | 962-400-600 | https://www.kern-sohn.com/cgi-bin/cosmoshop/lshop.cgi?action=shopstart&ls=en
962-600-600 | DAkkS Certificate KERN Safety Set | 1 | 1 | 33 | KERN | 962-600-600 | https://www.kern-sohn.com/cgi-bin/cosmoshop/lshop.cgi?action=shopstart&ls=en
962-115R | DAkkS express service (weights) | 1 | 1 | 22 | KERN | 962-115R | https://www.kern-sohn.com/cgi-bin/cosmoshop/lshop.cgi?action=shopstart&ls=en
962-836RN | DAkkS Kalibrierschein | 1 | 1 | 25.3 | KERN | 962-836RN | https://www.kern-sohn.com/cgi-bin/cosmoshop/lshop.cgi?action=shopstart&ls=en
963-132HZR | DAkkS-certificate | 1 | 1 | 550 | KERN | 963-132HZR | https://www.kern-sohn.com/cgi-bin/cosmoshop/lshop.cgi?action=shopstart&ls=en
963-102 | DAkkS-certificate | 1 | 1 | 213.4 | KERN | 963-102 | https://www.kern-sohn.com/cgi-bin/cosmoshop/lshop.cgi?action=shopstart&ls=en
963-102R | DAkkS-certificate | 1 | 1 | 213.4 | KERN | 963-102R | https://www.kern-sohn.com/cgi-bin/cosmoshop/lshop.cgi?action=shopstart&ls=en
963-101 | DAkkS-certificate | 1 | 1 | 167.2 | KERN | 963-101 | https://www.kern-sohn.com/cgi-bin/cosmoshop/lshop.cgi?action=shopstart&ls=en
963-101R | DAkkS-certificate | 1 | 1 | 167.2 | KERN | 963-101R | https://www.kern-sohn.com/cgi-bin/cosmoshop/lshop.cgi?action=shopstart&ls=en
963-101ZR | DAkkS-certificate | 1 | 1 | 167.2 | KERN | 963-101ZR | https://www.kern-sohn.com/cgi-bin/cosmoshop/lshop.cgi?action=shopstart&ls=en
961-130 | DAkkS-Certificate | 1 | 1 | 132 | KERN | 961-130 | https://www.kern-sohn.com/cgi-bin/cosmoshop/lshop.cgi?action=shopstart&ls=en
961-130R | DAkkS-Certificate | 1 | 1 | 132 | KERN | 961-130R | https://www.kern-sohn.com/cgi-bin/cosmoshop/lshop.cgi?action=shopstart&ls=en
963-129HR | DAkkS-Certificate | 1 | 1 | 121 | KERN | 963-129HR | https://www.kern-sohn.com/cgi-bin/cosmoshop/lshop.cgi?action=shopstart&ls=en
963-133A | DAkkS-Certificate for | 1 | 1 | 1100 | KERN | 963-133A | https://www.kern-sohn.com/cgi-bin/cosmoshop/lshop.cgi?action=shopstart&ls=en
963-132A | DAkkS-Certificate for | 1 | 1 | 968 | KERN | 963-132A | https://www.kern-sohn.com/cgi-bin/cosmoshop/lshop.cgi?action=shopstart&ls=en
963-133H | DAkkS-Certificate for | 1 | 1 | 770 | KERN | 963-133H | https://www.kern-sohn.com/cgi-bin/cosmoshop/lshop.cgi?action=shopstart&ls=en
963-132H | DAkkS-Certificate for | 1 | 1 | 550 | KERN | 963-132H | https://www.kern-sohn.com/cgi-bin/cosmoshop/lshop.cgi?action=shopstart&ls=en
963-133 | DAkkS-Certificate for | 1 | 1 | 550 | KERN | 963-133 | https://www.kern-sohn.com/cgi-bin/cosmoshop/lshop.cgi?action=shopstart&ls=en
963-132 | DAkkS-Certificate for | 1 | 1 | 484 | KERN | 963-132 | https://www.kern-sohn.com/cgi-bin/cosmoshop/lshop.cgi?action=shopstart&ls=en
963-131H | DAkkS-Certificate for | 1 | 1 | 330 | KERN | 963-131H | https://www.kern-sohn.com/cgi-bin/cosmoshop/lshop.cgi?action=shopstart&ls=en
963-131 | DAkkS-Certificate for | 1 | 1 | 242 | KERN | 963-131 | https://www.kern-sohn.com/cgi-bin/cosmoshop/lshop.cgi?action=shopstart&ls=en
963-130H | DAkkS-Certificate for | 1 | 1 | 220 | KERN | 963-130H | https://www.kern-sohn.com/cgi-bin/cosmoshop/lshop.cgi?action=shopstart&ls=en
963-130 | DAkkS-Certificate for | 1 | 1 | 181.5 | KERN | 963-130 | https://www.kern-sohn.com/cgi-bin/cosmoshop/lshop.cgi?action=shopstart&ls=en
963-129 | DAkkS-Certificate for | 1 | 1 | 127.6 | KERN | 963-129 | https://www.kern-sohn.com/cgi-bin/cosmoshop/lshop.cgi?action=shopstart&ls=en
963-129H | DAkkS-Certificate for | 1 | 1 | 121 | KERN | 963-129H | https://www.kern-sohn.com/cgi-bin/cosmoshop/lshop.cgi?action=shopstart&ls=en
963-128 | DAkkS-Certificate for | 1 | 1 | 103.4 | KERN | 963-128 | https://www.kern-sohn.com/cgi-bin/cosmoshop/lshop.cgi?action=shopstart&ls=en
963-128HR | DAkkS-Certificate for | 1 | 1 | 103.4 | KERN | 963-128HR | https://www.kern-sohn.com/cgi-bin/cosmoshop/lshop.cgi?action=shopstart&ls=en
963-127 | DAkkS-Certificate for | 1 | 1 | 85.8 | KERN | 963-127 | https://www.kern-sohn.com/cgi-bin/cosmoshop/lshop.cgi?action=shopstart&ls=en
963-127H | DAkkS-Certificate for | 1 | 1 | 85.8 | KERN | 963-127H | https://www.kern-sohn.com/cgi-bin/cosmoshop/lshop.cgi?action=shopstart&ls=en
963-128H | DAkkS-Certificate for crane scales | 1 | 1 | 103.4 | KERN | 963-128H | https://www.kern-sohn.com/cgi-bin/cosmoshop/lshop.cgi?action=shopstart&ls=en
963-127HR | DAkkS-Certificate for crane scales | 1 | 1 | 85.8 | KERN | 963-127HR | https://www.kern-sohn.com/cgi-bin/cosmoshop/lshop.cgi?action=shopstart&ls=en
963-127HZR | DAkkS-certificate Second calibration | 1 | 1 | 85.8 | KERN | 963-127HZR | https://www.kern-sohn.com/cgi-bin/cosmoshop/lshop.cgi?action=shopstart&ls=en
963-102ZR | DAkkS-certificate second calibration after interv. | 1 | 1 | 213.4 | KERN | 963-102ZR | https://www.kern-sohn.com/cgi-bin/cosmoshop/lshop.cgi?action=shopstart&ls=en
962-128-101R | DAkkS-Recalibration counting syst. with ref. bal. | 1 | 1 | 269.5 | KERN | 962-128-101R | https://www.kern-sohn.com/cgi-bin/cosmoshop/lshop.cgi?action=shopstart&ls=en
962-128-128R | DAkkS-Recalibration counting systems | 1 | 1 | 206.8 | KERN | 962-128-128R | https://www.kern-sohn.com/cgi-bin/cosmoshop/lshop.cgi?action=shopstart&ls=en
OZB-A4601 | Darkfield attachment | 1 | 1 | 77 | KERN | OZB-A4601 | https://www.kern-sohn.com/cgi-bin/cosmoshop/lshop.cgi?action=shopstart&ls=en
OBB-A1148 | Darkfield attachment (4x-40x) | 1 | 1 | 93.5 | KERN | OBB-A1148 | https://www.kern-sohn.com/cgi-bin/cosmoshop/lshop.cgi?action=shopstart&ls=en
OBB-A1149 | Darkfield attachment (4x-40x) | 1 | 1 | 93.5 | KERN | OBB-A1149 | https://www.kern-sohn.com/cgi-bin/cosmoshop/lshop.cgi?action=shopstart&ls=en
OBB-A1150 | Darkfield attachment (4x-40x) | 1 | 1 | 93.5 | KERN | OBB-A1150 | https://www.kern-sohn.com/cgi-bin/cosmoshop/lshop.cgi?action=shopstart&ls=en
OBB-A1421 | Darkfield condenser | 1 | 1 | 291.5 | KERN | OBB-A1421 | https://www.kern-sohn.com/cgi-bin/cosmoshop/lshop.cgi?action=shopstart&ls=en
OBB-A1422 | Darkfield condenser | 1 | 1 | 253 | KERN | OBB-A1422 | https://www.kern-sohn.com/cgi-bin/cosmoshop/lshop.cgi?action=shopstart&ls=en
OBB-A1538 | Darkfield condenser (Oil) | 1 | 1 | 638 | KERN | OBB-A1538 | https://www.kern-sohn.com/cgi-bin/cosmoshop/lshop.cgi?action=shopstart&ls=en
KFN-A01 | Data interface RS 232, interface cable included | 1 | 1 | 104.5 | KERN | KFN-A01 | https://www.kern-sohn.com/cgi-bin/cosmoshop/lshop.cgi?action=shopstart&ls=en
KFN-A01E | Data interface RS 232, interface cable included | 1 | 1 | 104.5 | KERN | KFN-A01E | https://www.kern-sohn.com/cgi-bin/cosmoshop/lshop.cgi?action=shopstart&ls=en
AFI-1.0 | Data transfer software | 1 | 1 | 99 | KERN | AFI-1.0 | https://www.kern-sohn.com/cgi-bin/cosmoshop/lshop.cgi?action=shopstart&ls=en
ATC-01 | Data transfer software | 1 | 1 | 99 | KERN | ATC-01 | https://www.kern-sohn.com/cgi-bin/cosmoshop/lshop.cgi?action=shopstart&ls=en
ATD-01 | Data transfer software | 1 | 1 | 99 | KERN | ATD-01 | https://www.kern-sohn.com/cgi-bin/cosmoshop/lshop.cgi?action=shopstart&ls=en
HO-A07 | Deep-hole protective cover | 1 | 1 | 258.5 | KERN | HO-A07 | https://www.kern-sohn.com/cgi-bin/cosmoshop/lshop.cgi?action=shopstart&ls=en
AE 01 | Default clamp (1 pieces ) | 1 | 1 | 137.5 | KERN | AE 01 | https://www.kern-sohn.com/cgi-bin/cosmoshop/lshop.cgi?action=shopstart&ls=en
YDB-04 | Density determination set | 1 | 1 | 27.5 | KERN | YDB-04 | https://www.kern-sohn.com/cgi-bin/cosmoshop/lshop.cgi?action=shopstart&ls=en
PES-A03 | Device for suspended weighing | 1 | 1 | 44 | KERN | PES-A03 | https://www.kern-sohn.com/cgi-bin/cosmoshop/lshop.cgi?action=shopstart&ls=en
OZB-A5706 | Digital camera adapter | 1 | 1 | 280.5 | KERN | OZB-A5706 | https://www.kern-sohn.com/cgi-bin/cosmoshop/lshop.cgi?action=shopstart&ls=en
OZB-A5707 | Digital camera adapter | 1 | 1 | 280.5 | KERN | OZB-A5707 | https://www.kern-sohn.com/cgi-bin/cosmoshop/lshop.cgi?action=shopstart&ls=en
OZB-A5708 | Digital camera adapter | 1 | 1 | 280.5 | KERN | OZB-A5708 | https://www.kern-sohn.com/cgi-bin/cosmoshop/lshop.cgi?action=shopstart&ls=en
FS 4-100 | Digital force gauge | 1 | 1 | 1078 | KERN | FS 4-100 | https://www.kern-sohn.com/cgi-bin/cosmoshop/lshop.cgi?action=shopstart&ls=en
FS 4-20 | Digital force gauge | 1 | 1 | 1078 | KERN | FS 4-20 | https://www.kern-sohn.com/cgi-bin/cosmoshop/lshop.cgi?action=shopstart&ls=en
FS 4-200 | Digital force gauge | 1 | 1 | 1078 | KERN | FS 4-200 | https://www.kern-sohn.com/cgi-bin/cosmoshop/lshop.cgi?action=shopstart&ls=en
FS 4-50 | Digital force gauge | 1 | 1 | 1078 | KERN | FS 4-50 | https://www.kern-sohn.com/cgi-bin/cosmoshop/lshop.cgi?action=shopstart&ls=en
FS 4-500 | Digital force gauge | 1 | 1 | 1078 | KERN | FS 4-500 | https://www.kern-sohn.com/cgi-bin/cosmoshop/lshop.cgi?action=shopstart&ls=en
FS 2-100 | Digital force gauge | 1 | 1 | 979 | KERN | FS 2-100 | https://www.kern-sohn.com/cgi-bin/cosmoshop/lshop.cgi?action=shopstart&ls=en
FS 2-20 | Digital force gauge | 1 | 1 | 979 | KERN | FS 2-20 | https://www.kern-sohn.com/cgi-bin/cosmoshop/lshop.cgi?action=shopstart&ls=en
FS 2-200 | Digital force gauge | 1 | 1 | 979 | KERN | FS 2-200 | https://www.kern-sohn.com/cgi-bin/cosmoshop/lshop.cgi?action=shopstart&ls=en
FS 2-50 | Digital force gauge | 1 | 1 | 979 | KERN | FS 2-50 | https://www.kern-sohn.com/cgi-bin/cosmoshop/lshop.cgi?action=shopstart&ls=en
FS 2-500 | Digital force gauge | 1 | 1 | 979 | KERN | FS 2-500 | https://www.kern-sohn.com/cgi-bin/cosmoshop/lshop.cgi?action=shopstart&ls=en
FS 4 | Digital force gauge | 1 | 1 | 979 | KERN | FS 4 | https://www.kern-sohn.com/cgi-bin/cosmoshop/lshop.cgi?action=shopstart&ls=en
FS 2 | Digital force gauge | 1 | 1 | 869 | KERN | FS 2 | https://www.kern-sohn.com/cgi-bin/cosmoshop/lshop.cgi?action=shopstart&ls=en
FH 100K. | Digital force gauge (external) | 1 | 1 | 1705 | KERN | FH 100K. | https://www.kern-sohn.com/cgi-bin/cosmoshop/lshop.cgi?action=shopstart&ls=en
FH 100KUK | Digital force gauge (external) | 1 | 1 | 1705 | KERN | FH 100KUK | https://www.kern-sohn.com/cgi-bin/cosmoshop/lshop.cgi?action=shopstart&ls=en
FH 50K. | Digital force gauge (external) | 1 | 1 | 1507 | KERN | FH 50K. | https://www.kern-sohn.com/cgi-bin/cosmoshop/lshop.cgi?action=shopstart&ls=en
FH 50KUK | Digital force gauge (external) | 1 | 1 | 1507 | KERN | FH 50KUK | https://www.kern-sohn.com/cgi-bin/cosmoshop/lshop.cgi?action=shopstart&ls=en
FL 20K | Digital force gauge (external) | 1 | 1 | 1309 | KERN | FL 20K | https://www.kern-sohn.com/cgi-bin/cosmoshop/lshop.cgi?action=shopstart&ls=en
FH 10K. | Digital force gauge (external) | 1 | 1 | 1298 | KERN | FH 10K. | https://www.kern-sohn.com/cgi-bin/cosmoshop/lshop.cgi?action=shopstart&ls=en
FH 10KUK | Digital force gauge (external) | 1 | 1 | 1298 | KERN | FH 10KUK | https://www.kern-sohn.com/cgi-bin/cosmoshop/lshop.cgi?action=shopstart&ls=en
FH 20K. | Digital force gauge (external) | 1 | 1 | 1287 | KERN | FH 20K. | https://www.kern-sohn.com/cgi-bin/cosmoshop/lshop.cgi?action=shopstart&ls=en
FH 20KUK | Digital force gauge (external) | 1 | 1 | 1287 | KERN | FH 20KUK | https://www.kern-sohn.com/cgi-bin/cosmoshop/lshop.cgi?action=shopstart&ls=en
FH 5K. | Digital force gauge (external) | 1 | 1 | 1089 | KERN | FH 5K. | https://www.kern-sohn.com/cgi-bin/cosmoshop/lshop.cgi?action=shopstart&ls=en
FH 5KUK | Digital force gauge (external) | 1 | 1 | 1089 | KERN | FH 5KUK | https://www.kern-sohn.com/cgi-bin/cosmoshop/lshop.cgi?action=shopstart&ls=en
FL 5K | Digital force gauge (external) | 1 | 1 | 1089 | KERN | FL 5K | https://www.kern-sohn.com/cgi-bin/cosmoshop/lshop.cgi?action=shopstart&ls=en
FH 10 EXT. | Digital force gauge (external) | 1 | 1 | 858 | KERN | FH 10 EXT. | https://www.kern-sohn.com/cgi-bin/cosmoshop/lshop.cgi?action=shopstart&ls=en
FH 100 EXT. | Digital force gauge (external) | 1 | 1 | 858 | KERN | FH 100 EXT. | https://www.kern-sohn.com/cgi-bin/cosmoshop/lshop.cgi?action=shopstart&ls=en
FH 1K. | Digital force gauge (external) | 1 | 1 | 858 | KERN | FH 1K. | https://www.kern-sohn.com/cgi-bin/cosmoshop/lshop.cgi?action=shopstart&ls=en
FH 1KUK | Digital force gauge (external) | 1 | 1 | 858 | KERN | FH 1KUK | https://www.kern-sohn.com/cgi-bin/cosmoshop/lshop.cgi?action=shopstart&ls=en
FH 200 EXT. | Digital force gauge (external) | 1 | 1 | 858 | KERN | FH 200 EXT. | https://www.kern-sohn.com/cgi-bin/cosmoshop/lshop.cgi?action=shopstart&ls=en
FH 2K. | Digital force gauge (external) | 1 | 1 | 858 | KERN | FH 2K. | https://www.kern-sohn.com/cgi-bin/cosmoshop/lshop.cgi?action=shopstart&ls=en
FH 2KUK | Digital force gauge (external) | 1 | 1 | 858 | KERN | FH 2KUK | https://www.kern-sohn.com/cgi-bin/cosmoshop/lshop.cgi?action=shopstart&ls=en
FH 50 EXT. | Digital force gauge (external) | 1 | 1 | 858 | KERN | FH 50 EXT. | https://www.kern-sohn.com/cgi-bin/cosmoshop/lshop.cgi?action=shopstart&ls=en
FH 500 EXT. | Digital force gauge (external) | 1 | 1 | 858 | KERN | FH 500 EXT. | https://www.kern-sohn.com/cgi-bin/cosmoshop/lshop.cgi?action=shopstart&ls=en
FL 2K | Digital force gauge (external) | 1 | 1 | 660 | KERN | FL 2K | https://www.kern-sohn.com/cgi-bin/cosmoshop/lshop.cgi?action=shopstart&ls=en
FL TM | Digital force gauge (external) | 1 | 1 | 517 | KERN | FL TM | https://www.kern-sohn.com/cgi-bin/cosmoshop/lshop.cgi?action=shopstart&ls=en
FH 2UK | Digital force gauge (external) | 1 | 1 | 506 | KERN | FH 2UK | https://www.kern-sohn.com/cgi-bin/cosmoshop/lshop.cgi?action=shopstart&ls=en
FH 5UK | Digital force gauge (external) | 1 | 1 | 506 | KERN | FH 5UK | https://www.kern-sohn.com/cgi-bin/cosmoshop/lshop.cgi?action=shopstart&ls=en
FC 1K-BT | Digital force gauge (internal) | 1 | 1 | 1925 | KERN | FC 1K-BT | https://www.kern-sohn.com/cgi-bin/cosmoshop/lshop.cgi?action=shopstart&ls=en
FL 1K | Digital force gauge (internal) | 1 | 1 | 627 | KERN | FL 1K | https://www.kern-sohn.com/cgi-bin/cosmoshop/lshop.cgi?action=shopstart&ls=en
FL 10 | Digital force gauge (internal) | 1 | 1 | 550 | KERN | FL 10 | https://www.kern-sohn.com/cgi-bin/cosmoshop/lshop.cgi?action=shopstart&ls=en
FL 100 | Digital force gauge (internal) | 1 | 1 | 550 | KERN | FL 100 | https://www.kern-sohn.com/cgi-bin/cosmoshop/lshop.cgi?action=shopstart&ls=en
FL 20 | Digital force gauge (internal) | 1 | 1 | 550 | KERN | FL 20 | https://www.kern-sohn.com/cgi-bin/cosmoshop/lshop.cgi?action=shopstart&ls=en
FL 200 | Digital force gauge (internal) | 1 | 1 | 550 | KERN | FL 200 | https://www.kern-sohn.com/cgi-bin/cosmoshop/lshop.cgi?action=shopstart&ls=en
FL 5 | Digital force gauge (internal) | 1 | 1 | 550 | KERN | FL 5 | https://www.kern-sohn.com/cgi-bin/cosmoshop/lshop.cgi?action=shopstart&ls=en
FL 50 | Digital force gauge (internal) | 1 | 1 | 550 | KERN | FL 50 | https://www.kern-sohn.com/cgi-bin/cosmoshop/lshop.cgi?action=shopstart&ls=en
FL 500 | Digital force gauge (internal) | 1 | 1 | 550 | KERN | FL 500 | https://www.kern-sohn.com/cgi-bin/cosmoshop/lshop.cgi?action=shopstart&ls=en
FH 10. | Digital force gauge (internal) | 1 | 1 | 506 | KERN | FH 10. | https://www.kern-sohn.com/cgi-bin/cosmoshop/lshop.cgi?action=shopstart&ls=en
FH 100. | Digital force gauge (internal) | 1 | 1 | 506 | KERN | FH 100. | https://www.kern-sohn.com/cgi-bin/cosmoshop/lshop.cgi?action=shopstart&ls=en
FH 100UK | Digital force gauge (internal) | 1 | 1 | 506 | KERN | FH 100UK | https://www.kern-sohn.com/cgi-bin/cosmoshop/lshop.cgi?action=shopstart&ls=en
FH 10UK | Digital force gauge (internal) | 1 | 1 | 506 | KERN | FH 10UK | https://www.kern-sohn.com/cgi-bin/cosmoshop/lshop.cgi?action=shopstart&ls=en
FH 2. | Digital force gauge (internal) | 1 | 1 | 506 | KERN | FH 2. | https://www.kern-sohn.com/cgi-bin/cosmoshop/lshop.cgi?action=shopstart&ls=en
FH 20. | Digital force gauge (internal) | 1 | 1 | 506 | KERN | FH 20. | https://www.kern-sohn.com/cgi-bin/cosmoshop/lshop.cgi?action=shopstart&ls=en
FH 200. | Digital force gauge (internal) | 1 | 1 | 506 | KERN | FH 200. | https://www.kern-sohn.com/cgi-bin/cosmoshop/lshop.cgi?action=shopstart&ls=en
FH 200UK | Digital force gauge (internal) | 1 | 1 | 506 | KERN | FH 200UK | https://www.kern-sohn.com/cgi-bin/cosmoshop/lshop.cgi?action=shopstart&ls=en
FH 20UK | Digital force gauge (internal) | 1 | 1 | 506 | KERN | FH 20UK | https://www.kern-sohn.com/cgi-bin/cosmoshop/lshop.cgi?action=shopstart&ls=en
FH 5. | Digital force gauge (internal) | 1 | 1 | 506 | KERN | FH 5. | https://www.kern-sohn.com/cgi-bin/cosmoshop/lshop.cgi?action=shopstart&ls=en
FH 50. | Digital force gauge (internal) | 1 | 1 | 506 | KERN | FH 50. | https://www.kern-sohn.com/cgi-bin/cosmoshop/lshop.cgi?action=shopstart&ls=en
FH 500. | Digital force gauge (internal) | 1 | 1 | 506 | KERN | FH 500. | https://www.kern-sohn.com/cgi-bin/cosmoshop/lshop.cgi?action=shopstart&ls=en
FH 500UK | Digital force gauge (internal) | 1 | 1 | 506 | KERN | FH 500UK | https://www.kern-sohn.com/cgi-bin/cosmoshop/lshop.cgi?action=shopstart&ls=en
FH 50UK | Digital force gauge (internal) | 1 | 1 | 506 | KERN | FH 50UK | https://www.kern-sohn.com/cgi-bin/cosmoshop/lshop.cgi?action=shopstart&ls=en
FC 10 | Digital force gauge (internal) | 1 | 1 | 407 | KERN | FC 10 | https://www.kern-sohn.com/cgi-bin/cosmoshop/lshop.cgi?action=shopstart&ls=en
FC 100 | Digital force gauge (internal) | 1 | 1 | 407 | KERN | FC 100 | https://www.kern-sohn.com/cgi-bin/cosmoshop/lshop.cgi?action=shopstart&ls=en
FC 1K | Digital force gauge (internal) | 1 | 1 | 407 | KERN | FC 1K | https://www.kern-sohn.com/cgi-bin/cosmoshop/lshop.cgi?action=shopstart&ls=en
FC 50 | Digital force gauge (internal) | 1 | 1 | 407 | KERN | FC 50 | https://www.kern-sohn.com/cgi-bin/cosmoshop/lshop.cgi?action=shopstart&ls=en
FC 500 | Digital force gauge (internal) | 1 | 1 | 407 | KERN | FC 500 | https://www.kern-sohn.com/cgi-bin/cosmoshop/lshop.cgi?action=shopstart&ls=en
FK 10. | Digital force gauge (internal) | 1 | 1 | 275 | KERN | FK 10. | https://www.kern-sohn.com/cgi-bin/cosmoshop/lshop.cgi?action=shopstart&ls=en
FK 100. | Digital force gauge (internal) | 1 | 1 | 275 | KERN | FK 100. | https://www.kern-sohn.com/cgi-bin/cosmoshop/lshop.cgi?action=shopstart&ls=en
FK 1K. | Digital force gauge (internal) | 1 | 1 | 275 | KERN | FK 1K. | https://www.kern-sohn.com/cgi-bin/cosmoshop/lshop.cgi?action=shopstart&ls=en
FK 25. | Digital force gauge (internal) | 1 | 1 | 275 | KERN | FK 25. | https://www.kern-sohn.com/cgi-bin/cosmoshop/lshop.cgi?action=shopstart&ls=en
FK 250. | Digital force gauge (internal) | 1 | 1 | 275 | KERN | FK 250. | https://www.kern-sohn.com/cgi-bin/cosmoshop/lshop.cgi?action=shopstart&ls=en
FK 50. | Digital force gauge (internal) | 1 | 1 | 275 | KERN | FK 50. | https://www.kern-sohn.com/cgi-bin/cosmoshop/lshop.cgi?action=shopstart&ls=en
FK 500. | Digital force gauge (internal) | 1 | 1 | 275 | KERN | FK 500. | https://www.kern-sohn.com/cgi-bin/cosmoshop/lshop.cgi?action=shopstart&ls=en
LB 300-2. | Digital length measuring device | 1 | 1 | 1265 | KERN | LB 300-2. | https://www.kern-sohn.com/cgi-bin/cosmoshop/lshop.cgi?action=shopstart&ls=en
LB 200-2. | Digital length measuring device | 1 | 1 | 1155 | KERN | LB 200-2. | https://www.kern-sohn.com/cgi-bin/cosmoshop/lshop.cgi?action=shopstart&ls=en
HD0 100-1. | Digital Shore Hardness Tester | 1 | 1 | 412.5 | KERN | HD0 100-1. | https://www.kern-sohn.com/cgi-bin/cosmoshop/lshop.cgi?action=shopstart&ls=en
CE HSE | Digital weighing transmitter - 10.000d; | 1 | 1 | 594 | KERN | CE HSE | https://www.kern-sohn.com/cgi-bin/cosmoshop/lshop.cgi?action=shopstart&ls=en
CE HSN | Digital weighing transmitter - 10.000d; | 1 | 1 | 594 | KERN | CE HSN | https://www.kern-sohn.com/cgi-bin/cosmoshop/lshop.cgi?action=shopstart&ls=en
CE HSP | Digital weighing transmitter - 10.000d; | 1 | 1 | 594 | KERN | CE HSP | https://www.kern-sohn.com/cgi-bin/cosmoshop/lshop.cgi?action=shopstart&ls=en
CE HSR | Digital weighing transmitter - 10.000d; | 1 | 1 | 561 | KERN | CE HSR | https://www.kern-sohn.com/cgi-bin/cosmoshop/lshop.cgi?action=shopstart&ls=en
CE HSA | Digital weighing transmitter - 10.000d; | 1 | 1 | 528 | KERN | CE HSA | https://www.kern-sohn.com/cgi-bin/cosmoshop/lshop.cgi?action=shopstart&ls=en
YKV-02 | Digital weighing transmitter - 60.000d; | 1 | 1 | 264 | KERN | YKV-02 | https://www.kern-sohn.com/cgi-bin/cosmoshop/lshop.cgi?action=shopstart&ls=en
YKV-01 | Digital weighing transmitter - 60.000d; | 1 | 1 | 209 | KERN | YKV-01 | https://www.kern-sohn.com/cgi-bin/cosmoshop/lshop.cgi?action=shopstart&ls=en
AE 10K | Dynamometer clamp | 1 | 1 | 759 | KERN | AE 10K | https://www.kern-sohn.com/cgi-bin/cosmoshop/lshop.cgi?action=shopstart&ls=en
KXS-TM | Display device - ; III | 1 | 1 | 330 | KERN | KXS-TM | https://www.kern-sohn.com/cgi-bin/cosmoshop/lshop.cgi?action=shopstart&ls=en
KDE-T | Display device - 20.000d; | 1 | 1 | 126.5 | KERN | KDE-T | https://www.kern-sohn.com/cgi-bin/cosmoshop/lshop.cgi?action=shopstart&ls=en
KFN-TM | Display device - 30.000d; 6.000e III | 1 | 1 | 319 | KERN | KFN-TM | https://www.kern-sohn.com/cgi-bin/cosmoshop/lshop.cgi?action=shopstart&ls=en
KFE-TNM | Display device - 30.000d; 6.000e III | 1 | 1 | 275 | KERN | KFE-TNM | https://www.kern-sohn.com/cgi-bin/cosmoshop/lshop.cgi?action=shopstart&ls=en
KFB-TM | Display device - 30.000d; 6.000e III | 1 | 1 | 209 | KERN | KFB-TM | https://www.kern-sohn.com/cgi-bin/cosmoshop/lshop.cgi?action=shopstart&ls=en
KFB-TM | Display device - 30.000d; 6.000e III | 1 | 1 | 209 | KERN | KFB-TM | https://www.kern-sohn.com/cgi-bin/cosmoshop/lshop.cgi?action=shopstart&ls=en
KDE-TH | Display device - 35.000d; | 1 | 1 | 165 | KERN | KDE-TH | https://www.kern-sohn.com/cgi-bin/cosmoshop/lshop.cgi?action=shopstart&ls=en
KFS-TM | Display device - 60.000d; 3.000e III | 1 | 1 | 231 | KERN | KFS-TM | https://www.kern-sohn.com/cgi-bin/cosmoshop/lshop.cgi?action=shopstart&ls=en
KIB-TM | Display device - 60.000d; 6.000e III | 1 | 1 | 209 | KERN | KIB-TM | https://www.kern-sohn.com/cgi-bin/cosmoshop/lshop.cgi?action=shopstart&ls=en
SW-A03 | Draft shield | 1 | 1 | 44 | KERN | SW-A03 | https://www.kern-sohn.com/cgi-bin/cosmoshop/lshop.cgi?action=shopstart&ls=en
285-897 | Drag pointer for spring balances | 1 | 1 | 44 | KERN | 285-897 | https://www.kern-sohn.com/cgi-bin/cosmoshop/lshop.cgi?action=shopstart&ls=en
281-051-001 | Drag pointer for spring balances | 1 | 1 | 7.2 | KERN | 281-051-001 | https://www.kern-sohn.com/cgi-bin/cosmoshop/lshop.cgi?action=shopstart&ls=en
NFB 1.5T0.5LM | Drive-through-balance | 1 | 1 | 1815 | KERN | NFB 1.5T0.5LM | https://www.kern-sohn.com/cgi-bin/cosmoshop/lshop.cgi?action=shopstart&ls=en
NFB 600K200LM | Drive-through-balance | 1 | 1 | 1815 | KERN | NFB 600K200LM | https://www.kern-sohn.com/cgi-bin/cosmoshop/lshop.cgi?action=shopstart&ls=en
NFB 600K200M | Drive-through-balance | 1 | 1 | 1595 | KERN | NFB 600K200M | https://www.kern-sohn.com/cgi-bin/cosmoshop/lshop.cgi?action=shopstart&ls=en
NFB 1.5T0.5M | Drive-through-balance | 1 | 1 | 1507 | KERN | NFB 1.5T0.5M | https://www.kern-sohn.com/cgi-bin/cosmoshop/lshop.cgi?action=shopstart&ls=en
NIB 300K-1 | Drive-through-balance | 1 | 1 | 704 | KERN | NIB 300K-1 | https://www.kern-sohn.com/cgi-bin/cosmoshop/lshop.cgi?action=shopstart&ls=en
NIB 600K-2 | Drive-through-balance | 1 | 1 | 704 | KERN | NIB 600K-2 | https://www.kern-sohn.com/cgi-bin/cosmoshop/lshop.cgi?action=shopstart&ls=en
NFN 1.5T-4M | Drive-through-balance - stainless steel | 1 | 1 | 3135 | KERN | NFN 1.5T-4M | https://www.kern-sohn.com/cgi-bin/cosmoshop/lshop.cgi?action=shopstart&ls=en
NFN 600K-1M | Drive-through-balance - stainless steel | 1 | 1 | 2915 | KERN | NFN 600K-1M | https://www.kern-sohn.com/cgi-bin/cosmoshop/lshop.cgi?action=shopstart&ls=en
AC 42 | Drum clamps for tests up to 5 kN | 1 | 1 | 214.5 | KERN | AC 42 | https://www.kern-sohn.com/cgi-bin/cosmoshop/lshop.cgi?action=shopstart&ls=en
OZB-A4532 | Dual fibre | 1 | 1 | 269.5 | KERN | OZB-A4532 | https://www.kern-sohn.com/cgi-bin/cosmoshop/lshop.cgi?action=shopstart&ls=en
OZB-A4516 | Dual fibre unit | 1 | 1 | 682 | KERN | OZB-A4516 | https://www.kern-sohn.com/cgi-bin/cosmoshop/lshop.cgi?action=shopstart&ls=en
OZB-A4515 | Dual fibre unit (EU version) | 1 | 1 | 165 | KERN | OZB-A4515 | https://www.kern-sohn.com/cgi-bin/cosmoshop/lshop.cgi?action=shopstart&ls=en
OZB-A4515UK | Dual fibre unit (UK version) | 1 | 1 | 165 | KERN | OZB-A4515UK | https://www.kern-sohn.com/cgi-bin/cosmoshop/lshop.cgi?action=shopstart&ls=en
PES-A04 | Dust cover | 1 | 1 | 33 | KERN | PES-A04 | https://www.kern-sohn.com/cgi-bin/cosmoshop/lshop.cgi?action=shopstart&ls=en
OBB-A1387 | Dust cover (485x450 mm) | 1 | 1 | 33 | KERN | OBB-A1387 | https://www.kern-sohn.com/cgi-bin/cosmoshop/lshop.cgi?action=shopstart&ls=en
OBB-A1388 | Dust cover (600x650 mm) | 1 | 1 | 33 | KERN | OBB-A1388 | https://www.kern-sohn.com/cgi-bin/cosmoshop/lshop.cgi?action=shopstart&ls=en
OBB-A1389 | Dust cover (700x900 mm) | 1 | 1 | 33 | KERN | OBB-A1389 | https://www.kern-sohn.com/cgi-bin/cosmoshop/lshop.cgi?action=shopstart&ls=en
318-270 | Dusting brush | 1 | 1 | 3.9 | KERN | 318-270 | https://www.kern-sohn.com/cgi-bin/cosmoshop/lshop.cgi?action=shopstart&ls=en
962-231R | E1 1 g DAkkS Certificate | 1 | 1 | 62.7 | KERN | 962-231R | https://www.kern-sohn.com/cgi-bin/cosmoshop/lshop.cgi?action=shopstart&ls=en
962-205R | E1 1 mg - 1 kg | 1 | 1 | 847 | KERN | 962-205R | https://www.kern-sohn.com/cgi-bin/cosmoshop/lshop.cgi?action=shopstart&ls=en
962-208R | E1 1 mg - 10 kg | 1 | 1 | 968 | KERN | 962-208R | https://www.kern-sohn.com/cgi-bin/cosmoshop/lshop.cgi?action=shopstart&ls=en
962-202R | E1 1 mg - 100 g | 1 | 1 | 693 | KERN | 962-202R | https://www.kern-sohn.com/cgi-bin/cosmoshop/lshop.cgi?action=shopstart&ls=en
963-206 | E1 1 mg - 2 kg | 1 | 1 | 2409 | KERN | 963-206 | https://www.kern-sohn.com/cgi-bin/cosmoshop/lshop.cgi?action=shopstart&ls=en
962-206R | E1 1 mg - 2 kg | 1 | 1 | 902 | KERN | 962-206R | https://www.kern-sohn.com/cgi-bin/cosmoshop/lshop.cgi?action=shopstart&ls=en
962-203R | E1 1 mg - 200 g | 1 | 1 | 759 | KERN | 962-203R | https://www.kern-sohn.com/cgi-bin/cosmoshop/lshop.cgi?action=shopstart&ls=en
962-207R | E1 1 mg - 5 kg | 1 | 1 | 935 | KERN | 962-207R | https://www.kern-sohn.com/cgi-bin/cosmoshop/lshop.cgi?action=shopstart&ls=en
963-201 | E1 1 mg - 50 g | 1 | 1 | 1298 | KERN | 963-201 | https://www.kern-sohn.com/cgi-bin/cosmoshop/lshop.cgi?action=shopstart&ls=en
962-201R | E1 1 mg - 50 g | 1 | 1 | 671 | KERN | 962-201R | https://www.kern-sohn.com/cgi-bin/cosmoshop/lshop.cgi?action=shopstart&ls=en
962-204R | E1 1 mg - 500 g | 1 | 1 | 792 | KERN | 962-204R | https://www.kern-sohn.com/cgi-bin/cosmoshop/lshop.cgi?action=shopstart&ls=en
962-250 | E1 1 mg - 500 mg | 1 | 1 | 407 | KERN | 962-250 | https://www.kern-sohn.com/cgi-bin/cosmoshop/lshop.cgi?action=shopstart&ls=en
962-250R | E1 1 mg - 500 mg DAkkS Certificate | 1 | 1 | 407 | KERN | 962-250R | https://www.kern-sohn.com/cgi-bin/cosmoshop/lshop.cgi?action=shopstart&ls=en
962-251 | E1 1 mg DAkkS Certificate | 1 | 1 | 62.7 | KERN | 962-251 | https://www.kern-sohn.com/cgi-bin/cosmoshop/lshop.cgi?action=shopstart&ls=en
962-251R | E1 1 mg DAkkS Certificate | 1 | 1 | 62.7 | KERN | 962-251R | https://www.kern-sohn.com/cgi-bin/cosmoshop/lshop.cgi?action=shopstart&ls=en
962-234R | E1 10 g DAkkS Certificate | 1 | 1 | 62.7 | KERN | 962-234R | https://www.kern-sohn.com/cgi-bin/cosmoshop/lshop.cgi?action=shopstart&ls=en
962-254 | E1 10 mg DAkkS Certificate | 1 | 1 | 62.7 | KERN | 962-254 | https://www.kern-sohn.com/cgi-bin/cosmoshop/lshop.cgi?action=shopstart&ls=en
962-254R | E1 10 mg DAkkS Certificate | 1 | 1 | 62.7 | KERN | 962-254R | https://www.kern-sohn.com/cgi-bin/cosmoshop/lshop.cgi?action=shopstart&ls=en
962-237R | E1 100 g DAkkS Certificate | 1 | 1 | 62.7 | KERN | 962-237R | https://www.kern-sohn.com/cgi-bin/cosmoshop/lshop.cgi?action=shopstart&ls=en
962-257 | E1 100 mg DAkkS Certificate | 1 | 1 | 62.7 | KERN | 962-257 | https://www.kern-sohn.com/cgi-bin/cosmoshop/lshop.cgi?action=shopstart&ls=en
962-257R | E1 100 mg DAkkS Certificate | 1 | 1 | 62.7 | KERN | 962-257R | https://www.kern-sohn.com/cgi-bin/cosmoshop/lshop.cgi?action=shopstart&ls=en
962-232R | E1 2 g DAkkS Certificate | 1 | 1 | 62.7 | KERN | 962-232R | https://www.kern-sohn.com/cgi-bin/cosmoshop/lshop.cgi?action=shopstart&ls=en
963-242 | E1 2 kg DAkkS Certificate | 1 | 1 | 511.5 | KERN | 963-242 | https://www.kern-sohn.com/cgi-bin/cosmoshop/lshop.cgi?action=shopstart&ls=en
962-252R | E1 2 mg DAkkS Certificate | 1 | 1 | 62.7 | KERN | 962-252R | https://www.kern-sohn.com/cgi-bin/cosmoshop/lshop.cgi?action=shopstart&ls=en
962-252 | E1 2 mg DAkkS Certificate | 1 | 1 | 62.7 | KERN | 962-252 | https://www.kern-sohn.com/cgi-bin/cosmoshop/lshop.cgi?action=shopstart&ls=en
962-235R | E1 20 g DAkkS Certificate | 1 | 1 | 62.7 | KERN | 962-235R | https://www.kern-sohn.com/cgi-bin/cosmoshop/lshop.cgi?action=shopstart&ls=en
962-255 | E1 20 mg DAkkS Certificate | 1 | 1 | 62.7 | KERN | 962-255 | https://www.kern-sohn.com/cgi-bin/cosmoshop/lshop.cgi?action=shopstart&ls=en
962-255R | E1 20 mg DAkkS Certificate | 1 | 1 | 62.7 | KERN | 962-255R | https://www.kern-sohn.com/cgi-bin/cosmoshop/lshop.cgi?action=shopstart&ls=en
962-238R | E1 200 g DAkkS Certificate | 1 | 1 | 62.7 | KERN | 962-238R | https://www.kern-sohn.com/cgi-bin/cosmoshop/lshop.cgi?action=shopstart&ls=en
962-258 | E1 200 mg DAkkS Certificate | 1 | 1 | 62.7 | KERN | 962-258 | https://www.kern-sohn.com/cgi-bin/cosmoshop/lshop.cgi?action=shopstart&ls=en
962-258R | E1 200 mg DAkkS Certificate | 1 | 1 | 62.7 | KERN | 962-258R | https://www.kern-sohn.com/cgi-bin/cosmoshop/lshop.cgi?action=shopstart&ls=en
962-233R | E1 5 g DAkkS Certificate | 1 | 1 | 62.7 | KERN | 962-233R | https://www.kern-sohn.com/cgi-bin/cosmoshop/lshop.cgi?action=shopstart&ls=en
962-253 | E1 5 mg DAkkS Certificate | 1 | 1 | 62.7 | KERN | 962-253 | https://www.kern-sohn.com/cgi-bin/cosmoshop/lshop.cgi?action=shopstart&ls=en
962-253R | E1 5 mg DAkkS Certificate | 1 | 1 | 62.7 | KERN | 962-253R | https://www.kern-sohn.com/cgi-bin/cosmoshop/lshop.cgi?action=shopstart&ls=en
962-236R | E1 50 g DAkkS Certificate | 1 | 1 | 62.7 | KERN | 962-236R | https://www.kern-sohn.com/cgi-bin/cosmoshop/lshop.cgi?action=shopstart&ls=en
962-256 | E1 50 mg DAkkS Certificate | 1 | 1 | 62.7 | KERN | 962-256 | https://www.kern-sohn.com/cgi-bin/cosmoshop/lshop.cgi?action=shopstart&ls=en
962-256R | E1 50 mg DAkkS Certificate | 1 | 1 | 62.7 | KERN | 962-256R | https://www.kern-sohn.com/cgi-bin/cosmoshop/lshop.cgi?action=shopstart&ls=en
963-239 | E1 500 g DAkkS Certificate | 1 | 1 | 231 | KERN | 963-239 | https://www.kern-sohn.com/cgi-bin/cosmoshop/lshop.cgi?action=shopstart&ls=en
962-239R | E1 500 g DAkkS Certificate | 1 | 1 | 62.7 | KERN | 962-239R | https://www.kern-sohn.com/cgi-bin/cosmoshop/lshop.cgi?action=shopstart&ls=en
962-259 | E1 500 mg DAkkS Certificate | 1 | 1 | 62.7 | KERN | 962-259 | https://www.kern-sohn.com/cgi-bin/cosmoshop/lshop.cgi?action=shopstart&ls=en
962-259R | E1 500 mg DAkkS Certificate | 1 | 1 | 62.7 | KERN | 962-259R | https://www.kern-sohn.com/cgi-bin/cosmoshop/lshop.cgi?action=shopstart&ls=en
304-06 | E1 1 g - 1 kg Set of weights | 1 | 1 | 2519 | KERN | 304-06 | https://www.kern-sohn.com/cgi-bin/cosmoshop/lshop.cgi?action=shopstart&ls=en
304-066 | E1 1 g - 1 kg Set of weights | 1 | 1 | 2453 | KERN | 304-066 | https://www.kern-sohn.com/cgi-bin/cosmoshop/lshop.cgi?action=shopstart&ls=en
304-09 | E1 1 g - 10 kg Set of weights | 1 | 1 | 7249 | KERN | 304-09 | https://www.kern-sohn.com/cgi-bin/cosmoshop/lshop.cgi?action=shopstart&ls=en
304-096 | E1 1 g - 10 kg Set of weights | 1 | 1 | 7139 | KERN | 304-096 | https://www.kern-sohn.com/cgi-bin/cosmoshop/lshop.cgi?action=shopstart&ls=en
304-03 | E1 1 g - 100 g Set of weights | 1 | 1 | 1232 | KERN | 304-03 | https://www.kern-sohn.com/cgi-bin/cosmoshop/lshop.cgi?action=shopstart&ls=en
304-036 | E1 1 g - 100 g Set of weights | 1 | 1 | 1199 | KERN | 304-036 | https://www.kern-sohn.com/cgi-bin/cosmoshop/lshop.cgi?action=shopstart&ls=en
304-07 | E1 1 g - 2 kg Set of weights | 1 | 1 | 4015 | KERN | 304-07 | https://www.kern-sohn.com/cgi-bin/cosmoshop/lshop.cgi?action=shopstart&ls=en
304-076 | E1 1 g - 2 kg Set of weights | 1 | 1 | 3949 | KERN | 304-076 | https://www.kern-sohn.com/cgi-bin/cosmoshop/lshop.cgi?action=shopstart&ls=en
304-04 | E1 1 g - 200 g Set of weights | 1 | 1 | 1694 | KERN | 304-04 | https://www.kern-sohn.com/cgi-bin/cosmoshop/lshop.cgi?action=shopstart&ls=en
304-046 | E1 1 g - 200 g Set of weights | 1 | 1 | 1661 | KERN | 304-046 | https://www.kern-sohn.com/cgi-bin/cosmoshop/lshop.cgi?action=shopstart&ls=en
304-08 | E1 1 g - 5 kg Set of weights | 1 | 1 | 5269 | KERN | 304-08 | https://www.kern-sohn.com/cgi-bin/cosmoshop/lshop.cgi?action=shopstart&ls=en
304-086 | E1 1 g - 5 kg Set of weights | 1 | 1 | 5159 | KERN | 304-086 | https://www.kern-sohn.com/cgi-bin/cosmoshop/lshop.cgi?action=shopstart&ls=en
304-02 | E1 1 g - 50 g Set of weights | 1 | 1 | 1045 | KERN | 304-02 | https://www.kern-sohn.com/cgi-bin/cosmoshop/lshop.cgi?action=shopstart&ls=en
304-026 | E1 1 g - 50 g Set of weights | 1 | 1 | 1012 | KERN | 304-026 | https://www.kern-sohn.com/cgi-bin/cosmoshop/lshop.cgi?action=shopstart&ls=en
304-05 | E1 1 g - 500 g Set of weights | 1 | 1 | 2035 | KERN | 304-05 | https://www.kern-sohn.com/cgi-bin/cosmoshop/lshop.cgi?action=shopstart&ls=en
304-056 | E1 1 g - 500 g Set of weights | 1 | 1 | 2002 | KERN | 304-056 | https://www.kern-sohn.com/cgi-bin/cosmoshop/lshop.cgi?action=shopstart&ls=en
963-219 | E1 1 g - 1 kg | 1 | 1 | 1485 | KERN | 963-219 | https://www.kern-sohn.com/cgi-bin/cosmoshop/lshop.cgi?action=shopstart&ls=en
962-219R | E1 1 g - 1 kg | 1 | 1 | 451 | KERN | 962-219R | https://www.kern-sohn.com/cgi-bin/cosmoshop/lshop.cgi?action=shopstart&ls=en
963-222 | E1 1 g - 10 kg | 1 | 1 | 2849 | KERN | 963-222 | https://www.kern-sohn.com/cgi-bin/cosmoshop/lshop.cgi?action=shopstart&ls=en
962-222R | E1 1 g - 10 kg | 1 | 1 | 583 | KERN | 962-222R | https://www.kern-sohn.com/cgi-bin/cosmoshop/lshop.cgi?action=shopstart&ls=en
963-216 | E1 1 g - 100 g | 1 | 1 | 1034 | KERN | 963-216 | https://www.kern-sohn.com/cgi-bin/cosmoshop/lshop.cgi?action=shopstart&ls=en
962-216R | E1 1 g - 100 g | 1 | 1 | 319 | KERN | 962-216R | https://www.kern-sohn.com/cgi-bin/cosmoshop/lshop.cgi?action=shopstart&ls=en
963-220 | E1 1 g - 2 kg | 1 | 1 | 2090 | KERN | 963-220 | https://www.kern-sohn.com/cgi-bin/cosmoshop/lshop.cgi?action=shopstart&ls=en
962-220R | E1 1 g - 2 kg | 1 | 1 | 517 | KERN | 962-220R | https://www.kern-sohn.com/cgi-bin/cosmoshop/lshop.cgi?action=shopstart&ls=en
963-217 | E1 1 g - 200 g | 1 | 1 | 1254 | KERN | 963-217 | https://www.kern-sohn.com/cgi-bin/cosmoshop/lshop.cgi?action=shopstart&ls=en
962-217R | E1 1 g - 200 g | 1 | 1 | 385 | KERN | 962-217R | https://www.kern-sohn.com/cgi-bin/cosmoshop/lshop.cgi?action=shopstart&ls=en
963-221 | E1 1 g - 5 kg | 1 | 1 | 2453 | KERN | 963-221 | https://www.kern-sohn.com/cgi-bin/cosmoshop/lshop.cgi?action=shopstart&ls=en
962-221R | E1 1 g - 5 kg | 1 | 1 | 544.5 | KERN | 962-221R | https://www.kern-sohn.com/cgi-bin/cosmoshop/lshop.cgi?action=shopstart&ls=en
963-215 | E1 1 g - 50 g | 1 | 1 | 935 | KERN | 963-215 | https://www.kern-sohn.com/cgi-bin/cosmoshop/lshop.cgi?action=shopstart&ls=en
962-215R | E1 1 g - 50 g | 1 | 1 | 297 | KERN | 962-215R | https://www.kern-sohn.com/cgi-bin/cosmoshop/lshop.cgi?action=shopstart&ls=en
963-218 | E1 1 g - 500 g | 1 | 1 | 1364 | KERN | 963-218 | https://www.kern-sohn.com/cgi-bin/cosmoshop/lshop.cgi?action=shopstart&ls=en
962-218R | E1 1 g - 500 g | 1 | 1 | 423.5 | KERN | 962-218R | https://www.kern-sohn.com/cgi-bin/cosmoshop/lshop.cgi?action=shopstart&ls=en
963-231 | E1 1 g DAkkS Certificate | 1 | 1 | 231 | KERN | 963-231 | https://www.kern-sohn.com/cgi-bin/cosmoshop/lshop.cgi?action=shopstart&ls=en
307-01 | E1 1 g Test weight | 1 | 1 | 95.7 | KERN | 307-01 | https://www.kern-sohn.com/cgi-bin/cosmoshop/lshop.cgi?action=shopstart&ls=en
963-241 | E1 1 kg DAkkS Certificate | 1 | 1 | 231 | KERN | 963-241 | https://www.kern-sohn.com/cgi-bin/cosmoshop/lshop.cgi?action=shopstart&ls=en
962-241R | E1 1 kg DAkkS Certificate | 1 | 1 | 62.7 | KERN | 962-241R | https://www.kern-sohn.com/cgi-bin/cosmoshop/lshop.cgi?action=shopstart&ls=en
307-11 | E1 1 kg Test weight | 1 | 1 | 495 | KERN | 307-11 | https://www.kern-sohn.com/cgi-bin/cosmoshop/lshop.cgi?action=shopstart&ls=en
303-06 | E1 1 mg - 1 kg Set of weights | 1 | 1 | 3289 | KERN | 303-06 | https://www.kern-sohn.com/cgi-bin/cosmoshop/lshop.cgi?action=shopstart&ls=en
303-066 | E1 1 mg - 1 kg Set of weights | 1 | 1 | 3223 | KERN | 303-066 | https://www.kern-sohn.com/cgi-bin/cosmoshop/lshop.cgi?action=shopstart&ls=en
303-09 | E1 1 mg - 10 kg Set of weights | 1 | 1 | 7975 | KERN | 303-09 | https://www.kern-sohn.com/cgi-bin/cosmoshop/lshop.cgi?action=shopstart&ls=en
303-096 | E1 1 mg - 10 kg Set of weights | 1 | 1 | 7865 | KERN | 303-096 | https://www.kern-sohn.com/cgi-bin/cosmoshop/lshop.cgi?action=shopstart&ls=en
303-03 | E1 1 mg - 100 g Set of weights | 1 | 1 | 1958 | KERN | 303-03 | https://www.kern-sohn.com/cgi-bin/cosmoshop/lshop.cgi?action=shopstart&ls=en
303-036 | E1 1 mg - 100 g Set of weights | 1 | 1 | 1925 | KERN | 303-036 | https://www.kern-sohn.com/cgi-bin/cosmoshop/lshop.cgi?action=shopstart&ls=en
303-07 | E1 1 mg - 2 kg Set of weights | 1 | 1 | 4719 | KERN | 303-07 | https://www.kern-sohn.com/cgi-bin/cosmoshop/lshop.cgi?action=shopstart&ls=en
303-076 | E1 1 mg - 2 kg Set of weights | 1 | 1 | 4653 | KERN | 303-076 | https://www.kern-sohn.com/cgi-bin/cosmoshop/lshop.cgi?action=shopstart&ls=en
303-04 | E1 1 mg - 200 g Set of weights | 1 | 1 | 2409 | KERN | 303-04 | https://www.kern-sohn.com/cgi-bin/cosmoshop/lshop.cgi?action=shopstart&ls=en
303-046 | E1 1 mg - 200 g Set of weights | 1 | 1 | 2376 | KERN | 303-046 | https://www.kern-sohn.com/cgi-bin/cosmoshop/lshop.cgi?action=shopstart&ls=en
303-08 | E1 1 mg - 5 kg Set of weights | 1 | 1 | 6039 | KERN | 303-08 | https://www.kern-sohn.com/cgi-bin/cosmoshop/lshop.cgi?action=shopstart&ls=en
303-086 | E1 1 mg - 5 kg Set of weights | 1 | 1 | 5929 | KERN | 303-086 | https://www.kern-sohn.com/cgi-bin/cosmoshop/lshop.cgi?action=shopstart&ls=en
303-02 | E1 1 mg - 50 g Set of weights | 1 | 1 | 1760 | KERN | 303-02 | https://www.kern-sohn.com/cgi-bin/cosmoshop/lshop.cgi?action=shopstart&ls=en
303-026 | E1 1 mg - 50 g Set of weights | 1 | 1 | 1727 | KERN | 303-026 | https://www.kern-sohn.com/cgi-bin/cosmoshop/lshop.cgi?action=shopstart&ls=en
303-05 | E1 1 mg - 500 g Set of weights | 1 | 1 | 2772 | KERN | 303-05 | https://www.kern-sohn.com/cgi-bin/cosmoshop/lshop.cgi?action=shopstart&ls=en
303-056 | E1 1 mg - 500 g Set of weights | 1 | 1 | 2739 | KERN | 303-056 | https://www.kern-sohn.com/cgi-bin/cosmoshop/lshop.cgi?action=shopstart&ls=en
308-42 | E1 1 mg - 500 mg Set of weights | 1 | 1 | 891 | KERN | 308-42 | https://www.kern-sohn.com/cgi-bin/cosmoshop/lshop.cgi?action=shopstart&ls=en
308-426 | E1 1 mg - 500 mg Set of weights | 1 | 1 | 858 | KERN | 308-426 | https://www.kern-sohn.com/cgi-bin/cosmoshop/lshop.cgi?action=shopstart&ls=en
963-205 | E1 1 mg - 1 kg | 1 | 1 | 1848 | KERN | 963-205 | https://www.kern-sohn.com/cgi-bin/cosmoshop/lshop.cgi?action=shopstart&ls=en
963-208 | E1 1 mg - 10 kg | 1 | 1 | 3069 | KERN | 963-208 | https://www.kern-sohn.com/cgi-bin/cosmoshop/lshop.cgi?action=shopstart&ls=en
963-202 | E1 1 mg - 100 g | 1 | 1 | 1419 | KERN | 963-202 | https://www.kern-sohn.com/cgi-bin/cosmoshop/lshop.cgi?action=shopstart&ls=en
963-203 | E1 1 mg - 200 g | 1 | 1 | 1639 | KERN | 963-203 | https://www.kern-sohn.com/cgi-bin/cosmoshop/lshop.cgi?action=shopstart&ls=en
963-207 | E1 1 mg - 5 kg | 1 | 1 | 2695 | KERN | 963-207 | https://www.kern-sohn.com/cgi-bin/cosmoshop/lshop.cgi?action=shopstart&ls=en
963-204 | E1 1 mg - 500 g | 1 | 1 | 1738 | KERN | 963-204 | https://www.kern-sohn.com/cgi-bin/cosmoshop/lshop.cgi?action=shopstart&ls=en
308-31 | E1 1 mg Test weight | 1 | 1 | 63.8 | KERN | 308-31 | https://www.kern-sohn.com/cgi-bin/cosmoshop/lshop.cgi?action=shopstart&ls=en
963-234 | E1 10 g DAkkS Certificate | 1 | 1 | 231 | KERN | 963-234 | https://www.kern-sohn.com/cgi-bin/cosmoshop/lshop.cgi?action=shopstart&ls=en
307-04 | E1 10 g Test weight | 1 | 1 | 116.6 | KERN | 307-04 | https://www.kern-sohn.com/cgi-bin/cosmoshop/lshop.cgi?action=shopstart&ls=en
963-244 | E1 10 kg DAkkS Certificate | 1 | 1 | 511.5 | KERN | 963-244 | https://www.kern-sohn.com/cgi-bin/cosmoshop/lshop.cgi?action=shopstart&ls=en
962-244R | E1 10 kg DAkkS Certificate | 1 | 1 | 77 | KERN | 962-244R | https://www.kern-sohn.com/cgi-bin/cosmoshop/lshop.cgi?action=shopstart&ls=en
307-14 | E1 10 kg Test weight | 1 | 1 | 1782 | KERN | 307-14 | https://www.kern-sohn.com/cgi-bin/cosmoshop/lshop.cgi?action=shopstart&ls=en
308-34 | E1 10 mg Test weight | 1 | 1 | 63.8 | KERN | 308-34 | https://www.kern-sohn.com/cgi-bin/cosmoshop/lshop.cgi?action=shopstart&ls=en
963-237 | E1 100 g DAkkS Certificate | 1 | 1 | 231 | KERN | 963-237 | https://www.kern-sohn.com/cgi-bin/cosmoshop/lshop.cgi?action=shopstart&ls=en
307-07 | E1 100 g Test weight | 1 | 1 | 187 | KERN | 307-07 | https://www.kern-sohn.com/cgi-bin/cosmoshop/lshop.cgi?action=shopstart&ls=en
308-37 | E1 100 mg Test weight | 1 | 1 | 63.8 | KERN | 308-37 | https://www.kern-sohn.com/cgi-bin/cosmoshop/lshop.cgi?action=shopstart&ls=en
963-232 | E1 2 g DAkkS Certificate | 1 | 1 | 231 | KERN | 963-232 | https://www.kern-sohn.com/cgi-bin/cosmoshop/lshop.cgi?action=shopstart&ls=en
307-02 | E1 2 g Test weight | 1 | 1 | 104.5 | KERN | 307-02 | https://www.kern-sohn.com/cgi-bin/cosmoshop/lshop.cgi?action=shopstart&ls=en
962-242R | E1 2 kg DAkkS Certificate | 1 | 1 | 77 | KERN | 962-242R | https://www.kern-sohn.com/cgi-bin/cosmoshop/lshop.cgi?action=shopstart&ls=en
307-12 | E1 2 kg Test weight | 1 | 1 | 693 | KERN | 307-12 | https://www.kern-sohn.com/cgi-bin/cosmoshop/lshop.cgi?action=shopstart&ls=en
308-32 | E1 2 mg Test weight | 1 | 1 | 63.8 | KERN | 308-32 | https://www.kern-sohn.com/cgi-bin/cosmoshop/lshop.cgi?action=shopstart&ls=en
963-235 | E1 20 g DAkkS Certificate | 1 | 1 | 231 | KERN | 963-235 | https://www.kern-sohn.com/cgi-bin/cosmoshop/lshop.cgi?action=shopstart&ls=en
307-05 | E1 20 g Test weight | 1 | 1 | 124.3 | KERN | 307-05 | https://www.kern-sohn.com/cgi-bin/cosmoshop/lshop.cgi?action=shopstart&ls=en
963-245 | E1 20 kg DAkkS Certificate | 1 | 1 | 1276 | KERN | 963-245 | https://www.kern-sohn.com/cgi-bin/cosmoshop/lshop.cgi?action=shopstart&ls=en
962-245R | E1 20 kg DAkkS Certificate | 1 | 1 | 649 | KERN | 962-245R | https://www.kern-sohn.com/cgi-bin/cosmoshop/lshop.cgi?action=shopstart&ls=en
307-15 | E1 20 kg Test weight | 1 | 1 | 4620 | KERN | 307-15 | https://www.kern-sohn.com/cgi-bin/cosmoshop/lshop.cgi?action=shopstart&ls=en
308-35 | E1 20 mg Test weight | 1 | 1 | 63.8 | KERN | 308-35 | https://www.kern-sohn.com/cgi-bin/cosmoshop/lshop.cgi?action=shopstart&ls=en
963-238 | E1 200 g DAkkS Certificate | 1 | 1 | 231 | KERN | 963-238 | https://www.kern-sohn.com/cgi-bin/cosmoshop/lshop.cgi?action=shopstart&ls=en
307-08 | E1 200 g Test weight | 1 | 1 | 231 | KERN | 307-08 | https://www.kern-sohn.com/cgi-bin/cosmoshop/lshop.cgi?action=shopstart&ls=en
308-38 | E1 200 mg Test weight | 1 | 1 | 63.8 | KERN | 308-38 | https://www.kern-sohn.com/cgi-bin/cosmoshop/lshop.cgi?action=shopstart&ls=en
963-233 | E1 5 g DAkkS Certificate | 1 | 1 | 231 | KERN | 963-233 | https://www.kern-sohn.com/cgi-bin/cosmoshop/lshop.cgi?action=shopstart&ls=en
307-03 | E1 5 g Test weight | 1 | 1 | 107.8 | KERN | 307-03 | https://www.kern-sohn.com/cgi-bin/cosmoshop/lshop.cgi?action=shopstart&ls=en
963-243 | E1 5 kg DAkkS Certificate | 1 | 1 | 511.5 | KERN | 963-243 | https://www.kern-sohn.com/cgi-bin/cosmoshop/lshop.cgi?action=shopstart&ls=en
962-243R | E1 5 kg DAkkS Certificate | 1 | 1 | 77 | KERN | 962-243R | https://www.kern-sohn.com/cgi-bin/cosmoshop/lshop.cgi?action=shopstart&ls=en
307-13 | E1 5 kg Test weight | 1 | 1 | 1166 | KERN | 307-13 | https://www.kern-sohn.com/cgi-bin/cosmoshop/lshop.cgi?action=shopstart&ls=en
308-33 | E1 5 mg Test weight | 1 | 1 | 63.8 | KERN | 308-33 | https://www.kern-sohn.com/cgi-bin/cosmoshop/lshop.cgi?action=shopstart&ls=en
963-236 | E1 50 g DAkkS Certificate | 1 | 1 | 231 | KERN | 963-236 | https://www.kern-sohn.com/cgi-bin/cosmoshop/lshop.cgi?action=shopstart&ls=en
307-06 | E1 50 g Test weight | 1 | 1 | 148.5 | KERN | 307-06 | https://www.kern-sohn.com/cgi-bin/cosmoshop/lshop.cgi?action=shopstart&ls=en
963-246 | E1 50 kg DAkkS Certificate | 1 | 1 | 1496 | KERN | 963-246 | https://www.kern-sohn.com/cgi-bin/cosmoshop/lshop.cgi?action=shopstart&ls=en
962-246R | E1 50 kg DAkkS Certificate | 1 | 1 | 726 | KERN | 962-246R | https://www.kern-sohn.com/cgi-bin/cosmoshop/lshop.cgi?action=shopstart&ls=en
307-16 | E1 50 kg Test weight | 1 | 1 | 8855 | KERN | 307-16 | https://www.kern-sohn.com/cgi-bin/cosmoshop/lshop.cgi?action=shopstart&ls=en
308-36 | E1 50 mg Test weight | 1 | 1 | 63.8 | KERN | 308-36 | https://www.kern-sohn.com/cgi-bin/cosmoshop/lshop.cgi?action=shopstart&ls=en
307-09 | E1 500 g Test weight | 1 | 1 | 308 | KERN | 307-09 | https://www.kern-sohn.com/cgi-bin/cosmoshop/lshop.cgi?action=shopstart&ls=en
308-39 | E1 500 mg Test weight | 1 | 1 | 63.8 | KERN | 308-39 | https://www.kern-sohn.com/cgi-bin/cosmoshop/lshop.cgi?action=shopstart&ls=en
962-331 | E2 1 g | 1 | 1 | 29.7 | KERN | 962-331 | https://www.kern-sohn.com/cgi-bin/cosmoshop/lshop.cgi?action=shopstart&ls=en
962-331R | E2 1 g | 1 | 1 | 29.7 | KERN | 962-331R | https://www.kern-sohn.com/cgi-bin/cosmoshop/lshop.cgi?action=shopstart&ls=en
962-319 | E2 1 g - 1 kg | 1 | 1 | 286 | KERN | 962-319 | https://www.kern-sohn.com/cgi-bin/cosmoshop/lshop.cgi?action=shopstart&ls=en
962-319R | E2 1 g - 1 kg | 1 | 1 | 286 | KERN | 962-319R | https://www.kern-sohn.com/cgi-bin/cosmoshop/lshop.cgi?action=shopstart&ls=en
962-322 | E2 1 g - 10 kg | 1 | 1 | 429 | KERN | 962-322 | https://www.kern-sohn.com/cgi-bin/cosmoshop/lshop.cgi?action=shopstart&ls=en
962-322R | E2 1 g - 10 kg | 1 | 1 | 429 | KERN | 962-322R | https://www.kern-sohn.com/cgi-bin/cosmoshop/lshop.cgi?action=shopstart&ls=en
962-316 | E2 1 g - 100 g | 1 | 1 | 170.5 | KERN | 962-316 | https://www.kern-sohn.com/cgi-bin/cosmoshop/lshop.cgi?action=shopstart&ls=en
962-316R | E2 1 g - 100 g | 1 | 1 | 170.5 | KERN | 962-316R | https://www.kern-sohn.com/cgi-bin/cosmoshop/lshop.cgi?action=shopstart&ls=en
962-320 | E2 1 g - 2 kg | 1 | 1 | 352 | KERN | 962-320 | https://www.kern-sohn.com/cgi-bin/cosmoshop/lshop.cgi?action=shopstart&ls=en
962-320R | E2 1 g - 2 kg | 1 | 1 | 352 | KERN | 962-320R | https://www.kern-sohn.com/cgi-bin/cosmoshop/lshop.cgi?action=shopstart&ls=en
962-317 | E2 1 g - 200 g | 1 | 1 | 225.5 | KERN | 962-317 | https://www.kern-sohn.com/cgi-bin/cosmoshop/lshop.cgi?action=shopstart&ls=en
962-317R | E2 1 g - 200 g | 1 | 1 | 225.5 | KERN | 962-317R | https://www.kern-sohn.com/cgi-bin/cosmoshop/lshop.cgi?action=shopstart&ls=en
962-321 | E2 1 g - 5 kg | 1 | 1 | 396 | KERN | 962-321 | https://www.kern-sohn.com/cgi-bin/cosmoshop/lshop.cgi?action=shopstart&ls=en
962-321R | E2 1 g - 5 kg | 1 | 1 | 396 | KERN | 962-321R | https://www.kern-sohn.com/cgi-bin/cosmoshop/lshop.cgi?action=shopstart&ls=en
962-315 | E2 1 g - 50 g | 1 | 1 | 141.9 | KERN | 962-315 | https://www.kern-sohn.com/cgi-bin/cosmoshop/lshop.cgi?action=shopstart&ls=en
962-315R | E2 1 g - 50 g | 1 | 1 | 141.9 | KERN | 962-315R | https://www.kern-sohn.com/cgi-bin/cosmoshop/lshop.cgi?action=shopstart&ls=en
962-318 | E2 1 g - 500 g | 1 | 1 | 253 | KERN | 962-318 | https://www.kern-sohn.com/cgi-bin/cosmoshop/lshop.cgi?action=shopstart&ls=en
962-318R | E2 1 g - 500 g | 1 | 1 | 253 | KERN | 962-318R | https://www.kern-sohn.com/cgi-bin/cosmoshop/lshop.cgi?action=shopstart&ls=en
962-341 | E2 1 kg | 1 | 1 | 38.5 | KERN | 962-341 | https://www.kern-sohn.com/cgi-bin/cosmoshop/lshop.cgi?action=shopstart&ls=en
962-341R | E2 1 kg | 1 | 1 | 38.5 | KERN | 962-341R | https://www.kern-sohn.com/cgi-bin/cosmoshop/lshop.cgi?action=shopstart&ls=en
962-351 | E2 1 mg | 1 | 1 | 29.7 | KERN | 962-351 | https://www.kern-sohn.com/cgi-bin/cosmoshop/lshop.cgi?action=shopstart&ls=en
962-351R | E2 1 mg | 1 | 1 | 29.7 | KERN | 962-351R | https://www.kern-sohn.com/cgi-bin/cosmoshop/lshop.cgi?action=shopstart&ls=en
962-305 | E2 1 mg - 1 kg | 1 | 1 | 495 | KERN | 962-305 | https://www.kern-sohn.com/cgi-bin/cosmoshop/lshop.cgi?action=shopstart&ls=en
962-305R | E2 1 mg - 1 kg | 1 | 1 | 495 | KERN | 962-305R | https://www.kern-sohn.com/cgi-bin/cosmoshop/lshop.cgi?action=shopstart&ls=en
962-308 | E2 1 mg - 10 kg | 1 | 1 | 616 | KERN | 962-308 | https://www.kern-sohn.com/cgi-bin/cosmoshop/lshop.cgi?action=shopstart&ls=en
962-308R | E2 1 mg - 10 kg | 1 | 1 | 616 | KERN | 962-308R | https://www.kern-sohn.com/cgi-bin/cosmoshop/lshop.cgi?action=shopstart&ls=en
962-302 | E2 1 mg - 100 g | 1 | 1 | 374 | KERN | 962-302 | https://www.kern-sohn.com/cgi-bin/cosmoshop/lshop.cgi?action=shopstart&ls=en
962-302R | E2 1 mg - 100 g standard weight set cert. DAkkS | 1 | 1 | 374 | KERN | 962-302R | https://www.kern-sohn.com/cgi-bin/cosmoshop/lshop.cgi?action=shopstart&ls=en
962-306 | E2 1 mg - 2 kg | 1 | 1 | 544.5 | KERN | 962-306 | https://www.kern-sohn.com/cgi-bin/cosmoshop/lshop.cgi?action=shopstart&ls=en
962-306R | E2 1 mg - 2 kg | 1 | 1 | 544.5 | KERN | 962-306R | https://www.kern-sohn.com/cgi-bin/cosmoshop/lshop.cgi?action=shopstart&ls=en
962-303 | E2 1 mg - 200 g | 1 | 1 | 434.5 | KERN | 962-303 | https://www.kern-sohn.com/cgi-bin/cosmoshop/lshop.cgi?action=shopstart&ls=en
962-303R | E2 1 mg - 200 g standard weight set cert. DAkkS | 1 | 1 | 434.5 | KERN | 962-303R | https://www.kern-sohn.com/cgi-bin/cosmoshop/lshop.cgi?action=shopstart&ls=en
962-307 | E2 1 mg - 5 kg | 1 | 1 | 583 | KERN | 962-307 | https://www.kern-sohn.com/cgi-bin/cosmoshop/lshop.cgi?action=shopstart&ls=en
962-307R | E2 1 mg - 5 kg | 1 | 1 | 583 | KERN | 962-307R | https://www.kern-sohn.com/cgi-bin/cosmoshop/lshop.cgi?action=shopstart&ls=en
962-301 | E2 1 mg - 50 g | 1 | 1 | 346.5 | KERN | 962-301 | https://www.kern-sohn.com/cgi-bin/cosmoshop/lshop.cgi?action=shopstart&ls=en
962-304 | E2 1 mg - 500 g | 1 | 1 | 462 | KERN | 962-304 | https://www.kern-sohn.com/cgi-bin/cosmoshop/lshop.cgi?action=shopstart&ls=en
962-350 | E2 1 mg - 500 mg | 1 | 1 | 209 | KERN | 962-350 | https://www.kern-sohn.com/cgi-bin/cosmoshop/lshop.cgi?action=shopstart&ls=en
962-350R | E2 1 mg - 500 mg | 1 | 1 | 209 | KERN | 962-350R | https://www.kern-sohn.com/cgi-bin/cosmoshop/lshop.cgi?action=shopstart&ls=en
962-334 | E2 10 g | 1 | 1 | 29.7 | KERN | 962-334 | https://www.kern-sohn.com/cgi-bin/cosmoshop/lshop.cgi?action=shopstart&ls=en
962-334R | E2 10 g | 1 | 1 | 29.7 | KERN | 962-334R | https://www.kern-sohn.com/cgi-bin/cosmoshop/lshop.cgi?action=shopstart&ls=en
962-344 | E2 10 kg | 1 | 1 | 47.3 | KERN | 962-344 | https://www.kern-sohn.com/cgi-bin/cosmoshop/lshop.cgi?action=shopstart&ls=en
962-344R | E2 10 kg | 1 | 1 | 47.3 | KERN | 962-344R | https://www.kern-sohn.com/cgi-bin/cosmoshop/lshop.cgi?action=shopstart&ls=en
962-354 | E2 10 mg | 1 | 1 | 29.7 | KERN | 962-354 | https://www.kern-sohn.com/cgi-bin/cosmoshop/lshop.cgi?action=shopstart&ls=en
962-354R | E2 10 mg | 1 | 1 | 29.7 | KERN | 962-354R | https://www.kern-sohn.com/cgi-bin/cosmoshop/lshop.cgi?action=shopstart&ls=en
962-337 | E2 100 g | 1 | 1 | 38.5 | KERN | 962-337 | https://www.kern-sohn.com/cgi-bin/cosmoshop/lshop.cgi?action=shopstart&ls=en
962-337R | E2 100 g | 1 | 1 | 38.5 | KERN | 962-337R | https://www.kern-sohn.com/cgi-bin/cosmoshop/lshop.cgi?action=shopstart&ls=en
962-357 | E2 100 mg | 1 | 1 | 29.7 | KERN | 962-357 | https://www.kern-sohn.com/cgi-bin/cosmoshop/lshop.cgi?action=shopstart&ls=en
962-357R | E2 100 mg | 1 | 1 | 29.7 | KERN | 962-357R | https://www.kern-sohn.com/cgi-bin/cosmoshop/lshop.cgi?action=shopstart&ls=en
962-332 | E2 2 g | 1 | 1 | 29.7 | KERN | 962-332 | https://www.kern-sohn.com/cgi-bin/cosmoshop/lshop.cgi?action=shopstart&ls=en
962-332R | E2 2 g | 1 | 1 | 29.7 | KERN | 962-332R | https://www.kern-sohn.com/cgi-bin/cosmoshop/lshop.cgi?action=shopstart&ls=en
962-342 | E2 2 kg | 1 | 1 | 47.3 | KERN | 962-342 | https://www.kern-sohn.com/cgi-bin/cosmoshop/lshop.cgi?action=shopstart&ls=en
962-342R | E2 2 kg | 1 | 1 | 47.3 | KERN | 962-342R | https://www.kern-sohn.com/cgi-bin/cosmoshop/lshop.cgi?action=shopstart&ls=en
962-352 | E2 2 mg | 1 | 1 | 29.7 | KERN | 962-352 | https://www.kern-sohn.com/cgi-bin/cosmoshop/lshop.cgi?action=shopstart&ls=en
962-352R | E2 2 mg | 1 | 1 | 29.7 | KERN | 962-352R | https://www.kern-sohn.com/cgi-bin/cosmoshop/lshop.cgi?action=shopstart&ls=en
962-335V | E2 20 g | 1 | 1 | 157.3 | KERN | 962-335V | https://www.kern-sohn.com/cgi-bin/cosmoshop/lshop.cgi?action=shopstart&ls=en
962-335 | E2 20 g | 1 | 1 | 29.7 | KERN | 962-335 | https://www.kern-sohn.com/cgi-bin/cosmoshop/lshop.cgi?action=shopstart&ls=en
962-335R | E2 20 g | 1 | 1 | 29.7 | KERN | 962-335R | https://www.kern-sohn.com/cgi-bin/cosmoshop/lshop.cgi?action=shopstart&ls=en
962-345 | E2 20 kg | 1 | 1 | 60.5 | KERN | 962-345 | https://www.kern-sohn.com/cgi-bin/cosmoshop/lshop.cgi?action=shopstart&ls=en
962-345R | E2 20 kg | 1 | 1 | 60.5 | KERN | 962-345R | https://www.kern-sohn.com/cgi-bin/cosmoshop/lshop.cgi?action=shopstart&ls=en
962-355 | E2 20 mg | 1 | 1 | 29.7 | KERN | 962-355 | https://www.kern-sohn.com/cgi-bin/cosmoshop/lshop.cgi?action=shopstart&ls=en
962-355R | E2 20 mg | 1 | 1 | 29.7 | KERN | 962-355R | https://www.kern-sohn.com/cgi-bin/cosmoshop/lshop.cgi?action=shopstart&ls=en
962-338 | E2 200 g | 1 | 1 | 38.5 | KERN | 962-338 | https://www.kern-sohn.com/cgi-bin/cosmoshop/lshop.cgi?action=shopstart&ls=en
962-338R | E2 200 g | 1 | 1 | 38.5 | KERN | 962-338R | https://www.kern-sohn.com/cgi-bin/cosmoshop/lshop.cgi?action=shopstart&ls=en
962-358 | E2 200 mg | 1 | 1 | 29.7 | KERN | 962-358 | https://www.kern-sohn.com/cgi-bin/cosmoshop/lshop.cgi?action=shopstart&ls=en
962-358R | E2 200 mg | 1 | 1 | 29.7 | KERN | 962-358R | https://www.kern-sohn.com/cgi-bin/cosmoshop/lshop.cgi?action=shopstart&ls=en
962-333 | E2 5 g | 1 | 1 | 29.7 | KERN | 962-333 | https://www.kern-sohn.com/cgi-bin/cosmoshop/lshop.cgi?action=shopstart&ls=en
962-333R | E2 5 g | 1 | 1 | 29.7 | KERN | 962-333R | https://www.kern-sohn.com/cgi-bin/cosmoshop/lshop.cgi?action=shopstart&ls=en
962-343 | E2 5 kg | 1 | 1 | 47.3 | KERN | 962-343 | https://www.kern-sohn.com/cgi-bin/cosmoshop/lshop.cgi?action=shopstart&ls=en
962-343R | E2 5 kg | 1 | 1 | 47.3 | KERN | 962-343R | https://www.kern-sohn.com/cgi-bin/cosmoshop/lshop.cgi?action=shopstart&ls=en
962-353 | E2 5 mg | 1 | 1 | 29.7 | KERN | 962-353 | https://www.kern-sohn.com/cgi-bin/cosmoshop/lshop.cgi?action=shopstart&ls=en
962-353R | E2 5 mg | 1 | 1 | 29.7 | KERN | 962-353R | https://www.kern-sohn.com/cgi-bin/cosmoshop/lshop.cgi?action=shopstart&ls=en
962-336 | E2 50 g | 1 | 1 | 29.7 | KERN | 962-336 | https://www.kern-sohn.com/cgi-bin/cosmoshop/lshop.cgi?action=shopstart&ls=en
962-336R | E2 50 g | 1 | 1 | 29.7 | KERN | 962-336R | https://www.kern-sohn.com/cgi-bin/cosmoshop/lshop.cgi?action=shopstart&ls=en
962-346 | E2 50 kg | 1 | 1 | 70.4 | KERN | 962-346 | https://www.kern-sohn.com/cgi-bin/cosmoshop/lshop.cgi?action=shopstart&ls=en
962-346R | E2 50 kg | 1 | 1 | 70.4 | KERN | 962-346R | https://www.kern-sohn.com/cgi-bin/cosmoshop/lshop.cgi?action=shopstart&ls=en
962-356 | E2 50 mg | 1 | 1 | 29.7 | KERN | 962-356 | https://www.kern-sohn.com/cgi-bin/cosmoshop/lshop.cgi?action=shopstart&ls=en
962-356R | E2 50 mg | 1 | 1 | 29.7 | KERN | 962-356R | https://www.kern-sohn.com/cgi-bin/cosmoshop/lshop.cgi?action=shopstart&ls=en
962-339 | E2 500 g | 1 | 1 | 38.5 | KERN | 962-339 | https://www.kern-sohn.com/cgi-bin/cosmoshop/lshop.cgi?action=shopstart&ls=en
962-339R | E2 500 g | 1 | 1 | 38.5 | KERN | 962-339R | https://www.kern-sohn.com/cgi-bin/cosmoshop/lshop.cgi?action=shopstart&ls=en
962-359 | E2 500 mg | 1 | 1 | 29.7 | KERN | 962-359 | https://www.kern-sohn.com/cgi-bin/cosmoshop/lshop.cgi?action=shopstart&ls=en
962-359R | E2 500 mg | 1 | 1 | 29.7 | KERN | 962-359R | https://www.kern-sohn.com/cgi-bin/cosmoshop/lshop.cgi?action=shopstart&ls=en
314-06 | E2 1 g - 1 kg Set of weights | 1 | 1 | 1441 | KERN | 314-06 | https://www.kern-sohn.com/cgi-bin/cosmoshop/lshop.cgi?action=shopstart&ls=en
314-066 | E2 1 g - 1 kg Set of weights | 1 | 1 | 1375 | KERN | 314-066 | https://www.kern-sohn.com/cgi-bin/cosmoshop/lshop.cgi?action=shopstart&ls=en
314-064 | E2 1 g - 1 kg Set of weights | 1 | 1 | 1353 | KERN | 314-064 | https://www.kern-sohn.com/cgi-bin/cosmoshop/lshop.cgi?action=shopstart&ls=en
312-066 | E2 1 g - 1 kg Set of weights | 1 | 1 | 913 | KERN | 312-066 | https://www.kern-sohn.com/cgi-bin/cosmoshop/lshop.cgi?action=shopstart&ls=en
312-064 | E2 1 g - 1 kg Set of weights | 1 | 1 | 869 | KERN | 312-064 | https://www.kern-sohn.com/cgi-bin/cosmoshop/lshop.cgi?action=shopstart&ls=en
314-09 | E2 1 g - 10 kg Set of weights | 1 | 1 | 4037 | KERN | 314-09 | https://www.kern-sohn.com/cgi-bin/cosmoshop/lshop.cgi?action=shopstart&ls=en
314-096 | E2 1 g - 10 kg Set of weights | 1 | 1 | 3839 | KERN | 314-096 | https://www.kern-sohn.com/cgi-bin/cosmoshop/lshop.cgi?action=shopstart&ls=en
312-096 | E2 1 g - 10 kg Set of weights | 1 | 1 | 2288 | KERN | 312-096 | https://www.kern-sohn.com/cgi-bin/cosmoshop/lshop.cgi?action=shopstart&ls=en
314-03 | E2 1 g - 100 g Set of weights | 1 | 1 | 737 | KERN | 314-03 | https://www.kern-sohn.com/cgi-bin/cosmoshop/lshop.cgi?action=shopstart&ls=en
314-036 | E2 1 g - 100 g Set of weights | 1 | 1 | 704 | KERN | 314-036 | https://www.kern-sohn.com/cgi-bin/cosmoshop/lshop.cgi?action=shopstart&ls=en
314-034 | E2 1 g - 100 g Set of weights | 1 | 1 | 682 | KERN | 314-034 | https://www.kern-sohn.com/cgi-bin/cosmoshop/lshop.cgi?action=shopstart&ls=en
312-036 | E2 1 g - 100 g Set of weights | 1 | 1 | 462 | KERN | 312-036 | https://www.kern-sohn.com/cgi-bin/cosmoshop/lshop.cgi?action=shopstart&ls=en
312-034 | E2 1 g - 100 g Set of weights | 1 | 1 | 440 | KERN | 312-034 | https://www.kern-sohn.com/cgi-bin/cosmoshop/lshop.cgi?action=shopstart&ls=en
314-07 | E2 1 g - 2 kg Set of weights | 1 | 1 | 2343 | KERN | 314-07 | https://www.kern-sohn.com/cgi-bin/cosmoshop/lshop.cgi?action=shopstart&ls=en
314-076 | E2 1 g - 2 kg Set of weights | 1 | 1 | 2277 | KERN | 314-076 | https://www.kern-sohn.com/cgi-bin/cosmoshop/lshop.cgi?action=shopstart&ls=en
314-074 | E2 1 g - 2 kg Set of weights | 1 | 1 | 2255 | KERN | 314-074 | https://www.kern-sohn.com/cgi-bin/cosmoshop/lshop.cgi?action=shopstart&ls=en
312-076 | E2 1 g - 2 kg Set of weights | 1 | 1 | 1386 | KERN | 312-076 | https://www.kern-sohn.com/cgi-bin/cosmoshop/lshop.cgi?action=shopstart&ls=en
312-074 | E2 1 g - 2 kg Set of weights | 1 | 1 | 1342 | KERN | 312-074 | https://www.kern-sohn.com/cgi-bin/cosmoshop/lshop.cgi?action=shopstart&ls=en
314-04 | E2 1 g - 200 g Set of weights | 1 | 1 | 924 | KERN | 314-04 | https://www.kern-sohn.com/cgi-bin/cosmoshop/lshop.cgi?action=shopstart&ls=en
314-046 | E2 1 g - 200 g Set of weights | 1 | 1 | 891 | KERN | 314-046 | https://www.kern-sohn.com/cgi-bin/cosmoshop/lshop.cgi?action=shopstart&ls=en
314-044 | E2 1 g - 200 g Set of weights | 1 | 1 | 869 | KERN | 314-044 | https://www.kern-sohn.com/cgi-bin/cosmoshop/lshop.cgi?action=shopstart&ls=en
312-046 | E2 1 g - 200 g Set of weights | 1 | 1 | 572 | KERN | 312-046 | https://www.kern-sohn.com/cgi-bin/cosmoshop/lshop.cgi?action=shopstart&ls=en
312-044 | E2 1 g - 200 g Set of weights | 1 | 1 | 550 | KERN | 312-044 | https://www.kern-sohn.com/cgi-bin/cosmoshop/lshop.cgi?action=shopstart&ls=en
314-08 | E2 1 g - 5 kg Set of weights | 1 | 1 | 3058 | KERN | 314-08 | https://www.kern-sohn.com/cgi-bin/cosmoshop/lshop.cgi?action=shopstart&ls=en
314-086 | E2 1 g - 5 kg Set of weights | 1 | 1 | 2882 | KERN | 314-086 | https://www.kern-sohn.com/cgi-bin/cosmoshop/lshop.cgi?action=shopstart&ls=en
314-084 | E2 1 g - 5 kg Set of weights | 1 | 1 | 2860 | KERN | 314-084 | https://www.kern-sohn.com/cgi-bin/cosmoshop/lshop.cgi?action=shopstart&ls=en
312-086 | E2 1 g - 5 kg Set of weights | 1 | 1 | 1782 | KERN | 312-086 | https://www.kern-sohn.com/cgi-bin/cosmoshop/lshop.cgi?action=shopstart&ls=en
312-084 | E2 1 g - 5 kg Set of weights | 1 | 1 | 1716 | KERN | 312-084 | https://www.kern-sohn.com/cgi-bin/cosmoshop/lshop.cgi?action=shopstart&ls=en
314-02 | E2 1 g - 50 g Set of weights | 1 | 1 | 649 | KERN | 314-02 | https://www.kern-sohn.com/cgi-bin/cosmoshop/lshop.cgi?action=shopstart&ls=en
314-026 | E2 1 g - 50 g Set of weights | 1 | 1 | 627 | KERN | 314-026 | https://www.kern-sohn.com/cgi-bin/cosmoshop/lshop.cgi?action=shopstart&ls=en
314-024 | E2 1 g - 50 g Set of weights | 1 | 1 | 605 | KERN | 314-024 | https://www.kern-sohn.com/cgi-bin/cosmoshop/lshop.cgi?action=shopstart&ls=en
312-026 | E2 1 g - 50 g Set of weights | 1 | 1 | 418 | KERN | 312-026 | https://www.kern-sohn.com/cgi-bin/cosmoshop/lshop.cgi?action=shopstart&ls=en
312-024 | E2 1 g - 50 g Set of weights | 1 | 1 | 390.5 | KERN | 312-024 | https://www.kern-sohn.com/cgi-bin/cosmoshop/lshop.cgi?action=shopstart&ls=en
314-05 | E2 1 g - 500 g Set of weights | 1 | 1 | 1155 | KERN | 314-05 | https://www.kern-sohn.com/cgi-bin/cosmoshop/lshop.cgi?action=shopstart&ls=en
314-056 | E2 1 g - 500 g Set of weights | 1 | 1 | 1089 | KERN | 314-056 | https://www.kern-sohn.com/cgi-bin/cosmoshop/lshop.cgi?action=shopstart&ls=en
314-054 | E2 1 g - 500 g Set of weights | 1 | 1 | 1067 | KERN | 314-054 | https://www.kern-sohn.com/cgi-bin/cosmoshop/lshop.cgi?action=shopstart&ls=en
312-056 | E2 1 g - 500 g Set of weights | 1 | 1 | 693 | KERN | 312-056 | https://www.kern-sohn.com/cgi-bin/cosmoshop/lshop.cgi?action=shopstart&ls=en
312-054 | E2 1 g - 500 g Set of weights | 1 | 1 | 660 | KERN | 312-054 | https://www.kern-sohn.com/cgi-bin/cosmoshop/lshop.cgi?action=shopstart&ls=en
317-01 | E2 1 g Test weight | 1 | 1 | 53.9 | KERN | 317-01 | https://www.kern-sohn.com/cgi-bin/cosmoshop/lshop.cgi?action=shopstart&ls=en
316-01 | E2 1 g Test weight | 1 | 1 | 35.2 | KERN | 316-01 | https://www.kern-sohn.com/cgi-bin/cosmoshop/lshop.cgi?action=shopstart&ls=en
317-11 | E2 1 kg Test weight | 1 | 1 | 269.5 | KERN | 317-11 | https://www.kern-sohn.com/cgi-bin/cosmoshop/lshop.cgi?action=shopstart&ls=en
316-11 | E2 1 kg Test weight | 1 | 1 | 148.5 | KERN | 316-11 | https://www.kern-sohn.com/cgi-bin/cosmoshop/lshop.cgi?action=shopstart&ls=en
313-06 | E2 1 mg - 1 kg Set of weights | 1 | 1 | 1760 | KERN | 313-06 | https://www.kern-sohn.com/cgi-bin/cosmoshop/lshop.cgi?action=shopstart&ls=en
313-066 | E2 1 mg - 1 kg Set of weights | 1 | 1 | 1694 | KERN | 313-066 | https://www.kern-sohn.com/cgi-bin/cosmoshop/lshop.cgi?action=shopstart&ls=en
313-064 | E2 1 mg - 1 kg Set of weights | 1 | 1 | 1672 | KERN | 313-064 | https://www.kern-sohn.com/cgi-bin/cosmoshop/lshop.cgi?action=shopstart&ls=en
313-09 | E2 1 mg - 10 kg Set of weights | 1 | 1 | 4345 | KERN | 313-09 | https://www.kern-sohn.com/cgi-bin/cosmoshop/lshop.cgi?action=shopstart&ls=en
313-096 | E2 1 mg - 10 kg Set of weights | 1 | 1 | 4180 | KERN | 313-096 | https://www.kern-sohn.com/cgi-bin/cosmoshop/lshop.cgi?action=shopstart&ls=en
313-03 | E2 1 mg - 100 g Set of weights | 1 | 1 | 1056 | KERN | 313-03 | https://www.kern-sohn.com/cgi-bin/cosmoshop/lshop.cgi?action=shopstart&ls=en
313-036 | E2 1 mg - 100 g Set of weights | 1 | 1 | 1012 | KERN | 313-036 | https://www.kern-sohn.com/cgi-bin/cosmoshop/lshop.cgi?action=shopstart&ls=en
313-034 | E2 1 mg - 100 g Set of weights | 1 | 1 | 990 | KERN | 313-034 | https://www.kern-sohn.com/cgi-bin/cosmoshop/lshop.cgi?action=shopstart&ls=en
313-07 | E2 1 mg - 2 kg Set of weights | 1 | 1 | 2651 | KERN | 313-07 | https://www.kern-sohn.com/cgi-bin/cosmoshop/lshop.cgi?action=shopstart&ls=en
313-076 | E2 1 mg - 2 kg Set of weights | 1 | 1 | 2585 | KERN | 313-076 | https://www.kern-sohn.com/cgi-bin/cosmoshop/lshop.cgi?action=shopstart&ls=en
313-074 | E2 1 mg - 2 kg Set of weights | 1 | 1 | 2563 | KERN | 313-074 | https://www.kern-sohn.com/cgi-bin/cosmoshop/lshop.cgi?action=shopstart&ls=en
313-04 | E2 1 mg - 200 g Set of weights | 1 | 1 | 1232 | KERN | 313-04 | https://www.kern-sohn.com/cgi-bin/cosmoshop/lshop.cgi?action=shopstart&ls=en
313-046 | E2 1 mg - 200 g Set of weights | 1 | 1 | 1199 | KERN | 313-046 | https://www.kern-sohn.com/cgi-bin/cosmoshop/lshop.cgi?action=shopstart&ls=en
313-044 | E2 1 mg - 200 g Set of weights | 1 | 1 | 1177 | KERN | 313-044 | https://www.kern-sohn.com/cgi-bin/cosmoshop/lshop.cgi?action=shopstart&ls=en
313-08 | E2 1 mg - 5 kg Set of weights | 1 | 1 | 3366 | KERN | 313-08 | https://www.kern-sohn.com/cgi-bin/cosmoshop/lshop.cgi?action=shopstart&ls=en
313-086 | E2 1 mg - 5 kg Set of weights | 1 | 1 | 3190 | KERN | 313-086 | https://www.kern-sohn.com/cgi-bin/cosmoshop/lshop.cgi?action=shopstart&ls=en
313-084 | E2 1 mg - 5 kg Set of weights | 1 | 1 | 3168 | KERN | 313-084 | https://www.kern-sohn.com/cgi-bin/cosmoshop/lshop.cgi?action=shopstart&ls=en
313-02 | E2 1 mg - 50 g Set of weights | 1 | 1 | 968 | KERN | 313-02 | https://www.kern-sohn.com/cgi-bin/cosmoshop/lshop.cgi?action=shopstart&ls=en
313-026 | E2 1 mg - 50 g Set of weights | 1 | 1 | 935 | KERN | 313-026 | https://www.kern-sohn.com/cgi-bin/cosmoshop/lshop.cgi?action=shopstart&ls=en
313-024 | E2 1 mg - 50 g Set of weights | 1 | 1 | 913 | KERN | 313-024 | https://www.kern-sohn.com/cgi-bin/cosmoshop/lshop.cgi?action=shopstart&ls=en
313-05 | E2 1 mg - 500 g Set of weights | 1 | 1 | 1474 | KERN | 313-05 | https://www.kern-sohn.com/cgi-bin/cosmoshop/lshop.cgi?action=shopstart&ls=en
313-056 | E2 1 mg - 500 g Set of weights | 1 | 1 | 1375 | KERN | 313-056 | https://www.kern-sohn.com/cgi-bin/cosmoshop/lshop.cgi?action=shopstart&ls=en
313-054 | E2 1 mg - 500 g Set of weights | 1 | 1 | 1353 | KERN | 313-054 | https://www.kern-sohn.com/cgi-bin/cosmoshop/lshop.cgi?action=shopstart&ls=en
318-22 | E2 1 mg - 500 mg Set of weights | 1 | 1 | 352 | KERN | 318-22 | https://www.kern-sohn.com/cgi-bin/cosmoshop/lshop.cgi?action=shopstart&ls=en
962-302RN | E2 1 mg - 100 g weight set cert. DAkkS | 1 | 1 | 561 | KERN | 962-302RN | https://www.kern-sohn.com/cgi-bin/cosmoshop/lshop.cgi?action=shopstart&ls=en
962-303RN | E2 1 mg - 200 g weight set cert. DAkkS | 1 | 1 | 638 | KERN | 962-303RN | https://www.kern-sohn.com/cgi-bin/cosmoshop/lshop.cgi?action=shopstart&ls=en
962-301R | E2 1 mg - 50 g standard weight set Cert. DAkkS | 1 | 1 | 346.5 | KERN | 962-301R | https://www.kern-sohn.com/cgi-bin/cosmoshop/lshop.cgi?action=shopstart&ls=en
962-301RN | E2 1 mg - 50 g weight set cert. DAkkS | 1 | 1 | 522.5 | KERN | 962-301RN | https://www.kern-sohn.com/cgi-bin/cosmoshop/lshop.cgi?action=shopstart&ls=en
962-304R | E2 1 mg - 500 g standard weight set cert. DAkkS | 1 | 1 | 462 | KERN | 962-304R | https://www.kern-sohn.com/cgi-bin/cosmoshop/lshop.cgi?action=shopstart&ls=en
318-31 | E2 1 mg Test weight | 1 | 1 | 63.8 | KERN | 318-31 | https://www.kern-sohn.com/cgi-bin/cosmoshop/lshop.cgi?action=shopstart&ls=en
318-01 | E2 1 mg Test weight | 1 | 1 | 25.3 | KERN | 318-01 | https://www.kern-sohn.com/cgi-bin/cosmoshop/lshop.cgi?action=shopstart&ls=en
318-01 | E2 1 mg Test weight | 1 | 1 | 25.3 | KERN | 318-01 | https://www.kern-sohn.com/cgi-bin/cosmoshop/lshop.cgi?action=shopstart&ls=en
317-04 | E2 10 g Test weight | 1 | 1 | 66 | KERN | 317-04 | https://www.kern-sohn.com/cgi-bin/cosmoshop/lshop.cgi?action=shopstart&ls=en
316-04 | E2 10 g Test weight | 1 | 1 | 41.8 | KERN | 316-04 | https://www.kern-sohn.com/cgi-bin/cosmoshop/lshop.cgi?action=shopstart&ls=en
317-14 | E2 10 kg Test weight | 1 | 1 | 880 | KERN | 317-14 | https://www.kern-sohn.com/cgi-bin/cosmoshop/lshop.cgi?action=shopstart&ls=en
316-14 | E2 10 kg Test weight | 1 | 1 | 583 | KERN | 316-14 | https://www.kern-sohn.com/cgi-bin/cosmoshop/lshop.cgi?action=shopstart&ls=en
318-34 | E2 10 mg Test weight | 1 | 1 | 63.8 | KERN | 318-34 | https://www.kern-sohn.com/cgi-bin/cosmoshop/lshop.cgi?action=shopstart&ls=en
318-04 | E2 10 mg Test weight | 1 | 1 | 25.3 | KERN | 318-04 | https://www.kern-sohn.com/cgi-bin/cosmoshop/lshop.cgi?action=shopstart&ls=en
318-04 | E2 10 mg Test weight | 1 | 1 | 25.3 | KERN | 318-04 | https://www.kern-sohn.com/cgi-bin/cosmoshop/lshop.cgi?action=shopstart&ls=en
317-07 | E2 100 g Test weight | 1 | 1 | 88 | KERN | 317-07 | https://www.kern-sohn.com/cgi-bin/cosmoshop/lshop.cgi?action=shopstart&ls=en
316-07 | E2 100 g Test weight | 1 | 1 | 55 | KERN | 316-07 | https://www.kern-sohn.com/cgi-bin/cosmoshop/lshop.cgi?action=shopstart&ls=en
318-37 | E2 100 mg Test weight | 1 | 1 | 63.8 | KERN | 318-37 | https://www.kern-sohn.com/cgi-bin/cosmoshop/lshop.cgi?action=shopstart&ls=en
318-07 | E2 100 mg Test weight | 1 | 1 | 25.3 | KERN | 318-07 | https://www.kern-sohn.com/cgi-bin/cosmoshop/lshop.cgi?action=shopstart&ls=en
318-07 | E2 100 mg Test weight | 1 | 1 | 25.3 | KERN | 318-07 | https://www.kern-sohn.com/cgi-bin/cosmoshop/lshop.cgi?action=shopstart&ls=en
317-02 | E2 2 g Test weight | 1 | 1 | 58.3 | KERN | 317-02 | https://www.kern-sohn.com/cgi-bin/cosmoshop/lshop.cgi?action=shopstart&ls=en
316-02 | E2 2 g Test weight | 1 | 1 | 37.4 | KERN | 316-02 | https://www.kern-sohn.com/cgi-bin/cosmoshop/lshop.cgi?action=shopstart&ls=en
317-12 | E2 2 kg Test weight | 1 | 1 | 418 | KERN | 317-12 | https://www.kern-sohn.com/cgi-bin/cosmoshop/lshop.cgi?action=shopstart&ls=en
316-12 | E2 2 kg Test weight | 1 | 1 | 253 | KERN | 316-12 | https://www.kern-sohn.com/cgi-bin/cosmoshop/lshop.cgi?action=shopstart&ls=en
318-32 | E2 2 mg Test weight | 1 | 1 | 63.8 | KERN | 318-32 | https://www.kern-sohn.com/cgi-bin/cosmoshop/lshop.cgi?action=shopstart&ls=en
318-02 | E2 2 mg Test weight | 1 | 1 | 25.3 | KERN | 318-02 | https://www.kern-sohn.com/cgi-bin/cosmoshop/lshop.cgi?action=shopstart&ls=en
318-02 | E2 2 mg Test weight | 1 | 1 | 25.3 | KERN | 318-02 | https://www.kern-sohn.com/cgi-bin/cosmoshop/lshop.cgi?action=shopstart&ls=en
317-05 | E2 20 g Test weight | 1 | 1 | 74.8 | KERN | 317-05 | https://www.kern-sohn.com/cgi-bin/cosmoshop/lshop.cgi?action=shopstart&ls=en
316-05 | E2 20 g Test weight | 1 | 1 | 47.3 | KERN | 316-05 | https://www.kern-sohn.com/cgi-bin/cosmoshop/lshop.cgi?action=shopstart&ls=en
317-15 | E2 20 kg Test weight | 1 | 1 | 2508 | KERN | 317-15 | https://www.kern-sohn.com/cgi-bin/cosmoshop/lshop.cgi?action=shopstart&ls=en
318-35 | E2 20 mg Test weight | 1 | 1 | 63.8 | KERN | 318-35 | https://www.kern-sohn.com/cgi-bin/cosmoshop/lshop.cgi?action=shopstart&ls=en
318-05 | E2 20 mg Test weight | 1 | 1 | 25.3 | KERN | 318-05 | https://www.kern-sohn.com/cgi-bin/cosmoshop/lshop.cgi?action=shopstart&ls=en
318-05 | E2 20 mg Test weight | 1 | 1 | 25.3 | KERN | 318-05 | https://www.kern-sohn.com/cgi-bin/cosmoshop/lshop.cgi?action=shopstart&ls=en
317-08 | E2 200 g Test weight | 1 | 1 | 111.1 | KERN | 317-08 | https://www.kern-sohn.com/cgi-bin/cosmoshop/lshop.cgi?action=shopstart&ls=en
316-08 | E2 200 g Test weight | 1 | 1 | 68.2 | KERN | 316-08 | https://www.kern-sohn.com/cgi-bin/cosmoshop/lshop.cgi?action=shopstart&ls=en
318-38 | E2 200 mg Test weight | 1 | 1 | 63.8 | KERN | 318-38 | https://www.kern-sohn.com/cgi-bin/cosmoshop/lshop.cgi?action=shopstart&ls=en
318-08 | E2 200 mg Test weight | 1 | 1 | 25.3 | KERN | 318-08 | https://www.kern-sohn.com/cgi-bin/cosmoshop/lshop.cgi?action=shopstart&ls=en
318-08 | E2 200 mg Test weight | 1 | 1 | 25.3 | KERN | 318-08 | https://www.kern-sohn.com/cgi-bin/cosmoshop/lshop.cgi?action=shopstart&ls=en
317-03 | E2 5 g Test weight | 1 | 1 | 61.6 | KERN | 317-03 | https://www.kern-sohn.com/cgi-bin/cosmoshop/lshop.cgi?action=shopstart&ls=en
316-03 | E2 5 g Test weight | 1 | 1 | 39.6 | KERN | 316-03 | https://www.kern-sohn.com/cgi-bin/cosmoshop/lshop.cgi?action=shopstart&ls=en
317-13 | E2 5 kg Test weight | 1 | 1 | 605 | KERN | 317-13 | https://www.kern-sohn.com/cgi-bin/cosmoshop/lshop.cgi?action=shopstart&ls=en
316-13 | E2 5 kg Test weight | 1 | 1 | 396 | KERN | 316-13 | https://www.kern-sohn.com/cgi-bin/cosmoshop/lshop.cgi?action=shopstart&ls=en
318-33 | E2 5 mg Test weight | 1 | 1 | 63.8 | KERN | 318-33 | https://www.kern-sohn.com/cgi-bin/cosmoshop/lshop.cgi?action=shopstart&ls=en
318-03 | E2 5 mg Test weight | 1 | 1 | 25.3 | KERN | 318-03 | https://www.kern-sohn.com/cgi-bin/cosmoshop/lshop.cgi?action=shopstart&ls=en
318-03 | E2 5 mg Test weight | 1 | 1 | 25.3 | KERN | 318-03 | https://www.kern-sohn.com/cgi-bin/cosmoshop/lshop.cgi?action=shopstart&ls=en
317-06 | E2 50 g Test weight | 1 | 1 | 80.3 | KERN | 317-06 | https://www.kern-sohn.com/cgi-bin/cosmoshop/lshop.cgi?action=shopstart&ls=en
316-06 | E2 50 g Test weight | 1 | 1 | 50.6 | KERN | 316-06 | https://www.kern-sohn.com/cgi-bin/cosmoshop/lshop.cgi?action=shopstart&ls=en
317-16 | E2 50 kg Test weight | 1 | 1 | 5203 | KERN | 317-16 | https://www.kern-sohn.com/cgi-bin/cosmoshop/lshop.cgi?action=shopstart&ls=en
318-36 | E2 50 mg Test weight | 1 | 1 | 63.8 | KERN | 318-36 | https://www.kern-sohn.com/cgi-bin/cosmoshop/lshop.cgi?action=shopstart&ls=en
318-06 | E2 50 mg Test weight | 1 | 1 | 25.3 | KERN | 318-06 | https://www.kern-sohn.com/cgi-bin/cosmoshop/lshop.cgi?action=shopstart&ls=en
318-06 | E2 50 mg Test weight | 1 | 1 | 25.3 | KERN | 318-06 | https://www.kern-sohn.com/cgi-bin/cosmoshop/lshop.cgi?action=shopstart&ls=en
317-09 | E2 500 g Test weight | 1 | 1 | 184.8 | KERN | 317-09 | https://www.kern-sohn.com/cgi-bin/cosmoshop/lshop.cgi?action=shopstart&ls=en
316-09 | E2 500 g Test weight | 1 | 1 | 102.3 | KERN | 316-09 | https://www.kern-sohn.com/cgi-bin/cosmoshop/lshop.cgi?action=shopstart&ls=en
318-39 | E2 500 mg Test weight | 1 | 1 | 63.8 | KERN | 318-39 | https://www.kern-sohn.com/cgi-bin/cosmoshop/lshop.cgi?action=shopstart&ls=en
318-09 | E2 500 mg Test weight | 1 | 1 | 25.3 | KERN | 318-09 | https://www.kern-sohn.com/cgi-bin/cosmoshop/lshop.cgi?action=shopstart&ls=en
318-09 | E2 500 mg Test weight | 1 | 1 | 25.3 | KERN | 318-09 | https://www.kern-sohn.com/cgi-bin/cosmoshop/lshop.cgi?action=shopstart&ls=en
952-352R | E2 Reverification (DE) | 1 | 1 | 51.7 | KERN | 952-352R | https://www.kern-sohn.com/cgi-bin/cosmoshop/lshop.cgi?action=shopstart&ls=en
952-301R | E2 Re-Verification (DE) standard weight set | 1 | 1 | 429 | KERN | 952-301R | https://www.kern-sohn.com/cgi-bin/cosmoshop/lshop.cgi?action=shopstart&ls=en
952-350R | E2 Re-Verification (DE) standard weight set | 1 | 1 | 258.5 | KERN | 952-350R | https://www.kern-sohn.com/cgi-bin/cosmoshop/lshop.cgi?action=shopstart&ls=en
952-355R | E2 Re-Verification single weight (DE) | 1 | 1 | 51.7 | KERN | 952-355R | https://www.kern-sohn.com/cgi-bin/cosmoshop/lshop.cgi?action=shopstart&ls=en
952-356R | E2 Re-Verification single weight (DE) | 1 | 1 | 51.7 | KERN | 952-356R | https://www.kern-sohn.com/cgi-bin/cosmoshop/lshop.cgi?action=shopstart&ls=en
952-357R | E2 Re-Verification single weight (DE) | 1 | 1 | 51.7 | KERN | 952-357R | https://www.kern-sohn.com/cgi-bin/cosmoshop/lshop.cgi?action=shopstart&ls=en
952-358R | E2 Re-Verification single weight (DE) | 1 | 1 | 51.7 | KERN | 952-358R | https://www.kern-sohn.com/cgi-bin/cosmoshop/lshop.cgi?action=shopstart&ls=en
952-359R | E2 Re-Verification single weight (DE) | 1 | 1 | 51.7 | KERN | 952-359R | https://www.kern-sohn.com/cgi-bin/cosmoshop/lshop.cgi?action=shopstart&ls=en
952-351R | E2 Verification (DE) | 1 | 1 | 51.7 | KERN | 952-351R | https://www.kern-sohn.com/cgi-bin/cosmoshop/lshop.cgi?action=shopstart&ls=en
952-354R | E2 Verification DE | 1 | 1 | 51.7 | KERN | 952-354R | https://www.kern-sohn.com/cgi-bin/cosmoshop/lshop.cgi?action=shopstart&ls=en
952-308 | E2 Verification EU | 1 | 1 | 759 | KERN | 952-308 | https://www.kern-sohn.com/cgi-bin/cosmoshop/lshop.cgi?action=shopstart&ls=en
952-308R | E2 Verification EU | 1 | 1 | 759 | KERN | 952-308R | https://www.kern-sohn.com/cgi-bin/cosmoshop/lshop.cgi?action=shopstart&ls=en
952-307 | E2 Verification EU | 1 | 1 | 726 | KERN | 952-307 | https://www.kern-sohn.com/cgi-bin/cosmoshop/lshop.cgi?action=shopstart&ls=en
952-307R | E2 Verification EU | 1 | 1 | 726 | KERN | 952-307R | https://www.kern-sohn.com/cgi-bin/cosmoshop/lshop.cgi?action=shopstart&ls=en
952-306 | E2 Verification EU | 1 | 1 | 671 | KERN | 952-306 | https://www.kern-sohn.com/cgi-bin/cosmoshop/lshop.cgi?action=shopstart&ls=en
952-306R | E2 Verification EU | 1 | 1 | 671 | KERN | 952-306R | https://www.kern-sohn.com/cgi-bin/cosmoshop/lshop.cgi?action=shopstart&ls=en
952-305 | E2 Verification EU | 1 | 1 | 583 | KERN | 952-305 | https://www.kern-sohn.com/cgi-bin/cosmoshop/lshop.cgi?action=shopstart&ls=en
952-305R | E2 Verification EU | 1 | 1 | 583 | KERN | 952-305R | https://www.kern-sohn.com/cgi-bin/cosmoshop/lshop.cgi?action=shopstart&ls=en
952-304 | E2 Verification EU | 1 | 1 | 561 | KERN | 952-304 | https://www.kern-sohn.com/cgi-bin/cosmoshop/lshop.cgi?action=shopstart&ls=en
952-304R | E2 Verification EU | 1 | 1 | 561 | KERN | 952-304R | https://www.kern-sohn.com/cgi-bin/cosmoshop/lshop.cgi?action=shopstart&ls=en
952-303 | E2 Verification EU | 1 | 1 | 522.5 | KERN | 952-303 | https://www.kern-sohn.com/cgi-bin/cosmoshop/lshop.cgi?action=shopstart&ls=en
952-303R | E2 Verification EU | 1 | 1 | 522.5 | KERN | 952-303R | https://www.kern-sohn.com/cgi-bin/cosmoshop/lshop.cgi?action=shopstart&ls=en
952-322 | E2 Verification EU | 1 | 1 | 506 | KERN | 952-322 | https://www.kern-sohn.com/cgi-bin/cosmoshop/lshop.cgi?action=shopstart&ls=en
952-322R | E2 Verification EU | 1 | 1 | 506 | KERN | 952-322R | https://www.kern-sohn.com/cgi-bin/cosmoshop/lshop.cgi?action=shopstart&ls=en
952-302 | E2 Verification EU | 1 | 1 | 462 | KERN | 952-302 | https://www.kern-sohn.com/cgi-bin/cosmoshop/lshop.cgi?action=shopstart&ls=en
952-321 | E2 Verification EU | 1 | 1 | 456.5 | KERN | 952-321 | https://www.kern-sohn.com/cgi-bin/cosmoshop/lshop.cgi?action=shopstart&ls=en
952-321R | E2 Verification EU | 1 | 1 | 456.5 | KERN | 952-321R | https://www.kern-sohn.com/cgi-bin/cosmoshop/lshop.cgi?action=shopstart&ls=en
952-301 | E2 Verification EU | 1 | 1 | 429 | KERN | 952-301 | https://www.kern-sohn.com/cgi-bin/cosmoshop/lshop.cgi?action=shopstart&ls=en
952-320 | E2 Verification EU | 1 | 1 | 412.5 | KERN | 952-320 | https://www.kern-sohn.com/cgi-bin/cosmoshop/lshop.cgi?action=shopstart&ls=en
952-320R | E2 Verification EU | 1 | 1 | 412.5 | KERN | 952-320R | https://www.kern-sohn.com/cgi-bin/cosmoshop/lshop.cgi?action=shopstart&ls=en
952-319 | E2 Verification EU | 1 | 1 | 330 | KERN | 952-319 | https://www.kern-sohn.com/cgi-bin/cosmoshop/lshop.cgi?action=shopstart&ls=en
952-319R | E2 Verification EU | 1 | 1 | 330 | KERN | 952-319R | https://www.kern-sohn.com/cgi-bin/cosmoshop/lshop.cgi?action=shopstart&ls=en
952-318 | E2 Verification EU | 1 | 1 | 308 | KERN | 952-318 | https://www.kern-sohn.com/cgi-bin/cosmoshop/lshop.cgi?action=shopstart&ls=en
952-318R | E2 Verification EU | 1 | 1 | 308 | KERN | 952-318R | https://www.kern-sohn.com/cgi-bin/cosmoshop/lshop.cgi?action=shopstart&ls=en
952-317 | E2 Verification EU | 1 | 1 | 264 | KERN | 952-317 | https://www.kern-sohn.com/cgi-bin/cosmoshop/lshop.cgi?action=shopstart&ls=en
952-317R | E2 Verification EU | 1 | 1 | 264 | KERN | 952-317R | https://www.kern-sohn.com/cgi-bin/cosmoshop/lshop.cgi?action=shopstart&ls=en
952-350 | E2 Verification EU | 1 | 1 | 258.5 | KERN | 952-350 | https://www.kern-sohn.com/cgi-bin/cosmoshop/lshop.cgi?action=shopstart&ls=en
952-316 | E2 Verification EU | 1 | 1 | 203.5 | KERN | 952-316 | https://www.kern-sohn.com/cgi-bin/cosmoshop/lshop.cgi?action=shopstart&ls=en
952-316R | E2 Verification EU | 1 | 1 | 203.5 | KERN | 952-316R | https://www.kern-sohn.com/cgi-bin/cosmoshop/lshop.cgi?action=shopstart&ls=en
952-315 | E2 Verification EU | 1 | 1 | 171.6 | KERN | 952-315 | https://www.kern-sohn.com/cgi-bin/cosmoshop/lshop.cgi?action=shopstart&ls=en
952-315R | E2 Verification EU | 1 | 1 | 171.6 | KERN | 952-315R | https://www.kern-sohn.com/cgi-bin/cosmoshop/lshop.cgi?action=shopstart&ls=en
952-345 | E2 Verification EU | 1 | 1 | 75.9 | KERN | 952-345 | https://www.kern-sohn.com/cgi-bin/cosmoshop/lshop.cgi?action=shopstart&ls=en
952-345R | E2 Verification EU | 1 | 1 | 75.9 | KERN | 952-345R | https://www.kern-sohn.com/cgi-bin/cosmoshop/lshop.cgi?action=shopstart&ls=en
952-342 | E2 Verification EU | 1 | 1 | 66 | KERN | 952-342 | https://www.kern-sohn.com/cgi-bin/cosmoshop/lshop.cgi?action=shopstart&ls=en
952-342R | E2 Verification EU | 1 | 1 | 66 | KERN | 952-342R | https://www.kern-sohn.com/cgi-bin/cosmoshop/lshop.cgi?action=shopstart&ls=en
952-343 | E2 Verification EU | 1 | 1 | 66 | KERN | 952-343 | https://www.kern-sohn.com/cgi-bin/cosmoshop/lshop.cgi?action=shopstart&ls=en
952-343R | E2 Verification EU | 1 | 1 | 66 | KERN | 952-343R | https://www.kern-sohn.com/cgi-bin/cosmoshop/lshop.cgi?action=shopstart&ls=en
952-344 | E2 Verification EU | 1 | 1 | 66 | KERN | 952-344 | https://www.kern-sohn.com/cgi-bin/cosmoshop/lshop.cgi?action=shopstart&ls=en
952-344R | E2 Verification EU | 1 | 1 | 66 | KERN | 952-344R | https://www.kern-sohn.com/cgi-bin/cosmoshop/lshop.cgi?action=shopstart&ls=en
952-337 | E2 Verification EU | 1 | 1 | 58.3 | KERN | 952-337 | https://www.kern-sohn.com/cgi-bin/cosmoshop/lshop.cgi?action=shopstart&ls=en
952-337R | E2 Verification EU | 1 | 1 | 58.3 | KERN | 952-337R | https://www.kern-sohn.com/cgi-bin/cosmoshop/lshop.cgi?action=shopstart&ls=en
952-338 | E2 Verification EU | 1 | 1 | 58.3 | KERN | 952-338 | https://www.kern-sohn.com/cgi-bin/cosmoshop/lshop.cgi?action=shopstart&ls=en
952-338R | E2 Verification EU | 1 | 1 | 58.3 | KERN | 952-338R | https://www.kern-sohn.com/cgi-bin/cosmoshop/lshop.cgi?action=shopstart&ls=en
952-339 | E2 Verification EU | 1 | 1 | 58.3 | KERN | 952-339 | https://www.kern-sohn.com/cgi-bin/cosmoshop/lshop.cgi?action=shopstart&ls=en
952-339R | E2 Verification EU | 1 | 1 | 58.3 | KERN | 952-339R | https://www.kern-sohn.com/cgi-bin/cosmoshop/lshop.cgi?action=shopstart&ls=en
952-341 | E2 Verification EU | 1 | 1 | 58.3 | KERN | 952-341 | https://www.kern-sohn.com/cgi-bin/cosmoshop/lshop.cgi?action=shopstart&ls=en
952-341R | E2 Verification EU | 1 | 1 | 58.3 | KERN | 952-341R | https://www.kern-sohn.com/cgi-bin/cosmoshop/lshop.cgi?action=shopstart&ls=en
952-331 | E2 Verification EU | 1 | 1 | 51.7 | KERN | 952-331 | https://www.kern-sohn.com/cgi-bin/cosmoshop/lshop.cgi?action=shopstart&ls=en
952-331R | E2 Verification EU | 1 | 1 | 51.7 | KERN | 952-331R | https://www.kern-sohn.com/cgi-bin/cosmoshop/lshop.cgi?action=shopstart&ls=en
952-332 | E2 Verification EU | 1 | 1 | 51.7 | KERN | 952-332 | https://www.kern-sohn.com/cgi-bin/cosmoshop/lshop.cgi?action=shopstart&ls=en
952-332R | E2 Verification EU | 1 | 1 | 51.7 | KERN | 952-332R | https://www.kern-sohn.com/cgi-bin/cosmoshop/lshop.cgi?action=shopstart&ls=en
952-333 | E2 Verification EU | 1 | 1 | 51.7 | KERN | 952-333 | https://www.kern-sohn.com/cgi-bin/cosmoshop/lshop.cgi?action=shopstart&ls=en
952-333R | E2 Verification EU | 1 | 1 | 51.7 | KERN | 952-333R | https://www.kern-sohn.com/cgi-bin/cosmoshop/lshop.cgi?action=shopstart&ls=en
952-334 | E2 Verification EU | 1 | 1 | 51.7 | KERN | 952-334 | https://www.kern-sohn.com/cgi-bin/cosmoshop/lshop.cgi?action=shopstart&ls=en
952-334R | E2 Verification EU | 1 | 1 | 51.7 | KERN | 952-334R | https://www.kern-sohn.com/cgi-bin/cosmoshop/lshop.cgi?action=shopstart&ls=en
952-335 | E2 Verification EU | 1 | 1 | 51.7 | KERN | 952-335 | https://www.kern-sohn.com/cgi-bin/cosmoshop/lshop.cgi?action=shopstart&ls=en
952-335R | E2 Verification EU | 1 | 1 | 51.7 | KERN | 952-335R | https://www.kern-sohn.com/cgi-bin/cosmoshop/lshop.cgi?action=shopstart&ls=en
952-336 | E2 Verification EU | 1 | 1 | 51.7 | KERN | 952-336 | https://www.kern-sohn.com/cgi-bin/cosmoshop/lshop.cgi?action=shopstart&ls=en
952-336R | E2 Verification EU | 1 | 1 | 51.7 | KERN | 952-336R | https://www.kern-sohn.com/cgi-bin/cosmoshop/lshop.cgi?action=shopstart&ls=en
952-351 | E2 Verification EU | 1 | 1 | 51.7 | KERN | 952-351 | https://www.kern-sohn.com/cgi-bin/cosmoshop/lshop.cgi?action=shopstart&ls=en
952-352 | E2 Verification EU | 1 | 1 | 51.7 | KERN | 952-352 | https://www.kern-sohn.com/cgi-bin/cosmoshop/lshop.cgi?action=shopstart&ls=en
952-353 | E2 Verification EU | 1 | 1 | 51.7 | KERN | 952-353 | https://www.kern-sohn.com/cgi-bin/cosmoshop/lshop.cgi?action=shopstart&ls=en
952-353R | E2 Verification EU | 1 | 1 | 51.7 | KERN | 952-353R | https://www.kern-sohn.com/cgi-bin/cosmoshop/lshop.cgi?action=shopstart&ls=en
952-354 | E2 Verification EU | 1 | 1 | 51.7 | KERN | 952-354 | https://www.kern-sohn.com/cgi-bin/cosmoshop/lshop.cgi?action=shopstart&ls=en
952-355 | E2 Verification EU | 1 | 1 | 51.7 | KERN | 952-355 | https://www.kern-sohn.com/cgi-bin/cosmoshop/lshop.cgi?action=shopstart&ls=en
952-356 | E2 Verification EU | 1 | 1 | 51.7 | KERN | 952-356 | https://www.kern-sohn.com/cgi-bin/cosmoshop/lshop.cgi?action=shopstart&ls=en
952-357 | E2 Verification EU | 1 | 1 | 51.7 | KERN | 952-357 | https://www.kern-sohn.com/cgi-bin/cosmoshop/lshop.cgi?action=shopstart&ls=en
952-358 | E2 Verification EU | 1 | 1 | 51.7 | KERN | 952-358 | https://www.kern-sohn.com/cgi-bin/cosmoshop/lshop.cgi?action=shopstart&ls=en
952-359 | E2 Verification EU | 1 | 1 | 51.7 | KERN | 952-359 | https://www.kern-sohn.com/cgi-bin/cosmoshop/lshop.cgi?action=shopstart&ls=en
952-302R | E2 Verification EU, Weight set | 1 | 1 | 462 | KERN | 952-302R | https://www.kern-sohn.com/cgi-bin/cosmoshop/lshop.cgi?action=shopstart&ls=en
AEJ-A05 | Edelsteinschale | 1 | 1 | 44 | KERN | AEJ-A05 | https://www.kern-sohn.com/cgi-bin/cosmoshop/lshop.cgi?action=shopstart&ls=en
ODC-A8102 | Eyepiece adapter extension for eyepiece cameras | 1 | 1 | 20.9 | KERN | ODC-A8102 | https://www.kern-sohn.com/cgi-bin/cosmoshop/lshop.cgi?action=shopstart&ls=en
ODC-A8103 | Eyepiece adapter extension for eyepiece cameras | 1 | 1 | 20.9 | KERN | ODC-A8103 | https://www.kern-sohn.com/cgi-bin/cosmoshop/lshop.cgi?action=shopstart&ls=en
ODC-A8106 | Eyepiece adapter extension for microscope cameras | 1 | 1 | 20.9 | KERN | ODC-A8106 | https://www.kern-sohn.com/cgi-bin/cosmoshop/lshop.cgi?action=shopstart&ls=en
ODC-A8107 | Eyepiece adapter extension for microscope cameras | 1 | 1 | 20.9 | KERN | ODC-A8107 | https://www.kern-sohn.com/cgi-bin/cosmoshop/lshop.cgi?action=shopstart&ls=en
OBB-A1417 | Eyepiece adapter for microscope cameras | 1 | 1 | 192.5 | KERN | OBB-A1417 | https://www.kern-sohn.com/cgi-bin/cosmoshop/lshop.cgi?action=shopstart&ls=en
OBB-A1414 | Eyepiece adapter for microscope cameras | 1 | 1 | 154 | KERN | OBB-A1414 | https://www.kern-sohn.com/cgi-bin/cosmoshop/lshop.cgi?action=shopstart&ls=en
OBB-A1416 | Eyepiece adapter for microscope cameras | 1 | 1 | 154 | KERN | OBB-A1416 | https://www.kern-sohn.com/cgi-bin/cosmoshop/lshop.cgi?action=shopstart&ls=en
ODC-A8104 | Eyepiece adapter for microscope cameras | 1 | 1 | 71.5 | KERN | ODC-A8104 | https://www.kern-sohn.com/cgi-bin/cosmoshop/lshop.cgi?action=shopstart&ls=en
ODC-A8105 | Eyepiece adapter for microscope cameras | 1 | 1 | 71.5 | KERN | ODC-A8105 | https://www.kern-sohn.com/cgi-bin/cosmoshop/lshop.cgi?action=shopstart&ls=en
ODC-A8108 | Eyepiece adapter for microscope cameras | 1 | 1 | 71.5 | KERN | ODC-A8108 | https://www.kern-sohn.com/cgi-bin/cosmoshop/lshop.cgi?action=shopstart&ls=en
OZB-A4863 | Eyepiece camera adapter 1,0x | 1 | 1 | 38.5 | KERN | OZB-A4863 | https://www.kern-sohn.com/cgi-bin/cosmoshop/lshop.cgi?action=shopstart&ls=en
OZB-A5512 | Eyepiece HSWF 10 x / Ø 23mm | 1 | 1 | 104.5 | KERN | OZB-A5512 | https://www.kern-sohn.com/cgi-bin/cosmoshop/lshop.cgi?action=shopstart&ls=en
OZB-A5503 | Eyepiece HSWF 10 x / Ø 23mm | 1 | 1 | 66 | KERN | OZB-A5503 | https://www.kern-sohn.com/cgi-bin/cosmoshop/lshop.cgi?action=shopstart&ls=en
OZB-A4118 | Eyepiece HSWF 10 x / Ø 23mm | 1 | 1 | 44 | KERN | OZB-A4118 | https://www.kern-sohn.com/cgi-bin/cosmoshop/lshop.cgi?action=shopstart&ls=en
OZB-A4120 | Eyepiece HSWF 20 x / Ø 14,5mm | 1 | 1 | 66 | KERN | OZB-A4120 | https://www.kern-sohn.com/cgi-bin/cosmoshop/lshop.cgi?action=shopstart&ls=en
OBB-A2404 | Eyepiece HWF 10 x / Ø 18mm | 1 | 1 | 110 | KERN | OBB-A2404 | https://www.kern-sohn.com/cgi-bin/cosmoshop/lshop.cgi?action=shopstart&ls=en
OBB-A1403 | Eyepiece HWF 10 x / Ø 18mm | 1 | 1 | 49.5 | KERN | OBB-A1403 | https://www.kern-sohn.com/cgi-bin/cosmoshop/lshop.cgi?action=shopstart&ls=en
OBB-A1348 | Eyepiece HWF 10 x / Ø 18mm | 1 | 1 | 44 | KERN | OBB-A1348 | https://www.kern-sohn.com/cgi-bin/cosmoshop/lshop.cgi?action=shopstart&ls=en
OBB-A2410 | Eyepiece HWF 10 x / Ø 20mm | 1 | 1 | 126.5 | KERN | OBB-A2410 | https://www.kern-sohn.com/cgi-bin/cosmoshop/lshop.cgi?action=shopstart&ls=en
OBB-A2503 | Eyepiece HWF 10 x / Ø 20mm | 1 | 1 | 126.5 | KERN | OBB-A2503 | https://www.kern-sohn.com/cgi-bin/cosmoshop/lshop.cgi?action=shopstart&ls=en
OBB-A1404 | Eyepiece HWF 10 x / Ø 20mm | 1 | 1 | 104.5 | KERN | OBB-A1404 | https://www.kern-sohn.com/cgi-bin/cosmoshop/lshop.cgi?action=shopstart&ls=en
OZB-A4635 | Eyepiece HWF 10 x / Ø 20mm | 1 | 1 | 66 | KERN | OZB-A4635 | https://www.kern-sohn.com/cgi-bin/cosmoshop/lshop.cgi?action=shopstart&ls=en
OBB-A2403 | Eyepiece HWF 10 x / Ø 20mm | 1 | 1 | 60.5 | KERN | OBB-A2403 | https://www.kern-sohn.com/cgi-bin/cosmoshop/lshop.cgi?action=shopstart&ls=en
OZB-A4106 | Eyepiece HWF 10 x / Ø 20mm | 1 | 1 | 38.5 | KERN | OZB-A4106 | https://www.kern-sohn.com/cgi-bin/cosmoshop/lshop.cgi?action=shopstart&ls=en
OBB-A1523 | Eyepiece HWF 10 x / Ø 22mm | 1 | 1 | 154 | KERN | OBB-A1523 | https://www.kern-sohn.com/cgi-bin/cosmoshop/lshop.cgi?action=shopstart&ls=en
OZB-A5511 | Eyepiece HWF 10 x / Ø 22mm | 1 | 1 | 121 | KERN | OZB-A5511 | https://www.kern-sohn.com/cgi-bin/cosmoshop/lshop.cgi?action=shopstart&ls=en
OBB-A1491 | Eyepiece HWF 10 x / Ø 22mm | 1 | 1 | 99 | KERN | OBB-A1491 | https://www.kern-sohn.com/cgi-bin/cosmoshop/lshop.cgi?action=shopstart&ls=en
OBB-A2409 | Eyepiece HWF 10 x / Ø 22mm | 1 | 1 | 82.5 | KERN | OBB-A2409 | https://www.kern-sohn.com/cgi-bin/cosmoshop/lshop.cgi?action=shopstart&ls=en
OZB-A5502 | Eyepiece HWF 10 x / Ø 22mm | 1 | 1 | 66 | KERN | OZB-A5502 | https://www.kern-sohn.com/cgi-bin/cosmoshop/lshop.cgi?action=shopstart&ls=en
OZB-A4631 | Eyepiece HWF 10x / Ø 20mm | 1 | 1 | 44 | KERN | OZB-A4631 | https://www.kern-sohn.com/cgi-bin/cosmoshop/lshop.cgi?action=shopstart&ls=en
OBB-A1349 | Eyepiece HWF 10x / Ø 18mm | 1 | 1 | 66 | KERN | OBB-A1349 | https://www.kern-sohn.com/cgi-bin/cosmoshop/lshop.cgi?action=shopstart&ls=en
OBB-A1448 | Eyepiece HWF 10x / Ø 20 mm | 1 | 1 | 88 | KERN | OBB-A1448 | https://www.kern-sohn.com/cgi-bin/cosmoshop/lshop.cgi?action=shopstart&ls=en
OZB-A4119 | Eyepiece HWF 15 x / Ø 15mm | 1 | 1 | 44 | KERN | OZB-A4119 | https://www.kern-sohn.com/cgi-bin/cosmoshop/lshop.cgi?action=shopstart&ls=en
OZB-A4632 | Eyepiece HWF 15x / Ø 15mm | 1 | 1 | 55 | KERN | OZB-A4632 | https://www.kern-sohn.com/cgi-bin/cosmoshop/lshop.cgi?action=shopstart&ls=en
OZB-A4633 | Eyepiece HWF 20x / Ø 10mm | 1 | 1 | 55 | KERN | OZB-A4633 | https://www.kern-sohn.com/cgi-bin/cosmoshop/lshop.cgi?action=shopstart&ls=en
OZB-A4121 | Eyepiece HWF 25 x / Ø 11,7mm | 1 | 1 | 66 | KERN | OZB-A4121 | https://www.kern-sohn.com/cgi-bin/cosmoshop/lshop.cgi?action=shopstart&ls=en
OZB-A4634 | Eyepiece HWF 25x / Ø 9mm | 1 | 1 | 60.5 | KERN | OZB-A4634 | https://www.kern-sohn.com/cgi-bin/cosmoshop/lshop.cgi?action=shopstart&ls=en
OZB-A4112 | Eyepiece HWF 5 x / Ø 23,2mm | 1 | 1 | 44 | KERN | OZB-A4112 | https://www.kern-sohn.com/cgi-bin/cosmoshop/lshop.cgi?action=shopstart&ls=en
OZB-A5513 | Eyepiece SWF 15 x / Ø 17mm | 1 | 1 | 121 | KERN | OZB-A5513 | https://www.kern-sohn.com/cgi-bin/cosmoshop/lshop.cgi?action=shopstart&ls=en
OZB-A5504 | Eyepiece SWF 15 x / Ø 17mm | 1 | 1 | 66 | KERN | OZB-A5504 | https://www.kern-sohn.com/cgi-bin/cosmoshop/lshop.cgi?action=shopstart&ls=en
OZB-A5514 | Eyepiece SWF 20 x / Ø 14mm | 1 | 1 | 121 | KERN | OZB-A5514 | https://www.kern-sohn.com/cgi-bin/cosmoshop/lshop.cgi?action=shopstart&ls=en
OZB-A5505 | Eyepiece SWF 20 x / Ø 14mm | 1 | 1 | 77 | KERN | OZB-A5505 | https://www.kern-sohn.com/cgi-bin/cosmoshop/lshop.cgi?action=shopstart&ls=en
OZB-A5506 | Eyepiece SWF 30 x / Ø 9mm | 1 | 1 | 93.5 | KERN | OZB-A5506 | https://www.kern-sohn.com/cgi-bin/cosmoshop/lshop.cgi?action=shopstart&ls=en
OBB-A1561 | Eyepiece WF (Widefield) 10 x / Ø 18mm | 1 | 1 | 33 | KERN | OBB-A1561 | https://www.kern-sohn.com/cgi-bin/cosmoshop/lshop.cgi?action=shopstart&ls=en
OBB-A3200 | Eyepiece WF (Widefield) 10 x / Ø 18mm | 1 | 1 | 31.9 | KERN | OBB-A3200 | https://www.kern-sohn.com/cgi-bin/cosmoshop/lshop.cgi?action=shopstart&ls=en
OBB-A3201 | Eyepiece WF (Widefield) 10 x / Ø 18mm | 1 | 1 | 31.9 | KERN | OBB-A3201 | https://www.kern-sohn.com/cgi-bin/cosmoshop/lshop.cgi?action=shopstart&ls=en
OBB-A3202 | Eyepiece WF (Widefield) 10 x / Ø 18mm | 1 | 1 | 31.9 | KERN | OBB-A3202 | https://www.kern-sohn.com/cgi-bin/cosmoshop/lshop.cgi?action=shopstart&ls=en
OBB-A1474 | Eyepiece WF (Widefield) 16 x / Ø 13mm | 1 | 1 | 33 | KERN | OBB-A1474 | https://www.kern-sohn.com/cgi-bin/cosmoshop/lshop.cgi?action=shopstart&ls=en
OBB-A1475 | Eyepiece WF (Widefield) 20 x / Ø 11mm | 1 | 1 | 33 | KERN | OBB-A1475 | https://www.kern-sohn.com/cgi-bin/cosmoshop/lshop.cgi?action=shopstart&ls=en
OBB-A1350 | Eyepiece WF 10 x / Ø 18mm | 1 | 1 | 99 | KERN | OBB-A1350 | https://www.kern-sohn.com/cgi-bin/cosmoshop/lshop.cgi?action=shopstart&ls=en
OBB-A1464 | Eyepiece WF 10 x / Ø 18mm | 1 | 1 | 99 | KERN | OBB-A1464 | https://www.kern-sohn.com/cgi-bin/cosmoshop/lshop.cgi?action=shopstart&ls=en
OBB-A1347 | Eyepiece WF 10 x / Ø 18mm | 1 | 1 | 44 | KERN | OBB-A1347 | https://www.kern-sohn.com/cgi-bin/cosmoshop/lshop.cgi?action=shopstart&ls=en
OBB-A1352 | Eyepiece WF 10 x / Ø 20mm | 1 | 1 | 154 | KERN | OBB-A1352 | https://www.kern-sohn.com/cgi-bin/cosmoshop/lshop.cgi?action=shopstart&ls=en
OBB-A1465 | Eyepiece WF 10 x / Ø 20mm | 1 | 1 | 154 | KERN | OBB-A1465 | https://www.kern-sohn.com/cgi-bin/cosmoshop/lshop.cgi?action=shopstart&ls=en
OBB-A1351 | Eyepiece WF 10 x / Ø 20mm | 1 | 1 | 93.5 | KERN | OBB-A1351 | https://www.kern-sohn.com/cgi-bin/cosmoshop/lshop.cgi?action=shopstart&ls=en
OZB-A4102 | Eyepiece WF 10 x / Ø 20mm | 1 | 1 | 33 | KERN | OZB-A4102 | https://www.kern-sohn.com/cgi-bin/cosmoshop/lshop.cgi?action=shopstart&ls=en
OZB-A4105 | Eyepiece WF 10 x / Ø 22mm | 1 | 1 | 38.5 | KERN | OZB-A4105 | https://www.kern-sohn.com/cgi-bin/cosmoshop/lshop.cgi?action=shopstart&ls=en
OZB-A4151 | Eyepiece WF 10x / Ø 20mm | 1 | 1 | 49.5 | KERN | OZB-A4151 | https://www.kern-sohn.com/cgi-bin/cosmoshop/lshop.cgi?action=shopstart&ls=en
OBB-A1353 | Eyepiece WF 12,5 x / Ø 14mm | 1 | 1 | 82.5 | KERN | OBB-A1353 | https://www.kern-sohn.com/cgi-bin/cosmoshop/lshop.cgi?action=shopstart&ls=en
OZB-A4103 | Eyepiece WF 15 x / Ø 15mm | 1 | 1 | 33 | KERN | OZB-A4103 | https://www.kern-sohn.com/cgi-bin/cosmoshop/lshop.cgi?action=shopstart&ls=en
OBB-A2406 | Eyepiece WF 16 x / Ø 13mm | 1 | 1 | 71.5 | KERN | OBB-A2406 | https://www.kern-sohn.com/cgi-bin/cosmoshop/lshop.cgi?action=shopstart&ls=en
OBB-A2507 | Eyepiece WF 16 x / Ø 13mm | 1 | 1 | 71.5 | KERN | OBB-A2507 | https://www.kern-sohn.com/cgi-bin/cosmoshop/lshop.cgi?action=shopstart&ls=en
OBB-A1354 | Eyepiece WF 16 x / Ø 13mm | 1 | 1 | 49.5 | KERN | OBB-A1354 | https://www.kern-sohn.com/cgi-bin/cosmoshop/lshop.cgi?action=shopstart&ls=en
OZB-A4104 | Eyepiece WF 20 x / Ø 10mm | 1 | 1 | 38.5 | KERN | OZB-A4104 | https://www.kern-sohn.com/cgi-bin/cosmoshop/lshop.cgi?action=shopstart&ls=en
OZB-A4101 | Eyepiece WF 5 x / Ø 16,2mm | 1 | 1 | 38.5 | KERN | OZB-A4101 | https://www.kern-sohn.com/cgi-bin/cosmoshop/lshop.cgi?action=shopstart&ls=en
OBB-A1355 | Eyepiece WF 5 x / Ø 20mm | 1 | 1 | 60.5 | KERN | OBB-A1355 | https://www.kern-sohn.com/cgi-bin/cosmoshop/lshop.cgi?action=shopstart&ls=en
KIB-A02 | Ethernet interface | 1 | 1 | 165 | KERN | KIB-A02 | https://www.kern-sohn.com/cgi-bin/cosmoshop/lshop.cgi?action=shopstart&ls=en
KIB-A02E | Ethernet interface | 1 | 1 | 165 | KERN | KIB-A02E | https://www.kern-sohn.com/cgi-bin/cosmoshop/lshop.cgi?action=shopstart&ls=en
KDP-A02 | Ethernet Module | 1 | 1 | 110 | KERN | KDP-A02 | https://www.kern-sohn.com/cgi-bin/cosmoshop/lshop.cgi?action=shopstart&ls=en
965-129H | EU verification | 1 | 1 | 115.5 | KERN | 965-129H | https://www.kern-sohn.com/cgi-bin/cosmoshop/lshop.cgi?action=shopstart&ls=en
965-128H | EU verification | 1 | 1 | 60.5 | KERN | 965-128H | https://www.kern-sohn.com/cgi-bin/cosmoshop/lshop.cgi?action=shopstart&ls=en
RPB-A01 | Euro cable, angled (CH,EURO) | 1 | 1 | 33 | KERN | RPB-A01 | https://www.kern-sohn.com/cgi-bin/cosmoshop/lshop.cgi?action=shopstart&ls=en
965-130H | EU-verification | 1 | 1 | 145.2 | KERN | 965-130H | https://www.kern-sohn.com/cgi-bin/cosmoshop/lshop.cgi?action=shopstart&ls=en
965-133H | EU-Verification (CE) | 1 | 1 | 330 | KERN | 965-133H | https://www.kern-sohn.com/cgi-bin/cosmoshop/lshop.cgi?action=shopstart&ls=en
965-132H | EU-Verification (CE) | 1 | 1 | 220 | KERN | 965-132H | https://www.kern-sohn.com/cgi-bin/cosmoshop/lshop.cgi?action=shopstart&ls=en
965-131H | EU-Verification (CE) | 1 | 1 | 165 | KERN | 965-131H | https://www.kern-sohn.com/cgi-bin/cosmoshop/lshop.cgi?action=shopstart&ls=en
965-130 | EU-Verification (CE) | 1 | 1 | 91.3 | KERN | 965-130 | https://www.kern-sohn.com/cgi-bin/cosmoshop/lshop.cgi?action=shopstart&ls=en
965-129 | EU-Verification (CE) | 1 | 1 | 58.3 | KERN | 965-129 | https://www.kern-sohn.com/cgi-bin/cosmoshop/lshop.cgi?action=shopstart&ls=en
965-128. | EU-Verification (CE) | 1 | 1 | 35.2 | KERN | 965-128. | https://www.kern-sohn.com/cgi-bin/cosmoshop/lshop.cgi?action=shopstart&ls=en
965-228 | EU-Verification CE (= 950-128) | 1 | 1 | 77 | KERN | 965-228 | https://www.kern-sohn.com/cgi-bin/cosmoshop/lshop.cgi?action=shopstart&ls=en
965-229 | EU-Verification CE (= 950-129) | 1 | 1 | 102.3 | KERN | 965-229 | https://www.kern-sohn.com/cgi-bin/cosmoshop/lshop.cgi?action=shopstart&ls=en
965-230 | EU-Verification CE (= 950-130) | 1 | 1 | 145.2 | KERN | 965-230 | https://www.kern-sohn.com/cgi-bin/cosmoshop/lshop.cgi?action=shopstart&ls=en
965-232 | EU-Verification CE (= 950-132) | 1 | 1 | 220 | KERN | 965-232 | https://www.kern-sohn.com/cgi-bin/cosmoshop/lshop.cgi?action=shopstart&ls=en
965-202 | EU-Verification CE (= 950-102) | 1 | 1 | 132 | KERN | 965-202 | https://www.kern-sohn.com/cgi-bin/cosmoshop/lshop.cgi?action=shopstart&ls=en
965-216 | EU-Verification CE (= 950-116) | 1 | 1 | 77 | KERN | 965-216 | https://www.kern-sohn.com/cgi-bin/cosmoshop/lshop.cgi?action=shopstart&ls=en
965-217 | EU-Verification CE (= 950-117) | 1 | 1 | 90.2 | KERN | 965-217 | https://www.kern-sohn.com/cgi-bin/cosmoshop/lshop.cgi?action=shopstart&ls=en
965-218 | EU-Verification CE (= 950-118) | 1 | 1 | 121 | KERN | 965-218 | https://www.kern-sohn.com/cgi-bin/cosmoshop/lshop.cgi?action=shopstart&ls=en
965-201 | EU-Verification CE (= 950-127) | 1 | 1 | 132 | KERN | 965-201 | https://www.kern-sohn.com/cgi-bin/cosmoshop/lshop.cgi?action=shopstart&ls=en
965-227 | EU-Verification CE (= 950-127) | 1 | 1 | 60.5 | KERN | 965-227 | https://www.kern-sohn.com/cgi-bin/cosmoshop/lshop.cgi?action=shopstart&ls=en
965-231 | EU-Verification CE (= 950-131) | 1 | 1 | 165 | KERN | 965-231 | https://www.kern-sohn.com/cgi-bin/cosmoshop/lshop.cgi?action=shopstart&ls=en
950-102R | EU-Verification, analytical balances | 1 | 1 | 297 | KERN | 950-102R | https://www.kern-sohn.com/cgi-bin/cosmoshop/lshop.cgi?action=shopstart&ls=en
950-101R | EU-Verification, analytical balances | 1 | 1 | 231 | KERN | 950-101R | https://www.kern-sohn.com/cgi-bin/cosmoshop/lshop.cgi?action=shopstart&ls=en
950-133H | EU-verification, electronic crane scales | 1 | 1 | 902 | KERN | 950-133H | https://www.kern-sohn.com/cgi-bin/cosmoshop/lshop.cgi?action=shopstart&ls=en
950-132H | EU-verification, electronic crane scales | 1 | 1 | 649 | KERN | 950-132H | https://www.kern-sohn.com/cgi-bin/cosmoshop/lshop.cgi?action=shopstart&ls=en
950-131H | EU-verification, electronic crane scales | 1 | 1 | 346.5 | KERN | 950-131H | https://www.kern-sohn.com/cgi-bin/cosmoshop/lshop.cgi?action=shopstart&ls=en
950-130H | EU-verification, electronic crane scales | 1 | 1 | 258.5 | KERN | 950-130H | https://www.kern-sohn.com/cgi-bin/cosmoshop/lshop.cgi?action=shopstart&ls=en
950-129H | EU-verification, electronic crane scales | 1 | 1 | 193.6 | KERN | 950-129H | https://www.kern-sohn.com/cgi-bin/cosmoshop/lshop.cgi?action=shopstart&ls=en
950-118R | EU-verification, electronic precision balances | 1 | 1 | 220 | KERN | 950-118R | https://www.kern-sohn.com/cgi-bin/cosmoshop/lshop.cgi?action=shopstart&ls=en
950-117R | EU-verification, electronic precision balances | 1 | 1 | 141.9 | KERN | 950-117R | https://www.kern-sohn.com/cgi-bin/cosmoshop/lshop.cgi?action=shopstart&ls=en
950-116R | EU-verification, electronic precision balances | 1 | 1 | 116.6 | KERN | 950-116R | https://www.kern-sohn.com/cgi-bin/cosmoshop/lshop.cgi?action=shopstart&ls=en
ATG 01 | Exchange sensor, type FN | 1 | 1 | 143 | KERN | ATG 01 | https://www.kern-sohn.com/cgi-bin/cosmoshop/lshop.cgi?action=shopstart&ls=en
962-116 | Express service | 1 | 1 | 55 | KERN | 962-116 | https://www.kern-sohn.com/cgi-bin/cosmoshop/lshop.cgi?action=shopstart&ls=en
962-115 | Express service for DAkkS calibration | 1 | 1 | 22 | KERN | 962-115 | https://www.kern-sohn.com/cgi-bin/cosmoshop/lshop.cgi?action=shopstart&ls=en
OBB-A1325 | Extra stage plate | 1 | 1 | 55 | KERN | OBB-A1325 | https://www.kern-sohn.com/cgi-bin/cosmoshop/lshop.cgi?action=shopstart&ls=en
OBB-A1322 | Extra stage plate (Ø10) | 1 | 1 | 55 | KERN | OBB-A1322 | https://www.kern-sohn.com/cgi-bin/cosmoshop/lshop.cgi?action=shopstart&ls=en
OBB-A1323 | Extra stage plate (Ø20) | 1 | 1 | 55 | KERN | OBB-A1323 | https://www.kern-sohn.com/cgi-bin/cosmoshop/lshop.cgi?action=shopstart&ls=en
962-416R | F1 1 g - 100 g | 1 | 1 | 84.7 | KERN | 962-416R | https://www.kern-sohn.com/cgi-bin/cosmoshop/lshop.cgi?action=shopstart&ls=en
962-420R | F1 1 g - 2 kg | 1 | 1 | 166.1 | KERN | 962-420R | https://www.kern-sohn.com/cgi-bin/cosmoshop/lshop.cgi?action=shopstart&ls=en
962-417R | F1 1 g - 200 g | 1 | 1 | 107.8 | KERN | 962-417R | https://www.kern-sohn.com/cgi-bin/cosmoshop/lshop.cgi?action=shopstart&ls=en
962-415R | F1 1 g - 50 g | 1 | 1 | 73.7 | KERN | 962-415R | https://www.kern-sohn.com/cgi-bin/cosmoshop/lshop.cgi?action=shopstart&ls=en
962-441R | F1 1 kg | 1 | 1 | 22 | KERN | 962-441R | https://www.kern-sohn.com/cgi-bin/cosmoshop/lshop.cgi?action=shopstart&ls=en
962-451R | F1 1 mg | 1 | 1 | 19.8 | KERN | 962-451R | https://www.kern-sohn.com/cgi-bin/cosmoshop/lshop.cgi?action=shopstart&ls=en
962-405R | F1 1 mg - 1 kg | 1 | 1 | 242 | KERN | 962-405R | https://www.kern-sohn.com/cgi-bin/cosmoshop/lshop.cgi?action=shopstart&ls=en
962-406R | F1 1 mg - 2 kg | 1 | 1 | 275 | KERN | 962-406R | https://www.kern-sohn.com/cgi-bin/cosmoshop/lshop.cgi?action=shopstart&ls=en
962-401R | F1 1 mg - 50 g | 1 | 1 | 183.7 | KERN | 962-401R | https://www.kern-sohn.com/cgi-bin/cosmoshop/lshop.cgi?action=shopstart&ls=en
962-450R | F1 1 mg - 500 mg | 1 | 1 | 110 | KERN | 962-450R | https://www.kern-sohn.com/cgi-bin/cosmoshop/lshop.cgi?action=shopstart&ls=en
962-434R | F1 10 g | 1 | 1 | 19.8 | KERN | 962-434R | https://www.kern-sohn.com/cgi-bin/cosmoshop/lshop.cgi?action=shopstart&ls=en
962-444R | F1 10 kg | 1 | 1 | 27.5 | KERN | 962-444R | https://www.kern-sohn.com/cgi-bin/cosmoshop/lshop.cgi?action=shopstart&ls=en
962-454R | F1 10 mg | 1 | 1 | 19.8 | KERN | 962-454R | https://www.kern-sohn.com/cgi-bin/cosmoshop/lshop.cgi?action=shopstart&ls=en
962-457R | F1 100 mg | 1 | 1 | 19.8 | KERN | 962-457R | https://www.kern-sohn.com/cgi-bin/cosmoshop/lshop.cgi?action=shopstart&ls=en
962-432R | F1 2 g | 1 | 1 | 19.8 | KERN | 962-432R | https://www.kern-sohn.com/cgi-bin/cosmoshop/lshop.cgi?action=shopstart&ls=en
962-452R | F1 2 mg | 1 | 1 | 19.8 | KERN | 962-452R | https://www.kern-sohn.com/cgi-bin/cosmoshop/lshop.cgi?action=shopstart&ls=en
962-445R | F1 20 kg | 1 | 1 | 30.8 | KERN | 962-445R | https://www.kern-sohn.com/cgi-bin/cosmoshop/lshop.cgi?action=shopstart&ls=en
962-455R | F1 20 mg | 1 | 1 | 19.8 | KERN | 962-455R | https://www.kern-sohn.com/cgi-bin/cosmoshop/lshop.cgi?action=shopstart&ls=en
962-438R | F1 200 g | 1 | 1 | 22 | KERN | 962-438R | https://www.kern-sohn.com/cgi-bin/cosmoshop/lshop.cgi?action=shopstart&ls=en
962-458R | F1 200 mg | 1 | 1 | 19.8 | KERN | 962-458R | https://www.kern-sohn.com/cgi-bin/cosmoshop/lshop.cgi?action=shopstart&ls=en
962-443R | F1 5 kg | 1 | 1 | 27.5 | KERN | 962-443R | https://www.kern-sohn.com/cgi-bin/cosmoshop/lshop.cgi?action=shopstart&ls=en
962-453R | F1 5 mg | 1 | 1 | 19.8 | KERN | 962-453R | https://www.kern-sohn.com/cgi-bin/cosmoshop/lshop.cgi?action=shopstart&ls=en
962-436R | F1 50 g | 1 | 1 | 19.8 | KERN | 962-436R | https://www.kern-sohn.com/cgi-bin/cosmoshop/lshop.cgi?action=shopstart&ls=en
962-456R | F1 50 mg | 1 | 1 | 19.8 | KERN | 962-456R | https://www.kern-sohn.com/cgi-bin/cosmoshop/lshop.cgi?action=shopstart&ls=en
962-439R | F1 500 g | 1 | 1 | 22 | KERN | 962-439R | https://www.kern-sohn.com/cgi-bin/cosmoshop/lshop.cgi?action=shopstart&ls=en
962-459R | F1 500 mg | 1 | 1 | 19.8 | KERN | 962-459R | https://www.kern-sohn.com/cgi-bin/cosmoshop/lshop.cgi?action=shopstart&ls=en
962-431R | F1 1 g | 1 | 1 | 19.8 | KERN | 962-431R | https://www.kern-sohn.com/cgi-bin/cosmoshop/lshop.cgi?action=shopstart&ls=en
324-06 | F1 1 g - 1 kg Set of weights | 1 | 1 | 979 | KERN | 324-06 | https://www.kern-sohn.com/cgi-bin/cosmoshop/lshop.cgi?action=shopstart&ls=en
324-066 | F1 1 g - 1 kg Set of weights | 1 | 1 | 957 | KERN | 324-066 | https://www.kern-sohn.com/cgi-bin/cosmoshop/lshop.cgi?action=shopstart&ls=en
324-064 | F1 1 g - 1 kg Set of weights | 1 | 1 | 935 | KERN | 324-064 | https://www.kern-sohn.com/cgi-bin/cosmoshop/lshop.cgi?action=shopstart&ls=en
326-062 | F1 1 g - 1 kg Set of weights | 1 | 1 | 726 | KERN | 326-062 | https://www.kern-sohn.com/cgi-bin/cosmoshop/lshop.cgi?action=shopstart&ls=en
326-066 | F1 1 g - 1 kg Set of weights | 1 | 1 | 682 | KERN | 326-066 | https://www.kern-sohn.com/cgi-bin/cosmoshop/lshop.cgi?action=shopstart&ls=en
326-064 | F1 1 g - 1 kg Set of weights | 1 | 1 | 660 | KERN | 326-064 | https://www.kern-sohn.com/cgi-bin/cosmoshop/lshop.cgi?action=shopstart&ls=en
324-09 | F1 1 g - 10 kg Set of weights | 1 | 1 | 2860 | KERN | 324-09 | https://www.kern-sohn.com/cgi-bin/cosmoshop/lshop.cgi?action=shopstart&ls=en
324-096 | F1 1 g - 10 kg Set of weights | 1 | 1 | 2761 | KERN | 324-096 | https://www.kern-sohn.com/cgi-bin/cosmoshop/lshop.cgi?action=shopstart&ls=en
326-092 | F1 1 g - 10 kg Set of weights | 1 | 1 | 2024 | KERN | 326-092 | https://www.kern-sohn.com/cgi-bin/cosmoshop/lshop.cgi?action=shopstart&ls=en
326-096 | F1 1 g - 10 kg Set of weights | 1 | 1 | 1969 | KERN | 326-096 | https://www.kern-sohn.com/cgi-bin/cosmoshop/lshop.cgi?action=shopstart&ls=en
324-03 | F1 1 g - 100 g Set of weights | 1 | 1 | 500.5 | KERN | 324-03 | https://www.kern-sohn.com/cgi-bin/cosmoshop/lshop.cgi?action=shopstart&ls=en
324-036 | F1 1 g - 100 g Set of weights | 1 | 1 | 467.5 | KERN | 324-036 | https://www.kern-sohn.com/cgi-bin/cosmoshop/lshop.cgi?action=shopstart&ls=en
324-034 | F1 1 g - 100 g Set of weights | 1 | 1 | 445.5 | KERN | 324-034 | https://www.kern-sohn.com/cgi-bin/cosmoshop/lshop.cgi?action=shopstart&ls=en
326-032 | F1 1 g - 100 g Set of weights | 1 | 1 | 363 | KERN | 326-032 | https://www.kern-sohn.com/cgi-bin/cosmoshop/lshop.cgi?action=shopstart&ls=en
326-036 | F1 1 g - 100 g Set of weights | 1 | 1 | 319 | KERN | 326-036 | https://www.kern-sohn.com/cgi-bin/cosmoshop/lshop.cgi?action=shopstart&ls=en
326-034 | F1 1 g - 100 g Set of weights | 1 | 1 | 297 | KERN | 326-034 | https://www.kern-sohn.com/cgi-bin/cosmoshop/lshop.cgi?action=shopstart&ls=en
324-07 | F1 1 g - 2 kg Set of weights | 1 | 1 | 1551 | KERN | 324-07 | https://www.kern-sohn.com/cgi-bin/cosmoshop/lshop.cgi?action=shopstart&ls=en
324-076 | F1 1 g - 2 kg Set of weights | 1 | 1 | 1507 | KERN | 324-076 | https://www.kern-sohn.com/cgi-bin/cosmoshop/lshop.cgi?action=shopstart&ls=en
324-074 | F1 1 g - 2 kg Set of weights | 1 | 1 | 1474 | KERN | 324-074 | https://www.kern-sohn.com/cgi-bin/cosmoshop/lshop.cgi?action=shopstart&ls=en
326-072 | F1 1 g - 2 kg Set of weights | 1 | 1 | 1122 | KERN | 326-072 | https://www.kern-sohn.com/cgi-bin/cosmoshop/lshop.cgi?action=shopstart&ls=en
326-076 | F1 1 g - 2 kg Set of weights | 1 | 1 | 1012 | KERN | 326-076 | https://www.kern-sohn.com/cgi-bin/cosmoshop/lshop.cgi?action=shopstart&ls=en
326-074 | F1 1 g - 2 kg Set of weights | 1 | 1 | 935 | KERN | 326-074 | https://www.kern-sohn.com/cgi-bin/cosmoshop/lshop.cgi?action=shopstart&ls=en
324-04 | F1 1 g - 200 g Set of weights | 1 | 1 | 627 | KERN | 324-04 | https://www.kern-sohn.com/cgi-bin/cosmoshop/lshop.cgi?action=shopstart&ls=en
324-046 | F1 1 g - 200 g Set of weights | 1 | 1 | 594 | KERN | 324-046 | https://www.kern-sohn.com/cgi-bin/cosmoshop/lshop.cgi?action=shopstart&ls=en
324-044 | F1 1 g - 200 g Set of weights | 1 | 1 | 572 | KERN | 324-044 | https://www.kern-sohn.com/cgi-bin/cosmoshop/lshop.cgi?action=shopstart&ls=en
326-042 | F1 1 g - 200 g Set of weights | 1 | 1 | 467.5 | KERN | 326-042 | https://www.kern-sohn.com/cgi-bin/cosmoshop/lshop.cgi?action=shopstart&ls=en
326-046 | F1 1 g - 200 g Set of weights | 1 | 1 | 429 | KERN | 326-046 | https://www.kern-sohn.com/cgi-bin/cosmoshop/lshop.cgi?action=shopstart&ls=en
326-044 | F1 1 g - 200 g Set of weights | 1 | 1 | 390.5 | KERN | 326-044 | https://www.kern-sohn.com/cgi-bin/cosmoshop/lshop.cgi?action=shopstart&ls=en
324-08 | F1 1 g - 5 kg Set of weights | 1 | 1 | 2057 | KERN | 324-08 | https://www.kern-sohn.com/cgi-bin/cosmoshop/lshop.cgi?action=shopstart&ls=en
324-086 | F1 1 g - 5 kg Set of weights | 1 | 1 | 1936 | KERN | 324-086 | https://www.kern-sohn.com/cgi-bin/cosmoshop/lshop.cgi?action=shopstart&ls=en
324-084 | F1 1 g - 5 kg Set of weights | 1 | 1 | 1848 | KERN | 324-084 | https://www.kern-sohn.com/cgi-bin/cosmoshop/lshop.cgi?action=shopstart&ls=en
326-082 | F1 1 g - 5 kg Set of weights | 1 | 1 | 1540 | KERN | 326-082 | https://www.kern-sohn.com/cgi-bin/cosmoshop/lshop.cgi?action=shopstart&ls=en
326-086 | F1 1 g - 5 kg Set of weights | 1 | 1 | 1309 | KERN | 326-086 | https://www.kern-sohn.com/cgi-bin/cosmoshop/lshop.cgi?action=shopstart&ls=en
326-084 | F1 1 g - 5 kg Set of weights | 1 | 1 | 1199 | KERN | 326-084 | https://www.kern-sohn.com/cgi-bin/cosmoshop/lshop.cgi?action=shopstart&ls=en
324-02 | F1 1 g - 50 g Set of weights | 1 | 1 | 440 | KERN | 324-02 | https://www.kern-sohn.com/cgi-bin/cosmoshop/lshop.cgi?action=shopstart&ls=en
324-026 | F1 1 g - 50 g Set of weights | 1 | 1 | 407 | KERN | 324-026 | https://www.kern-sohn.com/cgi-bin/cosmoshop/lshop.cgi?action=shopstart&ls=en
324-024 | F1 1 g - 50 g Set of weights | 1 | 1 | 379.5 | KERN | 324-024 | https://www.kern-sohn.com/cgi-bin/cosmoshop/lshop.cgi?action=shopstart&ls=en
326-022 | F1 1 g - 50 g Set of weights | 1 | 1 | 319 | KERN | 326-022 | https://www.kern-sohn.com/cgi-bin/cosmoshop/lshop.cgi?action=shopstart&ls=en
326-026 | F1 1 g - 50 g Set of weights | 1 | 1 | 264 | KERN | 326-026 | https://www.kern-sohn.com/cgi-bin/cosmoshop/lshop.cgi?action=shopstart&ls=en
326-024 | F1 1 g - 50 g Set of weights | 1 | 1 | 258.5 | KERN | 326-024 | https://www.kern-sohn.com/cgi-bin/cosmoshop/lshop.cgi?action=shopstart&ls=en
324-05 | F1 1 g - 500 g Set of weights | 1 | 1 | 792 | KERN | 324-05 | https://www.kern-sohn.com/cgi-bin/cosmoshop/lshop.cgi?action=shopstart&ls=en
324-056 | F1 1 g - 500 g Set of weights | 1 | 1 | 737 | KERN | 324-056 | https://www.kern-sohn.com/cgi-bin/cosmoshop/lshop.cgi?action=shopstart&ls=en
324-054 | F1 1 g - 500 g Set of weights | 1 | 1 | 693 | KERN | 324-054 | https://www.kern-sohn.com/cgi-bin/cosmoshop/lshop.cgi?action=shopstart&ls=en
326-052 | F1 1 g - 500 g Set of weights | 1 | 1 | 605 | KERN | 326-052 | https://www.kern-sohn.com/cgi-bin/cosmoshop/lshop.cgi?action=shopstart&ls=en
326-056 | F1 1 g - 500 g Set of weights | 1 | 1 | 539 | KERN | 326-056 | https://www.kern-sohn.com/cgi-bin/cosmoshop/lshop.cgi?action=shopstart&ls=en
326-054 | F1 1 g - 500 g Set of weights | 1 | 1 | 462 | KERN | 326-054 | https://www.kern-sohn.com/cgi-bin/cosmoshop/lshop.cgi?action=shopstart&ls=en
962-419R | F1 1 g - 1 kg | 1 | 1 | 130.9 | KERN | 962-419R | https://www.kern-sohn.com/cgi-bin/cosmoshop/lshop.cgi?action=shopstart&ls=en
962-422R | F1 1 g - 10 kg | 1 | 1 | 200.2 | KERN | 962-422R | https://www.kern-sohn.com/cgi-bin/cosmoshop/lshop.cgi?action=shopstart&ls=en
962-421R | F1 1 g - 5 kg | 1 | 1 | 182.6 | KERN | 962-421R | https://www.kern-sohn.com/cgi-bin/cosmoshop/lshop.cgi?action=shopstart&ls=en
962-418R | F1 1 g - 500 g | 1 | 1 | 119.9 | KERN | 962-418R | https://www.kern-sohn.com/cgi-bin/cosmoshop/lshop.cgi?action=shopstart&ls=en
327-01 | F1 1 g Test weight | 1 | 1 | 33 | KERN | 327-01 | https://www.kern-sohn.com/cgi-bin/cosmoshop/lshop.cgi?action=shopstart&ls=en
326-01 | F1 1 g Test weight | 1 | 1 | 25.3 | KERN | 326-01 | https://www.kern-sohn.com/cgi-bin/cosmoshop/lshop.cgi?action=shopstart&ls=en
327-11 | F1 1 kg Test weight | 1 | 1 | 169.4 | KERN | 327-11 | https://www.kern-sohn.com/cgi-bin/cosmoshop/lshop.cgi?action=shopstart&ls=en
326-11 | F1 1 kg Test weight | 1 | 1 | 114.4 | KERN | 326-11 | https://www.kern-sohn.com/cgi-bin/cosmoshop/lshop.cgi?action=shopstart&ls=en
323-06 | F1 1 mg - 1 kg Set of weights | 1 | 1 | 1144 | KERN | 323-06 | https://www.kern-sohn.com/cgi-bin/cosmoshop/lshop.cgi?action=shopstart&ls=en
323-066 | F1 1 mg - 1 kg Set of weights | 1 | 1 | 1122 | KERN | 323-066 | https://www.kern-sohn.com/cgi-bin/cosmoshop/lshop.cgi?action=shopstart&ls=en
323-064 | F1 1 mg - 1 kg Set of weights | 1 | 1 | 1100 | KERN | 323-064 | https://www.kern-sohn.com/cgi-bin/cosmoshop/lshop.cgi?action=shopstart&ls=en
325-062 | F1 1 mg - 1 kg Set of weights | 1 | 1 | 858 | KERN | 325-062 | https://www.kern-sohn.com/cgi-bin/cosmoshop/lshop.cgi?action=shopstart&ls=en
325-066 | F1 1 mg - 1 kg Set of weights | 1 | 1 | 847 | KERN | 325-066 | https://www.kern-sohn.com/cgi-bin/cosmoshop/lshop.cgi?action=shopstart&ls=en
325-064 | F1 1 mg - 1 kg Set of weights | 1 | 1 | 836 | KERN | 325-064 | https://www.kern-sohn.com/cgi-bin/cosmoshop/lshop.cgi?action=shopstart&ls=en
323-09 | F1 1 mg - 10 kg Set of weights | 1 | 1 | 3025 | KERN | 323-09 | https://www.kern-sohn.com/cgi-bin/cosmoshop/lshop.cgi?action=shopstart&ls=en
323-096 | F1 1 mg - 10 kg Set of weights | 1 | 1 | 2915 | KERN | 323-096 | https://www.kern-sohn.com/cgi-bin/cosmoshop/lshop.cgi?action=shopstart&ls=en
325-092 | F1 1 mg - 10 kg Set of weights | 1 | 1 | 2178 | KERN | 325-092 | https://www.kern-sohn.com/cgi-bin/cosmoshop/lshop.cgi?action=shopstart&ls=en
325-096 | F1 1 mg - 10 kg Set of weights | 1 | 1 | 2145 | KERN | 325-096 | https://www.kern-sohn.com/cgi-bin/cosmoshop/lshop.cgi?action=shopstart&ls=en
323-03 | F1 1 mg - 100 g Set of weights | 1 | 1 | 660 | KERN | 323-03 | https://www.kern-sohn.com/cgi-bin/cosmoshop/lshop.cgi?action=shopstart&ls=en
323-036 | F1 1 mg - 100 g Set of weights | 1 | 1 | 638 | KERN | 323-036 | https://www.kern-sohn.com/cgi-bin/cosmoshop/lshop.cgi?action=shopstart&ls=en
323-034 | F1 1 mg - 100 g Set of weights | 1 | 1 | 616 | KERN | 323-034 | https://www.kern-sohn.com/cgi-bin/cosmoshop/lshop.cgi?action=shopstart&ls=en
325-032 | F1 1 mg - 100 g Set of weights | 1 | 1 | 528 | KERN | 325-032 | https://www.kern-sohn.com/cgi-bin/cosmoshop/lshop.cgi?action=shopstart&ls=en
325-036 | F1 1 mg - 100 g Set of weights | 1 | 1 | 484 | KERN | 325-036 | https://www.kern-sohn.com/cgi-bin/cosmoshop/lshop.cgi?action=shopstart&ls=en
325-034 | F1 1 mg - 100 g Set of weights | 1 | 1 | 473 | KERN | 325-034 | https://www.kern-sohn.com/cgi-bin/cosmoshop/lshop.cgi?action=shopstart&ls=en
323-07 | F1 1 mg - 2 kg Set of weights | 1 | 1 | 1727 | KERN | 323-07 | https://www.kern-sohn.com/cgi-bin/cosmoshop/lshop.cgi?action=shopstart&ls=en
323-076 | F1 1 mg - 2 kg Set of weights | 1 | 1 | 1661 | KERN | 323-076 | https://www.kern-sohn.com/cgi-bin/cosmoshop/lshop.cgi?action=shopstart&ls=en
323-074 | F1 1 mg - 2 kg Set of weights | 1 | 1 | 1639 | KERN | 323-074 | https://www.kern-sohn.com/cgi-bin/cosmoshop/lshop.cgi?action=shopstart&ls=en
325-072 | F1 1 mg - 2 kg Set of weights | 1 | 1 | 1221 | KERN | 325-072 | https://www.kern-sohn.com/cgi-bin/cosmoshop/lshop.cgi?action=shopstart&ls=en
325-076 | F1 1 mg - 2 kg Set of weights | 1 | 1 | 1188 | KERN | 325-076 | https://www.kern-sohn.com/cgi-bin/cosmoshop/lshop.cgi?action=shopstart&ls=en
325-074 | F1 1 mg - 2 kg Set of weights | 1 | 1 | 1111 | KERN | 325-074 | https://www.kern-sohn.com/cgi-bin/cosmoshop/lshop.cgi?action=shopstart&ls=en
323-04 | F1 1 mg - 200 g Set of weights | 1 | 1 | 781 | KERN | 323-04 | https://www.kern-sohn.com/cgi-bin/cosmoshop/lshop.cgi?action=shopstart&ls=en
323-046 | F1 1 mg - 200 g Set of weights | 1 | 1 | 759 | KERN | 323-046 | https://www.kern-sohn.com/cgi-bin/cosmoshop/lshop.cgi?action=shopstart&ls=en
323-044 | F1 1 mg - 200 g Set of weights | 1 | 1 | 737 | KERN | 323-044 | https://www.kern-sohn.com/cgi-bin/cosmoshop/lshop.cgi?action=shopstart&ls=en
325-042 | F1 1 mg - 200 g Set of weights | 1 | 1 | 627 | KERN | 325-042 | https://www.kern-sohn.com/cgi-bin/cosmoshop/lshop.cgi?action=shopstart&ls=en
325-046 | F1 1 mg - 200 g Set of weights | 1 | 1 | 583 | KERN | 325-046 | https://www.kern-sohn.com/cgi-bin/cosmoshop/lshop.cgi?action=shopstart&ls=en
325-044 | F1 1 mg - 200 g Set of weights | 1 | 1 | 572 | KERN | 325-044 | https://www.kern-sohn.com/cgi-bin/cosmoshop/lshop.cgi?action=shopstart&ls=en
323-08 | F1 1 mg - 5 kg Set of weights | 1 | 1 | 2211 | KERN | 323-08 | https://www.kern-sohn.com/cgi-bin/cosmoshop/lshop.cgi?action=shopstart&ls=en
323-086 | F1 1 mg - 5 kg Set of weights | 1 | 1 | 2057 | KERN | 323-086 | https://www.kern-sohn.com/cgi-bin/cosmoshop/lshop.cgi?action=shopstart&ls=en
323-084 | F1 1 mg - 5 kg Set of weights | 1 | 1 | 2013 | KERN | 323-084 | https://www.kern-sohn.com/cgi-bin/cosmoshop/lshop.cgi?action=shopstart&ls=en
325-082 | F1 1 mg - 5 kg Set of weights | 1 | 1 | 1606 | KERN | 325-082 | https://www.kern-sohn.com/cgi-bin/cosmoshop/lshop.cgi?action=shopstart&ls=en
325-086 | F1 1 mg - 5 kg Set of weights | 1 | 1 | 1485 | KERN | 325-086 | https://www.kern-sohn.com/cgi-bin/cosmoshop/lshop.cgi?action=shopstart&ls=en
325-084 | F1 1 mg - 5 kg Set of weights | 1 | 1 | 1375 | KERN | 325-084 | https://www.kern-sohn.com/cgi-bin/cosmoshop/lshop.cgi?action=shopstart&ls=en
323-02 | F1 1 mg - 50 g Set of weights | 1 | 1 | 605 | KERN | 323-02 | https://www.kern-sohn.com/cgi-bin/cosmoshop/lshop.cgi?action=shopstart&ls=en
323-026 | F1 1 mg - 50 g Set of weights | 1 | 1 | 572 | KERN | 323-026 | https://www.kern-sohn.com/cgi-bin/cosmoshop/lshop.cgi?action=shopstart&ls=en
323-024 | F1 1 mg - 50 g Set of weights | 1 | 1 | 550 | KERN | 323-024 | https://www.kern-sohn.com/cgi-bin/cosmoshop/lshop.cgi?action=shopstart&ls=en
325-022 | F1 1 mg - 50 g Set of weights | 1 | 1 | 495 | KERN | 325-022 | https://www.kern-sohn.com/cgi-bin/cosmoshop/lshop.cgi?action=shopstart&ls=en
325-026 | F1 1 mg - 50 g Set of weights | 1 | 1 | 445.5 | KERN | 325-026 | https://www.kern-sohn.com/cgi-bin/cosmoshop/lshop.cgi?action=shopstart&ls=en
325-024 | F1 1 mg - 50 g Set of weights | 1 | 1 | 434.5 | KERN | 325-024 | https://www.kern-sohn.com/cgi-bin/cosmoshop/lshop.cgi?action=shopstart&ls=en
323-05 | F1 1 mg - 500 g Set of weights | 1 | 1 | 968 | KERN | 323-05 | https://www.kern-sohn.com/cgi-bin/cosmoshop/lshop.cgi?action=shopstart&ls=en
323-056 | F1 1 mg - 500 g Set of weights | 1 | 1 | 913 | KERN | 323-056 | https://www.kern-sohn.com/cgi-bin/cosmoshop/lshop.cgi?action=shopstart&ls=en
323-054 | F1 1 mg - 500 g Set of weights | 1 | 1 | 858 | KERN | 323-054 | https://www.kern-sohn.com/cgi-bin/cosmoshop/lshop.cgi?action=shopstart&ls=en
325-052 | F1 1 mg - 500 g Set of weights | 1 | 1 | 759 | KERN | 325-052 | https://www.kern-sohn.com/cgi-bin/cosmoshop/lshop.cgi?action=shopstart&ls=en
325-056 | F1 1 mg - 500 g Set of weights | 1 | 1 | 671 | KERN | 325-056 | https://www.kern-sohn.com/cgi-bin/cosmoshop/lshop.cgi?action=shopstart&ls=en
325-054 | F1 1 mg - 500 g Set of weights | 1 | 1 | 638 | KERN | 325-054 | https://www.kern-sohn.com/cgi-bin/cosmoshop/lshop.cgi?action=shopstart&ls=en
328-226 | F1 1 mg - 500 mg Set of weights | 1 | 1 | 214.5 | KERN | 328-226 | https://www.kern-sohn.com/cgi-bin/cosmoshop/lshop.cgi?action=shopstart&ls=en
328-22 | F1 1 mg - 500 mg Set of weights | 1 | 1 | 202.4 | KERN | 328-22 | https://www.kern-sohn.com/cgi-bin/cosmoshop/lshop.cgi?action=shopstart&ls=en
962-408R | F1 1 mg - 10 kg | 1 | 1 | 313.5 | KERN | 962-408R | https://www.kern-sohn.com/cgi-bin/cosmoshop/lshop.cgi?action=shopstart&ls=en
962-402R | F1 1 mg - 100 g | 1 | 1 | 195.8 | KERN | 962-402R | https://www.kern-sohn.com/cgi-bin/cosmoshop/lshop.cgi?action=shopstart&ls=en
962-403R | F1 1 mg - 200 g | 1 | 1 | 218.9 | KERN | 962-403R | https://www.kern-sohn.com/cgi-bin/cosmoshop/lshop.cgi?action=shopstart&ls=en
962-407R | F1 1 mg - 5 kg | 1 | 1 | 291.5 | KERN | 962-407R | https://www.kern-sohn.com/cgi-bin/cosmoshop/lshop.cgi?action=shopstart&ls=en
962-404R | F1 1 mg - 500 g | 1 | 1 | 231 | KERN | 962-404R | https://www.kern-sohn.com/cgi-bin/cosmoshop/lshop.cgi?action=shopstart&ls=en
328-31 | F1 1 mg Test weight | 1 | 1 | 47.3 | KERN | 328-31 | https://www.kern-sohn.com/cgi-bin/cosmoshop/lshop.cgi?action=shopstart&ls=en
328-01 | F1 1 mg Test weight | 1 | 1 | 12.1 | KERN | 328-01 | https://www.kern-sohn.com/cgi-bin/cosmoshop/lshop.cgi?action=shopstart&ls=en
328-01 | F1 1 mg Test weight | 1 | 1 | 12.1 | KERN | 328-01 | https://www.kern-sohn.com/cgi-bin/cosmoshop/lshop.cgi?action=shopstart&ls=en
327-04 | F1 10 g Test weight | 1 | 1 | 40.7 | KERN | 327-04 | https://www.kern-sohn.com/cgi-bin/cosmoshop/lshop.cgi?action=shopstart&ls=en
326-04 | F1 10 g Test weight | 1 | 1 | 30.8 | KERN | 326-04 | https://www.kern-sohn.com/cgi-bin/cosmoshop/lshop.cgi?action=shopstart&ls=en
326-37 | F1 10 kg Test weight | 1 | 1 | 1441 | KERN | 326-37 | https://www.kern-sohn.com/cgi-bin/cosmoshop/lshop.cgi?action=shopstart&ls=en
327-14 | F1 10 kg Test weight | 1 | 1 | 715 | KERN | 327-14 | https://www.kern-sohn.com/cgi-bin/cosmoshop/lshop.cgi?action=shopstart&ls=en
327-141 | F1 10 kg Test weight | 1 | 1 | 627 | KERN | 327-141 | https://www.kern-sohn.com/cgi-bin/cosmoshop/lshop.cgi?action=shopstart&ls=en
326-14 | F1 10 kg Test weight | 1 | 1 | 533.5 | KERN | 326-14 | https://www.kern-sohn.com/cgi-bin/cosmoshop/lshop.cgi?action=shopstart&ls=en
328-34 | F1 10 mg Test weight | 1 | 1 | 47.3 | KERN | 328-34 | https://www.kern-sohn.com/cgi-bin/cosmoshop/lshop.cgi?action=shopstart&ls=en
328-04 | F1 10 mg Test weight | 1 | 1 | 12.1 | KERN | 328-04 | https://www.kern-sohn.com/cgi-bin/cosmoshop/lshop.cgi?action=shopstart&ls=en
328-04 | F1 10 mg Test weight | 1 | 1 | 12.1 | KERN | 328-04 | https://www.kern-sohn.com/cgi-bin/cosmoshop/lshop.cgi?action=shopstart&ls=en
962-437R | F1 100 g | 1 | 1 | 22 | KERN | 962-437R | https://www.kern-sohn.com/cgi-bin/cosmoshop/lshop.cgi?action=shopstart&ls=en
327-07 | F1 100 g Test weight | 1 | 1 | 57.2 | KERN | 327-07 | https://www.kern-sohn.com/cgi-bin/cosmoshop/lshop.cgi?action=shopstart&ls=en
326-07 | F1 100 g Test weight | 1 | 1 | 41.8 | KERN | 326-07 | https://www.kern-sohn.com/cgi-bin/cosmoshop/lshop.cgi?action=shopstart&ls=en
328-37 | F1 100 mg Test weight | 1 | 1 | 47.3 | KERN | 328-37 | https://www.kern-sohn.com/cgi-bin/cosmoshop/lshop.cgi?action=shopstart&ls=en
328-07 | F1 100 mg Test weight | 1 | 1 | 12.1 | KERN | 328-07 | https://www.kern-sohn.com/cgi-bin/cosmoshop/lshop.cgi?action=shopstart&ls=en
328-07 | F1 100 mg Test weight | 1 | 1 | 12.1 | KERN | 328-07 | https://www.kern-sohn.com/cgi-bin/cosmoshop/lshop.cgi?action=shopstart&ls=en
327-02 | F1 2 g Test weight | 1 | 1 | 34.1 | KERN | 327-02 | https://www.kern-sohn.com/cgi-bin/cosmoshop/lshop.cgi?action=shopstart&ls=en
326-02 | F1 2 g Test weight | 1 | 1 | 26.4 | KERN | 326-02 | https://www.kern-sohn.com/cgi-bin/cosmoshop/lshop.cgi?action=shopstart&ls=en
962-442R | F1 2 kg | 1 | 1 | 27.5 | KERN | 962-442R | https://www.kern-sohn.com/cgi-bin/cosmoshop/lshop.cgi?action=shopstart&ls=en
327-12 | F1 2 kg Test weight | 1 | 1 | 264 | KERN | 327-12 | https://www.kern-sohn.com/cgi-bin/cosmoshop/lshop.cgi?action=shopstart&ls=en
326-12 | F1 2 kg Test weight | 1 | 1 | 196.9 | KERN | 326-12 | https://www.kern-sohn.com/cgi-bin/cosmoshop/lshop.cgi?action=shopstart&ls=en
328-32 | F1 2 mg Test weight | 1 | 1 | 47.3 | KERN | 328-32 | https://www.kern-sohn.com/cgi-bin/cosmoshop/lshop.cgi?action=shopstart&ls=en
328-02 | F1 2 mg Test weight | 1 | 1 | 12.1 | KERN | 328-02 | https://www.kern-sohn.com/cgi-bin/cosmoshop/lshop.cgi?action=shopstart&ls=en
328-02 | F1 2 mg Test weight | 1 | 1 | 12.1 | KERN | 328-02 | https://www.kern-sohn.com/cgi-bin/cosmoshop/lshop.cgi?action=shopstart&ls=en
962-435R | F1 20 g | 1 | 1 | 19.8 | KERN | 962-435R | https://www.kern-sohn.com/cgi-bin/cosmoshop/lshop.cgi?action=shopstart&ls=en
327-05 | F1 20 g Test weight | 1 | 1 | 44 | KERN | 327-05 | https://www.kern-sohn.com/cgi-bin/cosmoshop/lshop.cgi?action=shopstart&ls=en
326-05 | F1 20 g Test weight | 1 | 1 | 31.9 | KERN | 326-05 | https://www.kern-sohn.com/cgi-bin/cosmoshop/lshop.cgi?action=shopstart&ls=en
327-15 | F1 20 kg Test weight | 1 | 1 | 1969 | KERN | 327-15 | https://www.kern-sohn.com/cgi-bin/cosmoshop/lshop.cgi?action=shopstart&ls=en
326-38 | F1 20 kg Test weight | 1 | 1 | 1903 | KERN | 326-38 | https://www.kern-sohn.com/cgi-bin/cosmoshop/lshop.cgi?action=shopstart&ls=en
327-151 | F1 20 kg Test weight | 1 | 1 | 792 | KERN | 327-151 | https://www.kern-sohn.com/cgi-bin/cosmoshop/lshop.cgi?action=shopstart&ls=en
328-35 | F1 20 mg Test weight | 1 | 1 | 47.3 | KERN | 328-35 | https://www.kern-sohn.com/cgi-bin/cosmoshop/lshop.cgi?action=shopstart&ls=en
328-05 | F1 20 mg Test weight | 1 | 1 | 12.1 | KERN | 328-05 | https://www.kern-sohn.com/cgi-bin/cosmoshop/lshop.cgi?action=shopstart&ls=en
328-05 | F1 20 mg Test weight | 1 | 1 | 12.1 | KERN | 328-05 | https://www.kern-sohn.com/cgi-bin/cosmoshop/lshop.cgi?action=shopstart&ls=en
327-08 | F1 200 g Test weight | 1 | 1 | 74.8 | KERN | 327-08 | https://www.kern-sohn.com/cgi-bin/cosmoshop/lshop.cgi?action=shopstart&ls=en
326-08 | F1 200 g Test weight | 1 | 1 | 53.9 | KERN | 326-08 | https://www.kern-sohn.com/cgi-bin/cosmoshop/lshop.cgi?action=shopstart&ls=en
328-38 | F1 200 mg Test weight | 1 | 1 | 47.3 | KERN | 328-38 | https://www.kern-sohn.com/cgi-bin/cosmoshop/lshop.cgi?action=shopstart&ls=en
328-08 | F1 200 mg Test weight | 1 | 1 | 12.1 | KERN | 328-08 | https://www.kern-sohn.com/cgi-bin/cosmoshop/lshop.cgi?action=shopstart&ls=en
328-08 | F1 200 mg Test weight | 1 | 1 | 12.1 | KERN | 328-08 | https://www.kern-sohn.com/cgi-bin/cosmoshop/lshop.cgi?action=shopstart&ls=en
962-433R | F1 5 g | 1 | 1 | 19.8 | KERN | 962-433R | https://www.kern-sohn.com/cgi-bin/cosmoshop/lshop.cgi?action=shopstart&ls=en
327-03 | F1 5 g Test weight | 1 | 1 | 36.3 | KERN | 327-03 | https://www.kern-sohn.com/cgi-bin/cosmoshop/lshop.cgi?action=shopstart&ls=en
326-03 | F1 5 g Test weight | 1 | 1 | 28.6 | KERN | 326-03 | https://www.kern-sohn.com/cgi-bin/cosmoshop/lshop.cgi?action=shopstart&ls=en
326-36 | F1 5 kg Test weight | 1 | 1 | 1001 | KERN | 326-36 | https://www.kern-sohn.com/cgi-bin/cosmoshop/lshop.cgi?action=shopstart&ls=en
327-13 | F1 5 kg Test weight | 1 | 1 | 390.5 | KERN | 327-13 | https://www.kern-sohn.com/cgi-bin/cosmoshop/lshop.cgi?action=shopstart&ls=en
326-13 | F1 5 kg Test weight | 1 | 1 | 286 | KERN | 326-13 | https://www.kern-sohn.com/cgi-bin/cosmoshop/lshop.cgi?action=shopstart&ls=en
328-33 | F1 5 mg Test weight | 1 | 1 | 47.3 | KERN | 328-33 | https://www.kern-sohn.com/cgi-bin/cosmoshop/lshop.cgi?action=shopstart&ls=en
328-03 | F1 5 mg Test weight | 1 | 1 | 12.1 | KERN | 328-03 | https://www.kern-sohn.com/cgi-bin/cosmoshop/lshop.cgi?action=shopstart&ls=en
328-03 | F1 5 mg Test weight | 1 | 1 | 12.1 | KERN | 328-03 | https://www.kern-sohn.com/cgi-bin/cosmoshop/lshop.cgi?action=shopstart&ls=en
327-06 | F1 50 g Test weight | 1 | 1 | 47.3 | KERN | 327-06 | https://www.kern-sohn.com/cgi-bin/cosmoshop/lshop.cgi?action=shopstart&ls=en
326-06 | F1 50 g Test weight | 1 | 1 | 37.4 | KERN | 326-06 | https://www.kern-sohn.com/cgi-bin/cosmoshop/lshop.cgi?action=shopstart&ls=en
962-446R | F1 50 kg | 1 | 1 | 42.9 | KERN | 962-446R | https://www.kern-sohn.com/cgi-bin/cosmoshop/lshop.cgi?action=shopstart&ls=en
326-39 | F1 50 kg Test weight | 1 | 1 | 4719 | KERN | 326-39 | https://www.kern-sohn.com/cgi-bin/cosmoshop/lshop.cgi?action=shopstart&ls=en
327-16 | F1 50 kg Test weight | 1 | 1 | 4235 | KERN | 327-16 | https://www.kern-sohn.com/cgi-bin/cosmoshop/lshop.cgi?action=shopstart&ls=en
327-161 | F1 50 kg Test weight | 1 | 1 | 2002 | KERN | 327-161 | https://www.kern-sohn.com/cgi-bin/cosmoshop/lshop.cgi?action=shopstart&ls=en
328-36 | F1 50 mg Test weight | 1 | 1 | 47.3 | KERN | 328-36 | https://www.kern-sohn.com/cgi-bin/cosmoshop/lshop.cgi?action=shopstart&ls=en
328-06 | F1 50 mg Test weight | 1 | 1 | 12.1 | KERN | 328-06 | https://www.kern-sohn.com/cgi-bin/cosmoshop/lshop.cgi?action=shopstart&ls=en
328-06 | F1 50 mg Test weight | 1 | 1 | 12.1 | KERN | 328-06 | https://www.kern-sohn.com/cgi-bin/cosmoshop/lshop.cgi?action=shopstart&ls=en
327-09 | F1 500 g Test weight | 1 | 1 | 122.1 | KERN | 327-09 | https://www.kern-sohn.com/cgi-bin/cosmoshop/lshop.cgi?action=shopstart&ls=en
326-09 | F1 500 g Test weight | 1 | 1 | 86.9 | KERN | 326-09 | https://www.kern-sohn.com/cgi-bin/cosmoshop/lshop.cgi?action=shopstart&ls=en
328-39 | F1 500 mg Test weight | 1 | 1 | 47.3 | KERN | 328-39 | https://www.kern-sohn.com/cgi-bin/cosmoshop/lshop.cgi?action=shopstart&ls=en
328-09 | F1 500 mg Test weight | 1 | 1 | 12.1 | KERN | 328-09 | https://www.kern-sohn.com/cgi-bin/cosmoshop/lshop.cgi?action=shopstart&ls=en
328-09 | F1 500 mg Test weight | 1 | 1 | 12.1 | KERN | 328-09 | https://www.kern-sohn.com/cgi-bin/cosmoshop/lshop.cgi?action=shopstart&ls=en
962-422 | F1/F2 1 g - 10 kg | 1 | 1 | 200.2 | KERN | 962-422 | https://www.kern-sohn.com/cgi-bin/cosmoshop/lshop.cgi?action=shopstart&ls=en
962-416 | F1/F2 1 g - 100 g | 1 | 1 | 84.7 | KERN | 962-416 | https://www.kern-sohn.com/cgi-bin/cosmoshop/lshop.cgi?action=shopstart&ls=en
962-420 | F1/F2 1 g - 2 kg | 1 | 1 | 166.1 | KERN | 962-420 | https://www.kern-sohn.com/cgi-bin/cosmoshop/lshop.cgi?action=shopstart&ls=en
962-417 | F1/F2 1 g - 200 g | 1 | 1 | 107.8 | KERN | 962-417 | https://www.kern-sohn.com/cgi-bin/cosmoshop/lshop.cgi?action=shopstart&ls=en
962-421 | F1/F2 1 g - 5 kg | 1 | 1 | 182.6 | KERN | 962-421 | https://www.kern-sohn.com/cgi-bin/cosmoshop/lshop.cgi?action=shopstart&ls=en
962-415 | F1/F2 1 g - 50 g | 1 | 1 | 73.7 | KERN | 962-415 | https://www.kern-sohn.com/cgi-bin/cosmoshop/lshop.cgi?action=shopstart&ls=en
962-431 | F1/F2 1 g | 1 | 1 | 19.8 | KERN | 962-431 | https://www.kern-sohn.com/cgi-bin/cosmoshop/lshop.cgi?action=shopstart&ls=en
962-419 | F1/F2 1 g - 1 kg | 1 | 1 | 130.9 | KERN | 962-419 | https://www.kern-sohn.com/cgi-bin/cosmoshop/lshop.cgi?action=shopstart&ls=en
962-418 | F1/F2 1 g - 500 g | 1 | 1 | 119.9 | KERN | 962-418 | https://www.kern-sohn.com/cgi-bin/cosmoshop/lshop.cgi?action=shopstart&ls=en
962-441 | F1/F2 1 kg | 1 | 1 | 22 | KERN | 962-441 | https://www.kern-sohn.com/cgi-bin/cosmoshop/lshop.cgi?action=shopstart&ls=en
962-451 | F1/F2 1 mg | 1 | 1 | 19.8 | KERN | 962-451 | https://www.kern-sohn.com/cgi-bin/cosmoshop/lshop.cgi?action=shopstart&ls=en
962-405 | F1/F2 1 mg - 1 kg | 1 | 1 | 242 | KERN | 962-405 | https://www.kern-sohn.com/cgi-bin/cosmoshop/lshop.cgi?action=shopstart&ls=en
962-408 | F1/F2 1 mg - 10 kg | 1 | 1 | 313.5 | KERN | 962-408 | https://www.kern-sohn.com/cgi-bin/cosmoshop/lshop.cgi?action=shopstart&ls=en
962-402 | F1/F2 1 mg - 100 g | 1 | 1 | 195.8 | KERN | 962-402 | https://www.kern-sohn.com/cgi-bin/cosmoshop/lshop.cgi?action=shopstart&ls=en
962-406 | F1/F2 1 mg - 2 kg | 1 | 1 | 275 | KERN | 962-406 | https://www.kern-sohn.com/cgi-bin/cosmoshop/lshop.cgi?action=shopstart&ls=en
962-403 | F1/F2 1 mg - 200 g | 1 | 1 | 218.9 | KERN | 962-403 | https://www.kern-sohn.com/cgi-bin/cosmoshop/lshop.cgi?action=shopstart&ls=en
962-407 | F1/F2 1 mg - 5 kg | 1 | 1 | 291.5 | KERN | 962-407 | https://www.kern-sohn.com/cgi-bin/cosmoshop/lshop.cgi?action=shopstart&ls=en
962-401 | F1/F2 1 mg - 50 g | 1 | 1 | 183.7 | KERN | 962-401 | https://www.kern-sohn.com/cgi-bin/cosmoshop/lshop.cgi?action=shopstart&ls=en
962-404 | F1/F2 1 mg - 500 g | 1 | 1 | 231 | KERN | 962-404 | https://www.kern-sohn.com/cgi-bin/cosmoshop/lshop.cgi?action=shopstart&ls=en
962-450 | F1/F2 1 mg - 500 mg | 1 | 1 | 110 | KERN | 962-450 | https://www.kern-sohn.com/cgi-bin/cosmoshop/lshop.cgi?action=shopstart&ls=en
962-434 | F1/F2 10 g | 1 | 1 | 19.8 | KERN | 962-434 | https://www.kern-sohn.com/cgi-bin/cosmoshop/lshop.cgi?action=shopstart&ls=en
962-444 | F1/F2 10 kg | 1 | 1 | 27.5 | KERN | 962-444 | https://www.kern-sohn.com/cgi-bin/cosmoshop/lshop.cgi?action=shopstart&ls=en
962-454 | F1/F2 10 mg | 1 | 1 | 19.8 | KERN | 962-454 | https://www.kern-sohn.com/cgi-bin/cosmoshop/lshop.cgi?action=shopstart&ls=en
962-437 | F1/F2 100 g | 1 | 1 | 22 | KERN | 962-437 | https://www.kern-sohn.com/cgi-bin/cosmoshop/lshop.cgi?action=shopstart&ls=en
962-457 | F1/F2 100 mg | 1 | 1 | 19.8 | KERN | 962-457 | https://www.kern-sohn.com/cgi-bin/cosmoshop/lshop.cgi?action=shopstart&ls=en
962-432 | F1/F2 2 g | 1 | 1 | 19.8 | KERN | 962-432 | https://www.kern-sohn.com/cgi-bin/cosmoshop/lshop.cgi?action=shopstart&ls=en
962-442 | F1/F2 2 kg | 1 | 1 | 27.5 | KERN | 962-442 | https://www.kern-sohn.com/cgi-bin/cosmoshop/lshop.cgi?action=shopstart&ls=en
962-452 | F1/F2 2 mg | 1 | 1 | 19.8 | KERN | 962-452 | https://www.kern-sohn.com/cgi-bin/cosmoshop/lshop.cgi?action=shopstart&ls=en
962-435 | F1/F2 20 g | 1 | 1 | 19.8 | KERN | 962-435 | https://www.kern-sohn.com/cgi-bin/cosmoshop/lshop.cgi?action=shopstart&ls=en
962-445 | F1/F2 20 kg | 1 | 1 | 30.8 | KERN | 962-445 | https://www.kern-sohn.com/cgi-bin/cosmoshop/lshop.cgi?action=shopstart&ls=en
962-455 | F1/F2 20 mg | 1 | 1 | 19.8 | KERN | 962-455 | https://www.kern-sohn.com/cgi-bin/cosmoshop/lshop.cgi?action=shopstart&ls=en
962-438 | F1/F2 200 g | 1 | 1 | 22 | KERN | 962-438 | https://www.kern-sohn.com/cgi-bin/cosmoshop/lshop.cgi?action=shopstart&ls=en
962-458 | F1/F2 200 mg | 1 | 1 | 19.8 | KERN | 962-458 | https://www.kern-sohn.com/cgi-bin/cosmoshop/lshop.cgi?action=shopstart&ls=en
962-433 | F1/F2 5 g | 1 | 1 | 19.8 | KERN | 962-433 | https://www.kern-sohn.com/cgi-bin/cosmoshop/lshop.cgi?action=shopstart&ls=en
962-443 | F1/F2 5 kg | 1 | 1 | 27.5 | KERN | 962-443 | https://www.kern-sohn.com/cgi-bin/cosmoshop/lshop.cgi?action=shopstart&ls=en
962-453 | F1/F2 5 mg | 1 | 1 | 19.8 | KERN | 962-453 | https://www.kern-sohn.com/cgi-bin/cosmoshop/lshop.cgi?action=shopstart&ls=en
962-436 | F1/F2 50 g | 1 | 1 | 19.8 | KERN | 962-436 | https://www.kern-sohn.com/cgi-bin/cosmoshop/lshop.cgi?action=shopstart&ls=en
962-446 | F1/F2 50 kg | 1 | 1 | 42.9 | KERN | 962-446 | https://www.kern-sohn.com/cgi-bin/cosmoshop/lshop.cgi?action=shopstart&ls=en
962-456 | F1/F2 50 mg | 1 | 1 | 19.8 | KERN | 962-456 | https://www.kern-sohn.com/cgi-bin/cosmoshop/lshop.cgi?action=shopstart&ls=en
962-439 | F1/F2 500 g | 1 | 1 | 22 | KERN | 962-439 | https://www.kern-sohn.com/cgi-bin/cosmoshop/lshop.cgi?action=shopstart&ls=en
962-459 | F1/F2 500 mg | 1 | 1 | 19.8 | KERN | 962-459 | https://www.kern-sohn.com/cgi-bin/cosmoshop/lshop.cgi?action=shopstart&ls=en
952-446R | F1/F2 Re-Verification (DE) single weight | 1 | 1 | 64.9 | KERN | 952-446R | https://www.kern-sohn.com/cgi-bin/cosmoshop/lshop.cgi?action=shopstart&ls=en
952-445R | F1/F2 Re-Verification (DE) single weight | 1 | 1 | 53.9 | KERN | 952-445R | https://www.kern-sohn.com/cgi-bin/cosmoshop/lshop.cgi?action=shopstart&ls=en
952-442R | F1/F2 Re-Verification (DE) single weight | 1 | 1 | 51.7 | KERN | 952-442R | https://www.kern-sohn.com/cgi-bin/cosmoshop/lshop.cgi?action=shopstart&ls=en
952-443R | F1/F2 Re-Verification (DE) single weight | 1 | 1 | 51.7 | KERN | 952-443R | https://www.kern-sohn.com/cgi-bin/cosmoshop/lshop.cgi?action=shopstart&ls=en
952-444R | F1/F2 Re-Verification (DE) single weight | 1 | 1 | 51.7 | KERN | 952-444R | https://www.kern-sohn.com/cgi-bin/cosmoshop/lshop.cgi?action=shopstart&ls=en
952-438R | F1/F2 Re-Verification (DE) single weight | 1 | 1 | 47.3 | KERN | 952-438R | https://www.kern-sohn.com/cgi-bin/cosmoshop/lshop.cgi?action=shopstart&ls=en
952-439R | F1/F2 Re-Verification (DE) single weight | 1 | 1 | 47.3 | KERN | 952-439R | https://www.kern-sohn.com/cgi-bin/cosmoshop/lshop.cgi?action=shopstart&ls=en
952-441R | F1/F2 Re-Verification (DE) single weight | 1 | 1 | 47.3 | KERN | 952-441R | https://www.kern-sohn.com/cgi-bin/cosmoshop/lshop.cgi?action=shopstart&ls=en
952-431R | F1/F2 Re-Verification (DE) single weight | 1 | 1 | 45.1 | KERN | 952-431R | https://www.kern-sohn.com/cgi-bin/cosmoshop/lshop.cgi?action=shopstart&ls=en
952-432R | F1/F2 Re-Verification (DE) single weight | 1 | 1 | 45.1 | KERN | 952-432R | https://www.kern-sohn.com/cgi-bin/cosmoshop/lshop.cgi?action=shopstart&ls=en
952-433R | F1/F2 Re-Verification (DE) single weight | 1 | 1 | 45.1 | KERN | 952-433R | https://www.kern-sohn.com/cgi-bin/cosmoshop/lshop.cgi?action=shopstart&ls=en
952-434R | F1/F2 Re-Verification (DE) single weight | 1 | 1 | 45.1 | KERN | 952-434R | https://www.kern-sohn.com/cgi-bin/cosmoshop/lshop.cgi?action=shopstart&ls=en
952-435R | F1/F2 Re-Verification (DE) single weight | 1 | 1 | 45.1 | KERN | 952-435R | https://www.kern-sohn.com/cgi-bin/cosmoshop/lshop.cgi?action=shopstart&ls=en
952-436R | F1/F2 Re-Verification (DE) single weight | 1 | 1 | 45.1 | KERN | 952-436R | https://www.kern-sohn.com/cgi-bin/cosmoshop/lshop.cgi?action=shopstart&ls=en
952-437R | F1/F2 Re-Verification (DE) single weight | 1 | 1 | 45.1 | KERN | 952-437R | https://www.kern-sohn.com/cgi-bin/cosmoshop/lshop.cgi?action=shopstart&ls=en
952-451R | F1/F2 Re-Verification (DE) single weight | 1 | 1 | 45.1 | KERN | 952-451R | https://www.kern-sohn.com/cgi-bin/cosmoshop/lshop.cgi?action=shopstart&ls=en
952-452R | F1/F2 Re-Verification (DE) single weight | 1 | 1 | 45.1 | KERN | 952-452R | https://www.kern-sohn.com/cgi-bin/cosmoshop/lshop.cgi?action=shopstart&ls=en
952-453R | F1/F2 Re-Verification (DE) single weight | 1 | 1 | 45.1 | KERN | 952-453R | https://www.kern-sohn.com/cgi-bin/cosmoshop/lshop.cgi?action=shopstart&ls=en
952-454R | F1/F2 Re-Verification (DE) single weight | 1 | 1 | 45.1 | KERN | 952-454R | https://www.kern-sohn.com/cgi-bin/cosmoshop/lshop.cgi?action=shopstart&ls=en
952-455R | F1/F2 Re-Verification (DE) single weight | 1 | 1 | 45.1 | KERN | 952-455R | https://www.kern-sohn.com/cgi-bin/cosmoshop/lshop.cgi?action=shopstart&ls=en
952-456R | F1/F2 Re-Verification (DE) single weight | 1 | 1 | 45.1 | KERN | 952-456R | https://www.kern-sohn.com/cgi-bin/cosmoshop/lshop.cgi?action=shopstart&ls=en
952-457R | F1/F2 Re-Verification (DE) single weight | 1 | 1 | 45.1 | KERN | 952-457R | https://www.kern-sohn.com/cgi-bin/cosmoshop/lshop.cgi?action=shopstart&ls=en
952-458R | F1/F2 Re-Verification (DE) single weight | 1 | 1 | 45.1 | KERN | 952-458R | https://www.kern-sohn.com/cgi-bin/cosmoshop/lshop.cgi?action=shopstart&ls=en
952-459R | F1/F2 Re-Verification (DE) single weight | 1 | 1 | 45.1 | KERN | 952-459R | https://www.kern-sohn.com/cgi-bin/cosmoshop/lshop.cgi?action=shopstart&ls=en
952-407R | F1/F2 Re-Verification (DE) standard weight se | 1 | 1 | 363 | KERN | 952-407R | https://www.kern-sohn.com/cgi-bin/cosmoshop/lshop.cgi?action=shopstart&ls=en
952-408R | F1/F2 Re-Verification (DE) standard weight set | 1 | 1 | 385 | KERN | 952-408R | https://www.kern-sohn.com/cgi-bin/cosmoshop/lshop.cgi?action=shopstart&ls=en
952-406R | F1/F2 Re-Verification (DE) standard weight set | 1 | 1 | 335.5 | KERN | 952-406R | https://www.kern-sohn.com/cgi-bin/cosmoshop/lshop.cgi?action=shopstart&ls=en
952-405R | F1/F2 Re-Verification (DE) standard weight set | 1 | 1 | 297 | KERN | 952-405R | https://www.kern-sohn.com/cgi-bin/cosmoshop/lshop.cgi?action=shopstart&ls=en
952-404R | F1/F2 Re-Verification (DE) standard weight set | 1 | 1 | 280.5 | KERN | 952-404R | https://www.kern-sohn.com/cgi-bin/cosmoshop/lshop.cgi?action=shopstart&ls=en
952-403R | F1/F2 Re-Verification (DE) standard weight set | 1 | 1 | 269.5 | KERN | 952-403R | https://www.kern-sohn.com/cgi-bin/cosmoshop/lshop.cgi?action=shopstart&ls=en
952-422R | F1/F2 Re-Verification (DE) standard weight set | 1 | 1 | 247.5 | KERN | 952-422R | https://www.kern-sohn.com/cgi-bin/cosmoshop/lshop.cgi?action=shopstart&ls=en
952-402R | F1/F2 Re-Verification (DE) standard weight set | 1 | 1 | 242 | KERN | 952-402R | https://www.kern-sohn.com/cgi-bin/cosmoshop/lshop.cgi?action=shopstart&ls=en
952-421R | F1/F2 Re-Verification (DE) standard weight set | 1 | 1 | 225.5 | KERN | 952-421R | https://www.kern-sohn.com/cgi-bin/cosmoshop/lshop.cgi?action=shopstart&ls=en
952-420R | F1/F2 Re-Verification (DE) standard weight set | 1 | 1 | 204.6 | KERN | 952-420R | https://www.kern-sohn.com/cgi-bin/cosmoshop/lshop.cgi?action=shopstart&ls=en
952-419R | F1/F2 Re-Verification (DE) standard weight set | 1 | 1 | 161.7 | KERN | 952-419R | https://www.kern-sohn.com/cgi-bin/cosmoshop/lshop.cgi?action=shopstart&ls=en
952-418R | F1/F2 Re-Verification (DE) standard weight set | 1 | 1 | 147.4 | KERN | 952-418R | https://www.kern-sohn.com/cgi-bin/cosmoshop/lshop.cgi?action=shopstart&ls=en
952-450R | F1/F2 Re-Verification (DE) standard weight set | 1 | 1 | 136.4 | KERN | 952-450R | https://www.kern-sohn.com/cgi-bin/cosmoshop/lshop.cgi?action=shopstart&ls=en
952-417R | F1/F2 Re-Verification (DE) standard weight set | 1 | 1 | 133.1 | KERN | 952-417R | https://www.kern-sohn.com/cgi-bin/cosmoshop/lshop.cgi?action=shopstart&ls=en
952-416R | F1/F2 Re-Verification (DE) standard weight set | 1 | 1 | 104.5 | KERN | 952-416R | https://www.kern-sohn.com/cgi-bin/cosmoshop/lshop.cgi?action=shopstart&ls=en
952-415R | F1/F2 Re-Verification (DE) standard weight set | 1 | 1 | 99 | KERN | 952-415R | https://www.kern-sohn.com/cgi-bin/cosmoshop/lshop.cgi?action=shopstart&ls=en
952-401R | F1/F2 Verification (DE) | 1 | 1 | 225.5 | KERN | 952-401R | https://www.kern-sohn.com/cgi-bin/cosmoshop/lshop.cgi?action=shopstart&ls=en
952-408 | F1/F2 Verification EU | 1 | 1 | 385 | KERN | 952-408 | https://www.kern-sohn.com/cgi-bin/cosmoshop/lshop.cgi?action=shopstart&ls=en
952-407 | F1/F2 Verification EU | 1 | 1 | 363 | KERN | 952-407 | https://www.kern-sohn.com/cgi-bin/cosmoshop/lshop.cgi?action=shopstart&ls=en
952-406 | F1/F2 Verification EU | 1 | 1 | 335.5 | KERN | 952-406 | https://www.kern-sohn.com/cgi-bin/cosmoshop/lshop.cgi?action=shopstart&ls=en
952-405 | F1/F2 Verification EU | 1 | 1 | 297 | KERN | 952-405 | https://www.kern-sohn.com/cgi-bin/cosmoshop/lshop.cgi?action=shopstart&ls=en
952-404 | F1/F2 Verification EU | 1 | 1 | 280.5 | KERN | 952-404 | https://www.kern-sohn.com/cgi-bin/cosmoshop/lshop.cgi?action=shopstart&ls=en
952-403 | F1/F2 Verification EU | 1 | 1 | 269.5 | KERN | 952-403 | https://www.kern-sohn.com/cgi-bin/cosmoshop/lshop.cgi?action=shopstart&ls=en
952-422 | F1/F2 Verification EU | 1 | 1 | 247.5 | KERN | 952-422 | https://www.kern-sohn.com/cgi-bin/cosmoshop/lshop.cgi?action=shopstart&ls=en
952-402 | F1/F2 Verification EU | 1 | 1 | 242 | KERN | 952-402 | https://www.kern-sohn.com/cgi-bin/cosmoshop/lshop.cgi?action=shopstart&ls=en
952-401 | F1/F2 Verification EU | 1 | 1 | 225.5 | KERN | 952-401 | https://www.kern-sohn.com/cgi-bin/cosmoshop/lshop.cgi?action=shopstart&ls=en
952-421 | F1/F2 Verification EU | 1 | 1 | 225.5 | KERN | 952-421 | https://www.kern-sohn.com/cgi-bin/cosmoshop/lshop.cgi?action=shopstart&ls=en
952-420 | F1/F2 Verification EU | 1 | 1 | 204.6 | KERN | 952-420 | https://www.kern-sohn.com/cgi-bin/cosmoshop/lshop.cgi?action=shopstart&ls=en
952-419 | F1/F2 Verification EU | 1 | 1 | 161.7 | KERN | 952-419 | https://www.kern-sohn.com/cgi-bin/cosmoshop/lshop.cgi?action=shopstart&ls=en
952-418 | F1/F2 Verification EU | 1 | 1 | 147.4 | KERN | 952-418 | https://www.kern-sohn.com/cgi-bin/cosmoshop/lshop.cgi?action=shopstart&ls=en
952-450 | F1/F2 Verification EU | 1 | 1 | 136.4 | KERN | 952-450 | https://www.kern-sohn.com/cgi-bin/cosmoshop/lshop.cgi?action=shopstart&ls=en
952-417 | F1/F2 Verification EU | 1 | 1 | 133.1 | KERN | 952-417 | https://www.kern-sohn.com/cgi-bin/cosmoshop/lshop.cgi?action=shopstart&ls=en
952-416 | F1/F2 Verification EU | 1 | 1 | 104.5 | KERN | 952-416 | https://www.kern-sohn.com/cgi-bin/cosmoshop/lshop.cgi?action=shopstart&ls=en
952-415 | F1/F2 Verification EU | 1 | 1 | 99 | KERN | 952-415 | https://www.kern-sohn.com/cgi-bin/cosmoshop/lshop.cgi?action=shopstart&ls=en
952-446 | F1/F2 Verification EU | 1 | 1 | 64.9 | KERN | 952-446 | https://www.kern-sohn.com/cgi-bin/cosmoshop/lshop.cgi?action=shopstart&ls=en
952-445 | F1/F2 Verification EU | 1 | 1 | 53.9 | KERN | 952-445 | https://www.kern-sohn.com/cgi-bin/cosmoshop/lshop.cgi?action=shopstart&ls=en
952-442 | F1/F2 Verification EU | 1 | 1 | 51.7 | KERN | 952-442 | https://www.kern-sohn.com/cgi-bin/cosmoshop/lshop.cgi?action=shopstart&ls=en
952-443 | F1/F2 Verification EU | 1 | 1 | 51.7 | KERN | 952-443 | https://www.kern-sohn.com/cgi-bin/cosmoshop/lshop.cgi?action=shopstart&ls=en
952-444 | F1/F2 Verification EU | 1 | 1 | 51.7 | KERN | 952-444 | https://www.kern-sohn.com/cgi-bin/cosmoshop/lshop.cgi?action=shopstart&ls=en
952-438 | F1/F2 Verification EU | 1 | 1 | 47.3 | KERN | 952-438 | https://www.kern-sohn.com/cgi-bin/cosmoshop/lshop.cgi?action=shopstart&ls=en
952-439 | F1/F2 Verification EU | 1 | 1 | 47.3 | KERN | 952-439 | https://www.kern-sohn.com/cgi-bin/cosmoshop/lshop.cgi?action=shopstart&ls=en
952-441 | F1/F2 Verification EU | 1 | 1 | 47.3 | KERN | 952-441 | https://www.kern-sohn.com/cgi-bin/cosmoshop/lshop.cgi?action=shopstart&ls=en
952-431 | F1/F2 Verification EU | 1 | 1 | 45.1 | KERN | 952-431 | https://www.kern-sohn.com/cgi-bin/cosmoshop/lshop.cgi?action=shopstart&ls=en
952-432 | F1/F2 Verification EU | 1 | 1 | 45.1 | KERN | 952-432 | https://www.kern-sohn.com/cgi-bin/cosmoshop/lshop.cgi?action=shopstart&ls=en
952-433 | F1/F2 Verification EU | 1 | 1 | 45.1 | KERN | 952-433 | https://www.kern-sohn.com/cgi-bin/cosmoshop/lshop.cgi?action=shopstart&ls=en
952-434 | F1/F2 Verification EU | 1 | 1 | 45.1 | KERN | 952-434 | https://www.kern-sohn.com/cgi-bin/cosmoshop/lshop.cgi?action=shopstart&ls=en
952-435 | F1/F2 Verification EU | 1 | 1 | 45.1 | KERN | 952-435 | https://www.kern-sohn.com/cgi-bin/cosmoshop/lshop.cgi?action=shopstart&ls=en
952-436 | F1/F2 Verification EU | 1 | 1 | 45.1 | KERN | 952-436 | https://www.kern-sohn.com/cgi-bin/cosmoshop/lshop.cgi?action=shopstart&ls=en
952-437 | F1/F2 Verification EU | 1 | 1 | 45.1 | KERN | 952-437 | https://www.kern-sohn.com/cgi-bin/cosmoshop/lshop.cgi?action=shopstart&ls=en
952-451 | F1/F2 Verification EU | 1 | 1 | 45.1 | KERN | 952-451 | https://www.kern-sohn.com/cgi-bin/cosmoshop/lshop.cgi?action=shopstart&ls=en
952-452 | F1/F2 Verification EU | 1 | 1 | 45.1 | KERN | 952-452 | https://www.kern-sohn.com/cgi-bin/cosmoshop/lshop.cgi?action=shopstart&ls=en
952-453 | F1/F2 Verification EU | 1 | 1 | 45.1 | KERN | 952-453 | https://www.kern-sohn.com/cgi-bin/cosmoshop/lshop.cgi?action=shopstart&ls=en
952-454 | F1/F2 Verification EU | 1 | 1 | 45.1 | KERN | 952-454 | https://www.kern-sohn.com/cgi-bin/cosmoshop/lshop.cgi?action=shopstart&ls=en
952-455 | F1/F2 Verification EU | 1 | 1 | 45.1 | KERN | 952-455 | https://www.kern-sohn.com/cgi-bin/cosmoshop/lshop.cgi?action=shopstart&ls=en
952-456 | F1/F2 Verification EU | 1 | 1 | 45.1 | KERN | 952-456 | https://www.kern-sohn.com/cgi-bin/cosmoshop/lshop.cgi?action=shopstart&ls=en
952-457 | F1/F2 Verification EU | 1 | 1 | 45.1 | KERN | 952-457 | https://www.kern-sohn.com/cgi-bin/cosmoshop/lshop.cgi?action=shopstart&ls=en
952-458 | F1/F2 Verification EU | 1 | 1 | 45.1 | KERN | 952-458 | https://www.kern-sohn.com/cgi-bin/cosmoshop/lshop.cgi?action=shopstart&ls=en
952-459 | F1/F2 Verification EU | 1 | 1 | 45.1 | KERN | 952-459 | https://www.kern-sohn.com/cgi-bin/cosmoshop/lshop.cgi?action=shopstart&ls=en
962-516R | F2 1 g - 100 g | 1 | 1 | 84.7 | KERN | 962-516R | https://www.kern-sohn.com/cgi-bin/cosmoshop/lshop.cgi?action=shopstart&ls=en
962-520R | F2 1 g - 2 kg | 1 | 1 | 166.1 | KERN | 962-520R | https://www.kern-sohn.com/cgi-bin/cosmoshop/lshop.cgi?action=shopstart&ls=en
962-517R | F2 1 g - 200 g | 1 | 1 | 107.8 | KERN | 962-517R | https://www.kern-sohn.com/cgi-bin/cosmoshop/lshop.cgi?action=shopstart&ls=en
962-521R | F2 1 g - 5 kg | 1 | 1 | 182.6 | KERN | 962-521R | https://www.kern-sohn.com/cgi-bin/cosmoshop/lshop.cgi?action=shopstart&ls=en
962-515R | F2 1 g - 50 g | 1 | 1 | 73.7 | KERN | 962-515R | https://www.kern-sohn.com/cgi-bin/cosmoshop/lshop.cgi?action=shopstart&ls=en
962-531R | F2 1 g | 1 | 1 | 19.8 | KERN | 962-531R | https://www.kern-sohn.com/cgi-bin/cosmoshop/lshop.cgi?action=shopstart&ls=en
962-519R | F2 1 g - 1 kg | 1 | 1 | 130.9 | KERN | 962-519R | https://www.kern-sohn.com/cgi-bin/cosmoshop/lshop.cgi?action=shopstart&ls=en
962-518R | F2 1 g - 500 g | 1 | 1 | 119.9 | KERN | 962-518R | https://www.kern-sohn.com/cgi-bin/cosmoshop/lshop.cgi?action=shopstart&ls=en
962-541R | F2 1 kg | 1 | 1 | 22 | KERN | 962-541R | https://www.kern-sohn.com/cgi-bin/cosmoshop/lshop.cgi?action=shopstart&ls=en
962-551R | F2 1 mg | 1 | 1 | 19.8 | KERN | 962-551R | https://www.kern-sohn.com/cgi-bin/cosmoshop/lshop.cgi?action=shopstart&ls=en
962-505R | F2 1 mg - 1 kg | 1 | 1 | 242 | KERN | 962-505R | https://www.kern-sohn.com/cgi-bin/cosmoshop/lshop.cgi?action=shopstart&ls=en
962-508R | F2 1 mg - 10 kg | 1 | 1 | 313.5 | KERN | 962-508R | https://www.kern-sohn.com/cgi-bin/cosmoshop/lshop.cgi?action=shopstart&ls=en
962-502R | F2 1 mg - 100 g | 1 | 1 | 195.8 | KERN | 962-502R | https://www.kern-sohn.com/cgi-bin/cosmoshop/lshop.cgi?action=shopstart&ls=en
962-506R | F2 1 mg - 2 kg | 1 | 1 | 275 | KERN | 962-506R | https://www.kern-sohn.com/cgi-bin/cosmoshop/lshop.cgi?action=shopstart&ls=en
962-503R | F2 1 mg - 200 g | 1 | 1 | 218.9 | KERN | 962-503R | https://www.kern-sohn.com/cgi-bin/cosmoshop/lshop.cgi?action=shopstart&ls=en
962-507R | F2 1 mg - 5 kg | 1 | 1 | 291.5 | KERN | 962-507R | https://www.kern-sohn.com/cgi-bin/cosmoshop/lshop.cgi?action=shopstart&ls=en
962-501R | F2 1 mg - 50 g | 1 | 1 | 183.7 | KERN | 962-501R | https://www.kern-sohn.com/cgi-bin/cosmoshop/lshop.cgi?action=shopstart&ls=en
962-504R | F2 1 mg - 500 g | 1 | 1 | 231 | KERN | 962-504R | https://www.kern-sohn.com/cgi-bin/cosmoshop/lshop.cgi?action=shopstart&ls=en
962-550R | F2 1 mg - 500 mg | 1 | 1 | 110 | KERN | 962-550R | https://www.kern-sohn.com/cgi-bin/cosmoshop/lshop.cgi?action=shopstart&ls=en
962-534R | F2 10 g | 1 | 1 | 19.8 | KERN | 962-534R | https://www.kern-sohn.com/cgi-bin/cosmoshop/lshop.cgi?action=shopstart&ls=en
962-544R | F2 10 kg | 1 | 1 | 27.5 | KERN | 962-544R | https://www.kern-sohn.com/cgi-bin/cosmoshop/lshop.cgi?action=shopstart&ls=en
962-554R | F2 10 mg | 1 | 1 | 19.8 | KERN | 962-554R | https://www.kern-sohn.com/cgi-bin/cosmoshop/lshop.cgi?action=shopstart&ls=en
962-537R | F2 100 g | 1 | 1 | 22 | KERN | 962-537R | https://www.kern-sohn.com/cgi-bin/cosmoshop/lshop.cgi?action=shopstart&ls=en
962-557R | F2 100 mg | 1 | 1 | 19.8 | KERN | 962-557R | https://www.kern-sohn.com/cgi-bin/cosmoshop/lshop.cgi?action=shopstart&ls=en
962-532R | F2 2 g | 1 | 1 | 19.8 | KERN | 962-532R | https://www.kern-sohn.com/cgi-bin/cosmoshop/lshop.cgi?action=shopstart&ls=en
962-542R | F2 2 kg | 1 | 1 | 27.5 | KERN | 962-542R | https://www.kern-sohn.com/cgi-bin/cosmoshop/lshop.cgi?action=shopstart&ls=en
962-552R | F2 2 mg | 1 | 1 | 19.8 | KERN | 962-552R | https://www.kern-sohn.com/cgi-bin/cosmoshop/lshop.cgi?action=shopstart&ls=en
962-535R | F2 20 g | 1 | 1 | 19.8 | KERN | 962-535R | https://www.kern-sohn.com/cgi-bin/cosmoshop/lshop.cgi?action=shopstart&ls=en
962-545R | F2 20 kg | 1 | 1 | 30.8 | KERN | 962-545R | https://www.kern-sohn.com/cgi-bin/cosmoshop/lshop.cgi?action=shopstart&ls=en
962-555R | F2 20 mg | 1 | 1 | 19.8 | KERN | 962-555R | https://www.kern-sohn.com/cgi-bin/cosmoshop/lshop.cgi?action=shopstart&ls=en
962-538R | F2 200 g | 1 | 1 | 22 | KERN | 962-538R | https://www.kern-sohn.com/cgi-bin/cosmoshop/lshop.cgi?action=shopstart&ls=en
962-558R | F2 200 mg | 1 | 1 | 19.8 | KERN | 962-558R | https://www.kern-sohn.com/cgi-bin/cosmoshop/lshop.cgi?action=shopstart&ls=en
962-533R | F2 5 g | 1 | 1 | 19.8 | KERN | 962-533R | https://www.kern-sohn.com/cgi-bin/cosmoshop/lshop.cgi?action=shopstart&ls=en
962-543R | F2 5 kg | 1 | 1 | 27.5 | KERN | 962-543R | https://www.kern-sohn.com/cgi-bin/cosmoshop/lshop.cgi?action=shopstart&ls=en
962-553R | F2 5 mg | 1 | 1 | 19.8 | KERN | 962-553R | https://www.kern-sohn.com/cgi-bin/cosmoshop/lshop.cgi?action=shopstart&ls=en
962-536R | F2 50 g | 1 | 1 | 19.8 | KERN | 962-536R | https://www.kern-sohn.com/cgi-bin/cosmoshop/lshop.cgi?action=shopstart&ls=en
962-546R | F2 50 kg | 1 | 1 | 42.9 | KERN | 962-546R | https://www.kern-sohn.com/cgi-bin/cosmoshop/lshop.cgi?action=shopstart&ls=en
962-556R | F2 50 mg | 1 | 1 | 19.8 | KERN | 962-556R | https://www.kern-sohn.com/cgi-bin/cosmoshop/lshop.cgi?action=shopstart&ls=en
962-539R | F2 500 g | 1 | 1 | 22 | KERN | 962-539R | https://www.kern-sohn.com/cgi-bin/cosmoshop/lshop.cgi?action=shopstart&ls=en
962-559R | F2 500 mg | 1 | 1 | 19.8 | KERN | 962-559R | https://www.kern-sohn.com/cgi-bin/cosmoshop/lshop.cgi?action=shopstart&ls=en
334-06 | F2 1 g - 1 kg Set of weights | 1 | 1 | 594 | KERN | 334-06 | https://www.kern-sohn.com/cgi-bin/cosmoshop/lshop.cgi?action=shopstart&ls=en
334-066 | F2 1 g - 1 kg Set of weights | 1 | 1 | 583 | KERN | 334-066 | https://www.kern-sohn.com/cgi-bin/cosmoshop/lshop.cgi?action=shopstart&ls=en
334-064 | F2 1 g - 1 kg Set of weights | 1 | 1 | 572 | KERN | 334-064 | https://www.kern-sohn.com/cgi-bin/cosmoshop/lshop.cgi?action=shopstart&ls=en
334-09 | F2 1 g - 10 kg Set of weights | 1 | 1 | 1683 | KERN | 334-09 | https://www.kern-sohn.com/cgi-bin/cosmoshop/lshop.cgi?action=shopstart&ls=en
334-096 | F2 1 g - 10 kg Set of weights | 1 | 1 | 1672 | KERN | 334-096 | https://www.kern-sohn.com/cgi-bin/cosmoshop/lshop.cgi?action=shopstart&ls=en
334-03 | F2 1 g - 100 g Set of weights | 1 | 1 | 302.5 | KERN | 334-03 | https://www.kern-sohn.com/cgi-bin/cosmoshop/lshop.cgi?action=shopstart&ls=en
334-036 | F2 1 g - 100 g Set of weights | 1 | 1 | 297 | KERN | 334-036 | https://www.kern-sohn.com/cgi-bin/cosmoshop/lshop.cgi?action=shopstart&ls=en
334-034 | F2 1 g - 100 g Set of weights | 1 | 1 | 286 | KERN | 334-034 | https://www.kern-sohn.com/cgi-bin/cosmoshop/lshop.cgi?action=shopstart&ls=en
334-07 | F2 1 g - 2 kg Set of weights | 1 | 1 | 891 | KERN | 334-07 | https://www.kern-sohn.com/cgi-bin/cosmoshop/lshop.cgi?action=shopstart&ls=en
334-076 | F2 1 g - 2 kg Set of weights | 1 | 1 | 880 | KERN | 334-076 | https://www.kern-sohn.com/cgi-bin/cosmoshop/lshop.cgi?action=shopstart&ls=en
334-074 | F2 1 g - 2 kg Set of weights | 1 | 1 | 836 | KERN | 334-074 | https://www.kern-sohn.com/cgi-bin/cosmoshop/lshop.cgi?action=shopstart&ls=en
334-04 | F2 1 g - 200 g Set of weights | 1 | 1 | 407 | KERN | 334-04 | https://www.kern-sohn.com/cgi-bin/cosmoshop/lshop.cgi?action=shopstart&ls=en
334-046 | F2 1 g - 200 g Set of weights | 1 | 1 | 401.5 | KERN | 334-046 | https://www.kern-sohn.com/cgi-bin/cosmoshop/lshop.cgi?action=shopstart&ls=en
334-044 | F2 1 g - 200 g Set of weights | 1 | 1 | 379.5 | KERN | 334-044 | https://www.kern-sohn.com/cgi-bin/cosmoshop/lshop.cgi?action=shopstart&ls=en
334-08 | F2 1 g - 5 kg Set of weights | 1 | 1 | 1177 | KERN | 334-08 | https://www.kern-sohn.com/cgi-bin/cosmoshop/lshop.cgi?action=shopstart&ls=en
334-086 | F2 1 g - 5 kg Set of weights | 1 | 1 | 1166 | KERN | 334-086 | https://www.kern-sohn.com/cgi-bin/cosmoshop/lshop.cgi?action=shopstart&ls=en
334-084 | F2 1 g - 5 kg Set of weights | 1 | 1 | 1089 | KERN | 334-084 | https://www.kern-sohn.com/cgi-bin/cosmoshop/lshop.cgi?action=shopstart&ls=en
334-02 | F2 1 g - 50 g Set of weights | 1 | 1 | 264 | KERN | 334-02 | https://www.kern-sohn.com/cgi-bin/cosmoshop/lshop.cgi?action=shopstart&ls=en
334-026 | F2 1 g - 50 g Set of weights | 1 | 1 | 258.5 | KERN | 334-026 | https://www.kern-sohn.com/cgi-bin/cosmoshop/lshop.cgi?action=shopstart&ls=en
334-024 | F2 1 g - 50 g Set of weights | 1 | 1 | 242 | KERN | 334-024 | https://www.kern-sohn.com/cgi-bin/cosmoshop/lshop.cgi?action=shopstart&ls=en
334-05 | F2 1 g - 500 g Set of weights | 1 | 1 | 473 | KERN | 334-05 | https://www.kern-sohn.com/cgi-bin/cosmoshop/lshop.cgi?action=shopstart&ls=en
334-056 | F2 1 g - 500 g Set of weights | 1 | 1 | 467.5 | KERN | 334-056 | https://www.kern-sohn.com/cgi-bin/cosmoshop/lshop.cgi?action=shopstart&ls=en
334-054 | F2 1 g - 500 g Set of weights | 1 | 1 | 451 | KERN | 334-054 | https://www.kern-sohn.com/cgi-bin/cosmoshop/lshop.cgi?action=shopstart&ls=en
962-522R | F2 1 g - 10 kg | 1 | 1 | 200.2 | KERN | 962-522R | https://www.kern-sohn.com/cgi-bin/cosmoshop/lshop.cgi?action=shopstart&ls=en
337-01 | F2 1 g Test weight | 1 | 1 | 20.9 | KERN | 337-01 | https://www.kern-sohn.com/cgi-bin/cosmoshop/lshop.cgi?action=shopstart&ls=en
337-11 | F2 1 kg Test weight | 1 | 1 | 88 | KERN | 337-11 | https://www.kern-sohn.com/cgi-bin/cosmoshop/lshop.cgi?action=shopstart&ls=en
333-06 | F2 1 mg - 1 kg Set of weights | 1 | 1 | 726 | KERN | 333-06 | https://www.kern-sohn.com/cgi-bin/cosmoshop/lshop.cgi?action=shopstart&ls=en
333-066 | F2 1 mg - 1 kg Set of weights | 1 | 1 | 715 | KERN | 333-066 | https://www.kern-sohn.com/cgi-bin/cosmoshop/lshop.cgi?action=shopstart&ls=en
333-064 | F2 1 mg - 1 kg Set of weights | 1 | 1 | 693 | KERN | 333-064 | https://www.kern-sohn.com/cgi-bin/cosmoshop/lshop.cgi?action=shopstart&ls=en
333-09 | F2 1 mg - 10 kg Set of weights | 1 | 1 | 1815 | KERN | 333-09 | https://www.kern-sohn.com/cgi-bin/cosmoshop/lshop.cgi?action=shopstart&ls=en
333-096 | F2 1 mg - 10 kg Set of weights | 1 | 1 | 1804 | KERN | 333-096 | https://www.kern-sohn.com/cgi-bin/cosmoshop/lshop.cgi?action=shopstart&ls=en
333-03 | F2 1 mg - 100 g Set of weights | 1 | 1 | 445.5 | KERN | 333-03 | https://www.kern-sohn.com/cgi-bin/cosmoshop/lshop.cgi?action=shopstart&ls=en
333-036 | F2 1 mg - 100 g Set of weights | 1 | 1 | 440 | KERN | 333-036 | https://www.kern-sohn.com/cgi-bin/cosmoshop/lshop.cgi?action=shopstart&ls=en
333-034 | F2 1 mg - 100 g Set of weights | 1 | 1 | 423.5 | KERN | 333-034 | https://www.kern-sohn.com/cgi-bin/cosmoshop/lshop.cgi?action=shopstart&ls=en
333-07 | F2 1 mg - 2 kg Set of weights | 1 | 1 | 1012 | KERN | 333-07 | https://www.kern-sohn.com/cgi-bin/cosmoshop/lshop.cgi?action=shopstart&ls=en
333-076 | F2 1 mg - 2 kg Set of weights | 1 | 1 | 1001 | KERN | 333-076 | https://www.kern-sohn.com/cgi-bin/cosmoshop/lshop.cgi?action=shopstart&ls=en
333-074 | F2 1 mg - 2 kg Set of weights | 1 | 1 | 979 | KERN | 333-074 | https://www.kern-sohn.com/cgi-bin/cosmoshop/lshop.cgi?action=shopstart&ls=en
333-04 | F2 1 mg - 200 g Set of weights | 1 | 1 | 517 | KERN | 333-04 | https://www.kern-sohn.com/cgi-bin/cosmoshop/lshop.cgi?action=shopstart&ls=en
333-046 | F2 1 mg - 200 g Set of weights | 1 | 1 | 511.5 | KERN | 333-046 | https://www.kern-sohn.com/cgi-bin/cosmoshop/lshop.cgi?action=shopstart&ls=en
333-044 | F2 1 mg - 200 g Set of weights | 1 | 1 | 495 | KERN | 333-044 | https://www.kern-sohn.com/cgi-bin/cosmoshop/lshop.cgi?action=shopstart&ls=en
333-08 | F2 1 mg - 5 kg Set of weights | 1 | 1 | 1309 | KERN | 333-08 | https://www.kern-sohn.com/cgi-bin/cosmoshop/lshop.cgi?action=shopstart&ls=en
333-086 | F2 1 mg - 5 kg Set of weights | 1 | 1 | 1298 | KERN | 333-086 | https://www.kern-sohn.com/cgi-bin/cosmoshop/lshop.cgi?action=shopstart&ls=en
333-084 | F2 1 mg - 5 kg Set of weights | 1 | 1 | 1265 | KERN | 333-084 | https://www.kern-sohn.com/cgi-bin/cosmoshop/lshop.cgi?action=shopstart&ls=en
333-02 | F2 1 mg - 50 g Set of weights | 1 | 1 | 407 | KERN | 333-02 | https://www.kern-sohn.com/cgi-bin/cosmoshop/lshop.cgi?action=shopstart&ls=en
333-026 | F2 1 mg - 50 g Set of weights | 1 | 1 | 401.5 | KERN | 333-026 | https://www.kern-sohn.com/cgi-bin/cosmoshop/lshop.cgi?action=shopstart&ls=en
333-024 | F2 1 mg - 50 g Set of weights | 1 | 1 | 379.5 | KERN | 333-024 | https://www.kern-sohn.com/cgi-bin/cosmoshop/lshop.cgi?action=shopstart&ls=en
333-05 | F2 1 mg - 500 g Set of weights | 1 | 1 | 594 | KERN | 333-05 | https://www.kern-sohn.com/cgi-bin/cosmoshop/lshop.cgi?action=shopstart&ls=en
333-056 | F2 1 mg - 500 g Set of weights | 1 | 1 | 583 | KERN | 333-056 | https://www.kern-sohn.com/cgi-bin/cosmoshop/lshop.cgi?action=shopstart&ls=en
333-054 | F2 1 mg - 500 g Set of weights | 1 | 1 | 561 | KERN | 333-054 | https://www.kern-sohn.com/cgi-bin/cosmoshop/lshop.cgi?action=shopstart&ls=en
338-226 | F2 1 mg - 500 mg Set of weights | 1 | 1 | 201.3 | KERN | 338-226 | https://www.kern-sohn.com/cgi-bin/cosmoshop/lshop.cgi?action=shopstart&ls=en
338-22 | F2 1 mg - 500 mg Set of weights | 1 | 1 | 157.3 | KERN | 338-22 | https://www.kern-sohn.com/cgi-bin/cosmoshop/lshop.cgi?action=shopstart&ls=en
338-01 | F2 1 mg Test weight | 1 | 1 | 9.9 | KERN | 338-01 | https://www.kern-sohn.com/cgi-bin/cosmoshop/lshop.cgi?action=shopstart&ls=en
338-01 | F2 1 mg Test weight | 1 | 1 | 9.9 | KERN | 338-01 | https://www.kern-sohn.com/cgi-bin/cosmoshop/lshop.cgi?action=shopstart&ls=en
337-04 | F2 10 g Test weight | 1 | 1 | 25.3 | KERN | 337-04 | https://www.kern-sohn.com/cgi-bin/cosmoshop/lshop.cgi?action=shopstart&ls=en
336-37 | F2 10 kg Test weight | 1 | 1 | 748 | KERN | 336-37 | https://www.kern-sohn.com/cgi-bin/cosmoshop/lshop.cgi?action=shopstart&ls=en
337-141 | F2 10 kg Test weight | 1 | 1 | 660 | KERN | 337-141 | https://www.kern-sohn.com/cgi-bin/cosmoshop/lshop.cgi?action=shopstart&ls=en
337-14 | F2 10 kg Test weight | 1 | 1 | 434.5 | KERN | 337-14 | https://www.kern-sohn.com/cgi-bin/cosmoshop/lshop.cgi?action=shopstart&ls=en
338-04 | F2 10 mg Test weight | 1 | 1 | 9.9 | KERN | 338-04 | https://www.kern-sohn.com/cgi-bin/cosmoshop/lshop.cgi?action=shopstart&ls=en
338-04 | F2 10 mg Test weight | 1 | 1 | 9.9 | KERN | 338-04 | https://www.kern-sohn.com/cgi-bin/cosmoshop/lshop.cgi?action=shopstart&ls=en
337-07 | F2 100 g Test weight | 1 | 1 | 33 | KERN | 337-07 | https://www.kern-sohn.com/cgi-bin/cosmoshop/lshop.cgi?action=shopstart&ls=en
338-07 | F2 100 mg Test weight | 1 | 1 | 9.9 | KERN | 338-07 | https://www.kern-sohn.com/cgi-bin/cosmoshop/lshop.cgi?action=shopstart&ls=en
338-07 | F2 100 mg Test weight | 1 | 1 | 9.9 | KERN | 338-07 | https://www.kern-sohn.com/cgi-bin/cosmoshop/lshop.cgi?action=shopstart&ls=en
337-02 | F2 2 g Test weight | 1 | 1 | 22 | KERN | 337-02 | https://www.kern-sohn.com/cgi-bin/cosmoshop/lshop.cgi?action=shopstart&ls=en
337-12 | F2 2 kg Test weight | 1 | 1 | 132 | KERN | 337-12 | https://www.kern-sohn.com/cgi-bin/cosmoshop/lshop.cgi?action=shopstart&ls=en
338-02 | F2 2 mg Test weight | 1 | 1 | 9.9 | KERN | 338-02 | https://www.kern-sohn.com/cgi-bin/cosmoshop/lshop.cgi?action=shopstart&ls=en
338-02 | F2 2 mg Test weight | 1 | 1 | 9.9 | KERN | 338-02 | https://www.kern-sohn.com/cgi-bin/cosmoshop/lshop.cgi?action=shopstart&ls=en
337-05 | F2 20 g Test weight | 1 | 1 | 27.5 | KERN | 337-05 | https://www.kern-sohn.com/cgi-bin/cosmoshop/lshop.cgi?action=shopstart&ls=en
336-38 | F2 20 kg Test weight | 1 | 1 | 946 | KERN | 336-38 | https://www.kern-sohn.com/cgi-bin/cosmoshop/lshop.cgi?action=shopstart&ls=en
337-151 | F2 20 kg Test weight | 1 | 1 | 803 | KERN | 337-151 | https://www.kern-sohn.com/cgi-bin/cosmoshop/lshop.cgi?action=shopstart&ls=en
337-15 | F2 20 kg Test weight | 1 | 1 | 759 | KERN | 337-15 | https://www.kern-sohn.com/cgi-bin/cosmoshop/lshop.cgi?action=shopstart&ls=en
338-05 | F2 20 mg Test weight | 1 | 1 | 9.9 | KERN | 338-05 | https://www.kern-sohn.com/cgi-bin/cosmoshop/lshop.cgi?action=shopstart&ls=en
338-05 | F2 20 mg Test weight | 1 | 1 | 9.9 | KERN | 338-05 | https://www.kern-sohn.com/cgi-bin/cosmoshop/lshop.cgi?action=shopstart&ls=en
337-08 | F2 200 g Test weight | 1 | 1 | 44 | KERN | 337-08 | https://www.kern-sohn.com/cgi-bin/cosmoshop/lshop.cgi?action=shopstart&ls=en
338-08 | F2 200 mg Test weight | 1 | 1 | 9.9 | KERN | 338-08 | https://www.kern-sohn.com/cgi-bin/cosmoshop/lshop.cgi?action=shopstart&ls=en
338-08 | F2 200 mg Test weight | 1 | 1 | 9.9 | KERN | 338-08 | https://www.kern-sohn.com/cgi-bin/cosmoshop/lshop.cgi?action=shopstart&ls=en
337-03 | F2 5 g Test weight | 1 | 1 | 23.1 | KERN | 337-03 | https://www.kern-sohn.com/cgi-bin/cosmoshop/lshop.cgi?action=shopstart&ls=en
336-36 | F2 5 kg Test weight | 1 | 1 | 561 | KERN | 336-36 | https://www.kern-sohn.com/cgi-bin/cosmoshop/lshop.cgi?action=shopstart&ls=en
337-13 | F2 5 kg Test weight | 1 | 1 | 225.5 | KERN | 337-13 | https://www.kern-sohn.com/cgi-bin/cosmoshop/lshop.cgi?action=shopstart&ls=en
338-03 | F2 5 mg Test weight | 1 | 1 | 9.9 | KERN | 338-03 | https://www.kern-sohn.com/cgi-bin/cosmoshop/lshop.cgi?action=shopstart&ls=en
338-03 | F2 5 mg Test weight | 1 | 1 | 9.9 | KERN | 338-03 | https://www.kern-sohn.com/cgi-bin/cosmoshop/lshop.cgi?action=shopstart&ls=en
337-06 | F2 50 g Test weight | 1 | 1 | 29.7 | KERN | 337-06 | https://www.kern-sohn.com/cgi-bin/cosmoshop/lshop.cgi?action=shopstart&ls=en
336-39 | F2 50 kg Test weight | 1 | 1 | 2508 | KERN | 336-39 | https://www.kern-sohn.com/cgi-bin/cosmoshop/lshop.cgi?action=shopstart&ls=en
337-161 | F2 50 kg Test weight | 1 | 1 | 2167 | KERN | 337-161 | https://www.kern-sohn.com/cgi-bin/cosmoshop/lshop.cgi?action=shopstart&ls=en
337-16 | F2 50 kg Test weight | 1 | 1 | 1364 | KERN | 337-16 | https://www.kern-sohn.com/cgi-bin/cosmoshop/lshop.cgi?action=shopstart&ls=en
338-06 | F2 50 mg Test weight | 1 | 1 | 9.9 | KERN | 338-06 | https://www.kern-sohn.com/cgi-bin/cosmoshop/lshop.cgi?action=shopstart&ls=en
338-06 | F2 50 mg Test weight | 1 | 1 | 9.9 | KERN | 338-06 | https://www.kern-sohn.com/cgi-bin/cosmoshop/lshop.cgi?action=shopstart&ls=en
337-09 | F2 500 g Test weight | 1 | 1 | 62.7 | KERN | 337-09 | https://www.kern-sohn.com/cgi-bin/cosmoshop/lshop.cgi?action=shopstart&ls=en
338-09 | F2 500 mg Test weight | 1 | 1 | 9.9 | KERN | 338-09 | https://www.kern-sohn.com/cgi-bin/cosmoshop/lshop.cgi?action=shopstart&ls=en
338-09 | F2 500 mg Test weight | 1 | 1 | 9.9 | KERN | 338-09 | https://www.kern-sohn.com/cgi-bin/cosmoshop/lshop.cgi?action=shopstart&ls=en
961-100 | Factory calibration [spring scale] | 1 | 1 | 79.2 | KERN | 961-100 | https://www.kern-sohn.com/cgi-bin/cosmoshop/lshop.cgi?action=shopstart&ls=en
961-100R | Factory calibration [spring scale] | 1 | 1 | 79.2 | KERN | 961-100R | https://www.kern-sohn.com/cgi-bin/cosmoshop/lshop.cgi?action=shopstart&ls=en
961-113 | Factory calibration certificate | 1 | 1 | 132 | KERN | 961-113 | https://www.kern-sohn.com/cgi-bin/cosmoshop/lshop.cgi?action=shopstart&ls=en
961-112 | Factory calibration for coating thickness gauges | 1 | 1 | 187 | KERN | 961-112 | https://www.kern-sohn.com/cgi-bin/cosmoshop/lshop.cgi?action=shopstart&ls=en
961-112R | Factory calibration for coating thickness gauges | 1 | 1 | 187 | KERN | 961-112R | https://www.kern-sohn.com/cgi-bin/cosmoshop/lshop.cgi?action=shopstart&ls=en
961-110 | Factory calibration for coating thickness gauges | 1 | 1 | 132 | KERN | 961-110 | https://www.kern-sohn.com/cgi-bin/cosmoshop/lshop.cgi?action=shopstart&ls=en
961-110R | Factory calibration for coating thickness gauges | 1 | 1 | 132 | KERN | 961-110R | https://www.kern-sohn.com/cgi-bin/cosmoshop/lshop.cgi?action=shopstart&ls=en
961-132 | Factory calibration for hardness test block | 1 | 1 | 132 | KERN | 961-132 | https://www.kern-sohn.com/cgi-bin/cosmoshop/lshop.cgi?action=shopstart&ls=en
961-132R | Factory calibration for hardness test block | 1 | 1 | 132 | KERN | 961-132R | https://www.kern-sohn.com/cgi-bin/cosmoshop/lshop.cgi?action=shopstart&ls=en
961-261O | factory calibration Force | 1 | 1 | 148.5 | KERN | 961-261O | https://www.kern-sohn.com/cgi-bin/cosmoshop/lshop.cgi?action=shopstart&ls=en
961-363V | Factory calibration Force | 1 | 1 | 484 | KERN | 961-363V | https://www.kern-sohn.com/cgi-bin/cosmoshop/lshop.cgi?action=shopstart&ls=en
961-363VR | Factory calibration Force | 1 | 1 | 484 | KERN | 961-363VR | https://www.kern-sohn.com/cgi-bin/cosmoshop/lshop.cgi?action=shopstart&ls=en
961-363 | Factory calibration Force | 1 | 1 | 445.5 | KERN | 961-363 | https://www.kern-sohn.com/cgi-bin/cosmoshop/lshop.cgi?action=shopstart&ls=en
961-363O | Factory calibration Force | 1 | 1 | 445.5 | KERN | 961-363O | https://www.kern-sohn.com/cgi-bin/cosmoshop/lshop.cgi?action=shopstart&ls=en
961-363OR | Factory calibration Force | 1 | 1 | 445.5 | KERN | 961-363OR | https://www.kern-sohn.com/cgi-bin/cosmoshop/lshop.cgi?action=shopstart&ls=en
961-363R | Factory calibration Force | 1 | 1 | 445.5 | KERN | 961-363R | https://www.kern-sohn.com/cgi-bin/cosmoshop/lshop.cgi?action=shopstart&ls=en
961-362V | Factory calibration Force | 1 | 1 | 368.5 | KERN | 961-362V | https://www.kern-sohn.com/cgi-bin/cosmoshop/lshop.cgi?action=shopstart&ls=en
961-362VR | Factory calibration Force | 1 | 1 | 368.5 | KERN | 961-362VR | https://www.kern-sohn.com/cgi-bin/cosmoshop/lshop.cgi?action=shopstart&ls=en
961-362 | Factory calibration Force | 1 | 1 | 330 | KERN | 961-362 | https://www.kern-sohn.com/cgi-bin/cosmoshop/lshop.cgi?action=shopstart&ls=en
961-362O | Factory calibration Force | 1 | 1 | 330 | KERN | 961-362O | https://www.kern-sohn.com/cgi-bin/cosmoshop/lshop.cgi?action=shopstart&ls=en
961-362OR | Factory calibration Force | 1 | 1 | 330 | KERN | 961-362OR | https://www.kern-sohn.com/cgi-bin/cosmoshop/lshop.cgi?action=shopstart&ls=en
961-362R | Factory calibration Force | 1 | 1 | 330 | KERN | 961-362R | https://www.kern-sohn.com/cgi-bin/cosmoshop/lshop.cgi?action=shopstart&ls=en
961-361V | Factory calibration Force | 1 | 1 | 308 | KERN | 961-361V | https://www.kern-sohn.com/cgi-bin/cosmoshop/lshop.cgi?action=shopstart&ls=en
961-361VR | Factory calibration Force | 1 | 1 | 308 | KERN | 961-361VR | https://www.kern-sohn.com/cgi-bin/cosmoshop/lshop.cgi?action=shopstart&ls=en
961-263V | Factory calibration Force | 1 | 1 | 286 | KERN | 961-263V | https://www.kern-sohn.com/cgi-bin/cosmoshop/lshop.cgi?action=shopstart&ls=en
961-263VR | Factory calibration Force | 1 | 1 | 286 | KERN | 961-263VR | https://www.kern-sohn.com/cgi-bin/cosmoshop/lshop.cgi?action=shopstart&ls=en
961-361 | Factory calibration Force | 1 | 1 | 269.5 | KERN | 961-361 | https://www.kern-sohn.com/cgi-bin/cosmoshop/lshop.cgi?action=shopstart&ls=en
961-361O | Factory calibration Force | 1 | 1 | 269.5 | KERN | 961-361O | https://www.kern-sohn.com/cgi-bin/cosmoshop/lshop.cgi?action=shopstart&ls=en
961-361OR | Factory calibration Force | 1 | 1 | 269.5 | KERN | 961-361OR | https://www.kern-sohn.com/cgi-bin/cosmoshop/lshop.cgi?action=shopstart&ls=en
961-361R | Factory calibration Force | 1 | 1 | 269.5 | KERN | 961-361R | https://www.kern-sohn.com/cgi-bin/cosmoshop/lshop.cgi?action=shopstart&ls=en
961-263 | Factory calibration Force | 1 | 1 | 247.5 | KERN | 961-263 | https://www.kern-sohn.com/cgi-bin/cosmoshop/lshop.cgi?action=shopstart&ls=en
961-263O | Factory calibration Force | 1 | 1 | 247.5 | KERN | 961-263O | https://www.kern-sohn.com/cgi-bin/cosmoshop/lshop.cgi?action=shopstart&ls=en
961-263OR | Factory calibration Force | 1 | 1 | 247.5 | KERN | 961-263OR | https://www.kern-sohn.com/cgi-bin/cosmoshop/lshop.cgi?action=shopstart&ls=en
961-263R | Factory calibration Force | 1 | 1 | 247.5 | KERN | 961-263R | https://www.kern-sohn.com/cgi-bin/cosmoshop/lshop.cgi?action=shopstart&ls=en
961-262V | Factory calibration Force | 1 | 1 | 217.8 | KERN | 961-262V | https://www.kern-sohn.com/cgi-bin/cosmoshop/lshop.cgi?action=shopstart&ls=en
961-262VR | Factory calibration Force | 1 | 1 | 217.8 | KERN | 961-262VR | https://www.kern-sohn.com/cgi-bin/cosmoshop/lshop.cgi?action=shopstart&ls=en
961-261V | Factory calibration Force | 1 | 1 | 184.8 | KERN | 961-261V | https://www.kern-sohn.com/cgi-bin/cosmoshop/lshop.cgi?action=shopstart&ls=en
961-261VR | Factory calibration Force | 1 | 1 | 184.8 | KERN | 961-261VR | https://www.kern-sohn.com/cgi-bin/cosmoshop/lshop.cgi?action=shopstart&ls=en
961-262 | Factory calibration Force | 1 | 1 | 181.5 | KERN | 961-262 | https://www.kern-sohn.com/cgi-bin/cosmoshop/lshop.cgi?action=shopstart&ls=en
961-262O | Factory calibration Force | 1 | 1 | 181.5 | KERN | 961-262O | https://www.kern-sohn.com/cgi-bin/cosmoshop/lshop.cgi?action=shopstart&ls=en
961-261 | Factory calibration Force | 1 | 1 | 148.5 | KERN | 961-261 | https://www.kern-sohn.com/cgi-bin/cosmoshop/lshop.cgi?action=shopstart&ls=en
961-166V | Factory calibration Force | 1 | 1 | 396 | KERN | 961-166V | https://www.kern-sohn.com/cgi-bin/cosmoshop/lshop.cgi?action=shopstart&ls=en
961-166VR | Factory calibration Force | 1 | 1 | 396 | KERN | 961-166VR | https://www.kern-sohn.com/cgi-bin/cosmoshop/lshop.cgi?action=shopstart&ls=en
961-164V | Factory calibration Force | 1 | 1 | 363 | KERN | 961-164V | https://www.kern-sohn.com/cgi-bin/cosmoshop/lshop.cgi?action=shopstart&ls=en
961-164VR | Factory calibration Force | 1 | 1 | 363 | KERN | 961-164VR | https://www.kern-sohn.com/cgi-bin/cosmoshop/lshop.cgi?action=shopstart&ls=en
961-165V | Factory calibration Force | 1 | 1 | 363 | KERN | 961-165V | https://www.kern-sohn.com/cgi-bin/cosmoshop/lshop.cgi?action=shopstart&ls=en
961-165VR | Factory calibration Force | 1 | 1 | 363 | KERN | 961-165VR | https://www.kern-sohn.com/cgi-bin/cosmoshop/lshop.cgi?action=shopstart&ls=en
961-166 | Factory calibration Force | 1 | 1 | 357.5 | KERN | 961-166 | https://www.kern-sohn.com/cgi-bin/cosmoshop/lshop.cgi?action=shopstart&ls=en
961-166R | Factory calibration Force | 1 | 1 | 357.5 | KERN | 961-166R | https://www.kern-sohn.com/cgi-bin/cosmoshop/lshop.cgi?action=shopstart&ls=en
961-164 | Factory calibration Force | 1 | 1 | 324.5 | KERN | 961-164 | https://www.kern-sohn.com/cgi-bin/cosmoshop/lshop.cgi?action=shopstart&ls=en
961-164R | Factory calibration Force | 1 | 1 | 324.5 | KERN | 961-164R | https://www.kern-sohn.com/cgi-bin/cosmoshop/lshop.cgi?action=shopstart&ls=en
961-165 | Factory calibration Force | 1 | 1 | 324.5 | KERN | 961-165 | https://www.kern-sohn.com/cgi-bin/cosmoshop/lshop.cgi?action=shopstart&ls=en
961-165R | Factory calibration Force | 1 | 1 | 324.5 | KERN | 961-165R | https://www.kern-sohn.com/cgi-bin/cosmoshop/lshop.cgi?action=shopstart&ls=en
961-163V | Factory calibration Force | 1 | 1 | 286 | KERN | 961-163V | https://www.kern-sohn.com/cgi-bin/cosmoshop/lshop.cgi?action=shopstart&ls=en
961-163VR | Factory calibration Force | 1 | 1 | 286 | KERN | 961-163VR | https://www.kern-sohn.com/cgi-bin/cosmoshop/lshop.cgi?action=shopstart&ls=en
961-163 | Factory calibration Force | 1 | 1 | 247.5 | KERN | 961-163 | https://www.kern-sohn.com/cgi-bin/cosmoshop/lshop.cgi?action=shopstart&ls=en
961-163O | Factory calibration Force | 1 | 1 | 247.5 | KERN | 961-163O | https://www.kern-sohn.com/cgi-bin/cosmoshop/lshop.cgi?action=shopstart&ls=en
961-163R | Factory calibration Force | 1 | 1 | 247.5 | KERN | 961-163R | https://www.kern-sohn.com/cgi-bin/cosmoshop/lshop.cgi?action=shopstart&ls=en
961-162V | Factory calibration Force | 1 | 1 | 217.8 | KERN | 961-162V | https://www.kern-sohn.com/cgi-bin/cosmoshop/lshop.cgi?action=shopstart&ls=en
961-162VR | Factory calibration Force | 1 | 1 | 217.8 | KERN | 961-162VR | https://www.kern-sohn.com/cgi-bin/cosmoshop/lshop.cgi?action=shopstart&ls=en
961-161V | Factory calibration Force | 1 | 1 | 184.8 | KERN | 961-161V | https://www.kern-sohn.com/cgi-bin/cosmoshop/lshop.cgi?action=shopstart&ls=en
961-161VR | Factory calibration Force | 1 | 1 | 184.8 | KERN | 961-161VR | https://www.kern-sohn.com/cgi-bin/cosmoshop/lshop.cgi?action=shopstart&ls=en
961-162 | Factory calibration Force | 1 | 1 | 181.5 | KERN | 961-162 | https://www.kern-sohn.com/cgi-bin/cosmoshop/lshop.cgi?action=shopstart&ls=en
961-162O | Factory calibration Force | 1 | 1 | 181.5 | KERN | 961-162O | https://www.kern-sohn.com/cgi-bin/cosmoshop/lshop.cgi?action=shopstart&ls=en
961-161 | Factory calibration Force | 1 | 1 | 148.5 | KERN | 961-161 | https://www.kern-sohn.com/cgi-bin/cosmoshop/lshop.cgi?action=shopstart&ls=en
961-161O | Factory calibration Force | 1 | 1 | 148.5 | KERN | 961-161O | https://www.kern-sohn.com/cgi-bin/cosmoshop/lshop.cgi?action=shopstart&ls=en
961-161OR | Factory calibration Force | 1 | 1 | 148.5 | KERN | 961-161OR | https://www.kern-sohn.com/cgi-bin/cosmoshop/lshop.cgi?action=shopstart&ls=en
961-102K | Factory calibration Hand grip dynamometer | 1 | 1 | 132 | KERN | 961-102K | https://www.kern-sohn.com/cgi-bin/cosmoshop/lshop.cgi?action=shopstart&ls=en
961-167 | Factory calibration Hand grip dynamometer | 1 | 1 | 132 | KERN | 961-167 | https://www.kern-sohn.com/cgi-bin/cosmoshop/lshop.cgi?action=shopstart&ls=en
961-131R | Factory calibration hardness testing devices | 1 | 1 | 132 | KERN | 961-131R | https://www.kern-sohn.com/cgi-bin/cosmoshop/lshop.cgi?action=shopstart&ls=en
961-150R | Factory calibration length | 1 | 1 | 132 | KERN | 961-150R | https://www.kern-sohn.com/cgi-bin/cosmoshop/lshop.cgi?action=shopstart&ls=en
961-190 | Factory calibration Light | 1 | 1 | 181.5 | KERN | 961-190 | https://www.kern-sohn.com/cgi-bin/cosmoshop/lshop.cgi?action=shopstart&ls=en
961-114 | Factory calibration material thickness | 1 | 1 | 165 | KERN | 961-114 | https://www.kern-sohn.com/cgi-bin/cosmoshop/lshop.cgi?action=shopstart&ls=en
961-114R | Factory calibration material thickness | 1 | 1 | 165 | KERN | 961-114R | https://www.kern-sohn.com/cgi-bin/cosmoshop/lshop.cgi?action=shopstart&ls=en
961-106 | Factory calibration mechanical hanging scales | 1 | 1 | 550 | KERN | 961-106 | https://www.kern-sohn.com/cgi-bin/cosmoshop/lshop.cgi?action=shopstart&ls=en
961-106R | Factory calibration mechanical hanging scales | 1 | 1 | 550 | KERN | 961-106R | https://www.kern-sohn.com/cgi-bin/cosmoshop/lshop.cgi?action=shopstart&ls=en
961-105 | Factory calibration mechanical hanging scales | 1 | 1 | 484 | KERN | 961-105 | https://www.kern-sohn.com/cgi-bin/cosmoshop/lshop.cgi?action=shopstart&ls=en
961-105R | Factory calibration mechanical hanging scales | 1 | 1 | 484 | KERN | 961-105R | https://www.kern-sohn.com/cgi-bin/cosmoshop/lshop.cgi?action=shopstart&ls=en
961-104 | Factory calibration mechanical hanging scales | 1 | 1 | 242 | KERN | 961-104 | https://www.kern-sohn.com/cgi-bin/cosmoshop/lshop.cgi?action=shopstart&ls=en
961-104R | Factory calibration mechanical hanging scales | 1 | 1 | 242 | KERN | 961-104R | https://www.kern-sohn.com/cgi-bin/cosmoshop/lshop.cgi?action=shopstart&ls=en
961-103 | Factory calibration mechanical hanging scales | 1 | 1 | 181.5 | KERN | 961-103 | https://www.kern-sohn.com/cgi-bin/cosmoshop/lshop.cgi?action=shopstart&ls=en
961-103R | Factory calibration mechanical hanging scales | 1 | 1 | 181.5 | KERN | 961-103R | https://www.kern-sohn.com/cgi-bin/cosmoshop/lshop.cgi?action=shopstart&ls=en
961-102 | Factory calibration mechanical hanging scales | 1 | 1 | 115.5 | KERN | 961-102 | https://www.kern-sohn.com/cgi-bin/cosmoshop/lshop.cgi?action=shopstart&ls=en
961-102R | Factory calibration mechanical hanging scales | 1 | 1 | 115.5 | KERN | 961-102R | https://www.kern-sohn.com/cgi-bin/cosmoshop/lshop.cgi?action=shopstart&ls=en
961-101 | Factory calibration mechanical hanging scales | 1 | 1 | 96.8 | KERN | 961-101 | https://www.kern-sohn.com/cgi-bin/cosmoshop/lshop.cgi?action=shopstart&ls=en
961-101R | Factory calibration mechanical hanging scales | 1 | 1 | 96.8 | KERN | 961-101R | https://www.kern-sohn.com/cgi-bin/cosmoshop/lshop.cgi?action=shopstart&ls=en
961-115 | Factory calibration mechanical hanging scales | 1 | 1 | 13.2 | KERN | 961-115 | https://www.kern-sohn.com/cgi-bin/cosmoshop/lshop.cgi?action=shopstart&ls=en
961-290 | Factory calibration Refractometer | 1 | 1 | 108.9 | KERN | 961-290 | https://www.kern-sohn.com/cgi-bin/cosmoshop/lshop.cgi?action=shopstart&ls=en
961-290R | Factory calibration Refractometer | 1 | 1 | 108.9 | KERN | 961-290R | https://www.kern-sohn.com/cgi-bin/cosmoshop/lshop.cgi?action=shopstart&ls=en
961-281 | Factory calibration sound Level meter | 1 | 1 | 209 | KERN | 961-281 | https://www.kern-sohn.com/cgi-bin/cosmoshop/lshop.cgi?action=shopstart&ls=en
961-120 | Factory calibration Torque gauges | 1 | 1 | 187 | KERN | 961-120 | https://www.kern-sohn.com/cgi-bin/cosmoshop/lshop.cgi?action=shopstart&ls=en
961-120R | Factory calibration torque wrench testing device | 1 | 1 | 187 | KERN | 961-120R | https://www.kern-sohn.com/cgi-bin/cosmoshop/lshop.cgi?action=shopstart&ls=en
961-270 | Factory calibration UCI hardness tester | 1 | 1 | 286 | KERN | 961-270 | https://www.kern-sohn.com/cgi-bin/cosmoshop/lshop.cgi?action=shopstart&ls=en
961-270R | Factory calibration UCI hardness tester | 1 | 1 | 286 | KERN | 961-270R | https://www.kern-sohn.com/cgi-bin/cosmoshop/lshop.cgi?action=shopstart&ls=en
961-113R | Factory calibration ultrasonic material thickness | 1 | 1 | 132 | KERN | 961-113R | https://www.kern-sohn.com/cgi-bin/cosmoshop/lshop.cgi?action=shopstart&ls=en
961-262OR | Factory recalibration dynamometer | 1 | 1 | 181.5 | KERN | 961-262OR | https://www.kern-sohn.com/cgi-bin/cosmoshop/lshop.cgi?action=shopstart&ls=en
961-261OR | Factory recalibration dynamometer | 1 | 1 | 148.5 | KERN | 961-261OR | https://www.kern-sohn.com/cgi-bin/cosmoshop/lshop.cgi?action=shopstart&ls=en
961-262R | Factory recalibration dynamometer compression | 1 | 1 | 181.5 | KERN | 961-262R | https://www.kern-sohn.com/cgi-bin/cosmoshop/lshop.cgi?action=shopstart&ls=en
961-150 | Factory recalibration for length measuring devices | 1 | 1 | 132 | KERN | 961-150 | https://www.kern-sohn.com/cgi-bin/cosmoshop/lshop.cgi?action=shopstart&ls=en
961-163OR | Factory recalibration force gauges | 1 | 1 | 247.5 | KERN | 961-163OR | https://www.kern-sohn.com/cgi-bin/cosmoshop/lshop.cgi?action=shopstart&ls=en
961-162OR | Factory recalibration force gauges | 1 | 1 | 181.5 | KERN | 961-162OR | https://www.kern-sohn.com/cgi-bin/cosmoshop/lshop.cgi?action=shopstart&ls=en
961-162R | Factory recalibration force gauges | 1 | 1 | 181.5 | KERN | 961-162R | https://www.kern-sohn.com/cgi-bin/cosmoshop/lshop.cgi?action=shopstart&ls=en
961-161R | Factory recalibration force gauges | 1 | 1 | 148.5 | KERN | 961-161R | https://www.kern-sohn.com/cgi-bin/cosmoshop/lshop.cgi?action=shopstart&ls=en
961-102KR | Factory recalibration Hand grip dynamometer | 1 | 1 | 132 | KERN | 961-102KR | https://www.kern-sohn.com/cgi-bin/cosmoshop/lshop.cgi?action=shopstart&ls=en
961-167R | Factory recalibration Hand grip dynamometer | 1 | 1 | 132 | KERN | 961-167R | https://www.kern-sohn.com/cgi-bin/cosmoshop/lshop.cgi?action=shopstart&ls=en
961-131 | Factory re-calibration hardness testing devices | 1 | 1 | 132 | KERN | 961-131 | https://www.kern-sohn.com/cgi-bin/cosmoshop/lshop.cgi?action=shopstart&ls=en
OBB-A1170 | Filter blue | 1 | 1 | 20.9 | KERN | OBB-A1170 | https://www.kern-sohn.com/cgi-bin/cosmoshop/lshop.cgi?action=shopstart&ls=en
OBB-A1174 | Filter blue | 1 | 1 | 20.9 | KERN | OBB-A1174 | https://www.kern-sohn.com/cgi-bin/cosmoshop/lshop.cgi?action=shopstart&ls=en
OBB-A1466 | Filter Blue | 1 | 1 | 20.9 | KERN | OBB-A1466 | https://www.kern-sohn.com/cgi-bin/cosmoshop/lshop.cgi?action=shopstart&ls=en
OBB-A1510 | Filter Blue | 1 | 1 | 20.9 | KERN | OBB-A1510 | https://www.kern-sohn.com/cgi-bin/cosmoshop/lshop.cgi?action=shopstart&ls=en
OBB-A2434 | Filter blue | 1 | 1 | 20.9 | KERN | OBB-A2434 | https://www.kern-sohn.com/cgi-bin/cosmoshop/lshop.cgi?action=shopstart&ls=en
OBB-A3212 | Filter Blue | 1 | 1 | 20.9 | KERN | OBB-A3212 | https://www.kern-sohn.com/cgi-bin/cosmoshop/lshop.cgi?action=shopstart&ls=en
OBB-A1173 | Filter blue, incl. ring | 1 | 1 | 49.5 | KERN | OBB-A1173 | https://www.kern-sohn.com/cgi-bin/cosmoshop/lshop.cgi?action=shopstart&ls=en
OBB-A3209 | Filter Gray | 1 | 1 | 20.9 | KERN | OBB-A3209 | https://www.kern-sohn.com/cgi-bin/cosmoshop/lshop.cgi?action=shopstart&ls=en
OBB-A1188 | Filter green | 1 | 1 | 20.9 | KERN | OBB-A1188 | https://www.kern-sohn.com/cgi-bin/cosmoshop/lshop.cgi?action=shopstart&ls=en
OBB-A1190 | Filter green | 1 | 1 | 20.9 | KERN | OBB-A1190 | https://www.kern-sohn.com/cgi-bin/cosmoshop/lshop.cgi?action=shopstart&ls=en
OBB-A1467 | Filter Green | 1 | 1 | 20.9 | KERN | OBB-A1467 | https://www.kern-sohn.com/cgi-bin/cosmoshop/lshop.cgi?action=shopstart&ls=en
OBB-A1511 | Filter Green | 1 | 1 | 20.9 | KERN | OBB-A1511 | https://www.kern-sohn.com/cgi-bin/cosmoshop/lshop.cgi?action=shopstart&ls=en
OBB-A2435 | Filter green | 1 | 1 | 20.9 | KERN | OBB-A2435 | https://www.kern-sohn.com/cgi-bin/cosmoshop/lshop.cgi?action=shopstart&ls=en
OBB-A3210 | Filter Green | 1 | 1 | 20.9 | KERN | OBB-A3210 | https://www.kern-sohn.com/cgi-bin/cosmoshop/lshop.cgi?action=shopstart&ls=en
OBB-A1183 | Filter grey | 1 | 1 | 20.9 | KERN | OBB-A1183 | https://www.kern-sohn.com/cgi-bin/cosmoshop/lshop.cgi?action=shopstart&ls=en
OBB-A1184 | Filter grey | 1 | 1 | 20.9 | KERN | OBB-A1184 | https://www.kern-sohn.com/cgi-bin/cosmoshop/lshop.cgi?action=shopstart&ls=en
OBB-A1513 | Filter Grey | 1 | 1 | 20.9 | KERN | OBB-A1513 | https://www.kern-sohn.com/cgi-bin/cosmoshop/lshop.cgi?action=shopstart&ls=en
OBB-A1165 | Filter Yellow | 1 | 1 | 20.9 | KERN | OBB-A1165 | https://www.kern-sohn.com/cgi-bin/cosmoshop/lshop.cgi?action=shopstart&ls=en
OBB-A1468 | Filter Yellow | 1 | 1 | 20.9 | KERN | OBB-A1468 | https://www.kern-sohn.com/cgi-bin/cosmoshop/lshop.cgi?action=shopstart&ls=en
OBB-A1512 | Filter Yellow | 1 | 1 | 20.9 | KERN | OBB-A1512 | https://www.kern-sohn.com/cgi-bin/cosmoshop/lshop.cgi?action=shopstart&ls=en
OBB-A2436 | Filter yellow | 1 | 1 | 20.9 | KERN | OBB-A2436 | https://www.kern-sohn.com/cgi-bin/cosmoshop/lshop.cgi?action=shopstart&ls=en
OBB-A3211 | Filter Yellow | 1 | 1 | 20.9 | KERN | OBB-A3211 | https://www.kern-sohn.com/cgi-bin/cosmoshop/lshop.cgi?action=shopstart&ls=en
AC 14R | Fine point clamp | 1 | 1 | 60.5 | KERN | AC 14R | https://www.kern-sohn.com/cgi-bin/cosmoshop/lshop.cgi?action=shopstart&ls=en
AC 14 | Fine point clamp, 15 mm, 2 pieces | 1 | 1 | 60.5 | KERN | AC 14 | https://www.kern-sohn.com/cgi-bin/cosmoshop/lshop.cgi?action=shopstart&ls=en
OBB-A2424 | Fixed stage | 1 | 1 | 181.5 | KERN | OBB-A2424 | https://www.kern-sohn.com/cgi-bin/cosmoshop/lshop.cgi?action=shopstart&ls=en
AC 46 | Flat and rectangular fixture up to 1000 N | 1 | 1 | 99 | KERN | AC 46 | https://www.kern-sohn.com/cgi-bin/cosmoshop/lshop.cgi?action=shopstart&ls=en
AC 31 | Flat clamp with undulating jaws | 1 | 1 | 104.5 | KERN | AC 31 | https://www.kern-sohn.com/cgi-bin/cosmoshop/lshop.cgi?action=shopstart&ls=en
BFB 6T-3M | Floor scale | 1 | 1 | 2178 | KERN | BFB 6T-3M | https://www.kern-sohn.com/cgi-bin/cosmoshop/lshop.cgi?action=shopstart&ls=en
BFA 6T-3M | Floor scale | 1 | 1 | 1914 | KERN | BFA 6T-3M | https://www.kern-sohn.com/cgi-bin/cosmoshop/lshop.cgi?action=shopstart&ls=en
BFB 3T1LM | Floor scale | 1 | 1 | 1870 | KERN | BFB 3T1LM | https://www.kern-sohn.com/cgi-bin/cosmoshop/lshop.cgi?action=shopstart&ls=en
BID 3T-3DLM | Floor scale | 1 | 1 | 1672 | KERN | BID 3T-3DLM | https://www.kern-sohn.com/cgi-bin/cosmoshop/lshop.cgi?action=shopstart&ls=en
BFB 1T-4NM | Floor scale | 1 | 1 | 1639 | KERN | BFB 1T-4NM | https://www.kern-sohn.com/cgi-bin/cosmoshop/lshop.cgi?action=shopstart&ls=en
BFB 3T-3NM | Floor scale | 1 | 1 | 1639 | KERN | BFB 3T-3NM | https://www.kern-sohn.com/cgi-bin/cosmoshop/lshop.cgi?action=shopstart&ls=en
BFB 600K-1NM | Floor scale | 1 | 1 | 1639 | KERN | BFB 600K-1NM | https://www.kern-sohn.com/cgi-bin/cosmoshop/lshop.cgi?action=shopstart&ls=en
BID 1T-4LM | Floor scale | 1 | 1 | 1639 | KERN | BID 1T-4LM | https://www.kern-sohn.com/cgi-bin/cosmoshop/lshop.cgi?action=shopstart&ls=en
BID 3T-3LM | Floor scale | 1 | 1 | 1617 | KERN | BID 3T-3LM | https://www.kern-sohn.com/cgi-bin/cosmoshop/lshop.cgi?action=shopstart&ls=en
BXS 600K-1M | Floor scale | 1 | 1 | 1540 | KERN | BXS 600K-1M | https://www.kern-sohn.com/cgi-bin/cosmoshop/lshop.cgi?action=shopstart&ls=en
BXS 600K-1M | Floor scale | 1 | 1 | 1540 | KERN | BXS 600K-1M | https://www.kern-sohn.com/cgi-bin/cosmoshop/lshop.cgi?action=shopstart&ls=en
BID 3T-3DM | Floor scale | 1 | 1 | 1496 | KERN | BID 3T-3DM | https://www.kern-sohn.com/cgi-bin/cosmoshop/lshop.cgi?action=shopstart&ls=en
BID 1T-4DM | Floor scale | 1 | 1 | 1485 | KERN | BID 1T-4DM | https://www.kern-sohn.com/cgi-bin/cosmoshop/lshop.cgi?action=shopstart&ls=en
BID 600K-1DM | Floor scale | 1 | 1 | 1452 | KERN | BID 600K-1DM | https://www.kern-sohn.com/cgi-bin/cosmoshop/lshop.cgi?action=shopstart&ls=en
BID 3T-3M | Floor scale | 1 | 1 | 1419 | KERN | BID 3T-3M | https://www.kern-sohn.com/cgi-bin/cosmoshop/lshop.cgi?action=shopstart&ls=en
BFA 1T-4NM | Floor scale | 1 | 1 | 1408 | KERN | BFA 1T-4NM | https://www.kern-sohn.com/cgi-bin/cosmoshop/lshop.cgi?action=shopstart&ls=en
BFA 600K-1NM | Floor scale | 1 | 1 | 1408 | KERN | BFA 600K-1NM | https://www.kern-sohn.com/cgi-bin/cosmoshop/lshop.cgi?action=shopstart&ls=en
BFA 600K-1NM | Floor scale | 1 | 1 | 1408 | KERN | BFA 600K-1NM | https://www.kern-sohn.com/cgi-bin/cosmoshop/lshop.cgi?action=shopstart&ls=en
BID 1T-4M | Floor scale | 1 | 1 | 1408 | KERN | BID 1T-4M | https://www.kern-sohn.com/cgi-bin/cosmoshop/lshop.cgi?action=shopstart&ls=en
BID 600K-1M | Floor scale | 1 | 1 | 1375 | KERN | BID 600K-1M | https://www.kern-sohn.com/cgi-bin/cosmoshop/lshop.cgi?action=shopstart&ls=en
BIC 3T-3L | Floor scale | 1 | 1 | 1320 | KERN | BIC 3T-3L | https://www.kern-sohn.com/cgi-bin/cosmoshop/lshop.cgi?action=shopstart&ls=en
BXS 600K-1SM | Floor scale | 1 | 1 | 1309 | KERN | BXS 600K-1SM | https://www.kern-sohn.com/cgi-bin/cosmoshop/lshop.cgi?action=shopstart&ls=en
BID 1T-4EM | Floor scale | 1 | 1 | 1232 | KERN | BID 1T-4EM | https://www.kern-sohn.com/cgi-bin/cosmoshop/lshop.cgi?action=shopstart&ls=en
BFB 1T-4SNM | Floor scale | 1 | 1 | 1210 | KERN | BFB 1T-4SNM | https://www.kern-sohn.com/cgi-bin/cosmoshop/lshop.cgi?action=shopstart&ls=en
BFB 600K-1SNM | Floor scale | 1 | 1 | 1210 | KERN | BFB 600K-1SNM | https://www.kern-sohn.com/cgi-bin/cosmoshop/lshop.cgi?action=shopstart&ls=en
BID 1T-4DSM | Floor scale | 1 | 1 | 1199 | KERN | BID 1T-4DSM | https://www.kern-sohn.com/cgi-bin/cosmoshop/lshop.cgi?action=shopstart&ls=en
BID 600K-1DSM | Floor scale | 1 | 1 | 1199 | KERN | BID 600K-1DSM | https://www.kern-sohn.com/cgi-bin/cosmoshop/lshop.cgi?action=shopstart&ls=en
BXS 1.5T-4SM | Floor scale | 1 | 1 | 1155 | KERN | BXS 1.5T-4SM | https://www.kern-sohn.com/cgi-bin/cosmoshop/lshop.cgi?action=shopstart&ls=en
BID 1T-4SM | Floor scale | 1 | 1 | 1122 | KERN | BID 1T-4SM | https://www.kern-sohn.com/cgi-bin/cosmoshop/lshop.cgi?action=shopstart&ls=en
BID 600K-1SM | Floor scale | 1 | 1 | 1122 | KERN | BID 600K-1SM | https://www.kern-sohn.com/cgi-bin/cosmoshop/lshop.cgi?action=shopstart&ls=en
BIC 1T-4 | Floor scale | 1 | 1 | 1089 | KERN | BIC 1T-4 | https://www.kern-sohn.com/cgi-bin/cosmoshop/lshop.cgi?action=shopstart&ls=en
BIC 3T-3 | Floor scale | 1 | 1 | 1089 | KERN | BIC 3T-3 | https://www.kern-sohn.com/cgi-bin/cosmoshop/lshop.cgi?action=shopstart&ls=en
BIC 600K-1 | Floor scale | 1 | 1 | 1089 | KERN | BIC 600K-1 | https://www.kern-sohn.com/cgi-bin/cosmoshop/lshop.cgi?action=shopstart&ls=en
BFA 1T-4SNM | Floor scale | 1 | 1 | 957 | KERN | BFA 1T-4SNM | https://www.kern-sohn.com/cgi-bin/cosmoshop/lshop.cgi?action=shopstart&ls=en
BFA 1T-4SNM | Floor scale | 1 | 1 | 957 | KERN | BFA 1T-4SNM | https://www.kern-sohn.com/cgi-bin/cosmoshop/lshop.cgi?action=shopstart&ls=en
BFA 600K-1SNM | Floor scale | 1 | 1 | 946 | KERN | BFA 600K-1SNM | https://www.kern-sohn.com/cgi-bin/cosmoshop/lshop.cgi?action=shopstart&ls=en
BFS 600K-1NM | Floor scale | 1 | 1 | 869 | KERN | BFS 600K-1NM | https://www.kern-sohn.com/cgi-bin/cosmoshop/lshop.cgi?action=shopstart&ls=en
BIC 1T-4S | Floor scale | 1 | 1 | 825 | KERN | BIC 1T-4S | https://www.kern-sohn.com/cgi-bin/cosmoshop/lshop.cgi?action=shopstart&ls=en
BIC 600K-1S | Floor scale | 1 | 1 | 825 | KERN | BIC 600K-1S | https://www.kern-sohn.com/cgi-bin/cosmoshop/lshop.cgi?action=shopstart&ls=en
BFN 1.5T0.5M | Floor scale - stainless steel | 1 | 1 | 3575 | KERN | BFN 1.5T0.5M | https://www.kern-sohn.com/cgi-bin/cosmoshop/lshop.cgi?action=shopstart&ls=en
BFN 1.5T0.5M | Floor scale - stainless steel | 1 | 1 | 3575 | KERN | BFN 1.5T0.5M | https://www.kern-sohn.com/cgi-bin/cosmoshop/lshop.cgi?action=shopstart&ls=en
BFN 3T-3M | Floor scale - stainless steel | 1 | 1 | 3575 | KERN | BFN 3T-3M | https://www.kern-sohn.com/cgi-bin/cosmoshop/lshop.cgi?action=shopstart&ls=en
BFN 1T-4SM | Floor scale - stainless steel | 1 | 1 | 2805 | KERN | BFN 1T-4SM | https://www.kern-sohn.com/cgi-bin/cosmoshop/lshop.cgi?action=shopstart&ls=en
BFN 1T-4SM | Floor scale - stainless steel | 1 | 1 | 2805 | KERN | BFN 1T-4SM | https://www.kern-sohn.com/cgi-bin/cosmoshop/lshop.cgi?action=shopstart&ls=en
BFN 600K-1SM | Floor scale - stainless steel | 1 | 1 | 2805 | KERN | BFN 600K-1SM | https://www.kern-sohn.com/cgi-bin/cosmoshop/lshop.cgi?action=shopstart&ls=en
EOB-A02B | Floor stand - 1000 mm | 1 | 1 | 88 | KERN | EOB-A02B | https://www.kern-sohn.com/cgi-bin/cosmoshop/lshop.cgi?action=shopstart&ls=en
OCM 165 | Fluorescence microscope (Inverted) Trinocular | 1 | 1 | 8569 | KERN | OCM 165 | https://www.kern-sohn.com/cgi-bin/cosmoshop/lshop.cgi?action=shopstart&ls=en
OCM 166 | Fluorescence microscope Inverted | 1 | 1 | 9990 | KERN | OCM 166 | https://www.kern-sohn.com/cgi-bin/cosmoshop/lshop.cgi?action=shopstart&ls=en
OCM 168 | Fluorescence microscope Inverted | 1 | 1 | 9990 | KERN | OCM 168 | https://www.kern-sohn.com/cgi-bin/cosmoshop/lshop.cgi?action=shopstart&ls=en
OCM 167 | Fluorescence microscope Inverted | 1 | 1 | 8569 | KERN | OCM 167 | https://www.kern-sohn.com/cgi-bin/cosmoshop/lshop.cgi?action=shopstart&ls=en
OBN 148 | Fluorescence microscope Trinocular | 1 | 1 | 6193 | KERN | OBN 148 | https://www.kern-sohn.com/cgi-bin/cosmoshop/lshop.cgi?action=shopstart&ls=en
OBN 141 | Fluorescence microscope Trinocular | 1 | 1 | 4917 | KERN | OBN 141 | https://www.kern-sohn.com/cgi-bin/cosmoshop/lshop.cgi?action=shopstart&ls=en
OBN 147 | Fluorescence microscope Trinocular | 1 | 1 | 4829 | KERN | OBN 147 | https://www.kern-sohn.com/cgi-bin/cosmoshop/lshop.cgi?action=shopstart&ls=en
KXS-A03 | Foot switch | 1 | 1 | 143 | KERN | KXS-A03 | https://www.kern-sohn.com/cgi-bin/cosmoshop/lshop.cgi?action=shopstart&ls=en
KXS-A03E | Foot switch | 1 | 1 | 143 | KERN | KXS-A03E | https://www.kern-sohn.com/cgi-bin/cosmoshop/lshop.cgi?action=shopstart&ls=en
YKF-01 | Foot Switch | 1 | 1 | 93.5 | KERN | YKF-01 | https://www.kern-sohn.com/cgi-bin/cosmoshop/lshop.cgi?action=shopstart&ls=en
MBC-A05 | Foot-head rest | 1 | 1 | 93.5 | KERN | MBC-A05 | https://www.kern-sohn.com/cgi-bin/cosmoshop/lshop.cgi?action=shopstart&ls=en
335-240 | Forceps (stainless steel) | 1 | 1 | 9.9 | KERN | 335-240 | https://www.kern-sohn.com/cgi-bin/cosmoshop/lshop.cgi?action=shopstart&ls=en
315-245 | Forceps (stainless steel, silicone-coated tips) | 1 | 1 | 50.6 | KERN | 315-245 | https://www.kern-sohn.com/cgi-bin/cosmoshop/lshop.cgi?action=shopstart&ls=en
315-243 | Forceps (stainless steel, silicone-coated tips) | 1 | 1 | 15.4 | KERN | 315-243 | https://www.kern-sohn.com/cgi-bin/cosmoshop/lshop.cgi?action=shopstart&ls=en
OZB-A4670 | Frosted glass stage | 1 | 1 | 20.9 | KERN | OZB-A4670 | https://www.kern-sohn.com/cgi-bin/cosmoshop/lshop.cgi?action=shopstart&ls=en
OZB-A4815 | Frosted glass stage; 59,5 mm | 1 | 1 | 20.9 | KERN | OZB-A4815 | https://www.kern-sohn.com/cgi-bin/cosmoshop/lshop.cgi?action=shopstart&ls=en
OZB-A4813 | Frosted glass stage; 74,5 mm | 1 | 1 | 20.9 | KERN | OZB-A4813 | https://www.kern-sohn.com/cgi-bin/cosmoshop/lshop.cgi?action=shopstart&ls=en
OZB-A5192 | Frosted glass stage; 94.5 mm | 1 | 1 | 20.9 | KERN | OZB-A5192 | https://www.kern-sohn.com/cgi-bin/cosmoshop/lshop.cgi?action=shopstart&ls=en
OZB-A4805 | Frosted glass stage; 95 mm | 1 | 1 | 20.9 | KERN | OZB-A4805 | https://www.kern-sohn.com/cgi-bin/cosmoshop/lshop.cgi?action=shopstart&ls=en
EG-A03 | Glass draft shield | 1 | 1 | 275 | KERN | EG-A03 | https://www.kern-sohn.com/cgi-bin/cosmoshop/lshop.cgi?action=shopstart&ls=en
572-A05 | Glass draught guard with sliding doors | 1 | 1 | 253 | KERN | 572-A05 | https://www.kern-sohn.com/cgi-bin/cosmoshop/lshop.cgi?action=shopstart&ls=en
YMF-A01 | glass fiber filters (100 pieces ) | 1 | 1 | 44 | KERN | YMF-A01 | https://www.kern-sohn.com/cgi-bin/cosmoshop/lshop.cgi?action=shopstart&ls=en
OBB-A1378 | Glass plate (stage attachment) | 1 | 1 | 55 | KERN | OBB-A1378 | https://www.kern-sohn.com/cgi-bin/cosmoshop/lshop.cgi?action=shopstart&ls=en
OZB-A5190 | Glass stage; 94.5 mm | 1 | 1 | 20.9 | KERN | OZB-A5190 | https://www.kern-sohn.com/cgi-bin/cosmoshop/lshop.cgi?action=shopstart&ls=en
317-280 | Glove, cotton | 1 | 1 | 2.8 | KERN | 317-280 | https://www.kern-sohn.com/cgi-bin/cosmoshop/lshop.cgi?action=shopstart&ls=en
AC 09R | Grip clamp for tension tests | 1 | 1 | 49.5 | KERN | AC 09R | https://www.kern-sohn.com/cgi-bin/cosmoshop/lshop.cgi?action=shopstart&ls=en
AC 09 | Grip clamp, 2 pieces | 1 | 1 | 93.5 | KERN | AC 09 | https://www.kern-sohn.com/cgi-bin/cosmoshop/lshop.cgi?action=shopstart&ls=en
AFM 10 | Grub screw | 1 | 1 | 16.5 | KERN | AFM 10 | https://www.kern-sohn.com/cgi-bin/cosmoshop/lshop.cgi?action=shopstart&ls=en
AFM 20 | Grub screw | 1 | 1 | 16.5 | KERN | AFM 20 | https://www.kern-sohn.com/cgi-bin/cosmoshop/lshop.cgi?action=shopstart&ls=en
AFM 21 | Grub screw | 1 | 1 | 16.5 | KERN | AFM 21 | https://www.kern-sohn.com/cgi-bin/cosmoshop/lshop.cgi?action=shopstart&ls=en
MAP 130K1 | Hand grip dynamometer | 1 | 1 | 258.5 | KERN | MAP 130K1 | https://www.kern-sohn.com/cgi-bin/cosmoshop/lshop.cgi?action=shopstart&ls=en
MAP 80K1 | Hand grip dynamometer | 1 | 1 | 258.5 | KERN | MAP 80K1 | https://www.kern-sohn.com/cgi-bin/cosmoshop/lshop.cgi?action=shopstart&ls=en
MAP 80K1S | Hand grip dynamometer | 1 | 1 | 258.5 | KERN | MAP 80K1S | https://www.kern-sohn.com/cgi-bin/cosmoshop/lshop.cgi?action=shopstart&ls=en
MWA-A01 | Handrail - 1050 mm | 1 | 1 | 110 | KERN | MWA-A01 | https://www.kern-sohn.com/cgi-bin/cosmoshop/lshop.cgi?action=shopstart&ls=en
MWA-A01E | Handrail - 1050 mm | 1 | 1 | 110 | KERN | MWA-A01E | https://www.kern-sohn.com/cgi-bin/cosmoshop/lshop.cgi?action=shopstart&ls=en
MWA-A02 | Handrail - 1050 mm | 1 | 1 | 93.5 | KERN | MWA-A02 | https://www.kern-sohn.com/cgi-bin/cosmoshop/lshop.cgi?action=shopstart&ls=en
MTA 400K-1M | Hand-rail balance | 1 | 1 | 1375 | KERN | MTA 400K-1M | https://www.kern-sohn.com/cgi-bin/cosmoshop/lshop.cgi?action=shopstart&ls=en
MTS 300K100M | Hand-rail balance | 1 | 1 | 1232 | KERN | MTS 300K100M | https://www.kern-sohn.com/cgi-bin/cosmoshop/lshop.cgi?action=shopstart&ls=en
MWS-A02 | Handrail set | 1 | 1 | 605 | KERN | MWS-A02 | https://www.kern-sohn.com/cgi-bin/cosmoshop/lshop.cgi?action=shopstart&ls=en
MWA-A04 | Handrails with seat - 1125 mm | 1 | 1 | 847 | KERN | MWA-A04 | https://www.kern-sohn.com/cgi-bin/cosmoshop/lshop.cgi?action=shopstart&ls=en
HCB 1T-3 | Hanging balance | 1 | 1 | 275 | KERN | HCB 1T-3 | https://www.kern-sohn.com/cgi-bin/cosmoshop/lshop.cgi?action=shopstart&ls=en
HCN 100K200IP+C | Hanging balance | 1 | 1 | 269.5 | KERN | HCN 100K200IP+C | https://www.kern-sohn.com/cgi-bin/cosmoshop/lshop.cgi?action=shopstart&ls=en
HCN 200K500IP+C | Hanging balance | 1 | 1 | 269.5 | KERN | HCN 200K500IP+C | https://www.kern-sohn.com/cgi-bin/cosmoshop/lshop.cgi?action=shopstart&ls=en
HCN 50K100IP+C | Hanging balance | 1 | 1 | 247.5 | KERN | HCN 50K100IP+C | https://www.kern-sohn.com/cgi-bin/cosmoshop/lshop.cgi?action=shopstart&ls=en
HCB 99K50+C | Hanging balance | 1 | 1 | 236.5 | KERN | HCB 99K50+C | https://www.kern-sohn.com/cgi-bin/cosmoshop/lshop.cgi?action=shopstart&ls=en
HCB 50K20+C | Hanging balance | 1 | 1 | 231 | KERN | HCB 50K20+C | https://www.kern-sohn.com/cgi-bin/cosmoshop/lshop.cgi?action=shopstart&ls=en
HCB 0.5T-3 | Hanging balance | 1 | 1 | 209 | KERN | HCB 0.5T-3 | https://www.kern-sohn.com/cgi-bin/cosmoshop/lshop.cgi?action=shopstart&ls=en
CH 50K50+C | Hanging balance | 1 | 1 | 185.9 | KERN | CH 50K50+C | https://www.kern-sohn.com/cgi-bin/cosmoshop/lshop.cgi?action=shopstart&ls=en
CH 15K20+C | Hanging balance | 1 | 1 | 179.3 | KERN | CH 15K20+C | https://www.kern-sohn.com/cgi-bin/cosmoshop/lshop.cgi?action=shopstart&ls=en
CH 50K100+C | Hanging balance | 1 | 1 | 174.9 | KERN | CH 50K100+C | https://www.kern-sohn.com/cgi-bin/cosmoshop/lshop.cgi?action=shopstart&ls=en
HDB 10K10N+C | Hanging balance | 1 | 1 | 169.4 | KERN | HDB 10K10N+C | https://www.kern-sohn.com/cgi-bin/cosmoshop/lshop.cgi?action=shopstart&ls=en
HDB 5K5N+C | Hanging balance | 1 | 1 | 151.8 | KERN | HDB 5K5N+C | https://www.kern-sohn.com/cgi-bin/cosmoshop/lshop.cgi?action=shopstart&ls=en
HCN 100K200IP | Hanging balance | 1 | 1 | 143 | KERN | HCN 100K200IP | https://www.kern-sohn.com/cgi-bin/cosmoshop/lshop.cgi?action=shopstart&ls=en
HCN 200K500IP | Hanging balance | 1 | 1 | 143 | KERN | HCN 200K500IP | https://www.kern-sohn.com/cgi-bin/cosmoshop/lshop.cgi?action=shopstart&ls=en
HCN 50K100IP | Hanging balance | 1 | 1 | 143 | KERN | HCN 50K100IP | https://www.kern-sohn.com/cgi-bin/cosmoshop/lshop.cgi?action=shopstart&ls=en
HCB 200K100 | Hanging balance | 1 | 1 | 126.5 | KERN | HCB 200K100 | https://www.kern-sohn.com/cgi-bin/cosmoshop/lshop.cgi?action=shopstart&ls=en
HCB 50K20 | Hanging balance | 1 | 1 | 126.5 | KERN | HCB 50K20 | https://www.kern-sohn.com/cgi-bin/cosmoshop/lshop.cgi?action=shopstart&ls=en
HCB 20K10 | Hanging balance | 1 | 1 | 115.5 | KERN | HCB 20K10 | https://www.kern-sohn.com/cgi-bin/cosmoshop/lshop.cgi?action=shopstart&ls=en
HCB 99K50 | Hanging balance | 1 | 1 | 110 | KERN | HCB 99K50 | https://www.kern-sohn.com/cgi-bin/cosmoshop/lshop.cgi?action=shopstart&ls=en
HCB 100K200 | Hanging balance | 1 | 1 | 108.9 | KERN | HCB 100K200 | https://www.kern-sohn.com/cgi-bin/cosmoshop/lshop.cgi?action=shopstart&ls=en
HCB 200K500 | Hanging balance | 1 | 1 | 104.5 | KERN | HCB 200K500 | https://www.kern-sohn.com/cgi-bin/cosmoshop/lshop.cgi?action=shopstart&ls=en
HCB 50K100 | Hanging balance | 1 | 1 | 99 | KERN | HCB 50K100 | https://www.kern-sohn.com/cgi-bin/cosmoshop/lshop.cgi?action=shopstart&ls=en
HDB 10K-2XL | Hanging balance | 1 | 1 | 93.5 | KERN | HDB 10K-2XL | https://www.kern-sohn.com/cgi-bin/cosmoshop/lshop.cgi?action=shopstart&ls=en
HDB 30K-2XL | Hanging balance | 1 | 1 | 93.5 | KERN | HDB 30K-2XL | https://www.kern-sohn.com/cgi-bin/cosmoshop/lshop.cgi?action=shopstart&ls=en
HDB 6K-3XL | Hanging balance | 1 | 1 | 93.5 | KERN | HDB 6K-3XL | https://www.kern-sohn.com/cgi-bin/cosmoshop/lshop.cgi?action=shopstart&ls=en
CH 50K50 | Hanging balance | 1 | 1 | 82.5 | KERN | CH 50K50 | https://www.kern-sohn.com/cgi-bin/cosmoshop/lshop.cgi?action=shopstart&ls=en
CH 15K20 | Hanging balance | 1 | 1 | 75.9 | KERN | CH 15K20 | https://www.kern-sohn.com/cgi-bin/cosmoshop/lshop.cgi?action=shopstart&ls=en
CH 50K100 | Hanging balance | 1 | 1 | 71.5 | KERN | CH 50K100 | https://www.kern-sohn.com/cgi-bin/cosmoshop/lshop.cgi?action=shopstart&ls=en
OEM KÖ30K10 | Hanging balance | 1 | 1 | 71.5 | KERN | OEM KÖ30K10 | https://www.kern-sohn.com/cgi-bin/cosmoshop/lshop.cgi?action=shopstart&ls=en
HDB 10K10N | Hanging balance | 1 | 1 | 66 | KERN | HDB 10K10N | https://www.kern-sohn.com/cgi-bin/cosmoshop/lshop.cgi?action=shopstart&ls=en
HDB 5K5N | Hanging balance | 1 | 1 | 66 | KERN | HDB 5K5N | https://www.kern-sohn.com/cgi-bin/cosmoshop/lshop.cgi?action=shopstart&ls=en
HO-A09 | Hardness comparison plate | 1 | 1 | 434.5 | KERN | HO-A09 | https://www.kern-sohn.com/cgi-bin/cosmoshop/lshop.cgi?action=shopstart&ls=en
HO-A10 | Hardness comparison plate | 1 | 1 | 434.5 | KERN | HO-A10 | https://www.kern-sohn.com/cgi-bin/cosmoshop/lshop.cgi?action=shopstart&ls=en
HO-A11 | Hardness comparison plate | 1 | 1 | 434.5 | KERN | HO-A11 | https://www.kern-sohn.com/cgi-bin/cosmoshop/lshop.cgi?action=shopstart&ls=en
HO-A12 | Hardness comparison plate | 1 | 1 | 434.5 | KERN | HO-A12 | https://www.kern-sohn.com/cgi-bin/cosmoshop/lshop.cgi?action=shopstart&ls=en
MPE-A02 | Head rest | 1 | 1 | 44 | KERN | MPE-A02 | https://www.kern-sohn.com/cgi-bin/cosmoshop/lshop.cgi?action=shopstart&ls=en
MPE-A02E | Head rest | 1 | 1 | 44 | KERN | MPE-A02E | https://www.kern-sohn.com/cgi-bin/cosmoshop/lshop.cgi?action=shopstart&ls=en
AC 16R | Heavy duty clamp | 1 | 1 | 77 | KERN | AC 16R | https://www.kern-sohn.com/cgi-bin/cosmoshop/lshop.cgi?action=shopstart&ls=en
AC 16 | Heavy duty clamp, 2 pieces | 1 | 1 | 137.5 | KERN | AC 16 | https://www.kern-sohn.com/cgi-bin/cosmoshop/lshop.cgi?action=shopstart&ls=en
MBC-A01 | height meter | 1 | 1 | 121 | KERN | MBC-A01 | https://www.kern-sohn.com/cgi-bin/cosmoshop/lshop.cgi?action=shopstart&ls=en
AFH FAST | Highspeed data transfer software (20 Hz) | 1 | 1 | 126.5 | KERN | AFH FAST | https://www.kern-sohn.com/cgi-bin/cosmoshop/lshop.cgi?action=shopstart&ls=en
MSW 200 | Hip circumference measurement tape | 1 | 1 | 12.1 | KERN | MSW 200 | https://www.kern-sohn.com/cgi-bin/cosmoshop/lshop.cgi?action=shopstart&ls=en
OZB-A5306 | Holder for stereomicroscope stand | 1 | 1 | 269.5 | KERN | OZB-A5306 | https://www.kern-sohn.com/cgi-bin/cosmoshop/lshop.cgi?action=shopstart&ls=en
OZB-A5301 | Holder for stereomicroscope stand | 1 | 1 | 159.5 | KERN | OZB-A5301 | https://www.kern-sohn.com/cgi-bin/cosmoshop/lshop.cgi?action=shopstart&ls=en
TVO-A02 | Holder force gauge FH series for TVO test stand | 1 | 1 | 27.5 | KERN | TVO-A02 | https://www.kern-sohn.com/cgi-bin/cosmoshop/lshop.cgi?action=shopstart&ls=en
285-896 | Hook | 1 | 1 | 60.5 | KERN | 285-896 | https://www.kern-sohn.com/cgi-bin/cosmoshop/lshop.cgi?action=shopstart&ls=en
287-A02 | Hook | 1 | 1 | 28.6 | KERN | 287-A02 | https://www.kern-sohn.com/cgi-bin/cosmoshop/lshop.cgi?action=shopstart&ls=en
281-895 | Hook | 1 | 1 | 7.7 | KERN | 281-895 | https://www.kern-sohn.com/cgi-bin/cosmoshop/lshop.cgi?action=shopstart&ls=en
YHA-04 | Hook for crane balance | 1 | 1 | 451 | KERN | YHA-04 | https://www.kern-sohn.com/cgi-bin/cosmoshop/lshop.cgi?action=shopstart&ls=en
YHA-03 | Hook for crane balance | 1 | 1 | 253 | KERN | YHA-03 | https://www.kern-sohn.com/cgi-bin/cosmoshop/lshop.cgi?action=shopstart&ls=en
YHA-02 | Hook for crane balance | 1 | 1 | 209 | KERN | YHA-02 | https://www.kern-sohn.com/cgi-bin/cosmoshop/lshop.cgi?action=shopstart&ls=en
YHA-06 | Hook for crane balance | 1 | 1 | 137.5 | KERN | YHA-06 | https://www.kern-sohn.com/cgi-bin/cosmoshop/lshop.cgi?action=shopstart&ls=en
YHA-05 | Hook for crane balance | 1 | 1 | 121 | KERN | YHA-05 | https://www.kern-sohn.com/cgi-bin/cosmoshop/lshop.cgi?action=shopstart&ls=en
HFD-A03 | Hook for crane balance | 1 | 1 | 110 | KERN | HFD-A03 | https://www.kern-sohn.com/cgi-bin/cosmoshop/lshop.cgi?action=shopstart&ls=en
HFD-A02 | Hook for crane balance | 1 | 1 | 66 | KERN | HFD-A02 | https://www.kern-sohn.com/cgi-bin/cosmoshop/lshop.cgi?action=shopstart&ls=en
HFD-A01 | Hook for crane balance | 1 | 1 | 49.5 | KERN | HFD-A01 | https://www.kern-sohn.com/cgi-bin/cosmoshop/lshop.cgi?action=shopstart&ls=en
281-151-001 | Hook for spring balance | 1 | 1 | 8.8 | KERN | 281-151-001 | https://www.kern-sohn.com/cgi-bin/cosmoshop/lshop.cgi?action=shopstart&ls=en
PLJ-A02 | Hook for suspended weighing | 1 | 1 | 33 | KERN | PLJ-A02 | https://www.kern-sohn.com/cgi-bin/cosmoshop/lshop.cgi?action=shopstart&ls=en
AC 49 | Hook for tension test | 1 | 1 | 20.9 | KERN | AC 49 | https://www.kern-sohn.com/cgi-bin/cosmoshop/lshop.cgi?action=shopstart&ls=en
ac 491 | Hook for tension test | 1 | 1 | 20.9 | KERN | ac 491 | https://www.kern-sohn.com/cgi-bin/cosmoshop/lshop.cgi?action=shopstart&ls=en
EG-A07 | Hook for underfloor weighing | 1 | 1 | 44 | KERN | EG-A07 | https://www.kern-sohn.com/cgi-bin/cosmoshop/lshop.cgi?action=shopstart&ls=en
440-A01 | Hook for underfloor weighing | 1 | 1 | 27.5 | KERN | 440-A01 | https://www.kern-sohn.com/cgi-bin/cosmoshop/lshop.cgi?action=shopstart&ls=en
572-A03 | Hook with loop for underfloor 572/KB | 1 | 1 | 27.5 | KERN | 572-A03 | https://www.kern-sohn.com/cgi-bin/cosmoshop/lshop.cgi?action=shopstart&ls=en
FKA-A01 | Y cable (2 x RS-232) | 1 | 1 | 50.6 | KERN | FKA-A01 | https://www.kern-sohn.com/cgi-bin/cosmoshop/lshop.cgi?action=shopstart&ls=en
IKT-A02 | I/O Interface cable | 1 | 1 | 55 | KERN | IKT-A02 | https://www.kern-sohn.com/cgi-bin/cosmoshop/lshop.cgi?action=shopstart&ls=en
281-893 | Yarn clamp with eye-clip | 1 | 1 | 27.5 | KERN | 281-893 | https://www.kern-sohn.com/cgi-bin/cosmoshop/lshop.cgi?action=shopstart&ls=en
CFS-A04 | Y-Interface cable for RS 232, length appr. 1,5 m | 1 | 1 | 38.5 | KERN | CFS-A04 | https://www.kern-sohn.com/cgi-bin/cosmoshop/lshop.cgi?action=shopstart&ls=en
SXS 100K-2LM | Industrial balance | 1 | 1 | 1507 | KERN | SXS 100K-2LM | https://www.kern-sohn.com/cgi-bin/cosmoshop/lshop.cgi?action=shopstart&ls=en
SXS 300K-2M | Industrial balance | 1 | 1 | 1507 | KERN | SXS 300K-2M | https://www.kern-sohn.com/cgi-bin/cosmoshop/lshop.cgi?action=shopstart&ls=en
SXS 100K-2M | Industrial balance | 1 | 1 | 1232 | KERN | SXS 100K-2M | https://www.kern-sohn.com/cgi-bin/cosmoshop/lshop.cgi?action=shopstart&ls=en
SXS 30K-2LM | Industrial balance | 1 | 1 | 1232 | KERN | SXS 30K-2LM | https://www.kern-sohn.com/cgi-bin/cosmoshop/lshop.cgi?action=shopstart&ls=en
SXS 60K-2LM | Industrial balance | 1 | 1 | 1232 | KERN | SXS 60K-2LM | https://www.kern-sohn.com/cgi-bin/cosmoshop/lshop.cgi?action=shopstart&ls=en
IFB 600K-1M+V | Industrial balance | 1 | 1 | 1168.2 | KERN | IFB 600K-1M+V | https://www.kern-sohn.com/cgi-bin/cosmoshop/lshop.cgi?action=shopstart&ls=en
IFB 600K-1M | Industrial balance | 1 | 1 | 1023 | KERN | IFB 600K-1M | https://www.kern-sohn.com/cgi-bin/cosmoshop/lshop.cgi?action=shopstart&ls=en
IFB 600K-1M | Industrial balance | 1 | 1 | 1023 | KERN | IFB 600K-1M | https://www.kern-sohn.com/cgi-bin/cosmoshop/lshop.cgi?action=shopstart&ls=en
SXS 60K-2M | Industrial balance | 1 | 1 | 1006.5 | KERN | SXS 60K-2M | https://www.kern-sohn.com/cgi-bin/cosmoshop/lshop.cgi?action=shopstart&ls=en
SXS 10K-3LM | Industrial balance | 1 | 1 | 995.5 | KERN | SXS 10K-3LM | https://www.kern-sohn.com/cgi-bin/cosmoshop/lshop.cgi?action=shopstart&ls=en
SXS 30K-2M | Industrial balance | 1 | 1 | 995.5 | KERN | SXS 30K-2M | https://www.kern-sohn.com/cgi-bin/cosmoshop/lshop.cgi?action=shopstart&ls=en
IXS 100K-2LM | Industrial balance | 1 | 1 | 880 | KERN | IXS 100K-2LM | https://www.kern-sohn.com/cgi-bin/cosmoshop/lshop.cgi?action=shopstart&ls=en
IXS 300K-2M | Industrial balance | 1 | 1 | 880 | KERN | IXS 300K-2M | https://www.kern-sohn.com/cgi-bin/cosmoshop/lshop.cgi?action=shopstart&ls=en
IFB 600K-2 | Industrial balance | 1 | 1 | 869 | KERN | IFB 600K-2 | https://www.kern-sohn.com/cgi-bin/cosmoshop/lshop.cgi?action=shopstart&ls=en
IFB 600K-2 | Industrial balance | 1 | 1 | 869 | KERN | IFB 600K-2 | https://www.kern-sohn.com/cgi-bin/cosmoshop/lshop.cgi?action=shopstart&ls=en
IOC 600K-1M | Industrial balance | 1 | 1 | 869 | KERN | IOC 600K-1M | https://www.kern-sohn.com/cgi-bin/cosmoshop/lshop.cgi?action=shopstart&ls=en
IXS 100K-3L | Industrial balance | 1 | 1 | 869 | KERN | IXS 100K-3L | https://www.kern-sohn.com/cgi-bin/cosmoshop/lshop.cgi?action=shopstart&ls=en
IXS 100K-3L | Industrial balance | 1 | 1 | 869 | KERN | IXS 100K-3L | https://www.kern-sohn.com/cgi-bin/cosmoshop/lshop.cgi?action=shopstart&ls=en
IXS 300K-2 | Industrial balance | 1 | 1 | 869 | KERN | IXS 300K-2 | https://www.kern-sohn.com/cgi-bin/cosmoshop/lshop.cgi?action=shopstart&ls=en
KGP 100K-3L | Industrial balance | 1 | 1 | 858 | KERN | KGP 100K-3L | https://www.kern-sohn.com/cgi-bin/cosmoshop/lshop.cgi?action=shopstart&ls=en
KGP 300K-2L | Industrial balance | 1 | 1 | 858 | KERN | KGP 300K-2L | https://www.kern-sohn.com/cgi-bin/cosmoshop/lshop.cgi?action=shopstart&ls=en
IFB 150K20DLM+V | Industrial balance | 1 | 1 | 828.3 | KERN | IFB 150K20DLM+V | https://www.kern-sohn.com/cgi-bin/cosmoshop/lshop.cgi?action=shopstart&ls=en
IFB 300K50DM+V | Industrial balance | 1 | 1 | 828.3 | KERN | IFB 300K50DM+V | https://www.kern-sohn.com/cgi-bin/cosmoshop/lshop.cgi?action=shopstart&ls=en
IFB 60K10DLM+V | Industrial balance | 1 | 1 | 828.3 | KERN | IFB 60K10DLM+V | https://www.kern-sohn.com/cgi-bin/cosmoshop/lshop.cgi?action=shopstart&ls=en
IFB 60K10DM+V | Industrial balance | 1 | 1 | 828.3 | KERN | IFB 60K10DM+V | https://www.kern-sohn.com/cgi-bin/cosmoshop/lshop.cgi?action=shopstart&ls=en
IFS 100K-2LM | Industrial balance | 1 | 1 | 792 | KERN | IFS 100K-2LM | https://www.kern-sohn.com/cgi-bin/cosmoshop/lshop.cgi?action=shopstart&ls=en
IFS 300K-2M | Industrial balance | 1 | 1 | 792 | KERN | IFS 300K-2M | https://www.kern-sohn.com/cgi-bin/cosmoshop/lshop.cgi?action=shopstart&ls=en
IXS 100K-2M | Industrial balance | 1 | 1 | 792 | KERN | IXS 100K-2M | https://www.kern-sohn.com/cgi-bin/cosmoshop/lshop.cgi?action=shopstart&ls=en
IXS 100K-3 | Industrial balance | 1 | 1 | 792 | KERN | IXS 100K-3 | https://www.kern-sohn.com/cgi-bin/cosmoshop/lshop.cgi?action=shopstart&ls=en
IXS 30K-2LM | Industrial balance | 1 | 1 | 792 | KERN | IXS 30K-2LM | https://www.kern-sohn.com/cgi-bin/cosmoshop/lshop.cgi?action=shopstart&ls=en
IXS 30K-3L | Industrial balance | 1 | 1 | 792 | KERN | IXS 30K-3L | https://www.kern-sohn.com/cgi-bin/cosmoshop/lshop.cgi?action=shopstart&ls=en
IXS 60K-2LM | Industrial balance | 1 | 1 | 792 | KERN | IXS 60K-2LM | https://www.kern-sohn.com/cgi-bin/cosmoshop/lshop.cgi?action=shopstart&ls=en
IXS 60K-3L | Industrial balance | 1 | 1 | 792 | KERN | IXS 60K-3L | https://www.kern-sohn.com/cgi-bin/cosmoshop/lshop.cgi?action=shopstart&ls=en
IOC 100K-2LM+V | Industrial balance | 1 | 1 | 784.3 | KERN | IOC 100K-2LM+V | https://www.kern-sohn.com/cgi-bin/cosmoshop/lshop.cgi?action=shopstart&ls=en
SXS 10K-3M | Industrial balance | 1 | 1 | 770 | KERN | SXS 10K-3M | https://www.kern-sohn.com/cgi-bin/cosmoshop/lshop.cgi?action=shopstart&ls=en
SXS 6K-3M | Industrial balance | 1 | 1 | 770 | KERN | SXS 6K-3M | https://www.kern-sohn.com/cgi-bin/cosmoshop/lshop.cgi?action=shopstart&ls=en
IFB 100K-3L | Industrial balance | 1 | 1 | 759 | KERN | IFB 100K-3L | https://www.kern-sohn.com/cgi-bin/cosmoshop/lshop.cgi?action=shopstart&ls=en
IFB 300K-2 | Industrial balance | 1 | 1 | 759 | KERN | IFB 300K-2 | https://www.kern-sohn.com/cgi-bin/cosmoshop/lshop.cgi?action=shopstart&ls=en
IFB 300K-2 | Industrial balance | 1 | 1 | 759 | KERN | IFB 300K-2 | https://www.kern-sohn.com/cgi-bin/cosmoshop/lshop.cgi?action=shopstart&ls=en
IFB 300K50DM | Industrial balance | 1 | 1 | 737 | KERN | IFB 300K50DM | https://www.kern-sohn.com/cgi-bin/cosmoshop/lshop.cgi?action=shopstart&ls=en
IFB 300K50DM | Industrial balance | 1 | 1 | 737 | KERN | IFB 300K50DM | https://www.kern-sohn.com/cgi-bin/cosmoshop/lshop.cgi?action=shopstart&ls=en
IFB 150K20DLM | Industrial balance | 1 | 1 | 726 | KERN | IFB 150K20DLM | https://www.kern-sohn.com/cgi-bin/cosmoshop/lshop.cgi?action=shopstart&ls=en
IFB 150K20DLM | Industrial balance | 1 | 1 | 726 | KERN | IFB 150K20DLM | https://www.kern-sohn.com/cgi-bin/cosmoshop/lshop.cgi?action=shopstart&ls=en
SFE 100K-2XLNM | Industrial balance | 1 | 1 | 726 | KERN | SFE 100K-2XLNM | https://www.kern-sohn.com/cgi-bin/cosmoshop/lshop.cgi?action=shopstart&ls=en
SFE 100K-2XLNM | Industrial balance | 1 | 1 | 726 | KERN | SFE 100K-2XLNM | https://www.kern-sohn.com/cgi-bin/cosmoshop/lshop.cgi?action=shopstart&ls=en
SFE 300K-1LNM | Industrial balance | 1 | 1 | 726 | KERN | SFE 300K-1LNM | https://www.kern-sohn.com/cgi-bin/cosmoshop/lshop.cgi?action=shopstart&ls=en
SFE 300K-1LNM | Industrial balance | 1 | 1 | 726 | KERN | SFE 300K-1LNM | https://www.kern-sohn.com/cgi-bin/cosmoshop/lshop.cgi?action=shopstart&ls=en
IOC 300K-2M | Industrial balance | 1 | 1 | 715 | KERN | IOC 300K-2M | https://www.kern-sohn.com/cgi-bin/cosmoshop/lshop.cgi?action=shopstart&ls=en
IFS 100K-3 | Industrial balance | 1 | 1 | 693 | KERN | IFS 100K-3 | https://www.kern-sohn.com/cgi-bin/cosmoshop/lshop.cgi?action=shopstart&ls=en
IOC 100K-2LM | Industrial balance | 1 | 1 | 682 | KERN | IOC 100K-2LM | https://www.kern-sohn.com/cgi-bin/cosmoshop/lshop.cgi?action=shopstart&ls=en
IXS 10K-3LM | Industrial balance | 1 | 1 | 649 | KERN | IXS 10K-3LM | https://www.kern-sohn.com/cgi-bin/cosmoshop/lshop.cgi?action=shopstart&ls=en
IXS 10K-4L | Industrial balance | 1 | 1 | 649 | KERN | IXS 10K-4L | https://www.kern-sohn.com/cgi-bin/cosmoshop/lshop.cgi?action=shopstart&ls=en
IXS 30K-2M | Industrial balance | 1 | 1 | 649 | KERN | IXS 30K-2M | https://www.kern-sohn.com/cgi-bin/cosmoshop/lshop.cgi?action=shopstart&ls=en
IXS 30K-3 | Industrial balance | 1 | 1 | 649 | KERN | IXS 30K-3 | https://www.kern-sohn.com/cgi-bin/cosmoshop/lshop.cgi?action=shopstart&ls=en
IXS 60K-2M | Industrial balance | 1 | 1 | 649 | KERN | IXS 60K-2M | https://www.kern-sohn.com/cgi-bin/cosmoshop/lshop.cgi?action=shopstart&ls=en
IXS 60K-3 | Industrial balance | 1 | 1 | 649 | KERN | IXS 60K-3 | https://www.kern-sohn.com/cgi-bin/cosmoshop/lshop.cgi?action=shopstart&ls=en
IFB 150K20DM+V | Industrial balance | 1 | 1 | 646.8 | KERN | IFB 150K20DM+V | https://www.kern-sohn.com/cgi-bin/cosmoshop/lshop.cgi?action=shopstart&ls=en
KGP 100K-3 | Industrial balance | 1 | 1 | 638 | KERN | KGP 100K-3 | https://www.kern-sohn.com/cgi-bin/cosmoshop/lshop.cgi?action=shopstart&ls=en
KGP 60K-3L | Industrial balance | 1 | 1 | 638 | KERN | KGP 60K-3L | https://www.kern-sohn.com/cgi-bin/cosmoshop/lshop.cgi?action=shopstart&ls=en
IOC 100K-2M+V | Industrial balance | 1 | 1 | 613.8 | KERN | IOC 100K-2M+V | https://www.kern-sohn.com/cgi-bin/cosmoshop/lshop.cgi?action=shopstart&ls=en
IOC 60K-2LM+V | Industrial balance | 1 | 1 | 613.8 | KERN | IOC 60K-2LM+V | https://www.kern-sohn.com/cgi-bin/cosmoshop/lshop.cgi?action=shopstart&ls=en
IXS 10K-3M | Industrial balance | 1 | 1 | 583 | KERN | IXS 10K-3M | https://www.kern-sohn.com/cgi-bin/cosmoshop/lshop.cgi?action=shopstart&ls=en
IXS 10K-4 | Industrial balance | 1 | 1 | 572 | KERN | IXS 10K-4 | https://www.kern-sohn.com/cgi-bin/cosmoshop/lshop.cgi?action=shopstart&ls=en
IXS 6K-3M | Industrial balance | 1 | 1 | 572 | KERN | IXS 6K-3M | https://www.kern-sohn.com/cgi-bin/cosmoshop/lshop.cgi?action=shopstart&ls=en
IXS 6K-4 | Industrial balance | 1 | 1 | 572 | KERN | IXS 6K-4 | https://www.kern-sohn.com/cgi-bin/cosmoshop/lshop.cgi?action=shopstart&ls=en
KGP 60K-3 | Industrial balance | 1 | 1 | 572 | KERN | KGP 60K-3 | https://www.kern-sohn.com/cgi-bin/cosmoshop/lshop.cgi?action=shopstart&ls=en
SFE 100K-2LNM | Industrial balance | 1 | 1 | 572 | KERN | SFE 100K-2LNM | https://www.kern-sohn.com/cgi-bin/cosmoshop/lshop.cgi?action=shopstart&ls=en
SFE 100K-2LNM | Industrial balance | 1 | 1 | 572 | KERN | SFE 100K-2LNM | https://www.kern-sohn.com/cgi-bin/cosmoshop/lshop.cgi?action=shopstart&ls=en
SFE 60K-2LNM | Industrial balance | 1 | 1 | 572 | KERN | SFE 60K-2LNM | https://www.kern-sohn.com/cgi-bin/cosmoshop/lshop.cgi?action=shopstart&ls=en
SFE 60K-2LNM | Industrial balance | 1 | 1 | 572 | KERN | SFE 60K-2LNM | https://www.kern-sohn.com/cgi-bin/cosmoshop/lshop.cgi?action=shopstart&ls=en
IFB 60K10DLM | Industrial balance | 1 | 1 | 561 | KERN | IFB 60K10DLM | https://www.kern-sohn.com/cgi-bin/cosmoshop/lshop.cgi?action=shopstart&ls=en
IFB 60K10DLM | Industrial balance | 1 | 1 | 561 | KERN | IFB 60K10DLM | https://www.kern-sohn.com/cgi-bin/cosmoshop/lshop.cgi?action=shopstart&ls=en
IFB 150K20DM | Industrial balance | 1 | 1 | 544.5 | KERN | IFB 150K20DM | https://www.kern-sohn.com/cgi-bin/cosmoshop/lshop.cgi?action=shopstart&ls=en
IFB 150K20DM | Industrial balance | 1 | 1 | 544.5 | KERN | IFB 150K20DM | https://www.kern-sohn.com/cgi-bin/cosmoshop/lshop.cgi?action=shopstart&ls=en
EOC 100K-2XXL | Industrial balance | 1 | 1 | 539 | KERN | EOC 100K-2XXL | https://www.kern-sohn.com/cgi-bin/cosmoshop/lshop.cgi?action=shopstart&ls=en
IFB 100K-3 | Industrial balance | 1 | 1 | 539 | KERN | IFB 100K-3 | https://www.kern-sohn.com/cgi-bin/cosmoshop/lshop.cgi?action=shopstart&ls=en
IFB 60K-3L | Industrial balance | 1 | 1 | 539 | KERN | IFB 60K-3L | https://www.kern-sohn.com/cgi-bin/cosmoshop/lshop.cgi?action=shopstart&ls=en
IFB 60K-3L | Industrial balance | 1 | 1 | 539 | KERN | IFB 60K-3L | https://www.kern-sohn.com/cgi-bin/cosmoshop/lshop.cgi?action=shopstart&ls=en
KGP 10K-4L | Industrial balance | 1 | 1 | 539 | KERN | KGP 10K-4L | https://www.kern-sohn.com/cgi-bin/cosmoshop/lshop.cgi?action=shopstart&ls=en
KGP 30K-3L | Industrial balance | 1 | 1 | 539 | KERN | KGP 30K-3L | https://www.kern-sohn.com/cgi-bin/cosmoshop/lshop.cgi?action=shopstart&ls=en
EOC 100K-2XL | Industrial balance | 1 | 1 | 517 | KERN | EOC 100K-2XL | https://www.kern-sohn.com/cgi-bin/cosmoshop/lshop.cgi?action=shopstart&ls=en
EOC 300K-2L | Industrial balance | 1 | 1 | 517 | KERN | EOC 300K-2L | https://www.kern-sohn.com/cgi-bin/cosmoshop/lshop.cgi?action=shopstart&ls=en
IFB 15K2DLM+V | Industrial balance | 1 | 1 | 517 | KERN | IFB 15K2DLM+V | https://www.kern-sohn.com/cgi-bin/cosmoshop/lshop.cgi?action=shopstart&ls=en
IOC 100K-2M | Industrial balance | 1 | 1 | 511.5 | KERN | IOC 100K-2M | https://www.kern-sohn.com/cgi-bin/cosmoshop/lshop.cgi?action=shopstart&ls=en
IOC 60K-2LM | Industrial balance | 1 | 1 | 511.5 | KERN | IOC 60K-2LM | https://www.kern-sohn.com/cgi-bin/cosmoshop/lshop.cgi?action=shopstart&ls=en
IOC 60K-2M+V | Industrial balance | 1 | 1 | 509.3 | KERN | IOC 60K-2M+V | https://www.kern-sohn.com/cgi-bin/cosmoshop/lshop.cgi?action=shopstart&ls=en
IFB 30K-2AM+V | Industrial balance | 1 | 1 | 506 | KERN | IFB 30K-2AM+V | https://www.kern-sohn.com/cgi-bin/cosmoshop/lshop.cgi?action=shopstart&ls=en
KGP 10K-4 | Industrial balance | 1 | 1 | 495 | KERN | KGP 10K-4 | https://www.kern-sohn.com/cgi-bin/cosmoshop/lshop.cgi?action=shopstart&ls=en
KGP 30K-3 | Industrial balance | 1 | 1 | 495 | KERN | KGP 30K-3 | https://www.kern-sohn.com/cgi-bin/cosmoshop/lshop.cgi?action=shopstart&ls=en
KGP 6K-4L | Industrial balance | 1 | 1 | 495 | KERN | KGP 6K-4L | https://www.kern-sohn.com/cgi-bin/cosmoshop/lshop.cgi?action=shopstart&ls=en
KGP 6K-4 | Industrial balance | 1 | 1 | 473 | KERN | KGP 6K-4 | https://www.kern-sohn.com/cgi-bin/cosmoshop/lshop.cgi?action=shopstart&ls=en
SFE 100K-2NM | Industrial balance | 1 | 1 | 473 | KERN | SFE 100K-2NM | https://www.kern-sohn.com/cgi-bin/cosmoshop/lshop.cgi?action=shopstart&ls=en
SFE 100K-2NM | Industrial balance | 1 | 1 | 473 | KERN | SFE 100K-2NM | https://www.kern-sohn.com/cgi-bin/cosmoshop/lshop.cgi?action=shopstart&ls=en
IFB 6K-3SM+V | Industrial balance | 1 | 1 | 462 | KERN | IFB 6K-3SM+V | https://www.kern-sohn.com/cgi-bin/cosmoshop/lshop.cgi?action=shopstart&ls=en
SFE 10K-3LNM | Industrial balance | 1 | 1 | 462 | KERN | SFE 10K-3LNM | https://www.kern-sohn.com/cgi-bin/cosmoshop/lshop.cgi?action=shopstart&ls=en
SFE 10K-3LNM | Industrial balance | 1 | 1 | 462 | KERN | SFE 10K-3LNM | https://www.kern-sohn.com/cgi-bin/cosmoshop/lshop.cgi?action=shopstart&ls=en
IFB 60K10DM | Industrial balance | 1 | 1 | 451 | KERN | IFB 60K10DM | https://www.kern-sohn.com/cgi-bin/cosmoshop/lshop.cgi?action=shopstart&ls=en
IFB 60K10DM | Industrial balance | 1 | 1 | 451 | KERN | IFB 60K10DM | https://www.kern-sohn.com/cgi-bin/cosmoshop/lshop.cgi?action=shopstart&ls=en
SFE 60K-2NM | Industrial balance | 1 | 1 | 451 | KERN | SFE 60K-2NM | https://www.kern-sohn.com/cgi-bin/cosmoshop/lshop.cgi?action=shopstart&ls=en
SFE 60K-2NM | Industrial balance | 1 | 1 | 451 | KERN | SFE 60K-2NM | https://www.kern-sohn.com/cgi-bin/cosmoshop/lshop.cgi?action=shopstart&ls=en
IFB 15K2DM+V | Industrial balance | 1 | 1 | 445.5 | KERN | IFB 15K2DM+V | https://www.kern-sohn.com/cgi-bin/cosmoshop/lshop.cgi?action=shopstart&ls=en
IFB 6K1DM+V | Industrial balance | 1 | 1 | 445.5 | KERN | IFB 6K1DM+V | https://www.kern-sohn.com/cgi-bin/cosmoshop/lshop.cgi?action=shopstart&ls=en
IFB 15K2DLM | Industrial balance | 1 | 1 | 440 | KERN | IFB 15K2DLM | https://www.kern-sohn.com/cgi-bin/cosmoshop/lshop.cgi?action=shopstart&ls=en
IFB 15K2DLM | Industrial balance | 1 | 1 | 440 | KERN | IFB 15K2DLM | https://www.kern-sohn.com/cgi-bin/cosmoshop/lshop.cgi?action=shopstart&ls=en
IFB 10K-4L | Industrial balance | 1 | 1 | 429 | KERN | IFB 10K-4L | https://www.kern-sohn.com/cgi-bin/cosmoshop/lshop.cgi?action=shopstart&ls=en
IFB 10K-4L | Industrial balance | 1 | 1 | 429 | KERN | IFB 10K-4L | https://www.kern-sohn.com/cgi-bin/cosmoshop/lshop.cgi?action=shopstart&ls=en
IFB 30K-3 | Industrial balance | 1 | 1 | 429 | KERN | IFB 30K-3 | https://www.kern-sohn.com/cgi-bin/cosmoshop/lshop.cgi?action=shopstart&ls=en
IFB 30K-3 | Industrial balance | 1 | 1 | 429 | KERN | IFB 30K-3 | https://www.kern-sohn.com/cgi-bin/cosmoshop/lshop.cgi?action=shopstart&ls=en
IFB 30K5DM | Industrial balance | 1 | 1 | 429 | KERN | IFB 30K5DM | https://www.kern-sohn.com/cgi-bin/cosmoshop/lshop.cgi?action=shopstart&ls=en
IFB 30K5DM | Industrial balance | 1 | 1 | 429 | KERN | IFB 30K5DM | https://www.kern-sohn.com/cgi-bin/cosmoshop/lshop.cgi?action=shopstart&ls=en
IFB 60K-3 | Industrial balance | 1 | 1 | 429 | KERN | IFB 60K-3 | https://www.kern-sohn.com/cgi-bin/cosmoshop/lshop.cgi?action=shopstart&ls=en
IFB 60K-3 | Industrial balance | 1 | 1 | 429 | KERN | IFB 60K-3 | https://www.kern-sohn.com/cgi-bin/cosmoshop/lshop.cgi?action=shopstart&ls=en
IFS 6K-4S | Industrial balance | 1 | 1 | 429 | KERN | IFS 6K-4S | https://www.kern-sohn.com/cgi-bin/cosmoshop/lshop.cgi?action=shopstart&ls=en
IOC 60K-2M | Industrial balance | 1 | 1 | 407 | KERN | IOC 60K-2M | https://www.kern-sohn.com/cgi-bin/cosmoshop/lshop.cgi?action=shopstart&ls=en
SFE 6K-3NM | Industrial balance | 1 | 1 | 407 | KERN | SFE 6K-3NM | https://www.kern-sohn.com/cgi-bin/cosmoshop/lshop.cgi?action=shopstart&ls=en
SFE 6K-3NM | Industrial balance | 1 | 1 | 407 | KERN | SFE 6K-3NM | https://www.kern-sohn.com/cgi-bin/cosmoshop/lshop.cgi?action=shopstart&ls=en
IOC 10K-3LM | Industrial balance | 1 | 1 | 396 | KERN | IOC 10K-3LM | https://www.kern-sohn.com/cgi-bin/cosmoshop/lshop.cgi?action=shopstart&ls=en
IOC 30K-3M | Industrial balance | 1 | 1 | 396 | KERN | IOC 30K-3M | https://www.kern-sohn.com/cgi-bin/cosmoshop/lshop.cgi?action=shopstart&ls=en
SFE 10K-3NM | Industrial balance | 1 | 1 | 396 | KERN | SFE 10K-3NM | https://www.kern-sohn.com/cgi-bin/cosmoshop/lshop.cgi?action=shopstart&ls=en
SFE 10K-3NM | Industrial balance | 1 | 1 | 396 | KERN | SFE 10K-3NM | https://www.kern-sohn.com/cgi-bin/cosmoshop/lshop.cgi?action=shopstart&ls=en
SFE 30K-2NM | Industrial balance | 1 | 1 | 396 | KERN | SFE 30K-2NM | https://www.kern-sohn.com/cgi-bin/cosmoshop/lshop.cgi?action=shopstart&ls=en
SFE 30K-2NM | Industrial balance | 1 | 1 | 396 | KERN | SFE 30K-2NM | https://www.kern-sohn.com/cgi-bin/cosmoshop/lshop.cgi?action=shopstart&ls=en
IFB 3K-4 | Industrial balance | 1 | 1 | 385 | KERN | IFB 3K-4 | https://www.kern-sohn.com/cgi-bin/cosmoshop/lshop.cgi?action=shopstart&ls=en
IFB 3K-4 | Industrial balance | 1 | 1 | 385 | KERN | IFB 3K-4 | https://www.kern-sohn.com/cgi-bin/cosmoshop/lshop.cgi?action=shopstart&ls=en
IFB 6K-3SM | Industrial balance | 1 | 1 | 385 | KERN | IFB 6K-3SM | https://www.kern-sohn.com/cgi-bin/cosmoshop/lshop.cgi?action=shopstart&ls=en
IFB 6K-3SM | Industrial balance | 1 | 1 | 385 | KERN | IFB 6K-3SM | https://www.kern-sohn.com/cgi-bin/cosmoshop/lshop.cgi?action=shopstart&ls=en
IFB 6K-4 | Industrial balance | 1 | 1 | 385 | KERN | IFB 6K-4 | https://www.kern-sohn.com/cgi-bin/cosmoshop/lshop.cgi?action=shopstart&ls=en
IFB 6K-4 | Industrial balance | 1 | 1 | 385 | KERN | IFB 6K-4 | https://www.kern-sohn.com/cgi-bin/cosmoshop/lshop.cgi?action=shopstart&ls=en
IFS 6K-3SM | Industrial balance | 1 | 1 | 385 | KERN | IFS 6K-3SM | https://www.kern-sohn.com/cgi-bin/cosmoshop/lshop.cgi?action=shopstart&ls=en
EOC 100K-3L | Industrial balance | 1 | 1 | 374 | KERN | EOC 100K-3L | https://www.kern-sohn.com/cgi-bin/cosmoshop/lshop.cgi?action=shopstart&ls=en
EOC 300K-3 | Industrial balance | 1 | 1 | 374 | KERN | EOC 300K-3 | https://www.kern-sohn.com/cgi-bin/cosmoshop/lshop.cgi?action=shopstart&ls=en
EOC 30K-4 | Industrial balance | 1 | 1 | 374 | KERN | EOC 30K-4 | https://www.kern-sohn.com/cgi-bin/cosmoshop/lshop.cgi?action=shopstart&ls=en
EOC 60K-3L | Industrial balance | 1 | 1 | 374 | KERN | EOC 60K-3L | https://www.kern-sohn.com/cgi-bin/cosmoshop/lshop.cgi?action=shopstart&ls=en
IFB 10K-4 | Industrial balance | 1 | 1 | 374 | KERN | IFB 10K-4 | https://www.kern-sohn.com/cgi-bin/cosmoshop/lshop.cgi?action=shopstart&ls=en
IFB 10K-4 | Industrial balance | 1 | 1 | 374 | KERN | IFB 10K-4 | https://www.kern-sohn.com/cgi-bin/cosmoshop/lshop.cgi?action=shopstart&ls=en
IFB 6K-4S | Industrial balance | 1 | 1 | 374 | KERN | IFB 6K-4S | https://www.kern-sohn.com/cgi-bin/cosmoshop/lshop.cgi?action=shopstart&ls=en
IFB 6K-4S | Industrial balance | 1 | 1 | 374 | KERN | IFB 6K-4S | https://www.kern-sohn.com/cgi-bin/cosmoshop/lshop.cgi?action=shopstart&ls=en
IFB 15K2DM | Industrial balance | 1 | 1 | 368.5 | KERN | IFB 15K2DM | https://www.kern-sohn.com/cgi-bin/cosmoshop/lshop.cgi?action=shopstart&ls=en
IFB 15K2DM | Industrial balance | 1 | 1 | 368.5 | KERN | IFB 15K2DM | https://www.kern-sohn.com/cgi-bin/cosmoshop/lshop.cgi?action=shopstart&ls=en
IFB 6K1DM | Industrial balance | 1 | 1 | 368.5 | KERN | IFB 6K1DM | https://www.kern-sohn.com/cgi-bin/cosmoshop/lshop.cgi?action=shopstart&ls=en
IFB 6K1DM | Industrial balance | 1 | 1 | 368.5 | KERN | IFB 6K1DM | https://www.kern-sohn.com/cgi-bin/cosmoshop/lshop.cgi?action=shopstart&ls=en
EOC 100K-2A | Industrial balance | 1 | 1 | 363 | KERN | EOC 100K-2A | https://www.kern-sohn.com/cgi-bin/cosmoshop/lshop.cgi?action=shopstart&ls=en
EOC 100K-2L | Industrial balance | 1 | 1 | 363 | KERN | EOC 100K-2L | https://www.kern-sohn.com/cgi-bin/cosmoshop/lshop.cgi?action=shopstart&ls=en
EOC 300K-2 | Industrial balance | 1 | 1 | 363 | KERN | EOC 300K-2 | https://www.kern-sohn.com/cgi-bin/cosmoshop/lshop.cgi?action=shopstart&ls=en
EOC 30K-3L | Industrial balance | 1 | 1 | 363 | KERN | EOC 30K-3L | https://www.kern-sohn.com/cgi-bin/cosmoshop/lshop.cgi?action=shopstart&ls=en
EOC 60K-2L | Industrial balance | 1 | 1 | 363 | KERN | EOC 60K-2L | https://www.kern-sohn.com/cgi-bin/cosmoshop/lshop.cgi?action=shopstart&ls=en
IOC 6K-3M | Industrial balance | 1 | 1 | 352 | KERN | IOC 6K-3M | https://www.kern-sohn.com/cgi-bin/cosmoshop/lshop.cgi?action=shopstart&ls=en
EOC 100K-3 | Industrial balance | 1 | 1 | 341 | KERN | EOC 100K-3 | https://www.kern-sohn.com/cgi-bin/cosmoshop/lshop.cgi?action=shopstart&ls=en
EOC 10K-4 | Industrial balance | 1 | 1 | 341 | KERN | EOC 10K-4 | https://www.kern-sohn.com/cgi-bin/cosmoshop/lshop.cgi?action=shopstart&ls=en
EOC 30K-4S | Industrial balance | 1 | 1 | 341 | KERN | EOC 30K-4S | https://www.kern-sohn.com/cgi-bin/cosmoshop/lshop.cgi?action=shopstart&ls=en
EOC 60K-3 | Industrial balance | 1 | 1 | 341 | KERN | EOC 60K-3 | https://www.kern-sohn.com/cgi-bin/cosmoshop/lshop.cgi?action=shopstart&ls=en
IOC 10K-3M | Industrial balance | 1 | 1 | 324.5 | KERN | IOC 10K-3M | https://www.kern-sohn.com/cgi-bin/cosmoshop/lshop.cgi?action=shopstart&ls=en
EOC 10K-3A | Industrial balance | 1 | 1 | 319 | KERN | EOC 10K-3A | https://www.kern-sohn.com/cgi-bin/cosmoshop/lshop.cgi?action=shopstart&ls=en
EOC 20K-3A | Industrial balance | 1 | 1 | 319 | KERN | EOC 20K-3A | https://www.kern-sohn.com/cgi-bin/cosmoshop/lshop.cgi?action=shopstart&ls=en
EOC 60K-3A | Industrial balance | 1 | 1 | 319 | KERN | EOC 60K-3A | https://www.kern-sohn.com/cgi-bin/cosmoshop/lshop.cgi?action=shopstart&ls=en
EOC 6K-4A | Industrial balance | 1 | 1 | 319 | KERN | EOC 6K-4A | https://www.kern-sohn.com/cgi-bin/cosmoshop/lshop.cgi?action=shopstart&ls=en
EOC 100K-2 | Industrial balance | 1 | 1 | 308 | KERN | EOC 100K-2 | https://www.kern-sohn.com/cgi-bin/cosmoshop/lshop.cgi?action=shopstart&ls=en
EOC 30K-3 | Industrial balance | 1 | 1 | 308 | KERN | EOC 30K-3 | https://www.kern-sohn.com/cgi-bin/cosmoshop/lshop.cgi?action=shopstart&ls=en
EOC 60K-2 | Industrial balance | 1 | 1 | 308 | KERN | EOC 60K-2 | https://www.kern-sohn.com/cgi-bin/cosmoshop/lshop.cgi?action=shopstart&ls=en
EOC 10K-3 | Industrial balance | 1 | 1 | 297 | KERN | EOC 10K-3 | https://www.kern-sohn.com/cgi-bin/cosmoshop/lshop.cgi?action=shopstart&ls=en
EOC 6K-3 | Industrial balance | 1 | 1 | 297 | KERN | EOC 6K-3 | https://www.kern-sohn.com/cgi-bin/cosmoshop/lshop.cgi?action=shopstart&ls=en
SFB 100K-2XLM | Industrial balance - stainless steel | 1 | 1 | 1265 | KERN | SFB 100K-2XLM | https://www.kern-sohn.com/cgi-bin/cosmoshop/lshop.cgi?action=shopstart&ls=en
SFB 100K-2XLM | Industrial balance - stainless steel | 1 | 1 | 1265 | KERN | SFB 100K-2XLM | https://www.kern-sohn.com/cgi-bin/cosmoshop/lshop.cgi?action=shopstart&ls=en
SFB 100K-2XL | Industrial balance - stainless steel | 1 | 1 | 1243 | KERN | SFB 100K-2XL | https://www.kern-sohn.com/cgi-bin/cosmoshop/lshop.cgi?action=shopstart&ls=en
SFB 100K-2XL | Industrial balance - stainless steel | 1 | 1 | 1243 | KERN | SFB 100K-2XL | https://www.kern-sohn.com/cgi-bin/cosmoshop/lshop.cgi?action=shopstart&ls=en
SFB 100K-2LM | Industrial balance - stainless steel | 1 | 1 | 1111 | KERN | SFB 100K-2LM | https://www.kern-sohn.com/cgi-bin/cosmoshop/lshop.cgi?action=shopstart&ls=en
SFB 100K-2LM | Industrial balance - stainless steel | 1 | 1 | 1111 | KERN | SFB 100K-2LM | https://www.kern-sohn.com/cgi-bin/cosmoshop/lshop.cgi?action=shopstart&ls=en
SFB 60K-2XLM | Industrial balance - stainless steel | 1 | 1 | 1023 | KERN | SFB 60K-2XLM | https://www.kern-sohn.com/cgi-bin/cosmoshop/lshop.cgi?action=shopstart&ls=en
SFB 60K-2XLM | Industrial balance - stainless steel | 1 | 1 | 1023 | KERN | SFB 60K-2XLM | https://www.kern-sohn.com/cgi-bin/cosmoshop/lshop.cgi?action=shopstart&ls=en
SFB 50K-3XL | Industrial balance - stainless steel | 1 | 1 | 913 | KERN | SFB 50K-3XL | https://www.kern-sohn.com/cgi-bin/cosmoshop/lshop.cgi?action=shopstart&ls=en
SFB 50K-3XL | Industrial balance - stainless steel | 1 | 1 | 913 | KERN | SFB 50K-3XL | https://www.kern-sohn.com/cgi-bin/cosmoshop/lshop.cgi?action=shopstart&ls=en
SFB 100K-2HM | Industrial balance - stainless steel | 1 | 1 | 836 | KERN | SFB 100K-2HM | https://www.kern-sohn.com/cgi-bin/cosmoshop/lshop.cgi?action=shopstart&ls=en
SFB 100K-2HM | Industrial balance - stainless steel | 1 | 1 | 836 | KERN | SFB 100K-2HM | https://www.kern-sohn.com/cgi-bin/cosmoshop/lshop.cgi?action=shopstart&ls=en
SFB 60K20LHIPM | Industrial balance - stainless steel | 1 | 1 | 814 | KERN | SFB 60K20LHIPM | https://www.kern-sohn.com/cgi-bin/cosmoshop/lshop.cgi?action=shopstart&ls=en
SFB 60K20LHIPM | Industrial balance - stainless steel | 1 | 1 | 814 | KERN | SFB 60K20LHIPM | https://www.kern-sohn.com/cgi-bin/cosmoshop/lshop.cgi?action=shopstart&ls=en
SFB 100K10HIP | Industrial balance - stainless steel | 1 | 1 | 803 | KERN | SFB 100K10HIP | https://www.kern-sohn.com/cgi-bin/cosmoshop/lshop.cgi?action=shopstart&ls=en
SFB 100K10HIP | Industrial balance - stainless steel | 1 | 1 | 803 | KERN | SFB 100K10HIP | https://www.kern-sohn.com/cgi-bin/cosmoshop/lshop.cgi?action=shopstart&ls=en
SFB 50K5LHIP | Industrial balance - stainless steel | 1 | 1 | 781 | KERN | SFB 50K5LHIP | https://www.kern-sohn.com/cgi-bin/cosmoshop/lshop.cgi?action=shopstart&ls=en
SFB 50K5LHIP | Industrial balance - stainless steel | 1 | 1 | 781 | KERN | SFB 50K5LHIP | https://www.kern-sohn.com/cgi-bin/cosmoshop/lshop.cgi?action=shopstart&ls=en
SFB 30K10HIPM | Industrial balance - stainless steel | 1 | 1 | 759 | KERN | SFB 30K10HIPM | https://www.kern-sohn.com/cgi-bin/cosmoshop/lshop.cgi?action=shopstart&ls=en
SFB 30K10HIPM | Industrial balance - stainless steel | 1 | 1 | 759 | KERN | SFB 30K10HIPM | https://www.kern-sohn.com/cgi-bin/cosmoshop/lshop.cgi?action=shopstart&ls=en
SFB 15K5HIPM | Industrial balance - stainless steel | 1 | 1 | 748 | KERN | SFB 15K5HIPM | https://www.kern-sohn.com/cgi-bin/cosmoshop/lshop.cgi?action=shopstart&ls=en
SFB 15K5HIPM | Industrial balance - stainless steel | 1 | 1 | 748 | KERN | SFB 15K5HIPM | https://www.kern-sohn.com/cgi-bin/cosmoshop/lshop.cgi?action=shopstart&ls=en
SFB 10K1HIP | Industrial balance - stainless steel | 1 | 1 | 737 | KERN | SFB 10K1HIP | https://www.kern-sohn.com/cgi-bin/cosmoshop/lshop.cgi?action=shopstart&ls=en
SFB 10K1HIP | Industrial balance - stainless steel | 1 | 1 | 737 | KERN | SFB 10K1HIP | https://www.kern-sohn.com/cgi-bin/cosmoshop/lshop.cgi?action=shopstart&ls=en
SFB 20K2HIP | Industrial balance - stainless steel | 1 | 1 | 737 | KERN | SFB 20K2HIP | https://www.kern-sohn.com/cgi-bin/cosmoshop/lshop.cgi?action=shopstart&ls=en
SFB 20K2HIP | Industrial balance - stainless steel | 1 | 1 | 737 | KERN | SFB 20K2HIP | https://www.kern-sohn.com/cgi-bin/cosmoshop/lshop.cgi?action=shopstart&ls=en
SFB 50K5HIP | Industrial balance - stainless steel | 1 | 1 | 737 | KERN | SFB 50K5HIP | https://www.kern-sohn.com/cgi-bin/cosmoshop/lshop.cgi?action=shopstart&ls=en
SFB 50K5HIP | Industrial balance - stainless steel | 1 | 1 | 737 | KERN | SFB 50K5HIP | https://www.kern-sohn.com/cgi-bin/cosmoshop/lshop.cgi?action=shopstart&ls=en
SFB 100K-2L | Industrial scale - stainless steel | 1 | 1 | 1001 | KERN | SFB 100K-2L | https://www.kern-sohn.com/cgi-bin/cosmoshop/lshop.cgi?action=shopstart&ls=en
DAB-A02 | Infrarot radiator-factory Option für DAB | 1 | 1 | 181.5 | KERN | DAB-A02 | https://www.kern-sohn.com/cgi-bin/cosmoshop/lshop.cgi?action=shopstart&ls=en
AFM 15 | Inner thread sleeve | 1 | 1 | 16.5 | KERN | AFM 15 | https://www.kern-sohn.com/cgi-bin/cosmoshop/lshop.cgi?action=shopstart&ls=en
LB 500-2. | Integrated calliper gauge - horizontal | 1 | 1 | 1375 | KERN | LB 500-2. | https://www.kern-sohn.com/cgi-bin/cosmoshop/lshop.cgi?action=shopstart&ls=en
474-926 | Interface cable | 1 | 1 | 50.6 | KERN | 474-926 | https://www.kern-sohn.com/cgi-bin/cosmoshop/lshop.cgi?action=shopstart&ls=en
770-926 | Interface cable for PC | 1 | 1 | 50.6 | KERN | 770-926 | https://www.kern-sohn.com/cgi-bin/cosmoshop/lshop.cgi?action=shopstart&ls=en
572-926 | Interface cable for RS 232, length approx. 1,5 m | 1 | 1 | 50.6 | KERN | 572-926 | https://www.kern-sohn.com/cgi-bin/cosmoshop/lshop.cgi?action=shopstart&ls=en
KFF-A01 | Interface cable for RS 232, length approx. 1,5 m | 1 | 1 | 50.6 | KERN | KFF-A01 | https://www.kern-sohn.com/cgi-bin/cosmoshop/lshop.cgi?action=shopstart&ls=en
MLB-A05 | Interface cable for RS 232, length approx. 1,5 m | 1 | 1 | 50.6 | KERN | MLB-A05 | https://www.kern-sohn.com/cgi-bin/cosmoshop/lshop.cgi?action=shopstart&ls=en
MPS-A08 | Interface cable RS 232 | 1 | 1 | 50.6 | KERN | MPS-A08 | https://www.kern-sohn.com/cgi-bin/cosmoshop/lshop.cgi?action=shopstart&ls=en
474-926 | Interface cable RS-232 | 1 | 1 | 50.6 | KERN | 474-926 | https://www.kern-sohn.com/cgi-bin/cosmoshop/lshop.cgi?action=shopstart&ls=en
572-926 | Interface cable RS-232 | 1 | 1 | 50.6 | KERN | 572-926 | https://www.kern-sohn.com/cgi-bin/cosmoshop/lshop.cgi?action=shopstart&ls=en
CFS-A01 | Interface cable RS-232 | 1 | 1 | 50.6 | KERN | CFS-A01 | https://www.kern-sohn.com/cgi-bin/cosmoshop/lshop.cgi?action=shopstart&ls=en
CFS-A01 | Interface cable RS-232 | 1 | 1 | 50.6 | KERN | CFS-A01 | https://www.kern-sohn.com/cgi-bin/cosmoshop/lshop.cgi?action=shopstart&ls=en
EOC-A12 | Interface cable RS-232 | 1 | 1 | 50.6 | KERN | EOC-A12 | https://www.kern-sohn.com/cgi-bin/cosmoshop/lshop.cgi?action=shopstart&ls=en
FH-A01 | Interface cable RS-232 | 1 | 1 | 50.6 | KERN | FH-A01 | https://www.kern-sohn.com/cgi-bin/cosmoshop/lshop.cgi?action=shopstart&ls=en
MLB-A05 | Interface cable RS-232 | 1 | 1 | 50.6 | KERN | MLB-A05 | https://www.kern-sohn.com/cgi-bin/cosmoshop/lshop.cgi?action=shopstart&ls=en
KIB-A05 | Interface for light | 1 | 1 | 104.5 | KERN | KIB-A05 | https://www.kern-sohn.com/cgi-bin/cosmoshop/lshop.cgi?action=shopstart&ls=en
KIB-A05E | Interface for light | 1 | 1 | 104.5 | KERN | KIB-A05E | https://www.kern-sohn.com/cgi-bin/cosmoshop/lshop.cgi?action=shopstart&ls=en
ABP-A01 | Ioniser | 1 | 1 | 1881 | KERN | ABP-A01 | https://www.kern-sohn.com/cgi-bin/cosmoshop/lshop.cgi?action=shopstart&ls=en
YBI-01A | Ioniser | 1 | 1 | 979 | KERN | YBI-01A | https://www.kern-sohn.com/cgi-bin/cosmoshop/lshop.cgi?action=shopstart&ls=en
ALJ-A03 | Ioniser | 1 | 1 | 682 | KERN | ALJ-A03 | https://www.kern-sohn.com/cgi-bin/cosmoshop/lshop.cgi?action=shopstart&ls=en
ALJ-A03E | Ioniser | 1 | 1 | 682 | KERN | ALJ-A03E | https://www.kern-sohn.com/cgi-bin/cosmoshop/lshop.cgi?action=shopstart&ls=en
961-231 | IQ/OQ/PQ Qualification of devices | 1 | 1 | 825 | KERN | 961-231 | https://www.kern-sohn.com/cgi-bin/cosmoshop/lshop.cgi?action=shopstart&ls=en
961-232V | IQ/OQ/PQ Qualification of devices | 1 | 1 | 825 | KERN | 961-232V | https://www.kern-sohn.com/cgi-bin/cosmoshop/lshop.cgi?action=shopstart&ls=en
961-231V | IQ/OQ/PQ Qualification of devices | 1 | 1 | 82.5 | KERN | 961-231V | https://www.kern-sohn.com/cgi-bin/cosmoshop/lshop.cgi?action=shopstart&ls=en
961-170 | ISO Calibration | 1 | 1 | 104.5 | KERN | 961-170 | https://www.kern-sohn.com/cgi-bin/cosmoshop/lshop.cgi?action=shopstart&ls=en
961-365V | ISO Calibration Force from 20.000 up to 50.000 N | 1 | 1 | 522.5 | KERN | 961-365V | https://www.kern-sohn.com/cgi-bin/cosmoshop/lshop.cgi?action=shopstart&ls=en
961-365VR | ISO Calibration Force from 20.000 up to 50.000 N | 1 | 1 | 522.5 | KERN | 961-365VR | https://www.kern-sohn.com/cgi-bin/cosmoshop/lshop.cgi?action=shopstart&ls=en
961-365 | ISO Calibration Force from 20.000 up to 50.000 N | 1 | 1 | 484 | KERN | 961-365 | https://www.kern-sohn.com/cgi-bin/cosmoshop/lshop.cgi?action=shopstart&ls=en
961-365R | ISO Calibration Force from 20.000 up to 50.000 N | 1 | 1 | 484 | KERN | 961-365R | https://www.kern-sohn.com/cgi-bin/cosmoshop/lshop.cgi?action=shopstart&ls=en
961-265V | ISO Calibration Force from 20.000 up to 50.000 N | 1 | 1 | 363 | KERN | 961-265V | https://www.kern-sohn.com/cgi-bin/cosmoshop/lshop.cgi?action=shopstart&ls=en
961-265VR | ISO Calibration Force from 20.000 up to 50.000 N | 1 | 1 | 363 | KERN | 961-265VR | https://www.kern-sohn.com/cgi-bin/cosmoshop/lshop.cgi?action=shopstart&ls=en
961-265 | ISO Calibration Force from 20.000 up to 50.000 N | 1 | 1 | 324.5 | KERN | 961-265 | https://www.kern-sohn.com/cgi-bin/cosmoshop/lshop.cgi?action=shopstart&ls=en
961-265R | ISO Calibration Force from 20.000 up to 50.000 N | 1 | 1 | 324.5 | KERN | 961-265R | https://www.kern-sohn.com/cgi-bin/cosmoshop/lshop.cgi?action=shopstart&ls=en
961-364V | ISO Calibration Force from 5.000 up to 20.000 N | 1 | 1 | 522.5 | KERN | 961-364V | https://www.kern-sohn.com/cgi-bin/cosmoshop/lshop.cgi?action=shopstart&ls=en
961-364VR | ISO Calibration Force from 5.000 up to 20.000 N | 1 | 1 | 522.5 | KERN | 961-364VR | https://www.kern-sohn.com/cgi-bin/cosmoshop/lshop.cgi?action=shopstart&ls=en
961-364 | ISO Calibration Force from 5.000 up to 20.000 N | 1 | 1 | 484 | KERN | 961-364 | https://www.kern-sohn.com/cgi-bin/cosmoshop/lshop.cgi?action=shopstart&ls=en
961-364R | ISO Calibration Force from 5.000 up to 20.000 N | 1 | 1 | 484 | KERN | 961-364R | https://www.kern-sohn.com/cgi-bin/cosmoshop/lshop.cgi?action=shopstart&ls=en
961-264V | ISO Calibration Force from 5.000 up to 20.000 N | 1 | 1 | 363 | KERN | 961-264V | https://www.kern-sohn.com/cgi-bin/cosmoshop/lshop.cgi?action=shopstart&ls=en
961-264VR | ISO Calibration Force from 5.000 up to 20.000 N | 1 | 1 | 363 | KERN | 961-264VR | https://www.kern-sohn.com/cgi-bin/cosmoshop/lshop.cgi?action=shopstart&ls=en
961-264 | ISO Calibration Force from 5.000 up to 20.000 N | 1 | 1 | 324.5 | KERN | 961-264 | https://www.kern-sohn.com/cgi-bin/cosmoshop/lshop.cgi?action=shopstart&ls=en
961-264R | ISO Calibration Force from 5.000 up to 20.000 N | 1 | 1 | 324.5 | KERN | 961-264R | https://www.kern-sohn.com/cgi-bin/cosmoshop/lshop.cgi?action=shopstart&ls=en
961-366V | ISO Calibration Force from 50.000 up to 120.000 N | 1 | 1 | 572 | KERN | 961-366V | https://www.kern-sohn.com/cgi-bin/cosmoshop/lshop.cgi?action=shopstart&ls=en
961-366VR | ISO Calibration Force from 50.000 up to 120.000 N | 1 | 1 | 572 | KERN | 961-366VR | https://www.kern-sohn.com/cgi-bin/cosmoshop/lshop.cgi?action=shopstart&ls=en
961-366 | ISO Calibration Force from 50.000 up to 120.000 N | 1 | 1 | 533.5 | KERN | 961-366 | https://www.kern-sohn.com/cgi-bin/cosmoshop/lshop.cgi?action=shopstart&ls=en
961-366R | ISO Calibration Force from 50.000 up to 120.000 N | 1 | 1 | 533.5 | KERN | 961-366R | https://www.kern-sohn.com/cgi-bin/cosmoshop/lshop.cgi?action=shopstart&ls=en
961-266V | ISO Calibration Force from 50.000 up to 120.000 N | 1 | 1 | 396 | KERN | 961-266V | https://www.kern-sohn.com/cgi-bin/cosmoshop/lshop.cgi?action=shopstart&ls=en
961-266VR | ISO Calibration Force from 50.000 up to 120.000 N | 1 | 1 | 396 | KERN | 961-266VR | https://www.kern-sohn.com/cgi-bin/cosmoshop/lshop.cgi?action=shopstart&ls=en
961-266 | ISO Calibration Force from 50.000 up to 120.000 N | 1 | 1 | 357.5 | KERN | 961-266 | https://www.kern-sohn.com/cgi-bin/cosmoshop/lshop.cgi?action=shopstart&ls=en
961-266R | ISO Calibration Force from 50.000 up to 120.000 N | 1 | 1 | 357.5 | KERN | 961-266R | https://www.kern-sohn.com/cgi-bin/cosmoshop/lshop.cgi?action=shopstart&ls=en
961-170R | ISO recalibration Hardness comparison plates | 1 | 1 | 104.5 | KERN | 961-170R | https://www.kern-sohn.com/cgi-bin/cosmoshop/lshop.cgi?action=shopstart&ls=en
AD 0012 | Jaws - smooth | 1 | 1 | 176 | KERN | AD 0012 | https://www.kern-sohn.com/cgi-bin/cosmoshop/lshop.cgi?action=shopstart&ls=en
AD 0009 | Jaws - smooth | 1 | 1 | 143 | KERN | AD 0009 | https://www.kern-sohn.com/cgi-bin/cosmoshop/lshop.cgi?action=shopstart&ls=en
AD 0018 | Jaws - smooth | 1 | 1 | 132 | KERN | AD 0018 | https://www.kern-sohn.com/cgi-bin/cosmoshop/lshop.cgi?action=shopstart&ls=en
AD 0022 | Jaws - smooth | 1 | 1 | 110 | KERN | AD 0022 | https://www.kern-sohn.com/cgi-bin/cosmoshop/lshop.cgi?action=shopstart&ls=en
AD 0006 | Jaws - smooth | 1 | 1 | 88 | KERN | AD 0006 | https://www.kern-sohn.com/cgi-bin/cosmoshop/lshop.cgi?action=shopstart&ls=en
AE-A04 | Jaws with rubber | 1 | 1 | 132 | KERN | AE-A04 | https://www.kern-sohn.com/cgi-bin/cosmoshop/lshop.cgi?action=shopstart&ls=en
AD 0101 | Jaws, pyramid shaped | 1 | 1 | 781 | KERN | AD 0101 | https://www.kern-sohn.com/cgi-bin/cosmoshop/lshop.cgi?action=shopstart&ls=en
AD 0097 | Jaws, pyramid shaped | 1 | 1 | 495 | KERN | AD 0097 | https://www.kern-sohn.com/cgi-bin/cosmoshop/lshop.cgi?action=shopstart&ls=en
AD 0091 | Jaws, pyramid shaped | 1 | 1 | 473 | KERN | AD 0091 | https://www.kern-sohn.com/cgi-bin/cosmoshop/lshop.cgi?action=shopstart&ls=en
AD 0045 | Jaws, pyramid shaped | 1 | 1 | 462 | KERN | AD 0045 | https://www.kern-sohn.com/cgi-bin/cosmoshop/lshop.cgi?action=shopstart&ls=en
AD 0081 | Jaws, pyramid shaped | 1 | 1 | 429 | KERN | AD 0081 | https://www.kern-sohn.com/cgi-bin/cosmoshop/lshop.cgi?action=shopstart&ls=en
AD 0086 | Jaws, pyramid shaped | 1 | 1 | 396 | KERN | AD 0086 | https://www.kern-sohn.com/cgi-bin/cosmoshop/lshop.cgi?action=shopstart&ls=en
AD 0029 | Jaws, pyramid shaped | 1 | 1 | 330 | KERN | AD 0029 | https://www.kern-sohn.com/cgi-bin/cosmoshop/lshop.cgi?action=shopstart&ls=en
AD 0062 | Jaws, pyramid shaped | 1 | 1 | 330 | KERN | AD 0062 | https://www.kern-sohn.com/cgi-bin/cosmoshop/lshop.cgi?action=shopstart&ls=en
AD 0066 | Jaws, pyramid shaped | 1 | 1 | 324.5 | KERN | AD 0066 | https://www.kern-sohn.com/cgi-bin/cosmoshop/lshop.cgi?action=shopstart&ls=en
AD 0014 | Jaws, pyramid shaped | 1 | 1 | 275 | KERN | AD 0014 | https://www.kern-sohn.com/cgi-bin/cosmoshop/lshop.cgi?action=shopstart&ls=en
AD 0041 | Jaws, pyramid shaped | 1 | 1 | 253 | KERN | AD 0041 | https://www.kern-sohn.com/cgi-bin/cosmoshop/lshop.cgi?action=shopstart&ls=en
AD 0057 | Jaws, pyramid shaped | 1 | 1 | 242 | KERN | AD 0057 | https://www.kern-sohn.com/cgi-bin/cosmoshop/lshop.cgi?action=shopstart&ls=en
AD 0011 | Jaws, pyramid shaped | 1 | 1 | 220 | KERN | AD 0011 | https://www.kern-sohn.com/cgi-bin/cosmoshop/lshop.cgi?action=shopstart&ls=en
AD 0020 | Jaws, pyramid shaped | 1 | 1 | 198 | KERN | AD 0020 | https://www.kern-sohn.com/cgi-bin/cosmoshop/lshop.cgi?action=shopstart&ls=en
AD 0036 | Jaws, pyramid shaped | 1 | 1 | 165 | KERN | AD 0036 | https://www.kern-sohn.com/cgi-bin/cosmoshop/lshop.cgi?action=shopstart&ls=en
AD 0073 | Jaws, pyramid shaped | 1 | 1 | 165 | KERN | AD 0073 | https://www.kern-sohn.com/cgi-bin/cosmoshop/lshop.cgi?action=shopstart&ls=en
AD 0008 | Jaws, pyramid shaped | 1 | 1 | 132 | KERN | AD 0008 | https://www.kern-sohn.com/cgi-bin/cosmoshop/lshop.cgi?action=shopstart&ls=en
AE-A02 | Jaws, pyramid shaped | 1 | 1 | 77 | KERN | AE-A02 | https://www.kern-sohn.com/cgi-bin/cosmoshop/lshop.cgi?action=shopstart&ls=en
AD 0093 | Jaws, rubberised | 1 | 1 | 517 | KERN | AD 0093 | https://www.kern-sohn.com/cgi-bin/cosmoshop/lshop.cgi?action=shopstart&ls=en
AD 0044 | Jaws, rubberised | 1 | 1 | 407 | KERN | AD 0044 | https://www.kern-sohn.com/cgi-bin/cosmoshop/lshop.cgi?action=shopstart&ls=en
AD 0065 | Jaws, rubberised | 1 | 1 | 319 | KERN | AD 0065 | https://www.kern-sohn.com/cgi-bin/cosmoshop/lshop.cgi?action=shopstart&ls=en
AD 0061 | Jaws, rubberised | 1 | 1 | 286 | KERN | AD 0061 | https://www.kern-sohn.com/cgi-bin/cosmoshop/lshop.cgi?action=shopstart&ls=en
AD 0013 | Jaws, rubberised | 1 | 1 | 242 | KERN | AD 0013 | https://www.kern-sohn.com/cgi-bin/cosmoshop/lshop.cgi?action=shopstart&ls=en
AD 0040 | Jaws, rubberised | 1 | 1 | 209 | KERN | AD 0040 | https://www.kern-sohn.com/cgi-bin/cosmoshop/lshop.cgi?action=shopstart&ls=en
AD 0056 | Jaws, rubberised | 1 | 1 | 209 | KERN | AD 0056 | https://www.kern-sohn.com/cgi-bin/cosmoshop/lshop.cgi?action=shopstart&ls=en
AD 0010 | Jaws, rubberised | 1 | 1 | 198 | KERN | AD 0010 | https://www.kern-sohn.com/cgi-bin/cosmoshop/lshop.cgi?action=shopstart&ls=en
AD 0019 | Jaws, rubberised | 1 | 1 | 198 | KERN | AD 0019 | https://www.kern-sohn.com/cgi-bin/cosmoshop/lshop.cgi?action=shopstart&ls=en
AD 0035 | Jaws, rubberised | 1 | 1 | 143 | KERN | AD 0035 | https://www.kern-sohn.com/cgi-bin/cosmoshop/lshop.cgi?action=shopstart&ls=en
AD 0072 | Jaws, rubberised | 1 | 1 | 143 | KERN | AD 0072 | https://www.kern-sohn.com/cgi-bin/cosmoshop/lshop.cgi?action=shopstart&ls=en
AD 0007 | Jaws, rubberised | 1 | 1 | 121 | KERN | AD 0007 | https://www.kern-sohn.com/cgi-bin/cosmoshop/lshop.cgi?action=shopstart&ls=en
AD 0043 | Jaws, smooth | 1 | 1 | 297 | KERN | AD 0043 | https://www.kern-sohn.com/cgi-bin/cosmoshop/lshop.cgi?action=shopstart&ls=en
AD 0064 | Jaws, smooth | 1 | 1 | 231 | KERN | AD 0064 | https://www.kern-sohn.com/cgi-bin/cosmoshop/lshop.cgi?action=shopstart&ls=en
AD 0060 | Jaws, smooth | 1 | 1 | 220 | KERN | AD 0060 | https://www.kern-sohn.com/cgi-bin/cosmoshop/lshop.cgi?action=shopstart&ls=en
AD 0071 | Jaws, smooth | 1 | 1 | 203.5 | KERN | AD 0071 | https://www.kern-sohn.com/cgi-bin/cosmoshop/lshop.cgi?action=shopstart&ls=en
AD 0039 | Jaws, smooth | 1 | 1 | 165 | KERN | AD 0039 | https://www.kern-sohn.com/cgi-bin/cosmoshop/lshop.cgi?action=shopstart&ls=en
AD 0055 | Jaws, smooth | 1 | 1 | 143 | KERN | AD 0055 | https://www.kern-sohn.com/cgi-bin/cosmoshop/lshop.cgi?action=shopstart&ls=en
AD 0034 | Jaws, smooth | 1 | 1 | 104.5 | KERN | AD 0034 | https://www.kern-sohn.com/cgi-bin/cosmoshop/lshop.cgi?action=shopstart&ls=en
AD 0046 | Jaws, undulating | 1 | 1 | 473 | KERN | AD 0046 | https://www.kern-sohn.com/cgi-bin/cosmoshop/lshop.cgi?action=shopstart&ls=en
AD 0067 | Jaws, undulating | 1 | 1 | 374 | KERN | AD 0067 | https://www.kern-sohn.com/cgi-bin/cosmoshop/lshop.cgi?action=shopstart&ls=en
AD 0063 | Jaws, undulating | 1 | 1 | 341 | KERN | AD 0063 | https://www.kern-sohn.com/cgi-bin/cosmoshop/lshop.cgi?action=shopstart&ls=en
AD 0042 | Jaws, undulating | 1 | 1 | 253 | KERN | AD 0042 | https://www.kern-sohn.com/cgi-bin/cosmoshop/lshop.cgi?action=shopstart&ls=en
AD 0058 | Jaws, undulating | 1 | 1 | 253 | KERN | AD 0058 | https://www.kern-sohn.com/cgi-bin/cosmoshop/lshop.cgi?action=shopstart&ls=en
AD 0059 | Jaws, undulating | 1 | 1 | 242 | KERN | AD 0059 | https://www.kern-sohn.com/cgi-bin/cosmoshop/lshop.cgi?action=shopstart&ls=en
AD 0024 | Jaws, undulating | 1 | 1 | 187 | KERN | AD 0024 | https://www.kern-sohn.com/cgi-bin/cosmoshop/lshop.cgi?action=shopstart&ls=en
AD 0037 | Jaws, undulating | 1 | 1 | 176 | KERN | AD 0037 | https://www.kern-sohn.com/cgi-bin/cosmoshop/lshop.cgi?action=shopstart&ls=en
AD 0038 | Jaws, undulating | 1 | 1 | 176 | KERN | AD 0038 | https://www.kern-sohn.com/cgi-bin/cosmoshop/lshop.cgi?action=shopstart&ls=en
AD 0074 | Jaws, undulating | 1 | 1 | 176 | KERN | AD 0074 | https://www.kern-sohn.com/cgi-bin/cosmoshop/lshop.cgi?action=shopstart&ls=en
AD 0075 | Jaws, undulating | 1 | 1 | 176 | KERN | AD 0075 | https://www.kern-sohn.com/cgi-bin/cosmoshop/lshop.cgi?action=shopstart&ls=en
AD 0103 | Jaws, V-shaped | 1 | 1 | 825 | KERN | AD 0103 | https://www.kern-sohn.com/cgi-bin/cosmoshop/lshop.cgi?action=shopstart&ls=en
AD 0098 | Jaws, V-shaped | 1 | 1 | 495 | KERN | AD 0098 | https://www.kern-sohn.com/cgi-bin/cosmoshop/lshop.cgi?action=shopstart&ls=en
AD 0092 | Jaws, V-shaped | 1 | 1 | 484 | KERN | AD 0092 | https://www.kern-sohn.com/cgi-bin/cosmoshop/lshop.cgi?action=shopstart&ls=en
AD 0082 | Jaws, V-shaped | 1 | 1 | 440 | KERN | AD 0082 | https://www.kern-sohn.com/cgi-bin/cosmoshop/lshop.cgi?action=shopstart&ls=en
AD 0087 | Jaws, V-shaped | 1 | 1 | 407 | KERN | AD 0087 | https://www.kern-sohn.com/cgi-bin/cosmoshop/lshop.cgi?action=shopstart&ls=en
AD 0027 | Jaws, V-shaped | 1 | 1 | 220 | KERN | AD 0027 | https://www.kern-sohn.com/cgi-bin/cosmoshop/lshop.cgi?action=shopstart&ls=en
AD 0025 | Jaws, V-shaped | 1 | 1 | 187 | KERN | AD 0025 | https://www.kern-sohn.com/cgi-bin/cosmoshop/lshop.cgi?action=shopstart&ls=en
CJ X467 | Junctionbox | 1 | 1 | 209 | KERN | CJ X467 | https://www.kern-sohn.com/cgi-bin/cosmoshop/lshop.cgi?action=shopstart&ls=en
CJ X468 | Junctionbox | 1 | 1 | 121 | KERN | CJ X468 | https://www.kern-sohn.com/cgi-bin/cosmoshop/lshop.cgi?action=shopstart&ls=en
CJ P6 | Junctionbox | 1 | 1 | 104.5 | KERN | CJ P6 | https://www.kern-sohn.com/cgi-bin/cosmoshop/lshop.cgi?action=shopstart&ls=en
CJ P8 | Junctionbox | 1 | 1 | 104.5 | KERN | CJ P8 | https://www.kern-sohn.com/cgi-bin/cosmoshop/lshop.cgi?action=shopstart&ls=en
CJ P4PG | Junctionbox | 1 | 1 | 88 | KERN | CJ P4PG | https://www.kern-sohn.com/cgi-bin/cosmoshop/lshop.cgi?action=shopstart&ls=en
CJ P4 | Junctionbox | 1 | 1 | 82.5 | KERN | CJ P4 | https://www.kern-sohn.com/cgi-bin/cosmoshop/lshop.cgi?action=shopstart&ls=en
CJ P2 | Junctionbox | 1 | 1 | 16.5 | KERN | CJ P2 | https://www.kern-sohn.com/cgi-bin/cosmoshop/lshop.cgi?action=shopstart&ls=en
LD-A07 | Kalibriermaß | 1 | 1 | 22 | KERN | LD-A07 | https://www.kern-sohn.com/cgi-bin/cosmoshop/lshop.cgi?action=shopstart&ls=en
MLB-A07 | Kaltgerätekabel EURO | 1 | 1 | 44 | KERN | MLB-A07 | https://www.kern-sohn.com/cgi-bin/cosmoshop/lshop.cgi?action=shopstart&ls=en
MLB-A09 | Kaltgerätekabel US | 1 | 1 | 44 | KERN | MLB-A09 | https://www.kern-sohn.com/cgi-bin/cosmoshop/lshop.cgi?action=shopstart&ls=en
YKB-A06 | kit CD + datacable | 1 | 1 | 60.5 | KERN | YKB-A06 | https://www.kern-sohn.com/cgi-bin/cosmoshop/lshop.cgi?action=shopstart&ls=en
AFM 11 | Knurled nut | 1 | 1 | 16.5 | KERN | AFM 11 | https://www.kern-sohn.com/cgi-bin/cosmoshop/lshop.cgi?action=shopstart&ls=en
AFM 12 | Knurled nut | 1 | 1 | 16.5 | KERN | AFM 12 | https://www.kern-sohn.com/cgi-bin/cosmoshop/lshop.cgi?action=shopstart&ls=en
BT-A04 | Knurled nut | 1 | 1 | 11 | KERN | BT-A04 | https://www.kern-sohn.com/cgi-bin/cosmoshop/lshop.cgi?action=shopstart&ls=en
YKE-01 | Label printer with ASCII support | 1 | 1 | 649 | KERN | YKE-01 | https://www.kern-sohn.com/cgi-bin/cosmoshop/lshop.cgi?action=shopstart&ls=en
YKE-01E | Label printer with ASCII support | 1 | 1 | 649 | KERN | YKE-01E | https://www.kern-sohn.com/cgi-bin/cosmoshop/lshop.cgi?action=shopstart&ls=en
YKE-A02 | Label roll | 1 | 1 | 33 | KERN | YKE-A02 | https://www.kern-sohn.com/cgi-bin/cosmoshop/lshop.cgi?action=shopstart&ls=en
YKE-A03 | Label roll | 1 | 1 | 33 | KERN | YKE-A03 | https://www.kern-sohn.com/cgi-bin/cosmoshop/lshop.cgi?action=shopstart&ls=en
920-25 | Labeling of KERN/SAUTER devices | 1 | 1 | 27.5 | KERN | 920-25 | https://www.kern-sohn.com/cgi-bin/cosmoshop/lshop.cgi?action=shopstart&ls=en
OBB-A1316 | Lambda + 1/4 Lambda slip (Combination) | 1 | 1 | 154 | KERN | OBB-A1316 | https://www.kern-sohn.com/cgi-bin/cosmoshop/lshop.cgi?action=shopstart&ls=en
YKD-A02 | Large display | 1 | 1 | 242 | KERN | YKD-A02 | https://www.kern-sohn.com/cgi-bin/cosmoshop/lshop.cgi?action=shopstart&ls=en
ORA-A2103 | Leather bag for analog refractometers | 1 | 1 | 20.9 | KERN | ORA-A2103 | https://www.kern-sohn.com/cgi-bin/cosmoshop/lshop.cgi?action=shopstart&ls=en
ORD-A2104 | Leather bag for digital refractometers | 1 | 1 | 20.9 | KERN | ORD-A2104 | https://www.kern-sohn.com/cgi-bin/cosmoshop/lshop.cgi?action=shopstart&ls=en
ORA-A2107 | Leather bag for GEM refractometers | 1 | 1 | 33 | KERN | ORA-A2107 | https://www.kern-sohn.com/cgi-bin/cosmoshop/lshop.cgi?action=shopstart&ls=en
317-290 | leather glove, with a cotton back | 1 | 1 | 7.6 | KERN | 317-290 | https://www.kern-sohn.com/cgi-bin/cosmoshop/lshop.cgi?action=shopstart&ls=en
HMO. | Leeb Hardness Tester | 1 | 1 | 1947 | KERN | HMO. | https://www.kern-sohn.com/cgi-bin/cosmoshop/lshop.cgi?action=shopstart&ls=en
HK-DB | Leeb Hardness Tester | 1 | 1 | 1419 | KERN | HK-DB | https://www.kern-sohn.com/cgi-bin/cosmoshop/lshop.cgi?action=shopstart&ls=en
HK-D. | Leeb Hardness Tester | 1 | 1 | 1375 | KERN | HK-D. | https://www.kern-sohn.com/cgi-bin/cosmoshop/lshop.cgi?action=shopstart&ls=en
HMM. | Leeb Hardness Tester | 1 | 1 | 1199 | KERN | HMM. | https://www.kern-sohn.com/cgi-bin/cosmoshop/lshop.cgi?action=shopstart&ls=en
HMM-NP | Leeb Hardness Tester | 1 | 1 | 957 | KERN | HMM-NP | https://www.kern-sohn.com/cgi-bin/cosmoshop/lshop.cgi?action=shopstart&ls=en
HN-D. | Leeb Hardness Tester | 1 | 1 | 946 | KERN | HN-D. | https://www.kern-sohn.com/cgi-bin/cosmoshop/lshop.cgi?action=shopstart&ls=en
AHMO G01 | Leeb type G hardness test block | 1 | 1 | 99 | KERN | AHMO G01 | https://www.kern-sohn.com/cgi-bin/cosmoshop/lshop.cgi?action=shopstart&ls=en
AHMO G02 | Leeb type G hardness test block | 1 | 1 | 99 | KERN | AHMO G02 | https://www.kern-sohn.com/cgi-bin/cosmoshop/lshop.cgi?action=shopstart&ls=en
LD 300 | Length measuring device | 1 | 1 | 693 | KERN | LD 300 | https://www.kern-sohn.com/cgi-bin/cosmoshop/lshop.cgi?action=shopstart&ls=en
LA 300-2H. | Length measuring device | 1 | 1 | 126.5 | KERN | LA 300-2H. | https://www.kern-sohn.com/cgi-bin/cosmoshop/lshop.cgi?action=shopstart&ls=en
SP 200K | Light meter internal sensor | 1 | 1 | 104.5 | KERN | SP 200K | https://www.kern-sohn.com/cgi-bin/cosmoshop/lshop.cgi?action=shopstart&ls=en
CP 100-3P9 | Load cell | 1 | 1 | 572 | KERN | CP 100-3P9 | https://www.kern-sohn.com/cgi-bin/cosmoshop/lshop.cgi?action=shopstart&ls=en
CP 200-3P9 | Load cell | 1 | 1 | 572 | KERN | CP 200-3P9 | https://www.kern-sohn.com/cgi-bin/cosmoshop/lshop.cgi?action=shopstart&ls=en
CP 300-3P9 | Load cell | 1 | 1 | 572 | KERN | CP 300-3P9 | https://www.kern-sohn.com/cgi-bin/cosmoshop/lshop.cgi?action=shopstart&ls=en
CP 400-3P9 | Load cell | 1 | 1 | 572 | KERN | CP 400-3P9 | https://www.kern-sohn.com/cgi-bin/cosmoshop/lshop.cgi?action=shopstart&ls=en
CP 500-3P9 | Load cell | 1 | 1 | 572 | KERN | CP 500-3P9 | https://www.kern-sohn.com/cgi-bin/cosmoshop/lshop.cgi?action=shopstart&ls=en
CT 10000-3Q1 | Load cell | 1 | 1 | 495 | KERN | CT 10000-3Q1 | https://www.kern-sohn.com/cgi-bin/cosmoshop/lshop.cgi?action=shopstart&ls=en
CT 7500-3Q1 | Load cell | 1 | 1 | 495 | KERN | CT 7500-3Q1 | https://www.kern-sohn.com/cgi-bin/cosmoshop/lshop.cgi?action=shopstart&ls=en
CP 10-3P9 | Load cell | 1 | 1 | 385 | KERN | CP 10-3P9 | https://www.kern-sohn.com/cgi-bin/cosmoshop/lshop.cgi?action=shopstart&ls=en
CP 20-3P9 | Load cell | 1 | 1 | 385 | KERN | CP 20-3P9 | https://www.kern-sohn.com/cgi-bin/cosmoshop/lshop.cgi?action=shopstart&ls=en
CP 50-3P9 | Load cell | 1 | 1 | 385 | KERN | CP 50-3P9 | https://www.kern-sohn.com/cgi-bin/cosmoshop/lshop.cgi?action=shopstart&ls=en
CT 3000-3Q1 | Load cell | 1 | 1 | 385 | KERN | CT 3000-3Q1 | https://www.kern-sohn.com/cgi-bin/cosmoshop/lshop.cgi?action=shopstart&ls=en
CT 5000-3Q1 | Load cell | 1 | 1 | 385 | KERN | CT 5000-3Q1 | https://www.kern-sohn.com/cgi-bin/cosmoshop/lshop.cgi?action=shopstart&ls=en
CB 1000-3Q2 | Load cell | 1 | 1 | 214.5 | KERN | CB 1000-3Q2 | https://www.kern-sohn.com/cgi-bin/cosmoshop/lshop.cgi?action=shopstart&ls=en
CB 1500-3Q2 | Load cell | 1 | 1 | 214.5 | KERN | CB 1500-3Q2 | https://www.kern-sohn.com/cgi-bin/cosmoshop/lshop.cgi?action=shopstart&ls=en
CB 750-3Q2 | Load cell | 1 | 1 | 214.5 | KERN | CB 750-3Q2 | https://www.kern-sohn.com/cgi-bin/cosmoshop/lshop.cgi?action=shopstart&ls=en
CB 100-3Q1 | Load cell | 1 | 1 | 203.5 | KERN | CB 100-3Q1 | https://www.kern-sohn.com/cgi-bin/cosmoshop/lshop.cgi?action=shopstart&ls=en
CB 10-3Q1 | Load cell | 1 | 1 | 203.5 | KERN | CB 10-3Q1 | https://www.kern-sohn.com/cgi-bin/cosmoshop/lshop.cgi?action=shopstart&ls=en
CB 150-3Q1 | Load cell | 1 | 1 | 203.5 | KERN | CB 150-3Q1 | https://www.kern-sohn.com/cgi-bin/cosmoshop/lshop.cgi?action=shopstart&ls=en
CB 200-3Q1 | Load cell | 1 | 1 | 203.5 | KERN | CB 200-3Q1 | https://www.kern-sohn.com/cgi-bin/cosmoshop/lshop.cgi?action=shopstart&ls=en
CB 20-3Q1 | Load cell | 1 | 1 | 203.5 | KERN | CB 20-3Q1 | https://www.kern-sohn.com/cgi-bin/cosmoshop/lshop.cgi?action=shopstart&ls=en
CB 250-3Q1 | Load cell | 1 | 1 | 203.5 | KERN | CB 250-3Q1 | https://www.kern-sohn.com/cgi-bin/cosmoshop/lshop.cgi?action=shopstart&ls=en
CB 300-3Q1 | Load cell | 1 | 1 | 203.5 | KERN | CB 300-3Q1 | https://www.kern-sohn.com/cgi-bin/cosmoshop/lshop.cgi?action=shopstart&ls=en
CB 30-3Q1 | Load cell | 1 | 1 | 203.5 | KERN | CB 30-3Q1 | https://www.kern-sohn.com/cgi-bin/cosmoshop/lshop.cgi?action=shopstart&ls=en
CB 500-3Q1 | Load cell | 1 | 1 | 203.5 | KERN | CB 500-3Q1 | https://www.kern-sohn.com/cgi-bin/cosmoshop/lshop.cgi?action=shopstart&ls=en
CB 50-3Q1 | Load cell | 1 | 1 | 203.5 | KERN | CB 50-3Q1 | https://www.kern-sohn.com/cgi-bin/cosmoshop/lshop.cgi?action=shopstart&ls=en
CB 5-3Q1 | Load cell | 1 | 1 | 203.5 | KERN | CB 5-3Q1 | https://www.kern-sohn.com/cgi-bin/cosmoshop/lshop.cgi?action=shopstart&ls=en
CB 75-3Q1 | Load cell | 1 | 1 | 203.5 | KERN | CB 75-3Q1 | https://www.kern-sohn.com/cgi-bin/cosmoshop/lshop.cgi?action=shopstart&ls=en
CT 1000-3Q1 | Load cell | 1 | 1 | 198 | KERN | CT 1000-3Q1 | https://www.kern-sohn.com/cgi-bin/cosmoshop/lshop.cgi?action=shopstart&ls=en
CT 1500-3Q1 | Load cell | 1 | 1 | 198 | KERN | CT 1500-3Q1 | https://www.kern-sohn.com/cgi-bin/cosmoshop/lshop.cgi?action=shopstart&ls=en
CT 2000-3Q1 | Load cell | 1 | 1 | 198 | KERN | CT 2000-3Q1 | https://www.kern-sohn.com/cgi-bin/cosmoshop/lshop.cgi?action=shopstart&ls=en
CT 300-3Q1 | Load cell | 1 | 1 | 198 | KERN | CT 300-3Q1 | https://www.kern-sohn.com/cgi-bin/cosmoshop/lshop.cgi?action=shopstart&ls=en
CT 500-3Q1 | Load cell | 1 | 1 | 198 | KERN | CT 500-3Q1 | https://www.kern-sohn.com/cgi-bin/cosmoshop/lshop.cgi?action=shopstart&ls=en
CT 750-3Q1 | Load cell | 1 | 1 | 198 | KERN | CT 750-3Q1 | https://www.kern-sohn.com/cgi-bin/cosmoshop/lshop.cgi?action=shopstart&ls=en
CT 10000-3P2 | Load cell | 1 | 1 | 181.5 | KERN | CT 10000-3P2 | https://www.kern-sohn.com/cgi-bin/cosmoshop/lshop.cgi?action=shopstart&ls=en
CT 10000-3P1 | Load cell | 1 | 1 | 176 | KERN | CT 10000-3P1 | https://www.kern-sohn.com/cgi-bin/cosmoshop/lshop.cgi?action=shopstart&ls=en
CT 2500-3P1 | Load cell | 1 | 1 | 121 | KERN | CT 2500-3P1 | https://www.kern-sohn.com/cgi-bin/cosmoshop/lshop.cgi?action=shopstart&ls=en
CT 3000-3P1 | Load cell | 1 | 1 | 121 | KERN | CT 3000-3P1 | https://www.kern-sohn.com/cgi-bin/cosmoshop/lshop.cgi?action=shopstart&ls=en
CT 5000-3P1 | Load cell | 1 | 1 | 121 | KERN | CT 5000-3P1 | https://www.kern-sohn.com/cgi-bin/cosmoshop/lshop.cgi?action=shopstart&ls=en
CB 100-3P1 | Load cell | 1 | 1 | 110 | KERN | CB 100-3P1 | https://www.kern-sohn.com/cgi-bin/cosmoshop/lshop.cgi?action=shopstart&ls=en
CB 250-3P1 | Load cell | 1 | 1 | 110 | KERN | CB 250-3P1 | https://www.kern-sohn.com/cgi-bin/cosmoshop/lshop.cgi?action=shopstart&ls=en
CT 1000-3P1 | Load cell | 1 | 1 | 99 | KERN | CT 1000-3P1 | https://www.kern-sohn.com/cgi-bin/cosmoshop/lshop.cgi?action=shopstart&ls=en
CT 1500-3P1 | Load cell | 1 | 1 | 99 | KERN | CT 1500-3P1 | https://www.kern-sohn.com/cgi-bin/cosmoshop/lshop.cgi?action=shopstart&ls=en
CT 500-3P1 | Load cell | 1 | 1 | 99 | KERN | CT 500-3P1 | https://www.kern-sohn.com/cgi-bin/cosmoshop/lshop.cgi?action=shopstart&ls=en
CP 100-3P2 | Load cell | 1 | 1 | 82.5 | KERN | CP 100-3P2 | https://www.kern-sohn.com/cgi-bin/cosmoshop/lshop.cgi?action=shopstart&ls=en
CP 150-3P2 | Load cell | 1 | 1 | 82.5 | KERN | CP 150-3P2 | https://www.kern-sohn.com/cgi-bin/cosmoshop/lshop.cgi?action=shopstart&ls=en
CP 200-3P2 | Load cell | 1 | 1 | 82.5 | KERN | CP 200-3P2 | https://www.kern-sohn.com/cgi-bin/cosmoshop/lshop.cgi?action=shopstart&ls=en
CP 300-3P2 | Load cell | 1 | 1 | 82.5 | KERN | CP 300-3P2 | https://www.kern-sohn.com/cgi-bin/cosmoshop/lshop.cgi?action=shopstart&ls=en
CP 400-3P2 | Load cell | 1 | 1 | 82.5 | KERN | CP 400-3P2 | https://www.kern-sohn.com/cgi-bin/cosmoshop/lshop.cgi?action=shopstart&ls=en
CP 500-3P2 | Load cell | 1 | 1 | 82.5 | KERN | CP 500-3P2 | https://www.kern-sohn.com/cgi-bin/cosmoshop/lshop.cgi?action=shopstart&ls=en
CP 50-3P3 | Load cell | 1 | 1 | 71.5 | KERN | CP 50-3P3 | https://www.kern-sohn.com/cgi-bin/cosmoshop/lshop.cgi?action=shopstart&ls=en
CP 75-3P3 | Load cell | 1 | 1 | 71.5 | KERN | CP 75-3P3 | https://www.kern-sohn.com/cgi-bin/cosmoshop/lshop.cgi?action=shopstart&ls=en
CP 300-0P4 | Load cell | 1 | 1 | 66 | KERN | CP 300-0P4 | https://www.kern-sohn.com/cgi-bin/cosmoshop/lshop.cgi?action=shopstart&ls=en
CP 600-0P4 | Load cell | 1 | 1 | 66 | KERN | CP 600-0P4 | https://www.kern-sohn.com/cgi-bin/cosmoshop/lshop.cgi?action=shopstart&ls=en
CP 10-3P1 | Load cell | 1 | 1 | 55 | KERN | CP 10-3P1 | https://www.kern-sohn.com/cgi-bin/cosmoshop/lshop.cgi?action=shopstart&ls=en
CP 15-3P1 | Load cell | 1 | 1 | 55 | KERN | CP 15-3P1 | https://www.kern-sohn.com/cgi-bin/cosmoshop/lshop.cgi?action=shopstart&ls=en
CP 20-3P1 | Load cell | 1 | 1 | 55 | KERN | CP 20-3P1 | https://www.kern-sohn.com/cgi-bin/cosmoshop/lshop.cgi?action=shopstart&ls=en
CP 30-3P1 | Load cell | 1 | 1 | 55 | KERN | CP 30-3P1 | https://www.kern-sohn.com/cgi-bin/cosmoshop/lshop.cgi?action=shopstart&ls=en
CP 3-3P1 | Load cell | 1 | 1 | 55 | KERN | CP 3-3P1 | https://www.kern-sohn.com/cgi-bin/cosmoshop/lshop.cgi?action=shopstart&ls=en
CP 35-3P1 | Load cell | 1 | 1 | 55 | KERN | CP 35-3P1 | https://www.kern-sohn.com/cgi-bin/cosmoshop/lshop.cgi?action=shopstart&ls=en
CP 40-3P1 | Load cell | 1 | 1 | 55 | KERN | CP 40-3P1 | https://www.kern-sohn.com/cgi-bin/cosmoshop/lshop.cgi?action=shopstart&ls=en
CP 50-3P1 | Load cell | 1 | 1 | 55 | KERN | CP 50-3P1 | https://www.kern-sohn.com/cgi-bin/cosmoshop/lshop.cgi?action=shopstart&ls=en
CP 5-3P1 | Load cell | 1 | 1 | 55 | KERN | CP 5-3P1 | https://www.kern-sohn.com/cgi-bin/cosmoshop/lshop.cgi?action=shopstart&ls=en
CP 6-3P1 | Load cell | 1 | 1 | 55 | KERN | CP 6-3P1 | https://www.kern-sohn.com/cgi-bin/cosmoshop/lshop.cgi?action=shopstart&ls=en
CP 8-3P1 | Load cell | 1 | 1 | 55 | KERN | CP 8-3P1 | https://www.kern-sohn.com/cgi-bin/cosmoshop/lshop.cgi?action=shopstart&ls=en
CP 1500-0Y4 | Load cell | 1 | 1 | 49.5 | KERN | CP 1500-0Y4 | https://www.kern-sohn.com/cgi-bin/cosmoshop/lshop.cgi?action=shopstart&ls=en
CP 3000-0Y4 | Load cell | 1 | 1 | 49.5 | KERN | CP 3000-0Y4 | https://www.kern-sohn.com/cgi-bin/cosmoshop/lshop.cgi?action=shopstart&ls=en
CP 300-0Y4 | Load cell | 1 | 1 | 49.5 | KERN | CP 300-0Y4 | https://www.kern-sohn.com/cgi-bin/cosmoshop/lshop.cgi?action=shopstart&ls=en
CK 300-0P2 | Load cell | 1 | 1 | 45.1 | KERN | CK 300-0P2 | https://www.kern-sohn.com/cgi-bin/cosmoshop/lshop.cgi?action=shopstart&ls=en
CK 600-0P2 | Load cell | 1 | 1 | 45.1 | KERN | CK 600-0P2 | https://www.kern-sohn.com/cgi-bin/cosmoshop/lshop.cgi?action=shopstart&ls=en
CK 100-0P4 | Load cell | 1 | 1 | 38.5 | KERN | CK 100-0P4 | https://www.kern-sohn.com/cgi-bin/cosmoshop/lshop.cgi?action=shopstart&ls=en
CK 120-0P4 | Load cell | 1 | 1 | 38.5 | KERN | CK 120-0P4 | https://www.kern-sohn.com/cgi-bin/cosmoshop/lshop.cgi?action=shopstart&ls=en
CK 300-0P4 | Load cell | 1 | 1 | 38.5 | KERN | CK 300-0P4 | https://www.kern-sohn.com/cgi-bin/cosmoshop/lshop.cgi?action=shopstart&ls=en
CK 500-0P4 | Load cell | 1 | 1 | 38.5 | KERN | CK 500-0P4 | https://www.kern-sohn.com/cgi-bin/cosmoshop/lshop.cgi?action=shopstart&ls=en
CK 5-0P1MEON | Load cell | 1 | 1 | 37.4 | KERN | CK 5-0P1MEON | https://www.kern-sohn.com/cgi-bin/cosmoshop/lshop.cgi?action=shopstart&ls=en
CP 10-2Y1 | Load cell | 1 | 1 | 33 | KERN | CP 10-2Y1 | https://www.kern-sohn.com/cgi-bin/cosmoshop/lshop.cgi?action=shopstart&ls=en
CP 15-2Y1 | Load cell | 1 | 1 | 33 | KERN | CP 15-2Y1 | https://www.kern-sohn.com/cgi-bin/cosmoshop/lshop.cgi?action=shopstart&ls=en
CP 20-2Y1 | Load cell | 1 | 1 | 33 | KERN | CP 20-2Y1 | https://www.kern-sohn.com/cgi-bin/cosmoshop/lshop.cgi?action=shopstart&ls=en
CP 30-2Y1 | Load cell | 1 | 1 | 33 | KERN | CP 30-2Y1 | https://www.kern-sohn.com/cgi-bin/cosmoshop/lshop.cgi?action=shopstart&ls=en
CP 3-2Y1 | Load cell | 1 | 1 | 33 | KERN | CP 3-2Y1 | https://www.kern-sohn.com/cgi-bin/cosmoshop/lshop.cgi?action=shopstart&ls=en
CP 5-2Y1 | Load cell | 1 | 1 | 33 | KERN | CP 5-2Y1 | https://www.kern-sohn.com/cgi-bin/cosmoshop/lshop.cgi?action=shopstart&ls=en
CK 3-0P1 | Load cell | 1 | 1 | 30.8 | KERN | CK 3-0P1 | https://www.kern-sohn.com/cgi-bin/cosmoshop/lshop.cgi?action=shopstart&ls=en
CK 1-0P1 | Load cell | 1 | 1 | 29.7 | KERN | CK 1-0P1 | https://www.kern-sohn.com/cgi-bin/cosmoshop/lshop.cgi?action=shopstart&ls=en
CK 2-0P1 | Load cell | 1 | 1 | 29.7 | KERN | CK 2-0P1 | https://www.kern-sohn.com/cgi-bin/cosmoshop/lshop.cgi?action=shopstart&ls=en
CK 5-0P1 | Load cell | 1 | 1 | 29.7 | KERN | CK 5-0P1 | https://www.kern-sohn.com/cgi-bin/cosmoshop/lshop.cgi?action=shopstart&ls=en
CK 600-0P1 | Load cell | 1 | 1 | 29.7 | KERN | CK 600-0P1 | https://www.kern-sohn.com/cgi-bin/cosmoshop/lshop.cgi?action=shopstart&ls=en
CK 6-0P1 | Load cell | 1 | 1 | 29.7 | KERN | CK 6-0P1 | https://www.kern-sohn.com/cgi-bin/cosmoshop/lshop.cgi?action=shopstart&ls=en
CK 6-0P1 | Load cell | 1 | 1 | 29.7 | KERN | CK 6-0P1 | https://www.kern-sohn.com/cgi-bin/cosmoshop/lshop.cgi?action=shopstart&ls=en
CK 1000-0P3 | Load cell | 1 | 1 | 26.4 | KERN | CK 1000-0P3 | https://www.kern-sohn.com/cgi-bin/cosmoshop/lshop.cgi?action=shopstart&ls=en
CK 50-Y4 | Load cell | 1 | 1 | 24.2 | KERN | CK 50-Y4 | https://www.kern-sohn.com/cgi-bin/cosmoshop/lshop.cgi?action=shopstart&ls=en
CK 10-Y4 | Load cell | 1 | 1 | 22 | KERN | CK 10-Y4 | https://www.kern-sohn.com/cgi-bin/cosmoshop/lshop.cgi?action=shopstart&ls=en
CK 30-Y4 | Load cell | 1 | 1 | 22 | KERN | CK 30-Y4 | https://www.kern-sohn.com/cgi-bin/cosmoshop/lshop.cgi?action=shopstart&ls=en
CK 10-Y1 | Load cell | 1 | 1 | 16.5 | KERN | CK 10-Y1 | https://www.kern-sohn.com/cgi-bin/cosmoshop/lshop.cgi?action=shopstart&ls=en
CK 30-Y1 | Load cell | 1 | 1 | 16.5 | KERN | CK 30-Y1 | https://www.kern-sohn.com/cgi-bin/cosmoshop/lshop.cgi?action=shopstart&ls=en
CT 5000-3P3 | Load cell (1 pieces ) | 1 | 1 | 286 | KERN | CT 5000-3P3 | https://www.kern-sohn.com/cgi-bin/cosmoshop/lshop.cgi?action=shopstart&ls=en
CP 500-3P7 | Load cell (1 pieces ) | 1 | 1 | 258.5 | KERN | CP 500-3P7 | https://www.kern-sohn.com/cgi-bin/cosmoshop/lshop.cgi?action=shopstart&ls=en
285-894 | Load chain | 1 | 1 | 55 | KERN | 285-894 | https://www.kern-sohn.com/cgi-bin/cosmoshop/lshop.cgi?action=shopstart&ls=en
CE RQ42902 | Load corner | 1 | 1 | 803 | KERN | CE RQ42902 | https://www.kern-sohn.com/cgi-bin/cosmoshop/lshop.cgi?action=shopstart&ls=en
CE P244021 | Load corner | 1 | 1 | 682 | KERN | CE P244021 | https://www.kern-sohn.com/cgi-bin/cosmoshop/lshop.cgi?action=shopstart&ls=en
CE RQ35903 | Load corner | 1 | 1 | 566.5 | KERN | CE RQ35903 | https://www.kern-sohn.com/cgi-bin/cosmoshop/lshop.cgi?action=shopstart&ls=en
CE P244011 | Load corner | 1 | 1 | 561 | KERN | CE P244011 | https://www.kern-sohn.com/cgi-bin/cosmoshop/lshop.cgi?action=shopstart&ls=en
CE RQ42901 | Load corner | 1 | 1 | 473 | KERN | CE RQ42901 | https://www.kern-sohn.com/cgi-bin/cosmoshop/lshop.cgi?action=shopstart&ls=en
CE P40210 | Load corner | 1 | 1 | 434.5 | KERN | CE P40210 | https://www.kern-sohn.com/cgi-bin/cosmoshop/lshop.cgi?action=shopstart&ls=en
CE Q42902 | Load corner | 1 | 1 | 396 | KERN | CE Q42902 | https://www.kern-sohn.com/cgi-bin/cosmoshop/lshop.cgi?action=shopstart&ls=en
CE RQ35902 | Load corner | 1 | 1 | 385 | KERN | CE RQ35902 | https://www.kern-sohn.com/cgi-bin/cosmoshop/lshop.cgi?action=shopstart&ls=en
CE RQ30907 | Load corner | 1 | 1 | 308 | KERN | CE RQ30907 | https://www.kern-sohn.com/cgi-bin/cosmoshop/lshop.cgi?action=shopstart&ls=en
CE Q42901 | Load corner | 1 | 1 | 242 | KERN | CE Q42901 | https://www.kern-sohn.com/cgi-bin/cosmoshop/lshop.cgi?action=shopstart&ls=en
CE P4025 | Load corner | 1 | 1 | 220 | KERN | CE P4025 | https://www.kern-sohn.com/cgi-bin/cosmoshop/lshop.cgi?action=shopstart&ls=en
CE Q30907 | Load corner | 1 | 1 | 214.5 | KERN | CE Q30907 | https://www.kern-sohn.com/cgi-bin/cosmoshop/lshop.cgi?action=shopstart&ls=en
CE P4022 | Load corner | 1 | 1 | 126.5 | KERN | CE P4022 | https://www.kern-sohn.com/cgi-bin/cosmoshop/lshop.cgi?action=shopstart&ls=en
AC 17R | Long clamp | 1 | 1 | 77 | KERN | AC 17R | https://www.kern-sohn.com/cgi-bin/cosmoshop/lshop.cgi?action=shopstart&ls=en
AC 17 | Long clamp, 2 pieces | 1 | 1 | 132 | KERN | AC 17 | https://www.kern-sohn.com/cgi-bin/cosmoshop/lshop.cgi?action=shopstart&ls=en
EG-A08 | Loop for underfloor weighing | 1 | 1 | 44 | KERN | EG-A08 | https://www.kern-sohn.com/cgi-bin/cosmoshop/lshop.cgi?action=shopstart&ls=en
HGA 50K-2S05 | Luggage balance | 1 | 1 | 88 | KERN | HGA 50K-2S05 | https://www.kern-sohn.com/cgi-bin/cosmoshop/lshop.cgi?action=shopstart&ls=en
HGA 50K-2 | Luggage balance | 1 | 1 | 27.5 | KERN | HGA 50K-2 | https://www.kern-sohn.com/cgi-bin/cosmoshop/lshop.cgi?action=shopstart&ls=en
SO 200K. | Luxmeter - external sensor | 1 | 1 | 93.5 | KERN | SO 200K. | https://www.kern-sohn.com/cgi-bin/cosmoshop/lshop.cgi?action=shopstart&ls=en
962-631R | M1 1 g | 1 | 1 | 16.5 | KERN | 962-631R | https://www.kern-sohn.com/cgi-bin/cosmoshop/lshop.cgi?action=shopstart&ls=en
962-619R | M1 1 g - 1 kg | 1 | 1 | 81.4 | KERN | 962-619R | https://www.kern-sohn.com/cgi-bin/cosmoshop/lshop.cgi?action=shopstart&ls=en
962-622R | M1 1 g - 10 kg | 1 | 1 | 114.4 | KERN | 962-622R | https://www.kern-sohn.com/cgi-bin/cosmoshop/lshop.cgi?action=shopstart&ls=en
962-616R | M1 1 g - 100 g | 1 | 1 | 53.9 | KERN | 962-616R | https://www.kern-sohn.com/cgi-bin/cosmoshop/lshop.cgi?action=shopstart&ls=en
962-620R | M1 1 g - 2 kg | 1 | 1 | 97.9 | KERN | 962-620R | https://www.kern-sohn.com/cgi-bin/cosmoshop/lshop.cgi?action=shopstart&ls=en
962-617R | M1 1 g - 200 g | 1 | 1 | 67.1 | KERN | 962-617R | https://www.kern-sohn.com/cgi-bin/cosmoshop/lshop.cgi?action=shopstart&ls=en
962-621R | M1 1 g - 5 kg | 1 | 1 | 105.6 | KERN | 962-621R | https://www.kern-sohn.com/cgi-bin/cosmoshop/lshop.cgi?action=shopstart&ls=en
962-615R | M1 1 g - 50 g | 1 | 1 | 46.2 | KERN | 962-615R | https://www.kern-sohn.com/cgi-bin/cosmoshop/lshop.cgi?action=shopstart&ls=en
962-618R | M1 1 g - 500 g | 1 | 1 | 74.8 | KERN | 962-618R | https://www.kern-sohn.com/cgi-bin/cosmoshop/lshop.cgi?action=shopstart&ls=en
962-641R | M1 1 kg | 1 | 1 | 17.6 | KERN | 962-641R | https://www.kern-sohn.com/cgi-bin/cosmoshop/lshop.cgi?action=shopstart&ls=en
962-605R | M1 1 mg - 1 kg | 1 | 1 | 150.7 | KERN | 962-605R | https://www.kern-sohn.com/cgi-bin/cosmoshop/lshop.cgi?action=shopstart&ls=en
962-608R | M1 1 mg - 10 kg | 1 | 1 | 183.7 | KERN | 962-608R | https://www.kern-sohn.com/cgi-bin/cosmoshop/lshop.cgi?action=shopstart&ls=en
962-606R | M1 1 mg - 2 kg | 1 | 1 | 167.2 | KERN | 962-606R | https://www.kern-sohn.com/cgi-bin/cosmoshop/lshop.cgi?action=shopstart&ls=en
962-603R | M1 1 mg - 200 g | 1 | 1 | 137.5 | KERN | 962-603R | https://www.kern-sohn.com/cgi-bin/cosmoshop/lshop.cgi?action=shopstart&ls=en
962-607R | M1 1 mg - 5 kg | 1 | 1 | 176 | KERN | 962-607R | https://www.kern-sohn.com/cgi-bin/cosmoshop/lshop.cgi?action=shopstart&ls=en
962-604R | M1 1 mg - 500 g | 1 | 1 | 144.1 | KERN | 962-604R | https://www.kern-sohn.com/cgi-bin/cosmoshop/lshop.cgi?action=shopstart&ls=en
962-650R | M1 1 mg - 500 mg | 1 | 1 | 69.3 | KERN | 962-650R | https://www.kern-sohn.com/cgi-bin/cosmoshop/lshop.cgi?action=shopstart&ls=en
962-654R | M1 10 mg | 1 | 1 | 16.5 | KERN | 962-654R | https://www.kern-sohn.com/cgi-bin/cosmoshop/lshop.cgi?action=shopstart&ls=en
962-637R | M1 100 g | 1 | 1 | 17.6 | KERN | 962-637R | https://www.kern-sohn.com/cgi-bin/cosmoshop/lshop.cgi?action=shopstart&ls=en
962-657R | M1 100 mg | 1 | 1 | 16.5 | KERN | 962-657R | https://www.kern-sohn.com/cgi-bin/cosmoshop/lshop.cgi?action=shopstart&ls=en
962-632R | M1 2 g | 1 | 1 | 16.5 | KERN | 962-632R | https://www.kern-sohn.com/cgi-bin/cosmoshop/lshop.cgi?action=shopstart&ls=en
962-642R | M1 2 kg | 1 | 1 | 18.7 | KERN | 962-642R | https://www.kern-sohn.com/cgi-bin/cosmoshop/lshop.cgi?action=shopstart&ls=en
962-652R | M1 2 mg | 1 | 1 | 16.5 | KERN | 962-652R | https://www.kern-sohn.com/cgi-bin/cosmoshop/lshop.cgi?action=shopstart&ls=en
962-635R | M1 20 g | 1 | 1 | 16.5 | KERN | 962-635R | https://www.kern-sohn.com/cgi-bin/cosmoshop/lshop.cgi?action=shopstart&ls=en
962-645R | M1 20 kg | 1 | 1 | 24.2 | KERN | 962-645R | https://www.kern-sohn.com/cgi-bin/cosmoshop/lshop.cgi?action=shopstart&ls=en
962-655R | M1 20 mg | 1 | 1 | 16.5 | KERN | 962-655R | https://www.kern-sohn.com/cgi-bin/cosmoshop/lshop.cgi?action=shopstart&ls=en
962-638R | M1 200 g | 1 | 1 | 17.6 | KERN | 962-638R | https://www.kern-sohn.com/cgi-bin/cosmoshop/lshop.cgi?action=shopstart&ls=en
962-658R | M1 200 mg | 1 | 1 | 16.5 | KERN | 962-658R | https://www.kern-sohn.com/cgi-bin/cosmoshop/lshop.cgi?action=shopstart&ls=en
962-633R | M1 5 g | 1 | 1 | 16.5 | KERN | 962-633R | https://www.kern-sohn.com/cgi-bin/cosmoshop/lshop.cgi?action=shopstart&ls=en
962-643R | M1 5 kg | 1 | 1 | 18.7 | KERN | 962-643R | https://www.kern-sohn.com/cgi-bin/cosmoshop/lshop.cgi?action=shopstart&ls=en
962-653R | M1 5 mg | 1 | 1 | 16.5 | KERN | 962-653R | https://www.kern-sohn.com/cgi-bin/cosmoshop/lshop.cgi?action=shopstart&ls=en
962-636R | M1 50 g | 1 | 1 | 16.5 | KERN | 962-636R | https://www.kern-sohn.com/cgi-bin/cosmoshop/lshop.cgi?action=shopstart&ls=en
962-646R | M1 50 kg | 1 | 1 | 26.4 | KERN | 962-646R | https://www.kern-sohn.com/cgi-bin/cosmoshop/lshop.cgi?action=shopstart&ls=en
962-656R | M1 50 mg | 1 | 1 | 16.5 | KERN | 962-656R | https://www.kern-sohn.com/cgi-bin/cosmoshop/lshop.cgi?action=shopstart&ls=en
962-639R | M1 500 g | 1 | 1 | 17.6 | KERN | 962-639R | https://www.kern-sohn.com/cgi-bin/cosmoshop/lshop.cgi?action=shopstart&ls=en
962-659R | M1 500 mg | 1 | 1 | 16.5 | KERN | 962-659R | https://www.kern-sohn.com/cgi-bin/cosmoshop/lshop.cgi?action=shopstart&ls=en
347-416-N00 | M1 1 cN Weight (Newton) | 1 | 1 | 28.6 | KERN | 347-416-N00 | https://www.kern-sohn.com/cgi-bin/cosmoshop/lshop.cgi?action=shopstart&ls=en
347-415-N00 | M1 1 cN Weight (Newton) | 1 | 1 | 24.2 | KERN | 347-415-N00 | https://www.kern-sohn.com/cgi-bin/cosmoshop/lshop.cgi?action=shopstart&ls=en
344-464 | M1 1 g - 1 kg Set of weights | 1 | 1 | 390.5 | KERN | 344-464 | https://www.kern-sohn.com/cgi-bin/cosmoshop/lshop.cgi?action=shopstart&ls=en
344-064 | M1 1 g - 1 kg Set of weights | 1 | 1 | 379.5 | KERN | 344-064 | https://www.kern-sohn.com/cgi-bin/cosmoshop/lshop.cgi?action=shopstart&ls=en
344-46 | M1 1 g - 1 kg Set of weights | 1 | 1 | 352 | KERN | 344-46 | https://www.kern-sohn.com/cgi-bin/cosmoshop/lshop.cgi?action=shopstart&ls=en
344-06 | M1 1 g - 1 kg Set of weights | 1 | 1 | 341 | KERN | 344-06 | https://www.kern-sohn.com/cgi-bin/cosmoshop/lshop.cgi?action=shopstart&ls=en
344-466 | M1 1 g - 1 kg Set of weights | 1 | 1 | 302.5 | KERN | 344-466 | https://www.kern-sohn.com/cgi-bin/cosmoshop/lshop.cgi?action=shopstart&ls=en
344-066 | M1 1 g - 1 kg Set of weights | 1 | 1 | 291.5 | KERN | 344-066 | https://www.kern-sohn.com/cgi-bin/cosmoshop/lshop.cgi?action=shopstart&ls=en
344-49 | M1 1 g - 10 kg Set of weights | 1 | 1 | 1287 | KERN | 344-49 | https://www.kern-sohn.com/cgi-bin/cosmoshop/lshop.cgi?action=shopstart&ls=en
344-496 | M1 1 g - 10 kg Set of weights | 1 | 1 | 1254 | KERN | 344-496 | https://www.kern-sohn.com/cgi-bin/cosmoshop/lshop.cgi?action=shopstart&ls=en
344-09 | M1 1 g - 10 kg Set of weights | 1 | 1 | 1122 | KERN | 344-09 | https://www.kern-sohn.com/cgi-bin/cosmoshop/lshop.cgi?action=shopstart&ls=en
344-096 | M1 1 g - 10 kg Set of weights | 1 | 1 | 1111 | KERN | 344-096 | https://www.kern-sohn.com/cgi-bin/cosmoshop/lshop.cgi?action=shopstart&ls=en
344-434 | M1 1 g - 100 g Set of weights | 1 | 1 | 152.9 | KERN | 344-434 | https://www.kern-sohn.com/cgi-bin/cosmoshop/lshop.cgi?action=shopstart&ls=en
344-034 | M1 1 g - 100 g Set of weights | 1 | 1 | 151.8 | KERN | 344-034 | https://www.kern-sohn.com/cgi-bin/cosmoshop/lshop.cgi?action=shopstart&ls=en
344-43 | M1 1 g - 100 g Set of weights | 1 | 1 | 148.5 | KERN | 344-43 | https://www.kern-sohn.com/cgi-bin/cosmoshop/lshop.cgi?action=shopstart&ls=en
344-03 | M1 1 g - 100 g Set of weights | 1 | 1 | 147.4 | KERN | 344-03 | https://www.kern-sohn.com/cgi-bin/cosmoshop/lshop.cgi?action=shopstart&ls=en
344-436 | M1 1 g - 100 g Set of weights | 1 | 1 | 146.3 | KERN | 344-436 | https://www.kern-sohn.com/cgi-bin/cosmoshop/lshop.cgi?action=shopstart&ls=en
344-036 | M1 1 g - 100 g Set of weights | 1 | 1 | 145.2 | KERN | 344-036 | https://www.kern-sohn.com/cgi-bin/cosmoshop/lshop.cgi?action=shopstart&ls=en
344-474 | M1 1 g - 2 kg Set of weights | 1 | 1 | 572 | KERN | 344-474 | https://www.kern-sohn.com/cgi-bin/cosmoshop/lshop.cgi?action=shopstart&ls=en
344-47 | M1 1 g - 2 kg Set of weights | 1 | 1 | 550 | KERN | 344-47 | https://www.kern-sohn.com/cgi-bin/cosmoshop/lshop.cgi?action=shopstart&ls=en
344-074 | M1 1 g - 2 kg Set of weights | 1 | 1 | 533.5 | KERN | 344-074 | https://www.kern-sohn.com/cgi-bin/cosmoshop/lshop.cgi?action=shopstart&ls=en
344-476 | M1 1 g - 2 kg Set of weights | 1 | 1 | 528 | KERN | 344-476 | https://www.kern-sohn.com/cgi-bin/cosmoshop/lshop.cgi?action=shopstart&ls=en
344-07 | M1 1 g - 2 kg Set of weights | 1 | 1 | 511.5 | KERN | 344-07 | https://www.kern-sohn.com/cgi-bin/cosmoshop/lshop.cgi?action=shopstart&ls=en
344-076 | M1 1 g - 2 kg Set of weights | 1 | 1 | 484 | KERN | 344-076 | https://www.kern-sohn.com/cgi-bin/cosmoshop/lshop.cgi?action=shopstart&ls=en
344-444 | M1 1 g - 200 g Set of weights | 1 | 1 | 185.9 | KERN | 344-444 | https://www.kern-sohn.com/cgi-bin/cosmoshop/lshop.cgi?action=shopstart&ls=en
344-044 | M1 1 g - 200 g Set of weights | 1 | 1 | 184.8 | KERN | 344-044 | https://www.kern-sohn.com/cgi-bin/cosmoshop/lshop.cgi?action=shopstart&ls=en
344-44 | M1 1 g - 200 g Set of weights | 1 | 1 | 181.5 | KERN | 344-44 | https://www.kern-sohn.com/cgi-bin/cosmoshop/lshop.cgi?action=shopstart&ls=en
344-04 | M1 1 g - 200 g Set of weights | 1 | 1 | 179.3 | KERN | 344-04 | https://www.kern-sohn.com/cgi-bin/cosmoshop/lshop.cgi?action=shopstart&ls=en
344-446 | M1 1 g - 200 g Set of weights | 1 | 1 | 178.2 | KERN | 344-446 | https://www.kern-sohn.com/cgi-bin/cosmoshop/lshop.cgi?action=shopstart&ls=en
344-046 | M1 1 g - 200 g Set of weights | 1 | 1 | 177.1 | KERN | 344-046 | https://www.kern-sohn.com/cgi-bin/cosmoshop/lshop.cgi?action=shopstart&ls=en
344-48 | M1 1 g - 5 kg Set of weights | 1 | 1 | 825 | KERN | 344-48 | https://www.kern-sohn.com/cgi-bin/cosmoshop/lshop.cgi?action=shopstart&ls=en
344-484 | M1 1 g - 5 kg Set of weights | 1 | 1 | 781 | KERN | 344-484 | https://www.kern-sohn.com/cgi-bin/cosmoshop/lshop.cgi?action=shopstart&ls=en
344-486 | M1 1 g - 5 kg Set of weights | 1 | 1 | 781 | KERN | 344-486 | https://www.kern-sohn.com/cgi-bin/cosmoshop/lshop.cgi?action=shopstart&ls=en
344-08 | M1 1 g - 5 kg Set of weights | 1 | 1 | 737 | KERN | 344-08 | https://www.kern-sohn.com/cgi-bin/cosmoshop/lshop.cgi?action=shopstart&ls=en
344-086 | M1 1 g - 5 kg Set of weights | 1 | 1 | 704 | KERN | 344-086 | https://www.kern-sohn.com/cgi-bin/cosmoshop/lshop.cgi?action=shopstart&ls=en
344-084 | M1 1 g - 5 kg Set of weights | 1 | 1 | 693 | KERN | 344-084 | https://www.kern-sohn.com/cgi-bin/cosmoshop/lshop.cgi?action=shopstart&ls=en
344-424 | M1 1 g - 50 g Set of weights | 1 | 1 | 140.8 | KERN | 344-424 | https://www.kern-sohn.com/cgi-bin/cosmoshop/lshop.cgi?action=shopstart&ls=en
344-024 | M1 1 g - 50 g Set of weights | 1 | 1 | 139.7 | KERN | 344-024 | https://www.kern-sohn.com/cgi-bin/cosmoshop/lshop.cgi?action=shopstart&ls=en
344-42 | M1 1 g - 50 g Set of weights | 1 | 1 | 136.4 | KERN | 344-42 | https://www.kern-sohn.com/cgi-bin/cosmoshop/lshop.cgi?action=shopstart&ls=en
344-02 | M1 1 g - 50 g Set of weights | 1 | 1 | 135.3 | KERN | 344-02 | https://www.kern-sohn.com/cgi-bin/cosmoshop/lshop.cgi?action=shopstart&ls=en
344-426 | M1 1 g - 50 g Set of weights | 1 | 1 | 134.2 | KERN | 344-426 | https://www.kern-sohn.com/cgi-bin/cosmoshop/lshop.cgi?action=shopstart&ls=en
344-026 | M1 1 g - 50 g Set of weights | 1 | 1 | 133.1 | KERN | 344-026 | https://www.kern-sohn.com/cgi-bin/cosmoshop/lshop.cgi?action=shopstart&ls=en
344-454 | M1 1 g - 500 g Set of weights | 1 | 1 | 220 | KERN | 344-454 | https://www.kern-sohn.com/cgi-bin/cosmoshop/lshop.cgi?action=shopstart&ls=en
344-054 | M1 1 g - 500 g Set of weights | 1 | 1 | 218.9 | KERN | 344-054 | https://www.kern-sohn.com/cgi-bin/cosmoshop/lshop.cgi?action=shopstart&ls=en
344-45 | M1 1 g - 500 g Set of weights | 1 | 1 | 218.9 | KERN | 344-45 | https://www.kern-sohn.com/cgi-bin/cosmoshop/lshop.cgi?action=shopstart&ls=en
344-05 | M1 1 g - 500 g Set of weights | 1 | 1 | 215.6 | KERN | 344-05 | https://www.kern-sohn.com/cgi-bin/cosmoshop/lshop.cgi?action=shopstart&ls=en
344-456 | M1 1 g - 500 g Set of weights | 1 | 1 | 213.4 | KERN | 344-456 | https://www.kern-sohn.com/cgi-bin/cosmoshop/lshop.cgi?action=shopstart&ls=en
344-056 | M1 1 g - 500 g Set of weights | 1 | 1 | 212.3 | KERN | 344-056 | https://www.kern-sohn.com/cgi-bin/cosmoshop/lshop.cgi?action=shopstart&ls=en
347-416 | M1 1 g Test weight | 1 | 1 | 19.8 | KERN | 347-416 | https://www.kern-sohn.com/cgi-bin/cosmoshop/lshop.cgi?action=shopstart&ls=en
347-415 | M1 1 g Test weight | 1 | 1 | 15.4 | KERN | 347-415 | https://www.kern-sohn.com/cgi-bin/cosmoshop/lshop.cgi?action=shopstart&ls=en
347-41 | M1 1 g Test weight | 1 | 1 | 5.2 | KERN | 347-41 | https://www.kern-sohn.com/cgi-bin/cosmoshop/lshop.cgi?action=shopstart&ls=en
347-01 | M1 1 g Test weight | 1 | 1 | 5.1 | KERN | 347-01 | https://www.kern-sohn.com/cgi-bin/cosmoshop/lshop.cgi?action=shopstart&ls=en
347-515 | M1 1 kg Test weight | 1 | 1 | 99 | KERN | 347-515 | https://www.kern-sohn.com/cgi-bin/cosmoshop/lshop.cgi?action=shopstart&ls=en
347-516 | M1 1 kg Test weight | 1 | 1 | 90.2 | KERN | 347-516 | https://www.kern-sohn.com/cgi-bin/cosmoshop/lshop.cgi?action=shopstart&ls=en
347-51 | M1 1 kg Test weight | 1 | 1 | 51.7 | KERN | 347-51 | https://www.kern-sohn.com/cgi-bin/cosmoshop/lshop.cgi?action=shopstart&ls=en
347-11 | M1 1 kg Test weight | 1 | 1 | 49.5 | KERN | 347-11 | https://www.kern-sohn.com/cgi-bin/cosmoshop/lshop.cgi?action=shopstart&ls=en
962-651R | M1 1 mg | 1 | 1 | 16.5 | KERN | 962-651R | https://www.kern-sohn.com/cgi-bin/cosmoshop/lshop.cgi?action=shopstart&ls=en
343-464 | M1 1 mg - 1 kg Set of weights | 1 | 1 | 462 | KERN | 343-464 | https://www.kern-sohn.com/cgi-bin/cosmoshop/lshop.cgi?action=shopstart&ls=en
343-064 | M1 1 mg - 1 kg Set of weights | 1 | 1 | 456.5 | KERN | 343-064 | https://www.kern-sohn.com/cgi-bin/cosmoshop/lshop.cgi?action=shopstart&ls=en
343-46 | M1 1 mg - 1 kg Set of weights | 1 | 1 | 445.5 | KERN | 343-46 | https://www.kern-sohn.com/cgi-bin/cosmoshop/lshop.cgi?action=shopstart&ls=en
343-06 | M1 1 mg - 1 kg Set of weights | 1 | 1 | 434.5 | KERN | 343-06 | https://www.kern-sohn.com/cgi-bin/cosmoshop/lshop.cgi?action=shopstart&ls=en
343-466 | M1 1 mg - 1 kg Set of weights | 1 | 1 | 363 | KERN | 343-466 | https://www.kern-sohn.com/cgi-bin/cosmoshop/lshop.cgi?action=shopstart&ls=en
343-066 | M1 1 mg - 1 kg Set of weights | 1 | 1 | 352 | KERN | 343-066 | https://www.kern-sohn.com/cgi-bin/cosmoshop/lshop.cgi?action=shopstart&ls=en
343-09 | M1 1 mg - 10 kg Set of weights | 1 | 1 | 1210 | KERN | 343-09 | https://www.kern-sohn.com/cgi-bin/cosmoshop/lshop.cgi?action=shopstart&ls=en
343-096 | M1 1 mg - 10 kg Set of weights | 1 | 1 | 1177 | KERN | 343-096 | https://www.kern-sohn.com/cgi-bin/cosmoshop/lshop.cgi?action=shopstart&ls=en
343-434 | M1 1 mg - 100 g Set of weights | 1 | 1 | 231 | KERN | 343-434 | https://www.kern-sohn.com/cgi-bin/cosmoshop/lshop.cgi?action=shopstart&ls=en
343-034 | M1 1 mg - 100 g Set of weights | 1 | 1 | 225.5 | KERN | 343-034 | https://www.kern-sohn.com/cgi-bin/cosmoshop/lshop.cgi?action=shopstart&ls=en
343-43 | M1 1 mg - 100 g Set of weights | 1 | 1 | 212.3 | KERN | 343-43 | https://www.kern-sohn.com/cgi-bin/cosmoshop/lshop.cgi?action=shopstart&ls=en
343-03 | M1 1 mg - 100 g Set of weights | 1 | 1 | 211.2 | KERN | 343-03 | https://www.kern-sohn.com/cgi-bin/cosmoshop/lshop.cgi?action=shopstart&ls=en
343-436 | M1 1 mg - 100 g Set of weights | 1 | 1 | 205.7 | KERN | 343-436 | https://www.kern-sohn.com/cgi-bin/cosmoshop/lshop.cgi?action=shopstart&ls=en
343-036 | M1 1 mg - 100 g Set of weights | 1 | 1 | 204.6 | KERN | 343-036 | https://www.kern-sohn.com/cgi-bin/cosmoshop/lshop.cgi?action=shopstart&ls=en
343-47 | M1 1 mg - 2 kg Set of weights | 1 | 1 | 649 | KERN | 343-47 | https://www.kern-sohn.com/cgi-bin/cosmoshop/lshop.cgi?action=shopstart&ls=en
343-474 | M1 1 mg - 2 kg Set of weights | 1 | 1 | 649 | KERN | 343-474 | https://www.kern-sohn.com/cgi-bin/cosmoshop/lshop.cgi?action=shopstart&ls=en
343-07 | M1 1 mg - 2 kg Set of weights | 1 | 1 | 605 | KERN | 343-07 | https://www.kern-sohn.com/cgi-bin/cosmoshop/lshop.cgi?action=shopstart&ls=en
343-074 | M1 1 mg - 2 kg Set of weights | 1 | 1 | 605 | KERN | 343-074 | https://www.kern-sohn.com/cgi-bin/cosmoshop/lshop.cgi?action=shopstart&ls=en
343-476 | M1 1 mg - 2 kg Set of weights | 1 | 1 | 583 | KERN | 343-476 | https://www.kern-sohn.com/cgi-bin/cosmoshop/lshop.cgi?action=shopstart&ls=en
343-076 | M1 1 mg - 2 kg Set of weights | 1 | 1 | 544.5 | KERN | 343-076 | https://www.kern-sohn.com/cgi-bin/cosmoshop/lshop.cgi?action=shopstart&ls=en
343-444 | M1 1 mg - 200 g Set of weights | 1 | 1 | 264 | KERN | 343-444 | https://www.kern-sohn.com/cgi-bin/cosmoshop/lshop.cgi?action=shopstart&ls=en
343-044 | M1 1 mg - 200 g Set of weights | 1 | 1 | 258.5 | KERN | 343-044 | https://www.kern-sohn.com/cgi-bin/cosmoshop/lshop.cgi?action=shopstart&ls=en
343-44 | M1 1 mg - 200 g Set of weights | 1 | 1 | 253 | KERN | 343-44 | https://www.kern-sohn.com/cgi-bin/cosmoshop/lshop.cgi?action=shopstart&ls=en
343-04 | M1 1 mg - 200 g Set of weights | 1 | 1 | 247.5 | KERN | 343-04 | https://www.kern-sohn.com/cgi-bin/cosmoshop/lshop.cgi?action=shopstart&ls=en
343-446 | M1 1 mg - 200 g Set of weights | 1 | 1 | 242 | KERN | 343-446 | https://www.kern-sohn.com/cgi-bin/cosmoshop/lshop.cgi?action=shopstart&ls=en
343-046 | M1 1 mg - 200 g Set of weights | 1 | 1 | 236.5 | KERN | 343-046 | https://www.kern-sohn.com/cgi-bin/cosmoshop/lshop.cgi?action=shopstart&ls=en
343-48 | M1 1 mg - 5 kg Set of weights | 1 | 1 | 891 | KERN | 343-48 | https://www.kern-sohn.com/cgi-bin/cosmoshop/lshop.cgi?action=shopstart&ls=en
343-484 | M1 1 mg - 5 kg Set of weights | 1 | 1 | 847 | KERN | 343-484 | https://www.kern-sohn.com/cgi-bin/cosmoshop/lshop.cgi?action=shopstart&ls=en
343-08 | M1 1 mg - 5 kg Set of weights | 1 | 1 | 836 | KERN | 343-08 | https://www.kern-sohn.com/cgi-bin/cosmoshop/lshop.cgi?action=shopstart&ls=en
343-486 | M1 1 mg - 5 kg Set of weights | 1 | 1 | 836 | KERN | 343-486 | https://www.kern-sohn.com/cgi-bin/cosmoshop/lshop.cgi?action=shopstart&ls=en
343-084 | M1 1 mg - 5 kg Set of weights | 1 | 1 | 770 | KERN | 343-084 | https://www.kern-sohn.com/cgi-bin/cosmoshop/lshop.cgi?action=shopstart&ls=en
343-086 | M1 1 mg - 5 kg Set of weights | 1 | 1 | 748 | KERN | 343-086 | https://www.kern-sohn.com/cgi-bin/cosmoshop/lshop.cgi?action=shopstart&ls=en
343-424 | M1 1 mg - 50 g Set of weights | 1 | 1 | 213.4 | KERN | 343-424 | https://www.kern-sohn.com/cgi-bin/cosmoshop/lshop.cgi?action=shopstart&ls=en
343-024 | M1 1 mg - 50 g Set of weights | 1 | 1 | 212.3 | KERN | 343-024 | https://www.kern-sohn.com/cgi-bin/cosmoshop/lshop.cgi?action=shopstart&ls=en
343-42 | M1 1 mg - 50 g Set of weights | 1 | 1 | 195.8 | KERN | 343-42 | https://www.kern-sohn.com/cgi-bin/cosmoshop/lshop.cgi?action=shopstart&ls=en
343-02 | M1 1 mg - 50 g Set of weights | 1 | 1 | 194.7 | KERN | 343-02 | https://www.kern-sohn.com/cgi-bin/cosmoshop/lshop.cgi?action=shopstart&ls=en
343-426 | M1 1 mg - 50 g Set of weights | 1 | 1 | 193.6 | KERN | 343-426 | https://www.kern-sohn.com/cgi-bin/cosmoshop/lshop.cgi?action=shopstart&ls=en
343-026 | M1 1 mg - 50 g Set of weights | 1 | 1 | 192.5 | KERN | 343-026 | https://www.kern-sohn.com/cgi-bin/cosmoshop/lshop.cgi?action=shopstart&ls=en
343-454 | M1 1 mg - 500 g Set of weights | 1 | 1 | 297 | KERN | 343-454 | https://www.kern-sohn.com/cgi-bin/cosmoshop/lshop.cgi?action=shopstart&ls=en
343-054 | M1 1 mg - 500 g Set of weights | 1 | 1 | 291.5 | KERN | 343-054 | https://www.kern-sohn.com/cgi-bin/cosmoshop/lshop.cgi?action=shopstart&ls=en
343-45 | M1 1 mg - 500 g Set of weights | 1 | 1 | 286 | KERN | 343-45 | https://www.kern-sohn.com/cgi-bin/cosmoshop/lshop.cgi?action=shopstart&ls=en
343-05 | M1 1 mg - 500 g Set of weights | 1 | 1 | 280.5 | KERN | 343-05 | https://www.kern-sohn.com/cgi-bin/cosmoshop/lshop.cgi?action=shopstart&ls=en
343-456 | M1 1 mg - 500 g Set of weights | 1 | 1 | 275 | KERN | 343-456 | https://www.kern-sohn.com/cgi-bin/cosmoshop/lshop.cgi?action=shopstart&ls=en
343-056 | M1 1 mg - 500 g Set of weights | 1 | 1 | 269.5 | KERN | 343-056 | https://www.kern-sohn.com/cgi-bin/cosmoshop/lshop.cgi?action=shopstart&ls=en
348-226 | M1 1 mg - 500 mg Set of weights | 1 | 1 | 143 | KERN | 348-226 | https://www.kern-sohn.com/cgi-bin/cosmoshop/lshop.cgi?action=shopstart&ls=en
348-22 | M1 1 mg - 500 mg Set of weights | 1 | 1 | 91.3 | KERN | 348-22 | https://www.kern-sohn.com/cgi-bin/cosmoshop/lshop.cgi?action=shopstart&ls=en
962-602R | M1 1 mg - 100 g | 1 | 1 | 123.2 | KERN | 962-602R | https://www.kern-sohn.com/cgi-bin/cosmoshop/lshop.cgi?action=shopstart&ls=en
962-601R | M1 1 mg - 50 g | 1 | 1 | 116.6 | KERN | 962-601R | https://www.kern-sohn.com/cgi-bin/cosmoshop/lshop.cgi?action=shopstart&ls=en
348-01 | M1 1 mg Test weight | 1 | 1 | 4.3 | KERN | 348-01 | https://www.kern-sohn.com/cgi-bin/cosmoshop/lshop.cgi?action=shopstart&ls=en
348-01 | M1 1 mg Test weight | 1 | 1 | 4.3 | KERN | 348-01 | https://www.kern-sohn.com/cgi-bin/cosmoshop/lshop.cgi?action=shopstart&ls=en
347-475-N00 | M1 1 N Weight (Newton) | 1 | 1 | 38.5 | KERN | 347-475-N00 | https://www.kern-sohn.com/cgi-bin/cosmoshop/lshop.cgi?action=shopstart&ls=en
347-476-N00 | M1 1 N Weight (Newton) | 1 | 1 | 38.5 | KERN | 347-476-N00 | https://www.kern-sohn.com/cgi-bin/cosmoshop/lshop.cgi?action=shopstart&ls=en
347-446-N00 | M1 10 cN Weight (Newton) | 1 | 1 | 29.7 | KERN | 347-446-N00 | https://www.kern-sohn.com/cgi-bin/cosmoshop/lshop.cgi?action=shopstart&ls=en
347-445-N00 | M1 10 cN Weight (Newton) | 1 | 1 | 28.6 | KERN | 347-445-N00 | https://www.kern-sohn.com/cgi-bin/cosmoshop/lshop.cgi?action=shopstart&ls=en
962-634R | M1 10 g | 1 | 1 | 16.5 | KERN | 962-634R | https://www.kern-sohn.com/cgi-bin/cosmoshop/lshop.cgi?action=shopstart&ls=en
347-446 | M1 10 g Test weight | 1 | 1 | 20.9 | KERN | 347-446 | https://www.kern-sohn.com/cgi-bin/cosmoshop/lshop.cgi?action=shopstart&ls=en
347-445 | M1 10 g Test weight | 1 | 1 | 18.7 | KERN | 347-445 | https://www.kern-sohn.com/cgi-bin/cosmoshop/lshop.cgi?action=shopstart&ls=en
347-44 | M1 10 g Test weight | 1 | 1 | 6.3 | KERN | 347-44 | https://www.kern-sohn.com/cgi-bin/cosmoshop/lshop.cgi?action=shopstart&ls=en
347-04 | M1 10 g Test weight | 1 | 1 | 6.2 | KERN | 347-04 | https://www.kern-sohn.com/cgi-bin/cosmoshop/lshop.cgi?action=shopstart&ls=en
962-644R | M1 10 kg | 1 | 1 | 18.7 | KERN | 962-644R | https://www.kern-sohn.com/cgi-bin/cosmoshop/lshop.cgi?action=shopstart&ls=en
347-141 | M1 10 kg Test weight | 1 | 1 | 660 | KERN | 347-141 | https://www.kern-sohn.com/cgi-bin/cosmoshop/lshop.cgi?action=shopstart&ls=en
346-07 | M1 10 kg Test weight | 1 | 1 | 561 | KERN | 346-07 | https://www.kern-sohn.com/cgi-bin/cosmoshop/lshop.cgi?action=shopstart&ls=en
347-545 | M1 10 kg Test weight | 1 | 1 | 467.5 | KERN | 347-545 | https://www.kern-sohn.com/cgi-bin/cosmoshop/lshop.cgi?action=shopstart&ls=en
347-546 | M1 10 kg Test weight | 1 | 1 | 429 | KERN | 347-546 | https://www.kern-sohn.com/cgi-bin/cosmoshop/lshop.cgi?action=shopstart&ls=en
347-54 | M1 10 kg Test weight | 1 | 1 | 396 | KERN | 347-54 | https://www.kern-sohn.com/cgi-bin/cosmoshop/lshop.cgi?action=shopstart&ls=en
347-14 | M1 10 kg Test weight | 1 | 1 | 385 | KERN | 347-14 | https://www.kern-sohn.com/cgi-bin/cosmoshop/lshop.cgi?action=shopstart&ls=en
346-87 | M1 10 kg Test weight | 1 | 1 | 99 | KERN | 346-87 | https://www.kern-sohn.com/cgi-bin/cosmoshop/lshop.cgi?action=shopstart&ls=en
346-87 | M1 10 kg Test weight | 1 | 1 | 99 | KERN | 346-87 | https://www.kern-sohn.com/cgi-bin/cosmoshop/lshop.cgi?action=shopstart&ls=en
346-77 | M1 10 kg Test weight | 1 | 1 | 79.2 | KERN | 346-77 | https://www.kern-sohn.com/cgi-bin/cosmoshop/lshop.cgi?action=shopstart&ls=en
348-04 | M1 10 mg Test weight | 1 | 1 | 4.3 | KERN | 348-04 | https://www.kern-sohn.com/cgi-bin/cosmoshop/lshop.cgi?action=shopstart&ls=en
348-04 | M1 10 mg Test weight | 1 | 1 | 4.3 | KERN | 348-04 | https://www.kern-sohn.com/cgi-bin/cosmoshop/lshop.cgi?action=shopstart&ls=en
347-515-N00 | M1 10 N Weight (Newton) | 1 | 1 | 107.8 | KERN | 347-515-N00 | https://www.kern-sohn.com/cgi-bin/cosmoshop/lshop.cgi?action=shopstart&ls=en
347-516-N00 | M1 10 N Weight (Newton) | 1 | 1 | 99 | KERN | 347-516-N00 | https://www.kern-sohn.com/cgi-bin/cosmoshop/lshop.cgi?action=shopstart&ls=en
347-475 | M1 100 g Test weight | 1 | 1 | 29.7 | KERN | 347-475 | https://www.kern-sohn.com/cgi-bin/cosmoshop/lshop.cgi?action=shopstart&ls=en
347-476 | M1 100 g Test weight | 1 | 1 | 29.7 | KERN | 347-476 | https://www.kern-sohn.com/cgi-bin/cosmoshop/lshop.cgi?action=shopstart&ls=en
347-47 | M1 100 g Test weight | 1 | 1 | 13.2 | KERN | 347-47 | https://www.kern-sohn.com/cgi-bin/cosmoshop/lshop.cgi?action=shopstart&ls=en
347-07 | M1 100 g Test weight | 1 | 1 | 12.1 | KERN | 347-07 | https://www.kern-sohn.com/cgi-bin/cosmoshop/lshop.cgi?action=shopstart&ls=en
346-81 | M1 100 kg Test weight | 1 | 1 | 2068 | KERN | 346-81 | https://www.kern-sohn.com/cgi-bin/cosmoshop/lshop.cgi?action=shopstart&ls=en
348-07 | M1 100 mg Test weight | 1 | 1 | 4.3 | KERN | 348-07 | https://www.kern-sohn.com/cgi-bin/cosmoshop/lshop.cgi?action=shopstart&ls=en
348-07 | M1 100 mg Test weight | 1 | 1 | 4.3 | KERN | 348-07 | https://www.kern-sohn.com/cgi-bin/cosmoshop/lshop.cgi?action=shopstart&ls=en
347-545-N00 | M1 100 N Weight (Newton) | 1 | 1 | 476.3 | KERN | 347-545-N00 | https://www.kern-sohn.com/cgi-bin/cosmoshop/lshop.cgi?action=shopstart&ls=en
347-546-N00 | M1 100 N Weight (Newton) | 1 | 1 | 437.8 | KERN | 347-546-N00 | https://www.kern-sohn.com/cgi-bin/cosmoshop/lshop.cgi?action=shopstart&ls=en
346-84 | M1 1000 kg Test weight | 1 | 1 | 8173 | KERN | 346-84 | https://www.kern-sohn.com/cgi-bin/cosmoshop/lshop.cgi?action=shopstart&ls=en
962-694R | M1 1000 kgDAkkS Certificate weight | 1 | 1 | 149.6 | KERN | 962-694R | https://www.kern-sohn.com/cgi-bin/cosmoshop/lshop.cgi?action=shopstart&ls=en
347-426-N00 | M1 2 cN Weight (Newton) | 1 | 1 | 29.7 | KERN | 347-426-N00 | https://www.kern-sohn.com/cgi-bin/cosmoshop/lshop.cgi?action=shopstart&ls=en
347-425-N00 | M1 2 cN Weight (Newton) | 1 | 1 | 25.3 | KERN | 347-425-N00 | https://www.kern-sohn.com/cgi-bin/cosmoshop/lshop.cgi?action=shopstart&ls=en
347-426 | M1 2 g Test weight | 1 | 1 | 20.9 | KERN | 347-426 | https://www.kern-sohn.com/cgi-bin/cosmoshop/lshop.cgi?action=shopstart&ls=en
347-425 | M1 2 g Test weight | 1 | 1 | 15.4 | KERN | 347-425 | https://www.kern-sohn.com/cgi-bin/cosmoshop/lshop.cgi?action=shopstart&ls=en
347-42 | M1 2 g Test weight | 1 | 1 | 5.5 | KERN | 347-42 | https://www.kern-sohn.com/cgi-bin/cosmoshop/lshop.cgi?action=shopstart&ls=en
347-02 | M1 2 g Test weight | 1 | 1 | 5.4 | KERN | 347-02 | https://www.kern-sohn.com/cgi-bin/cosmoshop/lshop.cgi?action=shopstart&ls=en
347-525 | M1 2 kg Test weight | 1 | 1 | 160.6 | KERN | 347-525 | https://www.kern-sohn.com/cgi-bin/cosmoshop/lshop.cgi?action=shopstart&ls=en
347-526 | M1 2 kg Test weight | 1 | 1 | 145.2 | KERN | 347-526 | https://www.kern-sohn.com/cgi-bin/cosmoshop/lshop.cgi?action=shopstart&ls=en
347-52 | M1 2 kg Test weight | 1 | 1 | 92.4 | KERN | 347-52 | https://www.kern-sohn.com/cgi-bin/cosmoshop/lshop.cgi?action=shopstart&ls=en
347-12 | M1 2 kg Test weight | 1 | 1 | 90.2 | KERN | 347-12 | https://www.kern-sohn.com/cgi-bin/cosmoshop/lshop.cgi?action=shopstart&ls=en
348-02 | M1 2 mg Test weight | 1 | 1 | 4.3 | KERN | 348-02 | https://www.kern-sohn.com/cgi-bin/cosmoshop/lshop.cgi?action=shopstart&ls=en
348-02 | M1 2 mg Test weight | 1 | 1 | 4.3 | KERN | 348-02 | https://www.kern-sohn.com/cgi-bin/cosmoshop/lshop.cgi?action=shopstart&ls=en
347-485-N00 | M1 2 N Weight (Newton) | 1 | 1 | 48.4 | KERN | 347-485-N00 | https://www.kern-sohn.com/cgi-bin/cosmoshop/lshop.cgi?action=shopstart&ls=en
347-486-N00 | M1 2 N Weight (Newton) | 1 | 1 | 42.9 | KERN | 347-486-N00 | https://www.kern-sohn.com/cgi-bin/cosmoshop/lshop.cgi?action=shopstart&ls=en
347-455-N00 | M1 20 cN Weight (Newton) | 1 | 1 | 31.9 | KERN | 347-455-N00 | https://www.kern-sohn.com/cgi-bin/cosmoshop/lshop.cgi?action=shopstart&ls=en
347-456-N00 | M1 20 cN Weight (Newton) | 1 | 1 | 30.8 | KERN | 347-456-N00 | https://www.kern-sohn.com/cgi-bin/cosmoshop/lshop.cgi?action=shopstart&ls=en
347-455 | M1 20 g Test weight | 1 | 1 | 23.1 | KERN | 347-455 | https://www.kern-sohn.com/cgi-bin/cosmoshop/lshop.cgi?action=shopstart&ls=en
347-456 | M1 20 g Test weight | 1 | 1 | 22 | KERN | 347-456 | https://www.kern-sohn.com/cgi-bin/cosmoshop/lshop.cgi?action=shopstart&ls=en
347-45 | M1 20 g Test weight | 1 | 1 | 8.8 | KERN | 347-45 | https://www.kern-sohn.com/cgi-bin/cosmoshop/lshop.cgi?action=shopstart&ls=en
347-05 | M1 20 g Test weight | 1 | 1 | 7.9 | KERN | 347-05 | https://www.kern-sohn.com/cgi-bin/cosmoshop/lshop.cgi?action=shopstart&ls=en
347-151 | M1 20 kg Test weight | 1 | 1 | 814 | KERN | 347-151 | https://www.kern-sohn.com/cgi-bin/cosmoshop/lshop.cgi?action=shopstart&ls=en
346-08 | M1 20 kg Test weight | 1 | 1 | 748 | KERN | 346-08 | https://www.kern-sohn.com/cgi-bin/cosmoshop/lshop.cgi?action=shopstart&ls=en
346-88 | M1 20 kg Test weight | 1 | 1 | 173.8 | KERN | 346-88 | https://www.kern-sohn.com/cgi-bin/cosmoshop/lshop.cgi?action=shopstart&ls=en
346-88 | M1 20 kg Test weight | 1 | 1 | 173.8 | KERN | 346-88 | https://www.kern-sohn.com/cgi-bin/cosmoshop/lshop.cgi?action=shopstart&ls=en
346-78 | M1 20 kg Test weight | 1 | 1 | 137.5 | KERN | 346-78 | https://www.kern-sohn.com/cgi-bin/cosmoshop/lshop.cgi?action=shopstart&ls=en
346-022-005 | M1 20 kg weight carrier | 1 | 1 | 1716 | KERN | 346-022-005 | https://www.kern-sohn.com/cgi-bin/cosmoshop/lshop.cgi?action=shopstart&ls=en
347-022-005 | M1 20 kg weight carrier | 1 | 1 | 1716 | KERN | 347-022-005 | https://www.kern-sohn.com/cgi-bin/cosmoshop/lshop.cgi?action=shopstart&ls=en
348-05 | M1 20 mg Test weight | 1 | 1 | 4.3 | KERN | 348-05 | https://www.kern-sohn.com/cgi-bin/cosmoshop/lshop.cgi?action=shopstart&ls=en
348-05 | M1 20 mg Test weight | 1 | 1 | 4.3 | KERN | 348-05 | https://www.kern-sohn.com/cgi-bin/cosmoshop/lshop.cgi?action=shopstart&ls=en
347-525-N00 | M1 20 N Weight (Newton) | 1 | 1 | 169.4 | KERN | 347-525-N00 | https://www.kern-sohn.com/cgi-bin/cosmoshop/lshop.cgi?action=shopstart&ls=en
347-526-N00 | M1 20 N Weight (Newton) | 1 | 1 | 154 | KERN | 347-526-N00 | https://www.kern-sohn.com/cgi-bin/cosmoshop/lshop.cgi?action=shopstart&ls=en
347-485 | M1 200 g Test weight | 1 | 1 | 39.6 | KERN | 347-485 | https://www.kern-sohn.com/cgi-bin/cosmoshop/lshop.cgi?action=shopstart&ls=en
347-486 | M1 200 g Test weight | 1 | 1 | 34.1 | KERN | 347-486 | https://www.kern-sohn.com/cgi-bin/cosmoshop/lshop.cgi?action=shopstart&ls=en
347-48 | M1 200 g Test weight | 1 | 1 | 18.7 | KERN | 347-48 | https://www.kern-sohn.com/cgi-bin/cosmoshop/lshop.cgi?action=shopstart&ls=en
347-08 | M1 200 g Test weight | 1 | 1 | 16.5 | KERN | 347-08 | https://www.kern-sohn.com/cgi-bin/cosmoshop/lshop.cgi?action=shopstart&ls=en
346-82 | M1 200 kg Test weight | 1 | 1 | 2629 | KERN | 346-82 | https://www.kern-sohn.com/cgi-bin/cosmoshop/lshop.cgi?action=shopstart&ls=en
348-08 | M1 200 mg Test weight | 1 | 1 | 4.3 | KERN | 348-08 | https://www.kern-sohn.com/cgi-bin/cosmoshop/lshop.cgi?action=shopstart&ls=en
348-08 | M1 200 mg Test weight | 1 | 1 | 4.3 | KERN | 348-08 | https://www.kern-sohn.com/cgi-bin/cosmoshop/lshop.cgi?action=shopstart&ls=en
346-042-008 | M1 40 kg weight carrier | 1 | 1 | 2222 | KERN | 346-042-008 | https://www.kern-sohn.com/cgi-bin/cosmoshop/lshop.cgi?action=shopstart&ls=en
347-042-008 | M1 40 kg weight carrier | 1 | 1 | 2024 | KERN | 347-042-008 | https://www.kern-sohn.com/cgi-bin/cosmoshop/lshop.cgi?action=shopstart&ls=en
347-436-N00 | M1 5 cN Weight (Newton) | 1 | 1 | 29.7 | KERN | 347-436-N00 | https://www.kern-sohn.com/cgi-bin/cosmoshop/lshop.cgi?action=shopstart&ls=en
347-435-N00 | M1 5 cN Weight (Newton) | 1 | 1 | 26.4 | KERN | 347-435-N00 | https://www.kern-sohn.com/cgi-bin/cosmoshop/lshop.cgi?action=shopstart&ls=en
347-436 | M1 5 g Test weight | 1 | 1 | 20.9 | KERN | 347-436 | https://www.kern-sohn.com/cgi-bin/cosmoshop/lshop.cgi?action=shopstart&ls=en
347-435 | M1 5 g Test weight | 1 | 1 | 16.5 | KERN | 347-435 | https://www.kern-sohn.com/cgi-bin/cosmoshop/lshop.cgi?action=shopstart&ls=en
347-43 | M1 5 g Test weight | 1 | 1 | 5.8 | KERN | 347-43 | https://www.kern-sohn.com/cgi-bin/cosmoshop/lshop.cgi?action=shopstart&ls=en
347-03 | M1 5 g Test weight | 1 | 1 | 5.7 | KERN | 347-03 | https://www.kern-sohn.com/cgi-bin/cosmoshop/lshop.cgi?action=shopstart&ls=en
346-06 | M1 5 kg Test weight | 1 | 1 | 418 | KERN | 346-06 | https://www.kern-sohn.com/cgi-bin/cosmoshop/lshop.cgi?action=shopstart&ls=en
347-536 | M1 5 kg Test weight | 1 | 1 | 269.5 | KERN | 347-536 | https://www.kern-sohn.com/cgi-bin/cosmoshop/lshop.cgi?action=shopstart&ls=en
347-535 | M1 5 kg Test weight | 1 | 1 | 253 | KERN | 347-535 | https://www.kern-sohn.com/cgi-bin/cosmoshop/lshop.cgi?action=shopstart&ls=en
347-53 | M1 5 kg Test weight | 1 | 1 | 209 | KERN | 347-53 | https://www.kern-sohn.com/cgi-bin/cosmoshop/lshop.cgi?action=shopstart&ls=en
347-13 | M1 5 kg Test weight | 1 | 1 | 198 | KERN | 347-13 | https://www.kern-sohn.com/cgi-bin/cosmoshop/lshop.cgi?action=shopstart&ls=en
346-86 | M1 5 kg Test weight | 1 | 1 | 59.4 | KERN | 346-86 | https://www.kern-sohn.com/cgi-bin/cosmoshop/lshop.cgi?action=shopstart&ls=en
346-86 | M1 5 kg Test weight | 1 | 1 | 59.4 | KERN | 346-86 | https://www.kern-sohn.com/cgi-bin/cosmoshop/lshop.cgi?action=shopstart&ls=en
346-76 | M1 5 kg Test weight | 1 | 1 | 49.5 | KERN | 346-76 | https://www.kern-sohn.com/cgi-bin/cosmoshop/lshop.cgi?action=shopstart&ls=en
348-03 | M1 5 mg Test weight | 1 | 1 | 4.3 | KERN | 348-03 | https://www.kern-sohn.com/cgi-bin/cosmoshop/lshop.cgi?action=shopstart&ls=en
348-03 | M1 5 mg Test weight | 1 | 1 | 4.3 | KERN | 348-03 | https://www.kern-sohn.com/cgi-bin/cosmoshop/lshop.cgi?action=shopstart&ls=en
347-495-N00 | M1 5 N Weight (Newton) | 1 | 1 | 72.6 | KERN | 347-495-N00 | https://www.kern-sohn.com/cgi-bin/cosmoshop/lshop.cgi?action=shopstart&ls=en
347-496-N00 | M1 5 N Weight (Newton) | 1 | 1 | 71.5 | KERN | 347-496-N00 | https://www.kern-sohn.com/cgi-bin/cosmoshop/lshop.cgi?action=shopstart&ls=en
347-465-N00 | M1 50 cN Weight (Newton) | 1 | 1 | 35.2 | KERN | 347-465-N00 | https://www.kern-sohn.com/cgi-bin/cosmoshop/lshop.cgi?action=shopstart&ls=en
347-466-N00 | M1 50 cN Weight (Newton) | 1 | 1 | 34.1 | KERN | 347-466-N00 | https://www.kern-sohn.com/cgi-bin/cosmoshop/lshop.cgi?action=shopstart&ls=en
347-465 | M1 50 g Test weight | 1 | 1 | 26.4 | KERN | 347-465 | https://www.kern-sohn.com/cgi-bin/cosmoshop/lshop.cgi?action=shopstart&ls=en
347-466 | M1 50 g Test weight | 1 | 1 | 25.3 | KERN | 347-466 | https://www.kern-sohn.com/cgi-bin/cosmoshop/lshop.cgi?action=shopstart&ls=en
347-46 | M1 50 g Test weight | 1 | 1 | 10.3 | KERN | 347-46 | https://www.kern-sohn.com/cgi-bin/cosmoshop/lshop.cgi?action=shopstart&ls=en
347-06 | M1 50 g Test weight | 1 | 1 | 9.9 | KERN | 347-06 | https://www.kern-sohn.com/cgi-bin/cosmoshop/lshop.cgi?action=shopstart&ls=en
347-161 | M1 50 kg Test weight | 1 | 1 | 2167 | KERN | 347-161 | https://www.kern-sohn.com/cgi-bin/cosmoshop/lshop.cgi?action=shopstart&ls=en
346-09 | M1 50 kg Test weight | 1 | 1 | 2002 | KERN | 346-09 | https://www.kern-sohn.com/cgi-bin/cosmoshop/lshop.cgi?action=shopstart&ls=en
346-89 | M1 50 kg Test weight | 1 | 1 | 434.5 | KERN | 346-89 | https://www.kern-sohn.com/cgi-bin/cosmoshop/lshop.cgi?action=shopstart&ls=en
346-89 | M1 50 kg Test weight | 1 | 1 | 434.5 | KERN | 346-89 | https://www.kern-sohn.com/cgi-bin/cosmoshop/lshop.cgi?action=shopstart&ls=en
346-79 | M1 50 kg Test weight | 1 | 1 | 330 | KERN | 346-79 | https://www.kern-sohn.com/cgi-bin/cosmoshop/lshop.cgi?action=shopstart&ls=en
346-052-010 | M1 50 kg weight carrier | 1 | 1 | 2222 | KERN | 346-052-010 | https://www.kern-sohn.com/cgi-bin/cosmoshop/lshop.cgi?action=shopstart&ls=en
346-055-004 | M1 50 kg weight carrier | 1 | 1 | 2222 | KERN | 346-055-004 | https://www.kern-sohn.com/cgi-bin/cosmoshop/lshop.cgi?action=shopstart&ls=en
346-055-009 | M1 50 kg weight carrier | 1 | 1 | 2222 | KERN | 346-055-009 | https://www.kern-sohn.com/cgi-bin/cosmoshop/lshop.cgi?action=shopstart&ls=en
347-052-010 | M1 50 kg weight carrier | 1 | 1 | 2222 | KERN | 347-052-010 | https://www.kern-sohn.com/cgi-bin/cosmoshop/lshop.cgi?action=shopstart&ls=en
348-06 | M1 50 mg Test weight | 1 | 1 | 4.3 | KERN | 348-06 | https://www.kern-sohn.com/cgi-bin/cosmoshop/lshop.cgi?action=shopstart&ls=en
348-06 | M1 50 mg Test weight | 1 | 1 | 4.3 | KERN | 348-06 | https://www.kern-sohn.com/cgi-bin/cosmoshop/lshop.cgi?action=shopstart&ls=en
347-536-N00 | M1 50 N Weight (Newton) | 1 | 1 | 278.3 | KERN | 347-536-N00 | https://www.kern-sohn.com/cgi-bin/cosmoshop/lshop.cgi?action=shopstart&ls=en
347-535-N00 | M1 50 N Weight (Newton) | 1 | 1 | 261.8 | KERN | 347-535-N00 | https://www.kern-sohn.com/cgi-bin/cosmoshop/lshop.cgi?action=shopstart&ls=en
347-495 | M1 500 g Test weight | 1 | 1 | 63.8 | KERN | 347-495 | https://www.kern-sohn.com/cgi-bin/cosmoshop/lshop.cgi?action=shopstart&ls=en
347-496 | M1 500 g Test weight | 1 | 1 | 62.7 | KERN | 347-496 | https://www.kern-sohn.com/cgi-bin/cosmoshop/lshop.cgi?action=shopstart&ls=en
347-49 | M1 500 g Test weight | 1 | 1 | 34.1 | KERN | 347-49 | https://www.kern-sohn.com/cgi-bin/cosmoshop/lshop.cgi?action=shopstart&ls=en
347-09 | M1 500 g Test weight | 1 | 1 | 33 | KERN | 347-09 | https://www.kern-sohn.com/cgi-bin/cosmoshop/lshop.cgi?action=shopstart&ls=en
346-83 | M1 500 kg Test weight | 1 | 1 | 4917 | KERN | 346-83 | https://www.kern-sohn.com/cgi-bin/cosmoshop/lshop.cgi?action=shopstart&ls=en
348-09 | M1 500 mg Test weight | 1 | 1 | 4.3 | KERN | 348-09 | https://www.kern-sohn.com/cgi-bin/cosmoshop/lshop.cgi?action=shopstart&ls=en
348-09 | M1 500 mg Test weight | 1 | 1 | 4.3 | KERN | 348-09 | https://www.kern-sohn.com/cgi-bin/cosmoshop/lshop.cgi?action=shopstart&ls=en
346-065-009 | M1 60 kg weight carrier | 1 | 1 | 2409 | KERN | 346-065-009 | https://www.kern-sohn.com/cgi-bin/cosmoshop/lshop.cgi?action=shopstart&ls=en
347-062-022 | M1 60 kg weight carrier | 1 | 1 | 2409 | KERN | 347-062-022 | https://www.kern-sohn.com/cgi-bin/cosmoshop/lshop.cgi?action=shopstart&ls=en
952-659 | M1 Homologation UE | 1 | 1 | 30.8 | KERN | 952-659 | https://www.kern-sohn.com/cgi-bin/cosmoshop/lshop.cgi?action=shopstart&ls=en
952-646R | M1 Re-Verification (DE) single weight | 1 | 1 | 48.4 | KERN | 952-646R | https://www.kern-sohn.com/cgi-bin/cosmoshop/lshop.cgi?action=shopstart&ls=en
952-645R | M1 Re-Verification (DE) single weight | 1 | 1 | 47.3 | KERN | 952-645R | https://www.kern-sohn.com/cgi-bin/cosmoshop/lshop.cgi?action=shopstart&ls=en
952-644R | M1 Re-Verification (DE) single weight | 1 | 1 | 40.7 | KERN | 952-644R | https://www.kern-sohn.com/cgi-bin/cosmoshop/lshop.cgi?action=shopstart&ls=en
952-642R | M1 Re-Verification (DE) single weight | 1 | 1 | 33 | KERN | 952-642R | https://www.kern-sohn.com/cgi-bin/cosmoshop/lshop.cgi?action=shopstart&ls=en
952-643R | M1 Re-Verification (DE) single weight | 1 | 1 | 33 | KERN | 952-643R | https://www.kern-sohn.com/cgi-bin/cosmoshop/lshop.cgi?action=shopstart&ls=en
952-631R | M1 Re-Verification (DE) single weight | 1 | 1 | 30.8 | KERN | 952-631R | https://www.kern-sohn.com/cgi-bin/cosmoshop/lshop.cgi?action=shopstart&ls=en
952-632R | M1 Re-Verification (DE) single weight | 1 | 1 | 30.8 | KERN | 952-632R | https://www.kern-sohn.com/cgi-bin/cosmoshop/lshop.cgi?action=shopstart&ls=en
952-633R | M1 Re-Verification (DE) single weight | 1 | 1 | 30.8 | KERN | 952-633R | https://www.kern-sohn.com/cgi-bin/cosmoshop/lshop.cgi?action=shopstart&ls=en
952-634R | M1 Re-Verification (DE) single weight | 1 | 1 | 30.8 | KERN | 952-634R | https://www.kern-sohn.com/cgi-bin/cosmoshop/lshop.cgi?action=shopstart&ls=en
952-635R | M1 Re-Verification (DE) single weight | 1 | 1 | 30.8 | KERN | 952-635R | https://www.kern-sohn.com/cgi-bin/cosmoshop/lshop.cgi?action=shopstart&ls=en
952-636R | M1 Re-Verification (DE) single weight | 1 | 1 | 30.8 | KERN | 952-636R | https://www.kern-sohn.com/cgi-bin/cosmoshop/lshop.cgi?action=shopstart&ls=en
952-637R | M1 Re-Verification (DE) single weight | 1 | 1 | 30.8 | KERN | 952-637R | https://www.kern-sohn.com/cgi-bin/cosmoshop/lshop.cgi?action=shopstart&ls=en
952-638R | M1 Re-Verification (DE) single weight | 1 | 1 | 30.8 | KERN | 952-638R | https://www.kern-sohn.com/cgi-bin/cosmoshop/lshop.cgi?action=shopstart&ls=en
952-639R | M1 Re-Verification (DE) single weight | 1 | 1 | 30.8 | KERN | 952-639R | https://www.kern-sohn.com/cgi-bin/cosmoshop/lshop.cgi?action=shopstart&ls=en
952-641R | M1 Re-Verification (DE) single weight | 1 | 1 | 30.8 | KERN | 952-641R | https://www.kern-sohn.com/cgi-bin/cosmoshop/lshop.cgi?action=shopstart&ls=en
952-651R | M1 Re-Verification (DE) single weight | 1 | 1 | 30.8 | KERN | 952-651R | https://www.kern-sohn.com/cgi-bin/cosmoshop/lshop.cgi?action=shopstart&ls=en
952-652R | M1 Re-Verification (DE) single weight | 1 | 1 | 30.8 | KERN | 952-652R | https://www.kern-sohn.com/cgi-bin/cosmoshop/lshop.cgi?action=shopstart&ls=en
952-653R | M1 Re-Verification (DE) single weight | 1 | 1 | 30.8 | KERN | 952-653R | https://www.kern-sohn.com/cgi-bin/cosmoshop/lshop.cgi?action=shopstart&ls=en
952-654R | M1 Re-Verification (DE) single weight | 1 | 1 | 30.8 | KERN | 952-654R | https://www.kern-sohn.com/cgi-bin/cosmoshop/lshop.cgi?action=shopstart&ls=en
952-655R | M1 Re-Verification (DE) single weight | 1 | 1 | 30.8 | KERN | 952-655R | https://www.kern-sohn.com/cgi-bin/cosmoshop/lshop.cgi?action=shopstart&ls=en
952-656R | M1 Re-Verification (DE) single weight | 1 | 1 | 30.8 | KERN | 952-656R | https://www.kern-sohn.com/cgi-bin/cosmoshop/lshop.cgi?action=shopstart&ls=en
952-657R | M1 Re-Verification (DE) single weight | 1 | 1 | 30.8 | KERN | 952-657R | https://www.kern-sohn.com/cgi-bin/cosmoshop/lshop.cgi?action=shopstart&ls=en
952-658R | M1 Re-Verification (DE) single weight | 1 | 1 | 30.8 | KERN | 952-658R | https://www.kern-sohn.com/cgi-bin/cosmoshop/lshop.cgi?action=shopstart&ls=en
952-659R | M1 Re-Verification (DE) single weight | 1 | 1 | 30.8 | KERN | 952-659R | https://www.kern-sohn.com/cgi-bin/cosmoshop/lshop.cgi?action=shopstart&ls=en
952-608R | M1 Re-Verification (DE) standard weight set | 1 | 1 | 225.5 | KERN | 952-608R | https://www.kern-sohn.com/cgi-bin/cosmoshop/lshop.cgi?action=shopstart&ls=en
952-607R | M1 Re-Verification (DE) standard weight set | 1 | 1 | 217.8 | KERN | 952-607R | https://www.kern-sohn.com/cgi-bin/cosmoshop/lshop.cgi?action=shopstart&ls=en
952-606R | M1 Re-Verification (DE) standard weight set | 1 | 1 | 205.7 | KERN | 952-606R | https://www.kern-sohn.com/cgi-bin/cosmoshop/lshop.cgi?action=shopstart&ls=en
952-605R | M1 Re-Verification (DE) standard weight set | 1 | 1 | 185.9 | KERN | 952-605R | https://www.kern-sohn.com/cgi-bin/cosmoshop/lshop.cgi?action=shopstart&ls=en
952-604R | M1 Re-Verification (DE) standard weight set | 1 | 1 | 177.1 | KERN | 952-604R | https://www.kern-sohn.com/cgi-bin/cosmoshop/lshop.cgi?action=shopstart&ls=en
952-603R | M1 Re-Verification (DE) standard weight set | 1 | 1 | 169.4 | KERN | 952-603R | https://www.kern-sohn.com/cgi-bin/cosmoshop/lshop.cgi?action=shopstart&ls=en
952-602R | M1 Re-Verification (DE) standard weight set | 1 | 1 | 151.8 | KERN | 952-602R | https://www.kern-sohn.com/cgi-bin/cosmoshop/lshop.cgi?action=shopstart&ls=en
952-601R | M1 Re-Verification (DE) standard weight set | 1 | 1 | 143 | KERN | 952-601R | https://www.kern-sohn.com/cgi-bin/cosmoshop/lshop.cgi?action=shopstart&ls=en
952-622R | M1 Re-Verification (DE) standard weight set | 1 | 1 | 140.8 | KERN | 952-622R | https://www.kern-sohn.com/cgi-bin/cosmoshop/lshop.cgi?action=shopstart&ls=en
952-621R | M1 Re-Verification (DE) standard weight set | 1 | 1 | 130.9 | KERN | 952-621R | https://www.kern-sohn.com/cgi-bin/cosmoshop/lshop.cgi?action=shopstart&ls=en
952-620R | M1 Re-Verification (DE) standard weight set | 1 | 1 | 119.9 | KERN | 952-620R | https://www.kern-sohn.com/cgi-bin/cosmoshop/lshop.cgi?action=shopstart&ls=en
952-619R | M1 Re-Verification (DE) standard weight set | 1 | 1 | 101.2 | KERN | 952-619R | https://www.kern-sohn.com/cgi-bin/cosmoshop/lshop.cgi?action=shopstart&ls=en
952-618R | M1 Re-Verification (DE) standard weight set | 1 | 1 | 91.3 | KERN | 952-618R | https://www.kern-sohn.com/cgi-bin/cosmoshop/lshop.cgi?action=shopstart&ls=en
952-650R | M1 Re-Verification (DE) standard weight set | 1 | 1 | 85.8 | KERN | 952-650R | https://www.kern-sohn.com/cgi-bin/cosmoshop/lshop.cgi?action=shopstart&ls=en
952-617R | M1 Re-Verification (DE) standard weight set | 1 | 1 | 82.5 | KERN | 952-617R | https://www.kern-sohn.com/cgi-bin/cosmoshop/lshop.cgi?action=shopstart&ls=en
952-616R | M1 Re-Verification (DE) standard weight set | 1 | 1 | 69.3 | KERN | 952-616R | https://www.kern-sohn.com/cgi-bin/cosmoshop/lshop.cgi?action=shopstart&ls=en
952-615R | M1 Re-Verification (DE) standard weight set | 1 | 1 | 64.9 | KERN | 952-615R | https://www.kern-sohn.com/cgi-bin/cosmoshop/lshop.cgi?action=shopstart&ls=en
343-49 | M1 set of weights 1 mg - 10 kg | 1 | 1 | 1353 | KERN | 343-49 | https://www.kern-sohn.com/cgi-bin/cosmoshop/lshop.cgi?action=shopstart&ls=en
343-496 | M1 set of weights 1 mg - 10 kg | 1 | 1 | 1309 | KERN | 343-496 | https://www.kern-sohn.com/cgi-bin/cosmoshop/lshop.cgi?action=shopstart&ls=en
952-608 | M1 Verification EU | 1 | 1 | 225.5 | KERN | 952-608 | https://www.kern-sohn.com/cgi-bin/cosmoshop/lshop.cgi?action=shopstart&ls=en
952-607 | M1 Verification EU | 1 | 1 | 217.8 | KERN | 952-607 | https://www.kern-sohn.com/cgi-bin/cosmoshop/lshop.cgi?action=shopstart&ls=en
952-606 | M1 Verification EU | 1 | 1 | 205.7 | KERN | 952-606 | https://www.kern-sohn.com/cgi-bin/cosmoshop/lshop.cgi?action=shopstart&ls=en
952-605 | M1 Verification EU | 1 | 1 | 185.9 | KERN | 952-605 | https://www.kern-sohn.com/cgi-bin/cosmoshop/lshop.cgi?action=shopstart&ls=en
952-604 | M1 Verification EU | 1 | 1 | 177.1 | KERN | 952-604 | https://www.kern-sohn.com/cgi-bin/cosmoshop/lshop.cgi?action=shopstart&ls=en
952-603 | M1 Verification EU | 1 | 1 | 169.4 | KERN | 952-603 | https://www.kern-sohn.com/cgi-bin/cosmoshop/lshop.cgi?action=shopstart&ls=en
952-602 | M1 Verification EU | 1 | 1 | 151.8 | KERN | 952-602 | https://www.kern-sohn.com/cgi-bin/cosmoshop/lshop.cgi?action=shopstart&ls=en
952-601 | M1 Verification EU | 1 | 1 | 143 | KERN | 952-601 | https://www.kern-sohn.com/cgi-bin/cosmoshop/lshop.cgi?action=shopstart&ls=en
952-622 | M1 Verification EU | 1 | 1 | 140.8 | KERN | 952-622 | https://www.kern-sohn.com/cgi-bin/cosmoshop/lshop.cgi?action=shopstart&ls=en
952-621 | M1 Verification EU | 1 | 1 | 130.9 | KERN | 952-621 | https://www.kern-sohn.com/cgi-bin/cosmoshop/lshop.cgi?action=shopstart&ls=en
952-620 | M1 Verification EU | 1 | 1 | 119.9 | KERN | 952-620 | https://www.kern-sohn.com/cgi-bin/cosmoshop/lshop.cgi?action=shopstart&ls=en
952-619 | M1 Verification EU | 1 | 1 | 101.2 | KERN | 952-619 | https://www.kern-sohn.com/cgi-bin/cosmoshop/lshop.cgi?action=shopstart&ls=en
952-618 | M1 Verification EU | 1 | 1 | 91.3 | KERN | 952-618 | https://www.kern-sohn.com/cgi-bin/cosmoshop/lshop.cgi?action=shopstart&ls=en
952-650 | M1 Verification EU | 1 | 1 | 85.8 | KERN | 952-650 | https://www.kern-sohn.com/cgi-bin/cosmoshop/lshop.cgi?action=shopstart&ls=en
952-617 | M1 Verification EU | 1 | 1 | 82.5 | KERN | 952-617 | https://www.kern-sohn.com/cgi-bin/cosmoshop/lshop.cgi?action=shopstart&ls=en
952-616 | M1 Verification EU | 1 | 1 | 69.3 | KERN | 952-616 | https://www.kern-sohn.com/cgi-bin/cosmoshop/lshop.cgi?action=shopstart&ls=en
952-615 | M1 Verification EU | 1 | 1 | 64.9 | KERN | 952-615 | https://www.kern-sohn.com/cgi-bin/cosmoshop/lshop.cgi?action=shopstart&ls=en
952-646 | M1 Verification EU | 1 | 1 | 48.4 | KERN | 952-646 | https://www.kern-sohn.com/cgi-bin/cosmoshop/lshop.cgi?action=shopstart&ls=en
952-645 | M1 Verification EU | 1 | 1 | 47.3 | KERN | 952-645 | https://www.kern-sohn.com/cgi-bin/cosmoshop/lshop.cgi?action=shopstart&ls=en
952-644 | M1 Verification EU | 1 | 1 | 40.7 | KERN | 952-644 | https://www.kern-sohn.com/cgi-bin/cosmoshop/lshop.cgi?action=shopstart&ls=en
952-642 | M1 Verification EU | 1 | 1 | 33 | KERN | 952-642 | https://www.kern-sohn.com/cgi-bin/cosmoshop/lshop.cgi?action=shopstart&ls=en
952-643 | M1 Verification EU | 1 | 1 | 33 | KERN | 952-643 | https://www.kern-sohn.com/cgi-bin/cosmoshop/lshop.cgi?action=shopstart&ls=en
952-631 | M1 Verification EU | 1 | 1 | 30.8 | KERN | 952-631 | https://www.kern-sohn.com/cgi-bin/cosmoshop/lshop.cgi?action=shopstart&ls=en
952-632 | M1 Verification EU | 1 | 1 | 30.8 | KERN | 952-632 | https://www.kern-sohn.com/cgi-bin/cosmoshop/lshop.cgi?action=shopstart&ls=en
952-633 | M1 Verification EU | 1 | 1 | 30.8 | KERN | 952-633 | https://www.kern-sohn.com/cgi-bin/cosmoshop/lshop.cgi?action=shopstart&ls=en
952-634 | M1 Verification EU | 1 | 1 | 30.8 | KERN | 952-634 | https://www.kern-sohn.com/cgi-bin/cosmoshop/lshop.cgi?action=shopstart&ls=en
952-635 | M1 Verification EU | 1 | 1 | 30.8 | KERN | 952-635 | https://www.kern-sohn.com/cgi-bin/cosmoshop/lshop.cgi?action=shopstart&ls=en
952-636 | M1 Verification EU | 1 | 1 | 30.8 | KERN | 952-636 | https://www.kern-sohn.com/cgi-bin/cosmoshop/lshop.cgi?action=shopstart&ls=en
952-637 | M1 Verification EU | 1 | 1 | 30.8 | KERN | 952-637 | https://www.kern-sohn.com/cgi-bin/cosmoshop/lshop.cgi?action=shopstart&ls=en
952-638 | M1 Verification EU | 1 | 1 | 30.8 | KERN | 952-638 | https://www.kern-sohn.com/cgi-bin/cosmoshop/lshop.cgi?action=shopstart&ls=en
952-639 | M1 Verification EU | 1 | 1 | 30.8 | KERN | 952-639 | https://www.kern-sohn.com/cgi-bin/cosmoshop/lshop.cgi?action=shopstart&ls=en
952-641 | M1 Verification EU | 1 | 1 | 30.8 | KERN | 952-641 | https://www.kern-sohn.com/cgi-bin/cosmoshop/lshop.cgi?action=shopstart&ls=en
952-651 | M1 Verification EU | 1 | 1 | 30.8 | KERN | 952-651 | https://www.kern-sohn.com/cgi-bin/cosmoshop/lshop.cgi?action=shopstart&ls=en
952-652 | M1 Verification EU | 1 | 1 | 30.8 | KERN | 952-652 | https://www.kern-sohn.com/cgi-bin/cosmoshop/lshop.cgi?action=shopstart&ls=en
952-653 | M1 Verification EU | 1 | 1 | 30.8 | KERN | 952-653 | https://www.kern-sohn.com/cgi-bin/cosmoshop/lshop.cgi?action=shopstart&ls=en
952-654 | M1 Verification EU | 1 | 1 | 30.8 | KERN | 952-654 | https://www.kern-sohn.com/cgi-bin/cosmoshop/lshop.cgi?action=shopstart&ls=en
952-655 | M1 Verification EU | 1 | 1 | 30.8 | KERN | 952-655 | https://www.kern-sohn.com/cgi-bin/cosmoshop/lshop.cgi?action=shopstart&ls=en
952-656 | M1 Verification EU | 1 | 1 | 30.8 | KERN | 952-656 | https://www.kern-sohn.com/cgi-bin/cosmoshop/lshop.cgi?action=shopstart&ls=en
952-657 | M1 Verification EU | 1 | 1 | 30.8 | KERN | 952-657 | https://www.kern-sohn.com/cgi-bin/cosmoshop/lshop.cgi?action=shopstart&ls=en
952-658 | M1 Verification EU | 1 | 1 | 30.8 | KERN | 952-658 | https://www.kern-sohn.com/cgi-bin/cosmoshop/lshop.cgi?action=shopstart&ls=en
962-631 | M1/M2/M3 1 g | 1 | 1 | 16.5 | KERN | 962-631 | https://www.kern-sohn.com/cgi-bin/cosmoshop/lshop.cgi?action=shopstart&ls=en
962-619 | M1/M2/M3 1 g - 1 kg | 1 | 1 | 81.4 | KERN | 962-619 | https://www.kern-sohn.com/cgi-bin/cosmoshop/lshop.cgi?action=shopstart&ls=en
962-622 | M1/M2/M3 1 g - 10 kg | 1 | 1 | 114.4 | KERN | 962-622 | https://www.kern-sohn.com/cgi-bin/cosmoshop/lshop.cgi?action=shopstart&ls=en
962-620 | M1/M2/M3 1 g - 2 kg | 1 | 1 | 97.9 | KERN | 962-620 | https://www.kern-sohn.com/cgi-bin/cosmoshop/lshop.cgi?action=shopstart&ls=en
962-617 | M1/M2/M3 1 g - 200 g | 1 | 1 | 67.1 | KERN | 962-617 | https://www.kern-sohn.com/cgi-bin/cosmoshop/lshop.cgi?action=shopstart&ls=en
962-621 | M1/M2/M3 1 g - 5 kg | 1 | 1 | 105.6 | KERN | 962-621 | https://www.kern-sohn.com/cgi-bin/cosmoshop/lshop.cgi?action=shopstart&ls=en
962-615 | M1/M2/M3 1 g - 50 g | 1 | 1 | 46.2 | KERN | 962-615 | https://www.kern-sohn.com/cgi-bin/cosmoshop/lshop.cgi?action=shopstart&ls=en
962-618 | M1/M2/M3 1 g - 500 g | 1 | 1 | 74.8 | KERN | 962-618 | https://www.kern-sohn.com/cgi-bin/cosmoshop/lshop.cgi?action=shopstart&ls=en
962-641 | M1/M2/M3 1 kg | 1 | 1 | 17.6 | KERN | 962-641 | https://www.kern-sohn.com/cgi-bin/cosmoshop/lshop.cgi?action=shopstart&ls=en
962-651 | M1/M2/M3 1 mg | 1 | 1 | 16.5 | KERN | 962-651 | https://www.kern-sohn.com/cgi-bin/cosmoshop/lshop.cgi?action=shopstart&ls=en
962-608 | M1/M2/M3 1 mg - 10 kg | 1 | 1 | 183.7 | KERN | 962-608 | https://www.kern-sohn.com/cgi-bin/cosmoshop/lshop.cgi?action=shopstart&ls=en
962-603 | M1/M2/M3 1 mg - 200 g | 1 | 1 | 137.5 | KERN | 962-603 | https://www.kern-sohn.com/cgi-bin/cosmoshop/lshop.cgi?action=shopstart&ls=en
962-607 | M1/M2/M3 1 mg - 5 kg | 1 | 1 | 176 | KERN | 962-607 | https://www.kern-sohn.com/cgi-bin/cosmoshop/lshop.cgi?action=shopstart&ls=en
962-601 | M1/M2/M3 1 mg - 50 g | 1 | 1 | 116.6 | KERN | 962-601 | https://www.kern-sohn.com/cgi-bin/cosmoshop/lshop.cgi?action=shopstart&ls=en
962-604 | M1/M2/M3 1 mg - 500 g | 1 | 1 | 144.1 | KERN | 962-604 | https://www.kern-sohn.com/cgi-bin/cosmoshop/lshop.cgi?action=shopstart&ls=en
962-650 | M1/M2/M3 1 mg - 500 mg | 1 | 1 | 69.3 | KERN | 962-650 | https://www.kern-sohn.com/cgi-bin/cosmoshop/lshop.cgi?action=shopstart&ls=en
962-634 | M1/M2/M3 10 g | 1 | 1 | 16.5 | KERN | 962-634 | https://www.kern-sohn.com/cgi-bin/cosmoshop/lshop.cgi?action=shopstart&ls=en
962-644 | M1/M2/M3 10 kg | 1 | 1 | 18.7 | KERN | 962-644 | https://www.kern-sohn.com/cgi-bin/cosmoshop/lshop.cgi?action=shopstart&ls=en
962-654 | M1/M2/M3 10 mg | 1 | 1 | 16.5 | KERN | 962-654 | https://www.kern-sohn.com/cgi-bin/cosmoshop/lshop.cgi?action=shopstart&ls=en
962-657 | M1/M2/M3 100 mg | 1 | 1 | 16.5 | KERN | 962-657 | https://www.kern-sohn.com/cgi-bin/cosmoshop/lshop.cgi?action=shopstart&ls=en
962-694 | M1/M2/M3 1000 kg | 1 | 1 | 149.6 | KERN | 962-694 | https://www.kern-sohn.com/cgi-bin/cosmoshop/lshop.cgi?action=shopstart&ls=en
962-632 | M1/M2/M3 2 g | 1 | 1 | 16.5 | KERN | 962-632 | https://www.kern-sohn.com/cgi-bin/cosmoshop/lshop.cgi?action=shopstart&ls=en
962-642 | M1/M2/M3 2 kg | 1 | 1 | 18.7 | KERN | 962-642 | https://www.kern-sohn.com/cgi-bin/cosmoshop/lshop.cgi?action=shopstart&ls=en
962-652 | M1/M2/M3 2 mg | 1 | 1 | 16.5 | KERN | 962-652 | https://www.kern-sohn.com/cgi-bin/cosmoshop/lshop.cgi?action=shopstart&ls=en
962-635 | M1/M2/M3 20 g | 1 | 1 | 16.5 | KERN | 962-635 | https://www.kern-sohn.com/cgi-bin/cosmoshop/lshop.cgi?action=shopstart&ls=en
962-645 | M1/M2/M3 20 kg | 1 | 1 | 24.2 | KERN | 962-645 | https://www.kern-sohn.com/cgi-bin/cosmoshop/lshop.cgi?action=shopstart&ls=en
962-655 | M1/M2/M3 20 mg | 1 | 1 | 16.5 | KERN | 962-655 | https://www.kern-sohn.com/cgi-bin/cosmoshop/lshop.cgi?action=shopstart&ls=en
962-638 | M1/M2/M3 200 g | 1 | 1 | 17.6 | KERN | 962-638 | https://www.kern-sohn.com/cgi-bin/cosmoshop/lshop.cgi?action=shopstart&ls=en
962-692 | M1/M2/M3 200 kg | 1 | 1 | 69.3 | KERN | 962-692 | https://www.kern-sohn.com/cgi-bin/cosmoshop/lshop.cgi?action=shopstart&ls=en
962-658 | M1/M2/M3 200 mg | 1 | 1 | 16.5 | KERN | 962-658 | https://www.kern-sohn.com/cgi-bin/cosmoshop/lshop.cgi?action=shopstart&ls=en
962-695 | M1/M2/M3 2000 kg | 1 | 1 | 275 | KERN | 962-695 | https://www.kern-sohn.com/cgi-bin/cosmoshop/lshop.cgi?action=shopstart&ls=en
962-696 | M1/M2/M3 2500 kg | 1 | 1 | 275 | KERN | 962-696 | https://www.kern-sohn.com/cgi-bin/cosmoshop/lshop.cgi?action=shopstart&ls=en
962-633 | M1/M2/M3 5 g | 1 | 1 | 16.5 | KERN | 962-633 | https://www.kern-sohn.com/cgi-bin/cosmoshop/lshop.cgi?action=shopstart&ls=en
962-643 | M1/M2/M3 5 kg | 1 | 1 | 18.7 | KERN | 962-643 | https://www.kern-sohn.com/cgi-bin/cosmoshop/lshop.cgi?action=shopstart&ls=en
962-653 | M1/M2/M3 5 mg | 1 | 1 | 16.5 | KERN | 962-653 | https://www.kern-sohn.com/cgi-bin/cosmoshop/lshop.cgi?action=shopstart&ls=en
962-636 | M1/M2/M3 50 g | 1 | 1 | 16.5 | KERN | 962-636 | https://www.kern-sohn.com/cgi-bin/cosmoshop/lshop.cgi?action=shopstart&ls=en
962-646 | M1/M2/M3 50 kg | 1 | 1 | 26.4 | KERN | 962-646 | https://www.kern-sohn.com/cgi-bin/cosmoshop/lshop.cgi?action=shopstart&ls=en
962-656 | M1/M2/M3 50 mg | 1 | 1 | 16.5 | KERN | 962-656 | https://www.kern-sohn.com/cgi-bin/cosmoshop/lshop.cgi?action=shopstart&ls=en
962-639 | M1/M2/M3 500 g | 1 | 1 | 17.6 | KERN | 962-639 | https://www.kern-sohn.com/cgi-bin/cosmoshop/lshop.cgi?action=shopstart&ls=en
962-693 | M1/M2/M3 500 kg | 1 | 1 | 69.3 | KERN | 962-693 | https://www.kern-sohn.com/cgi-bin/cosmoshop/lshop.cgi?action=shopstart&ls=en
962-616 | M1/M2/M3 1 g - 100 g | 1 | 1 | 53.9 | KERN | 962-616 | https://www.kern-sohn.com/cgi-bin/cosmoshop/lshop.cgi?action=shopstart&ls=en
962-605 | M1/M2/M3 1 mg - 1 kg | 1 | 1 | 150.7 | KERN | 962-605 | https://www.kern-sohn.com/cgi-bin/cosmoshop/lshop.cgi?action=shopstart&ls=en
962-602 | M1/M2/M3 1 mg - 100 g | 1 | 1 | 123.2 | KERN | 962-602 | https://www.kern-sohn.com/cgi-bin/cosmoshop/lshop.cgi?action=shopstart&ls=en
962-606 | M1/M2/M3 1 mg - 2 kg | 1 | 1 | 167.2 | KERN | 962-606 | https://www.kern-sohn.com/cgi-bin/cosmoshop/lshop.cgi?action=shopstart&ls=en
962-637 | M1/M2/M3 100 g | 1 | 1 | 17.6 | KERN | 962-637 | https://www.kern-sohn.com/cgi-bin/cosmoshop/lshop.cgi?action=shopstart&ls=en
962-659 | M1/M2/M3 500 mg | 1 | 1 | 16.5 | KERN | 962-659 | https://www.kern-sohn.com/cgi-bin/cosmoshop/lshop.cgi?action=shopstart&ls=en
962-691 | M1/M2/M3 Certificate weight 100 kg | 1 | 1 | 69.3 | KERN | 962-691 | https://www.kern-sohn.com/cgi-bin/cosmoshop/lshop.cgi?action=shopstart&ls=en
962-715R | M2 1 g - 50 g | 1 | 1 | 46.2 | KERN | 962-715R | https://www.kern-sohn.com/cgi-bin/cosmoshop/lshop.cgi?action=shopstart&ls=en
962-731R | M2 1 g DAkkS Certificate | 1 | 1 | 16.5 | KERN | 962-731R | https://www.kern-sohn.com/cgi-bin/cosmoshop/lshop.cgi?action=shopstart&ls=en
962-703R | M2 1 mg - 200 g | 1 | 1 | 137.5 | KERN | 962-703R | https://www.kern-sohn.com/cgi-bin/cosmoshop/lshop.cgi?action=shopstart&ls=en
962-750R | M2 1 mg - 500 mg | 1 | 1 | 69.3 | KERN | 962-750R | https://www.kern-sohn.com/cgi-bin/cosmoshop/lshop.cgi?action=shopstart&ls=en
962-734R | M2 10 g | 1 | 1 | 16.5 | KERN | 962-734R | https://www.kern-sohn.com/cgi-bin/cosmoshop/lshop.cgi?action=shopstart&ls=en
962-744R | M2 10 kg | 1 | 1 | 18.7 | KERN | 962-744R | https://www.kern-sohn.com/cgi-bin/cosmoshop/lshop.cgi?action=shopstart&ls=en
962-737R | M2 100 g | 1 | 1 | 17.6 | KERN | 962-737R | https://www.kern-sohn.com/cgi-bin/cosmoshop/lshop.cgi?action=shopstart&ls=en
962-757R | M2 100 mg | 1 | 1 | 16.5 | KERN | 962-757R | https://www.kern-sohn.com/cgi-bin/cosmoshop/lshop.cgi?action=shopstart&ls=en
962-705R | M2 100 mg - 1 kg | 1 | 1 | 150.7 | KERN | 962-705R | https://www.kern-sohn.com/cgi-bin/cosmoshop/lshop.cgi?action=shopstart&ls=en
962-708R | M2 100 mg - 10 kg | 1 | 1 | 183.7 | KERN | 962-708R | https://www.kern-sohn.com/cgi-bin/cosmoshop/lshop.cgi?action=shopstart&ls=en
962-702R | M2 100 mg - 100 g | 1 | 1 | 123.2 | KERN | 962-702R | https://www.kern-sohn.com/cgi-bin/cosmoshop/lshop.cgi?action=shopstart&ls=en
962-706R | M2 100 mg - 2 kg | 1 | 1 | 167.2 | KERN | 962-706R | https://www.kern-sohn.com/cgi-bin/cosmoshop/lshop.cgi?action=shopstart&ls=en
962-707R | M2 100 mg - 5 kg | 1 | 1 | 176 | KERN | 962-707R | https://www.kern-sohn.com/cgi-bin/cosmoshop/lshop.cgi?action=shopstart&ls=en
962-704R | M2 100 mg - 500 g | 1 | 1 | 144.1 | KERN | 962-704R | https://www.kern-sohn.com/cgi-bin/cosmoshop/lshop.cgi?action=shopstart&ls=en
962-732R | M2 2 g DAkkS Certificate | 1 | 1 | 16.5 | KERN | 962-732R | https://www.kern-sohn.com/cgi-bin/cosmoshop/lshop.cgi?action=shopstart&ls=en
962-735R | M2 20 g DAkkS Certificate | 1 | 1 | 16.5 | KERN | 962-735R | https://www.kern-sohn.com/cgi-bin/cosmoshop/lshop.cgi?action=shopstart&ls=en
962-745R | M2 20 kg | 1 | 1 | 24.2 | KERN | 962-745R | https://www.kern-sohn.com/cgi-bin/cosmoshop/lshop.cgi?action=shopstart&ls=en
962-738R | M2 200 g | 1 | 1 | 17.6 | KERN | 962-738R | https://www.kern-sohn.com/cgi-bin/cosmoshop/lshop.cgi?action=shopstart&ls=en
962-758R | M2 200 mg | 1 | 1 | 16.5 | KERN | 962-758R | https://www.kern-sohn.com/cgi-bin/cosmoshop/lshop.cgi?action=shopstart&ls=en
962-733R | M2 5 g DAkkS Certificate | 1 | 1 | 16.5 | KERN | 962-733R | https://www.kern-sohn.com/cgi-bin/cosmoshop/lshop.cgi?action=shopstart&ls=en
962-743R | M2 5 kg | 1 | 1 | 18.7 | KERN | 962-743R | https://www.kern-sohn.com/cgi-bin/cosmoshop/lshop.cgi?action=shopstart&ls=en
962-736R | M2 50 g | 1 | 1 | 16.5 | KERN | 962-736R | https://www.kern-sohn.com/cgi-bin/cosmoshop/lshop.cgi?action=shopstart&ls=en
962-746R | M2 50 kg | 1 | 1 | 26.4 | KERN | 962-746R | https://www.kern-sohn.com/cgi-bin/cosmoshop/lshop.cgi?action=shopstart&ls=en
962-739R | M2 500 g | 1 | 1 | 17.6 | KERN | 962-739R | https://www.kern-sohn.com/cgi-bin/cosmoshop/lshop.cgi?action=shopstart&ls=en
962-759R | M2 500 mg | 1 | 1 | 16.5 | KERN | 962-759R | https://www.kern-sohn.com/cgi-bin/cosmoshop/lshop.cgi?action=shopstart&ls=en
354-46 | M2 1 g - 1 kg Set of weights | 1 | 1 | 346.5 | KERN | 354-46 | https://www.kern-sohn.com/cgi-bin/cosmoshop/lshop.cgi?action=shopstart&ls=en
354-466 | M2 1 g - 1 kg Set of weights | 1 | 1 | 302.5 | KERN | 354-466 | https://www.kern-sohn.com/cgi-bin/cosmoshop/lshop.cgi?action=shopstart&ls=en
354-49 | M2 1 g - 10 kg Set of weights | 1 | 1 | 1265 | KERN | 354-49 | https://www.kern-sohn.com/cgi-bin/cosmoshop/lshop.cgi?action=shopstart&ls=en
354-496 | M2 1 g - 10 kg Set of weights | 1 | 1 | 1254 | KERN | 354-496 | https://www.kern-sohn.com/cgi-bin/cosmoshop/lshop.cgi?action=shopstart&ls=en
354-436 | M2 1 g - 100 g Set of weights | 1 | 1 | 140.8 | KERN | 354-436 | https://www.kern-sohn.com/cgi-bin/cosmoshop/lshop.cgi?action=shopstart&ls=en
354-43 | M2 1 g - 100 g Set of weights | 1 | 1 | 124.3 | KERN | 354-43 | https://www.kern-sohn.com/cgi-bin/cosmoshop/lshop.cgi?action=shopstart&ls=en
354-47 | M2 1 g - 2 kg Set of weights | 1 | 1 | 544.5 | KERN | 354-47 | https://www.kern-sohn.com/cgi-bin/cosmoshop/lshop.cgi?action=shopstart&ls=en
354-476 | M2 1 g - 2 kg Set of weights | 1 | 1 | 528 | KERN | 354-476 | https://www.kern-sohn.com/cgi-bin/cosmoshop/lshop.cgi?action=shopstart&ls=en
354-446 | M2 1 g - 200 g Set of weights | 1 | 1 | 178.2 | KERN | 354-446 | https://www.kern-sohn.com/cgi-bin/cosmoshop/lshop.cgi?action=shopstart&ls=en
354-44 | M2 1 g - 200 g Set of weights | 1 | 1 | 168.3 | KERN | 354-44 | https://www.kern-sohn.com/cgi-bin/cosmoshop/lshop.cgi?action=shopstart&ls=en
354-48 | M2 1 g - 5 kg Set of weights | 1 | 1 | 803 | KERN | 354-48 | https://www.kern-sohn.com/cgi-bin/cosmoshop/lshop.cgi?action=shopstart&ls=en
354-486 | M2 1 g - 5 kg Set of weights | 1 | 1 | 781 | KERN | 354-486 | https://www.kern-sohn.com/cgi-bin/cosmoshop/lshop.cgi?action=shopstart&ls=en
354-426 | M2 1 g - 50 g Set of weights | 1 | 1 | 128.7 | KERN | 354-426 | https://www.kern-sohn.com/cgi-bin/cosmoshop/lshop.cgi?action=shopstart&ls=en
354-42 | M2 1 g - 50 g Set of weights | 1 | 1 | 102.3 | KERN | 354-42 | https://www.kern-sohn.com/cgi-bin/cosmoshop/lshop.cgi?action=shopstart&ls=en
354-45 | M2 1 g - 500 g Set of weights | 1 | 1 | 217.8 | KERN | 354-45 | https://www.kern-sohn.com/cgi-bin/cosmoshop/lshop.cgi?action=shopstart&ls=en
354-456 | M2 1 g - 500 g Set of weights | 1 | 1 | 213.4 | KERN | 354-456 | https://www.kern-sohn.com/cgi-bin/cosmoshop/lshop.cgi?action=shopstart&ls=en
962-719R | M2 1 g - 1 kg | 1 | 1 | 81.4 | KERN | 962-719R | https://www.kern-sohn.com/cgi-bin/cosmoshop/lshop.cgi?action=shopstart&ls=en
962-722R | M2 1 g - 10 kg | 1 | 1 | 114.4 | KERN | 962-722R | https://www.kern-sohn.com/cgi-bin/cosmoshop/lshop.cgi?action=shopstart&ls=en
962-716R | M2 1 g - 100 g | 1 | 1 | 53.9 | KERN | 962-716R | https://www.kern-sohn.com/cgi-bin/cosmoshop/lshop.cgi?action=shopstart&ls=en
962-720R | M2 1 g - 2 kg | 1 | 1 | 97.9 | KERN | 962-720R | https://www.kern-sohn.com/cgi-bin/cosmoshop/lshop.cgi?action=shopstart&ls=en
962-717R | M2 1 g - 200 g | 1 | 1 | 67.1 | KERN | 962-717R | https://www.kern-sohn.com/cgi-bin/cosmoshop/lshop.cgi?action=shopstart&ls=en
962-721R | M2 1 g - 5 kg | 1 | 1 | 105.6 | KERN | 962-721R | https://www.kern-sohn.com/cgi-bin/cosmoshop/lshop.cgi?action=shopstart&ls=en
962-718R | M2 1 g - 500 g | 1 | 1 | 74.8 | KERN | 962-718R | https://www.kern-sohn.com/cgi-bin/cosmoshop/lshop.cgi?action=shopstart&ls=en
357-41 | M2 1 g Test weight | 1 | 1 | 4.4 | KERN | 357-41 | https://www.kern-sohn.com/cgi-bin/cosmoshop/lshop.cgi?action=shopstart&ls=en
962-741R | M2 1 kg | 1 | 1 | 17.6 | KERN | 962-741R | https://www.kern-sohn.com/cgi-bin/cosmoshop/lshop.cgi?action=shopstart&ls=en
357-51 | M2 1 kg Test weight | 1 | 1 | 50.6 | KERN | 357-51 | https://www.kern-sohn.com/cgi-bin/cosmoshop/lshop.cgi?action=shopstart&ls=en
357-44 | M2 10 g Test weight | 1 | 1 | 4.8 | KERN | 357-44 | https://www.kern-sohn.com/cgi-bin/cosmoshop/lshop.cgi?action=shopstart&ls=en
357-54 | M2 10 kg Test weight | 1 | 1 | 396 | KERN | 357-54 | https://www.kern-sohn.com/cgi-bin/cosmoshop/lshop.cgi?action=shopstart&ls=en
356-87 | M2 10 kg Test weight | 1 | 1 | 99 | KERN | 356-87 | https://www.kern-sohn.com/cgi-bin/cosmoshop/lshop.cgi?action=shopstart&ls=en
356-87 | M2 10 kg Test weight | 1 | 1 | 99 | KERN | 356-87 | https://www.kern-sohn.com/cgi-bin/cosmoshop/lshop.cgi?action=shopstart&ls=en
356-77 | M2 10 kg Test weight | 1 | 1 | 79.2 | KERN | 356-77 | https://www.kern-sohn.com/cgi-bin/cosmoshop/lshop.cgi?action=shopstart&ls=en
357-47 | M2 100 g Test weight | 1 | 1 | 13.2 | KERN | 357-47 | https://www.kern-sohn.com/cgi-bin/cosmoshop/lshop.cgi?action=shopstart&ls=en
962-701R | M2 100 mg - 50 g | 1 | 1 | 116.6 | KERN | 962-701R | https://www.kern-sohn.com/cgi-bin/cosmoshop/lshop.cgi?action=shopstart&ls=en
962-794R | M2 1000 kg | 1 | 1 | 149.6 | KERN | 962-794R | https://www.kern-sohn.com/cgi-bin/cosmoshop/lshop.cgi?action=shopstart&ls=en
357-42 | M2 2 g Test weight | 1 | 1 | 4.4 | KERN | 357-42 | https://www.kern-sohn.com/cgi-bin/cosmoshop/lshop.cgi?action=shopstart&ls=en
962-742R | M2 2 kg | 1 | 1 | 18.7 | KERN | 962-742R | https://www.kern-sohn.com/cgi-bin/cosmoshop/lshop.cgi?action=shopstart&ls=en
357-52 | M2 2 kg Test weight | 1 | 1 | 92.4 | KERN | 357-52 | https://www.kern-sohn.com/cgi-bin/cosmoshop/lshop.cgi?action=shopstart&ls=en
357-45 | M2 20 g Test weight | 1 | 1 | 8.8 | KERN | 357-45 | https://www.kern-sohn.com/cgi-bin/cosmoshop/lshop.cgi?action=shopstart&ls=en
356-88 | M2 20 kg Test weight | 1 | 1 | 173.8 | KERN | 356-88 | https://www.kern-sohn.com/cgi-bin/cosmoshop/lshop.cgi?action=shopstart&ls=en
356-88 | M2 20 kg Test weight | 1 | 1 | 173.8 | KERN | 356-88 | https://www.kern-sohn.com/cgi-bin/cosmoshop/lshop.cgi?action=shopstart&ls=en
356-78 | M2 20 kg Test weight | 1 | 1 | 137.5 | KERN | 356-78 | https://www.kern-sohn.com/cgi-bin/cosmoshop/lshop.cgi?action=shopstart&ls=en
357-48 | M2 200 g Test weight | 1 | 1 | 18.7 | KERN | 357-48 | https://www.kern-sohn.com/cgi-bin/cosmoshop/lshop.cgi?action=shopstart&ls=en
357-43 | M2 5 g Test weight | 1 | 1 | 4.5 | KERN | 357-43 | https://www.kern-sohn.com/cgi-bin/cosmoshop/lshop.cgi?action=shopstart&ls=en
357-53 | M2 5 kg Test weight | 1 | 1 | 201.3 | KERN | 357-53 | https://www.kern-sohn.com/cgi-bin/cosmoshop/lshop.cgi?action=shopstart&ls=en
356-86 | M2 5 kg Test weight | 1 | 1 | 59.4 | KERN | 356-86 | https://www.kern-sohn.com/cgi-bin/cosmoshop/lshop.cgi?action=shopstart&ls=en
356-86 | M2 5 kg Test weight | 1 | 1 | 59.4 | KERN | 356-86 | https://www.kern-sohn.com/cgi-bin/cosmoshop/lshop.cgi?action=shopstart&ls=en
356-76 | M2 5 kg Test weight | 1 | 1 | 49.5 | KERN | 356-76 | https://www.kern-sohn.com/cgi-bin/cosmoshop/lshop.cgi?action=shopstart&ls=en
357-46 | M2 50 g Test weight | 1 | 1 | 10.3 | KERN | 357-46 | https://www.kern-sohn.com/cgi-bin/cosmoshop/lshop.cgi?action=shopstart&ls=en
356-89 | M2 50 kg Test weight | 1 | 1 | 434.5 | KERN | 356-89 | https://www.kern-sohn.com/cgi-bin/cosmoshop/lshop.cgi?action=shopstart&ls=en
356-89 | M2 50 kg Test weight | 1 | 1 | 434.5 | KERN | 356-89 | https://www.kern-sohn.com/cgi-bin/cosmoshop/lshop.cgi?action=shopstart&ls=en
356-79 | M2 50 kg Test weight | 1 | 1 | 330 | KERN | 356-79 | https://www.kern-sohn.com/cgi-bin/cosmoshop/lshop.cgi?action=shopstart&ls=en
357-49 | M2 500 g Test weight | 1 | 1 | 34.1 | KERN | 357-49 | https://www.kern-sohn.com/cgi-bin/cosmoshop/lshop.cgi?action=shopstart&ls=en
962-831R | M3 1 g | 1 | 1 | 16.5 | KERN | 962-831R | https://www.kern-sohn.com/cgi-bin/cosmoshop/lshop.cgi?action=shopstart&ls=en
962-841R | M3 1 kg | 1 | 1 | 17.6 | KERN | 962-841R | https://www.kern-sohn.com/cgi-bin/cosmoshop/lshop.cgi?action=shopstart&ls=en
962-834R | M3 10 g | 1 | 1 | 16.5 | KERN | 962-834R | https://www.kern-sohn.com/cgi-bin/cosmoshop/lshop.cgi?action=shopstart&ls=en
962-844R | M3 10 kg | 1 | 1 | 18.7 | KERN | 962-844R | https://www.kern-sohn.com/cgi-bin/cosmoshop/lshop.cgi?action=shopstart&ls=en
962-837R | M3 100 g | 1 | 1 | 17.6 | KERN | 962-837R | https://www.kern-sohn.com/cgi-bin/cosmoshop/lshop.cgi?action=shopstart&ls=en
962-832R | M3 2 g | 1 | 1 | 16.5 | KERN | 962-832R | https://www.kern-sohn.com/cgi-bin/cosmoshop/lshop.cgi?action=shopstart&ls=en
962-842R | M3 2 kg | 1 | 1 | 18.7 | KERN | 962-842R | https://www.kern-sohn.com/cgi-bin/cosmoshop/lshop.cgi?action=shopstart&ls=en
962-835R | M3 20 g | 1 | 1 | 16.5 | KERN | 962-835R | https://www.kern-sohn.com/cgi-bin/cosmoshop/lshop.cgi?action=shopstart&ls=en
962-845R | M3 20 kg | 1 | 1 | 24.2 | KERN | 962-845R | https://www.kern-sohn.com/cgi-bin/cosmoshop/lshop.cgi?action=shopstart&ls=en
962-838R | M3 200 g | 1 | 1 | 17.6 | KERN | 962-838R | https://www.kern-sohn.com/cgi-bin/cosmoshop/lshop.cgi?action=shopstart&ls=en
962-833R | M3 5 g | 1 | 1 | 16.5 | KERN | 962-833R | https://www.kern-sohn.com/cgi-bin/cosmoshop/lshop.cgi?action=shopstart&ls=en
962-843R | M3 5 kg | 1 | 1 | 18.7 | KERN | 962-843R | https://www.kern-sohn.com/cgi-bin/cosmoshop/lshop.cgi?action=shopstart&ls=en
962-836R | M3 50 g | 1 | 1 | 16.5 | KERN | 962-836R | https://www.kern-sohn.com/cgi-bin/cosmoshop/lshop.cgi?action=shopstart&ls=en
962-846R | M3 50 kg | 1 | 1 | 26.4 | KERN | 962-846R | https://www.kern-sohn.com/cgi-bin/cosmoshop/lshop.cgi?action=shopstart&ls=en
962-839R | M3 500 g | 1 | 1 | 17.6 | KERN | 962-839R | https://www.kern-sohn.com/cgi-bin/cosmoshop/lshop.cgi?action=shopstart&ls=en
362-96 | M3 1 g - 1 kg Set of weights | 1 | 1 | 242 | KERN | 362-96 | https://www.kern-sohn.com/cgi-bin/cosmoshop/lshop.cgi?action=shopstart&ls=en
362-99 | M3 1 g - 10 kg Set of weights | 1 | 1 | 682 | KERN | 362-99 | https://www.kern-sohn.com/cgi-bin/cosmoshop/lshop.cgi?action=shopstart&ls=en
362-97 | M3 1 g - 2 kg Set of weights | 1 | 1 | 396 | KERN | 362-97 | https://www.kern-sohn.com/cgi-bin/cosmoshop/lshop.cgi?action=shopstart&ls=en
362-98 | M3 1 g - 5 kg Set of weights | 1 | 1 | 495 | KERN | 362-98 | https://www.kern-sohn.com/cgi-bin/cosmoshop/lshop.cgi?action=shopstart&ls=en
962-819R | M3 1 g - 1 kg | 1 | 1 | 81.4 | KERN | 962-819R | https://www.kern-sohn.com/cgi-bin/cosmoshop/lshop.cgi?action=shopstart&ls=en
962-822R | M3 1 g - 10 kg | 1 | 1 | 114.4 | KERN | 962-822R | https://www.kern-sohn.com/cgi-bin/cosmoshop/lshop.cgi?action=shopstart&ls=en
962-816R | M3 1 g - 100 g | 1 | 1 | 53.9 | KERN | 962-816R | https://www.kern-sohn.com/cgi-bin/cosmoshop/lshop.cgi?action=shopstart&ls=en
962-820R | M3 1 g - 2 kg | 1 | 1 | 97.9 | KERN | 962-820R | https://www.kern-sohn.com/cgi-bin/cosmoshop/lshop.cgi?action=shopstart&ls=en
962-817R | M3 1 g - 200 g | 1 | 1 | 67.1 | KERN | 962-817R | https://www.kern-sohn.com/cgi-bin/cosmoshop/lshop.cgi?action=shopstart&ls=en
962-821R | M3 1 g - 5 kg | 1 | 1 | 105.6 | KERN | 962-821R | https://www.kern-sohn.com/cgi-bin/cosmoshop/lshop.cgi?action=shopstart&ls=en
962-815R | M3 1 g - 50 g | 1 | 1 | 46.2 | KERN | 962-815R | https://www.kern-sohn.com/cgi-bin/cosmoshop/lshop.cgi?action=shopstart&ls=en
962-818R | M3 1 g - 500 g | 1 | 1 | 74.8 | KERN | 962-818R | https://www.kern-sohn.com/cgi-bin/cosmoshop/lshop.cgi?action=shopstart&ls=en
367-41 | M3 1 g Test weight | 1 | 1 | 3.6 | KERN | 367-41 | https://www.kern-sohn.com/cgi-bin/cosmoshop/lshop.cgi?action=shopstart&ls=en
367-51 | M3 1 kg Test weight | 1 | 1 | 50.6 | KERN | 367-51 | https://www.kern-sohn.com/cgi-bin/cosmoshop/lshop.cgi?action=shopstart&ls=en
366-94 | M3 1 kg Test weight | 1 | 1 | 33 | KERN | 366-94 | https://www.kern-sohn.com/cgi-bin/cosmoshop/lshop.cgi?action=shopstart&ls=en
367-44 | M3 10 g Test weight | 1 | 1 | 4.5 | KERN | 367-44 | https://www.kern-sohn.com/cgi-bin/cosmoshop/lshop.cgi?action=shopstart&ls=en
366-97 | M3 10 kg Test weight | 1 | 1 | 187 | KERN | 366-97 | https://www.kern-sohn.com/cgi-bin/cosmoshop/lshop.cgi?action=shopstart&ls=en
366-87 | M3 10 kg Test weight | 1 | 1 | 99 | KERN | 366-87 | https://www.kern-sohn.com/cgi-bin/cosmoshop/lshop.cgi?action=shopstart&ls=en
366-77 | M3 10 kg Test weight | 1 | 1 | 79.2 | KERN | 366-77 | https://www.kern-sohn.com/cgi-bin/cosmoshop/lshop.cgi?action=shopstart&ls=en
366-91 | M3 100 g Test weight | 1 | 1 | 18.7 | KERN | 366-91 | https://www.kern-sohn.com/cgi-bin/cosmoshop/lshop.cgi?action=shopstart&ls=en
367-47 | M3 100 g Test weight | 1 | 1 | 12.1 | KERN | 367-47 | https://www.kern-sohn.com/cgi-bin/cosmoshop/lshop.cgi?action=shopstart&ls=en
367-42 | M3 2 g Test weight | 1 | 1 | 3.7 | KERN | 367-42 | https://www.kern-sohn.com/cgi-bin/cosmoshop/lshop.cgi?action=shopstart&ls=en
367-52 | M3 2 kg Test weight | 1 | 1 | 92.4 | KERN | 367-52 | https://www.kern-sohn.com/cgi-bin/cosmoshop/lshop.cgi?action=shopstart&ls=en
366-95 | M3 2 kg Test weight | 1 | 1 | 60.5 | KERN | 366-95 | https://www.kern-sohn.com/cgi-bin/cosmoshop/lshop.cgi?action=shopstart&ls=en
367-45 | M3 20 g Test weight | 1 | 1 | 7.8 | KERN | 367-45 | https://www.kern-sohn.com/cgi-bin/cosmoshop/lshop.cgi?action=shopstart&ls=en
366-88 | M3 20 kg Test weight | 1 | 1 | 173.8 | KERN | 366-88 | https://www.kern-sohn.com/cgi-bin/cosmoshop/lshop.cgi?action=shopstart&ls=en
366-78 | M3 20 kg Test weight | 1 | 1 | 137.5 | KERN | 366-78 | https://www.kern-sohn.com/cgi-bin/cosmoshop/lshop.cgi?action=shopstart&ls=en
366-92 | M3 200 g Test weight | 1 | 1 | 19.8 | KERN | 366-92 | https://www.kern-sohn.com/cgi-bin/cosmoshop/lshop.cgi?action=shopstart&ls=en
367-48 | M3 200 g Test weight | 1 | 1 | 17.6 | KERN | 367-48 | https://www.kern-sohn.com/cgi-bin/cosmoshop/lshop.cgi?action=shopstart&ls=en
367-43 | M3 5 g Test weight | 1 | 1 | 4.3 | KERN | 367-43 | https://www.kern-sohn.com/cgi-bin/cosmoshop/lshop.cgi?action=shopstart&ls=en
366-96 | M3 5 kg Test weight | 1 | 1 | 108.9 | KERN | 366-96 | https://www.kern-sohn.com/cgi-bin/cosmoshop/lshop.cgi?action=shopstart&ls=en
366-86 | M3 5 kg Test weight | 1 | 1 | 59.4 | KERN | 366-86 | https://www.kern-sohn.com/cgi-bin/cosmoshop/lshop.cgi?action=shopstart&ls=en
366-76 | M3 5 kg Test weight | 1 | 1 | 49.5 | KERN | 366-76 | https://www.kern-sohn.com/cgi-bin/cosmoshop/lshop.cgi?action=shopstart&ls=en
367-46 | M3 50 g Test weight | 1 | 1 | 9.4 | KERN | 367-46 | https://www.kern-sohn.com/cgi-bin/cosmoshop/lshop.cgi?action=shopstart&ls=en
366-89 | M3 50 kg Test weight | 1 | 1 | 434.5 | KERN | 366-89 | https://www.kern-sohn.com/cgi-bin/cosmoshop/lshop.cgi?action=shopstart&ls=en
366-79 | M3 50 kg Test weight | 1 | 1 | 330 | KERN | 366-79 | https://www.kern-sohn.com/cgi-bin/cosmoshop/lshop.cgi?action=shopstart&ls=en
367-49 | M3 500 g Test weight | 1 | 1 | 34.1 | KERN | 367-49 | https://www.kern-sohn.com/cgi-bin/cosmoshop/lshop.cgi?action=shopstart&ls=en
366-93 | M3 500 g Test weight | 1 | 1 | 27.5 | KERN | 366-93 | https://www.kern-sohn.com/cgi-bin/cosmoshop/lshop.cgi?action=shopstart&ls=en
YKA-17 | Mains adapter (AUS,CH,EURO,UK,US) | 1 | 1 | 66 | KERN | YKA-17 | https://www.kern-sohn.com/cgi-bin/cosmoshop/lshop.cgi?action=shopstart&ls=en
YKA-11 | Mains adapter (AUS,CH,EURO,UK,US) | 1 | 1 | 46.2 | KERN | YKA-11 | https://www.kern-sohn.com/cgi-bin/cosmoshop/lshop.cgi?action=shopstart&ls=en
YKA-16 | Mains adapter (AUS,CH,EURO,UK,US) | 1 | 1 | 44 | KERN | YKA-16 | https://www.kern-sohn.com/cgi-bin/cosmoshop/lshop.cgi?action=shopstart&ls=en
YKA-16 | Mains adapter (CH,EURO,UK,US) | 1 | 1 | 44 | KERN | YKA-16 | https://www.kern-sohn.com/cgi-bin/cosmoshop/lshop.cgi?action=shopstart&ls=en
YKA-10 | Mains adapter (EURO,UK,US) | 1 | 1 | 56.1 | KERN | YKA-10 | https://www.kern-sohn.com/cgi-bin/cosmoshop/lshop.cgi?action=shopstart&ls=en
YKA-04 | mains adaptor | 1 | 1 | 60.5 | KERN | YKA-04 | https://www.kern-sohn.com/cgi-bin/cosmoshop/lshop.cgi?action=shopstart&ls=en
MPB-A01 | Mains adaptor EU | 1 | 1 | 44 | KERN | MPB-A01 | https://www.kern-sohn.com/cgi-bin/cosmoshop/lshop.cgi?action=shopstart&ls=en
NDE-A04 | Mains adaptor EU | 1 | 1 | 39.6 | KERN | NDE-A04 | https://www.kern-sohn.com/cgi-bin/cosmoshop/lshop.cgi?action=shopstart&ls=en
MPB-A02 | mains adaptor UK | 1 | 1 | 44 | KERN | MPB-A02 | https://www.kern-sohn.com/cgi-bin/cosmoshop/lshop.cgi?action=shopstart&ls=en
PLS-A06 | mains adaptor UK | 1 | 1 | 38.5 | KERN | PLS-A06 | https://www.kern-sohn.com/cgi-bin/cosmoshop/lshop.cgi?action=shopstart&ls=en
470-902-002 | Mains adaptor UK | 1 | 1 | 33 | KERN | 470-902-002 | https://www.kern-sohn.com/cgi-bin/cosmoshop/lshop.cgi?action=shopstart&ls=en
MPB-A03 | mains adaptor US | 1 | 1 | 44 | KERN | MPB-A03 | https://www.kern-sohn.com/cgi-bin/cosmoshop/lshop.cgi?action=shopstart&ls=en
MPS-A03 | mains adaptor US | 1 | 1 | 38.5 | KERN | MPS-A03 | https://www.kern-sohn.com/cgi-bin/cosmoshop/lshop.cgi?action=shopstart&ls=en
470-902-003 | Mains adaptor US 110V/60Hz | 1 | 1 | 33 | KERN | 470-902-003 | https://www.kern-sohn.com/cgi-bin/cosmoshop/lshop.cgi?action=shopstart&ls=en
TI-D. | Manual Test Stand | 1 | 1 | 330 | KERN | TI-D. | https://www.kern-sohn.com/cgi-bin/cosmoshop/lshop.cgi?action=shopstart&ls=en
TI-AC. | Manual Test Stand | 1 | 1 | 264 | KERN | TI-AC. | https://www.kern-sohn.com/cgi-bin/cosmoshop/lshop.cgi?action=shopstart&ls=en
TVP-L BOSCH | Manual test stand, one guide column | 1 | 1 | 1028.5 | KERN | TVP-L BOSCH | https://www.kern-sohn.com/cgi-bin/cosmoshop/lshop.cgi?action=shopstart&ls=en
TVL-XS | Manual test stand, one guide column | 1 | 1 | 715 | KERN | TVL-XS | https://www.kern-sohn.com/cgi-bin/cosmoshop/lshop.cgi?action=shopstart&ls=en
TVL. | Manual test stand, one guide column | 1 | 1 | 407 | KERN | TVL. | https://www.kern-sohn.com/cgi-bin/cosmoshop/lshop.cgi?action=shopstart&ls=en
TVP-L. | Manual test stand, one guide column | 1 | 1 | 407 | KERN | TVP-L. | https://www.kern-sohn.com/cgi-bin/cosmoshop/lshop.cgi?action=shopstart&ls=en
TVP. | Manual test stand, one guide column | 1 | 1 | 341 | KERN | TVP. | https://www.kern-sohn.com/cgi-bin/cosmoshop/lshop.cgi?action=shopstart&ls=en
920-33 | Marking through etching class E (new weights) | 1 | 1 | 16.5 | KERN | 920-33 | https://www.kern-sohn.com/cgi-bin/cosmoshop/lshop.cgi?action=shopstart&ls=en
920-331 | Marking through etching class E (new weights) | 1 | 1 | 16.5 | KERN | 920-331 | https://www.kern-sohn.com/cgi-bin/cosmoshop/lshop.cgi?action=shopstart&ls=en
920-32 | Marking through etching class M-F (E belated) | 1 | 1 | 9.9 | KERN | 920-32 | https://www.kern-sohn.com/cgi-bin/cosmoshop/lshop.cgi?action=shopstart&ls=en
920-321 | Marking through etching class M-F (E belated) | 1 | 1 | 9.9 | KERN | 920-321 | https://www.kern-sohn.com/cgi-bin/cosmoshop/lshop.cgi?action=shopstart&ls=en
920-30 | Marking with punched numbers | 1 | 1 | 3.3 | KERN | 920-30 | https://www.kern-sohn.com/cgi-bin/cosmoshop/lshop.cgi?action=shopstart&ls=en
920-301 | Marking with punched numbers | 1 | 1 | 3.3 | KERN | 920-301 | https://www.kern-sohn.com/cgi-bin/cosmoshop/lshop.cgi?action=shopstart&ls=en
911-013 | Matrix needle printer | 1 | 1 | 429 | KERN | 911-013 | https://www.kern-sohn.com/cgi-bin/cosmoshop/lshop.cgi?action=shopstart&ls=en
911-013E | Matrix needle printer | 1 | 1 | 429 | KERN | 911-013E | https://www.kern-sohn.com/cgi-bin/cosmoshop/lshop.cgi?action=shopstart&ls=en
YKN-01 | Matrix needle printer | 1 | 1 | 253 | KERN | YKN-01 | https://www.kern-sohn.com/cgi-bin/cosmoshop/lshop.cgi?action=shopstart&ls=en
YKN-01E | Matrix needle printer | 1 | 1 | 253 | KERN | YKN-01E | https://www.kern-sohn.com/cgi-bin/cosmoshop/lshop.cgi?action=shopstart&ls=en
961-115R | Measuring of magnetic characteristics | 1 | 1 | 13.2 | KERN | 961-115R | https://www.kern-sohn.com/cgi-bin/cosmoshop/lshop.cgi?action=shopstart&ls=en
283-902 | Mechanical force gauge | 1 | 1 | 242 | KERN | 283-902 | https://www.kern-sohn.com/cgi-bin/cosmoshop/lshop.cgi?action=shopstart&ls=en
FA 10. | Mechanical force gauge | 1 | 1 | 231 | KERN | FA 10. | https://www.kern-sohn.com/cgi-bin/cosmoshop/lshop.cgi?action=shopstart&ls=en
FA 100. | Mechanical force gauge | 1 | 1 | 231 | KERN | FA 100. | https://www.kern-sohn.com/cgi-bin/cosmoshop/lshop.cgi?action=shopstart&ls=en
FA 20. | Mechanical force gauge | 1 | 1 | 231 | KERN | FA 20. | https://www.kern-sohn.com/cgi-bin/cosmoshop/lshop.cgi?action=shopstart&ls=en
FA 200. | Mechanical force gauge | 1 | 1 | 231 | KERN | FA 200. | https://www.kern-sohn.com/cgi-bin/cosmoshop/lshop.cgi?action=shopstart&ls=en
FA 300. | Mechanical force gauge | 1 | 1 | 231 | KERN | FA 300. | https://www.kern-sohn.com/cgi-bin/cosmoshop/lshop.cgi?action=shopstart&ls=en
FA 50. | Mechanical force gauge | 1 | 1 | 231 | KERN | FA 50. | https://www.kern-sohn.com/cgi-bin/cosmoshop/lshop.cgi?action=shopstart&ls=en
FA 500. | Mechanical force gauge | 1 | 1 | 231 | KERN | FA 500. | https://www.kern-sohn.com/cgi-bin/cosmoshop/lshop.cgi?action=shopstart&ls=en
283-602 | Mechanical force gauge | 1 | 1 | 209 | KERN | 283-602 | https://www.kern-sohn.com/cgi-bin/cosmoshop/lshop.cgi?action=shopstart&ls=en
283-502 | Mechanical force gauge | 1 | 1 | 203.5 | KERN | 283-502 | https://www.kern-sohn.com/cgi-bin/cosmoshop/lshop.cgi?action=shopstart&ls=en
283-483 | Mechanical force gauge | 1 | 1 | 198 | KERN | 283-483 | https://www.kern-sohn.com/cgi-bin/cosmoshop/lshop.cgi?action=shopstart&ls=en
283-422 | Mechanical force gauge | 1 | 1 | 115.5 | KERN | 283-422 | https://www.kern-sohn.com/cgi-bin/cosmoshop/lshop.cgi?action=shopstart&ls=en
283-252 | Mechanical force gauge | 1 | 1 | 108.9 | KERN | 283-252 | https://www.kern-sohn.com/cgi-bin/cosmoshop/lshop.cgi?action=shopstart&ls=en
283-302 | Mechanical force gauge | 1 | 1 | 108.9 | KERN | 283-302 | https://www.kern-sohn.com/cgi-bin/cosmoshop/lshop.cgi?action=shopstart&ls=en
283-402 | Mechanical force gauge | 1 | 1 | 108.9 | KERN | 283-402 | https://www.kern-sohn.com/cgi-bin/cosmoshop/lshop.cgi?action=shopstart&ls=en
283-152 | Mechanical force gauge | 1 | 1 | 100.1 | KERN | 283-152 | https://www.kern-sohn.com/cgi-bin/cosmoshop/lshop.cgi?action=shopstart&ls=en
289-104 | Mechanical force gauge | 1 | 1 | 93.5 | KERN | 289-104 | https://www.kern-sohn.com/cgi-bin/cosmoshop/lshop.cgi?action=shopstart&ls=en
289-100 | Mechanical force gauge | 1 | 1 | 82.5 | KERN | 289-100 | https://www.kern-sohn.com/cgi-bin/cosmoshop/lshop.cgi?action=shopstart&ls=en
289-102 | Mechanical force gauge | 1 | 1 | 82.5 | KERN | 289-102 | https://www.kern-sohn.com/cgi-bin/cosmoshop/lshop.cgi?action=shopstart&ls=en
MBA-A01 | Mechanical height rod | 1 | 1 | 121 | KERN | MBA-A01 | https://www.kern-sohn.com/cgi-bin/cosmoshop/lshop.cgi?action=shopstart&ls=en
MSC 100 | Mechanical height rod | 1 | 1 | 115.5 | KERN | MSC 100 | https://www.kern-sohn.com/cgi-bin/cosmoshop/lshop.cgi?action=shopstart&ls=en
MSF 200 | Mechanical height rod | 1 | 1 | 104.5 | KERN | MSF 200 | https://www.kern-sohn.com/cgi-bin/cosmoshop/lshop.cgi?action=shopstart&ls=en
OZB-A5782 | Mechanical stage | 1 | 1 | 264 | KERN | OZB-A5782 | https://www.kern-sohn.com/cgi-bin/cosmoshop/lshop.cgi?action=shopstart&ls=en
OZB-A4605 | Mechanical stage (transm. ill. possible) | 1 | 1 | 258.5 | KERN | OZB-A4605 | https://www.kern-sohn.com/cgi-bin/cosmoshop/lshop.cgi?action=shopstart&ls=en
OZB-A5781 | Mechanical stage (transm. ill. possible) | 1 | 1 | 192.5 | KERN | OZB-A5781 | https://www.kern-sohn.com/cgi-bin/cosmoshop/lshop.cgi?action=shopstart&ls=en
OKO 178 | Metallurgical microscope | 1 | 1 | 3069 | KERN | OKO 178 | https://www.kern-sohn.com/cgi-bin/cosmoshop/lshop.cgi?action=shopstart&ls=en
OLF 162 | Metallurgical microscope (Inverted) Binocular | 1 | 1 | 550 | KERN | OLF 162 | https://www.kern-sohn.com/cgi-bin/cosmoshop/lshop.cgi?action=shopstart&ls=en
OLE 161 | Metallurgical microscope (Inverted) Monocular | 1 | 1 | 550 | KERN | OLE 161 | https://www.kern-sohn.com/cgi-bin/cosmoshop/lshop.cgi?action=shopstart&ls=en
OLM 171 | Metallurgical microscope (Inverted) Trinocular | 1 | 1 | 3509 | KERN | OLM 171 | https://www.kern-sohn.com/cgi-bin/cosmoshop/lshop.cgi?action=shopstart&ls=en
OKM 172 | Metallurgical microscope Binocular | 1 | 1 | 1969 | KERN | OKM 172 | https://www.kern-sohn.com/cgi-bin/cosmoshop/lshop.cgi?action=shopstart&ls=en
OKN 175 | Metallurgical microscope Trinocular | 1 | 1 | 2090 | KERN | OKN 175 | https://www.kern-sohn.com/cgi-bin/cosmoshop/lshop.cgi?action=shopstart&ls=en
OKN 177 | Metallurgical microscope Trinocular | 1 | 1 | 2090 | KERN | OKN 177 | https://www.kern-sohn.com/cgi-bin/cosmoshop/lshop.cgi?action=shopstart&ls=en
OKO 176 | Metallurgical microscope Trinocular | 1 | 1 | 2090 | KERN | OKO 176 | https://www.kern-sohn.com/cgi-bin/cosmoshop/lshop.cgi?action=shopstart&ls=en
OKM 173 | Metallurgical microscope Trinocular | 1 | 1 | 2079 | KERN | OKM 173 | https://www.kern-sohn.com/cgi-bin/cosmoshop/lshop.cgi?action=shopstart&ls=en
318-272 | Microfibre cloth | 1 | 1 | 3.9 | KERN | 318-272 | https://www.kern-sohn.com/cgi-bin/cosmoshop/lshop.cgi?action=shopstart&ls=en
353-420-210 | Microgram weight cover | 1 | 1 | 8.8 | KERN | 353-420-210 | https://www.kern-sohn.com/cgi-bin/cosmoshop/lshop.cgi?action=shopstart&ls=en
SW-A01 | Microphone and amplifier | 1 | 1 | 1309 | KERN | SW-A01 | https://www.kern-sohn.com/cgi-bin/cosmoshop/lshop.cgi?action=shopstart&ls=en
SW-A02 | Microphone and amplifier | 1 | 1 | 660 | KERN | SW-A02 | https://www.kern-sohn.com/cgi-bin/cosmoshop/lshop.cgi?action=shopstart&ls=en
ODC 851 | Microscope cam 2MP | 1 | 1 | 1089 | KERN | ODC 851 | https://www.kern-sohn.com/cgi-bin/cosmoshop/lshop.cgi?action=shopstart&ls=en
ODC 831 | Microscope cam 3,1MP | 1 | 1 | 550 | KERN | ODC 831 | https://www.kern-sohn.com/cgi-bin/cosmoshop/lshop.cgi?action=shopstart&ls=en
ODC 824 | Microscope cam 3,1MP | 1 | 1 | 407 | KERN | ODC 824 | https://www.kern-sohn.com/cgi-bin/cosmoshop/lshop.cgi?action=shopstart&ls=en
ODC 832 | Microscope cam 5,1MP | 1 | 1 | 583 | KERN | ODC 832 | https://www.kern-sohn.com/cgi-bin/cosmoshop/lshop.cgi?action=shopstart&ls=en
ODC 825 | Microscope cam 5,1MP | 1 | 1 | 423.5 | KERN | ODC 825 | https://www.kern-sohn.com/cgi-bin/cosmoshop/lshop.cgi?action=shopstart&ls=en
ODC 872 | Microscope eyepiece cam 1,3MP | 1 | 1 | 203.5 | KERN | ODC 872 | https://www.kern-sohn.com/cgi-bin/cosmoshop/lshop.cgi?action=shopstart&ls=en
ODC 874 | Microscope eyepiece cam 3MP | 1 | 1 | 242 | KERN | ODC 874 | https://www.kern-sohn.com/cgi-bin/cosmoshop/lshop.cgi?action=shopstart&ls=en
ODC 881 | Microscope eyepiece cam 5,1MP | 1 | 1 | 324.5 | KERN | ODC 881 | https://www.kern-sohn.com/cgi-bin/cosmoshop/lshop.cgi?action=shopstart&ls=en
930-111 | Modification for scales with ECTAC cable 4ma | 1 | 1 | 49.5 | KERN | 930-111 | https://www.kern-sohn.com/cgi-bin/cosmoshop/lshop.cgi?action=shopstart&ls=en
930-112 | Modification models ECTAC cable lenght 4m-7m | 1 | 1 | 66 | KERN | 930-112 | https://www.kern-sohn.com/cgi-bin/cosmoshop/lshop.cgi?action=shopstart&ls=en
DAB 100-3IR | Moisture analyzer | 1 | 1 | 1430 | KERN | DAB 100-3IR | https://www.kern-sohn.com/cgi-bin/cosmoshop/lshop.cgi?action=shopstart&ls=en
DBS 60-3 | Moisture analyzer | 1 | 1 | 1397 | KERN | DBS 60-3 | https://www.kern-sohn.com/cgi-bin/cosmoshop/lshop.cgi?action=shopstart&ls=en
DAB 200-2IR | Moisture analyzer | 1 | 1 | 1375 | KERN | DAB 200-2IR | https://www.kern-sohn.com/cgi-bin/cosmoshop/lshop.cgi?action=shopstart&ls=en
DAB 100-3-110V | Moisture analyzer | 1 | 1 | 1265 | KERN | DAB 100-3-110V | https://www.kern-sohn.com/cgi-bin/cosmoshop/lshop.cgi?action=shopstart&ls=en
DLB 160-3A | Moisture analyzer | 1 | 1 | 1265 | KERN | DLB 160-3A | https://www.kern-sohn.com/cgi-bin/cosmoshop/lshop.cgi?action=shopstart&ls=en
DLB 160-3A | Moisture analyzer | 1 | 1 | 1265 | KERN | DLB 160-3A | https://www.kern-sohn.com/cgi-bin/cosmoshop/lshop.cgi?action=shopstart&ls=en
DAB 100-3 | Moisture analyzer | 1 | 1 | 1155 | KERN | DAB 100-3 | https://www.kern-sohn.com/cgi-bin/cosmoshop/lshop.cgi?action=shopstart&ls=en
DAB 200-2 | Moisture analyzer | 1 | 1 | 1045 | KERN | DAB 200-2 | https://www.kern-sohn.com/cgi-bin/cosmoshop/lshop.cgi?action=shopstart&ls=en
AFM 141 | Montageplatte (1 pieces ) | 1 | 1 | 55 | KERN | AFM 141 | https://www.kern-sohn.com/cgi-bin/cosmoshop/lshop.cgi?action=shopstart&ls=en
AFM 142 | Montageplatte (1 pieces ) | 1 | 1 | 55 | KERN | AFM 142 | https://www.kern-sohn.com/cgi-bin/cosmoshop/lshop.cgi?action=shopstart&ls=en
AFM 143 | Montageplatte (1 pieces ) | 1 | 1 | 55 | KERN | AFM 143 | https://www.kern-sohn.com/cgi-bin/cosmoshop/lshop.cgi?action=shopstart&ls=en
SD 100N100. | Motorised spring tester, one guide column | 1 | 1 | 2145 | KERN | SD 100N100. | https://www.kern-sohn.com/cgi-bin/cosmoshop/lshop.cgi?action=shopstart&ls=en
SD 200N100. | Motorised spring tester, one guide column | 1 | 1 | 2145 | KERN | SD 200N100. | https://www.kern-sohn.com/cgi-bin/cosmoshop/lshop.cgi?action=shopstart&ls=en
SD 500N100. | Motorised spring tester, one guide column | 1 | 1 | 2145 | KERN | SD 500N100. | https://www.kern-sohn.com/cgi-bin/cosmoshop/lshop.cgi?action=shopstart&ls=en
SD 50N100. | Motorised spring tester, one guide column | 1 | 1 | 2145 | KERN | SD 50N100. | https://www.kern-sohn.com/cgi-bin/cosmoshop/lshop.cgi?action=shopstart&ls=en
TVO 2000N500S | Motorised test stand, one guide column | 1 | 1 | 4939 | KERN | TVO 2000N500S | https://www.kern-sohn.com/cgi-bin/cosmoshop/lshop.cgi?action=shopstart&ls=en
THM 500N500S | Motorised test stand, one guide column | 1 | 1 | 3696 | KERN | THM 500N500S | https://www.kern-sohn.com/cgi-bin/cosmoshop/lshop.cgi?action=shopstart&ls=en
TVO 1000N500S | Motorised test stand, one guide column | 1 | 1 | 3575 | KERN | TVO 1000N500S | https://www.kern-sohn.com/cgi-bin/cosmoshop/lshop.cgi?action=shopstart&ls=en
TVO 500N500S | Motorised test stand, one guide column | 1 | 1 | 3399 | KERN | TVO 500N500S | https://www.kern-sohn.com/cgi-bin/cosmoshop/lshop.cgi?action=shopstart&ls=en
THM 500N500N | Motorised test stand, one guide column | 1 | 1 | 2585 | KERN | THM 500N500N | https://www.kern-sohn.com/cgi-bin/cosmoshop/lshop.cgi?action=shopstart&ls=en
TVO 500N300. | Motorised test stand, one guide column | 1 | 1 | 1958 | KERN | TVO 500N300. | https://www.kern-sohn.com/cgi-bin/cosmoshop/lshop.cgi?action=shopstart&ls=en
TVS 50KN80 | Motorised test stand, two guide columns | 1 | 1 | 8789 | KERN | TVS 50KN80 | https://www.kern-sohn.com/cgi-bin/cosmoshop/lshop.cgi?action=shopstart&ls=en
TVS 30KN80 | Motorised test stand, two guide columns | 1 | 1 | 6809 | KERN | TVS 30KN80 | https://www.kern-sohn.com/cgi-bin/cosmoshop/lshop.cgi?action=shopstart&ls=en
TVS 10KN100 | Motorised test stand, two guide columns | 1 | 1 | 6116 | KERN | TVS 10KN100 | https://www.kern-sohn.com/cgi-bin/cosmoshop/lshop.cgi?action=shopstart&ls=en
TVS 20KN100 | Motorised test stand, two guide columns | 1 | 1 | 6116 | KERN | TVS 20KN100 | https://www.kern-sohn.com/cgi-bin/cosmoshop/lshop.cgi?action=shopstart&ls=en
TVM 30KN70N. | Motorised test stand, two guide columns | 1 | 1 | 4873 | KERN | TVM 30KN70N. | https://www.kern-sohn.com/cgi-bin/cosmoshop/lshop.cgi?action=shopstart&ls=en
TVS 5000N240 | Motorised test stand, two guide columns | 1 | 1 | 4807 | KERN | TVS 5000N240 | https://www.kern-sohn.com/cgi-bin/cosmoshop/lshop.cgi?action=shopstart&ls=en
TVM 20KN120N. | Motorised test stand, two guide columns | 1 | 1 | 4081 | KERN | TVM 20KN120N. | https://www.kern-sohn.com/cgi-bin/cosmoshop/lshop.cgi?action=shopstart&ls=en
TVM 10KN120N. | Motorised test stand, two guide columns | 1 | 1 | 3058 | KERN | TVM 10KN120N. | https://www.kern-sohn.com/cgi-bin/cosmoshop/lshop.cgi?action=shopstart&ls=en
TVM 5000N230NL | Motorised test stand, two guide columns | 1 | 1 | 2585 | KERN | TVM 5000N230NL | https://www.kern-sohn.com/cgi-bin/cosmoshop/lshop.cgi?action=shopstart&ls=en
TVM 5000N230N. | Motorised test stand, two guide columns | 1 | 1 | 2211 | KERN | TVM 5000N230N. | https://www.kern-sohn.com/cgi-bin/cosmoshop/lshop.cgi?action=shopstart&ls=en
HO-A15 | Motorised UCI probe | 1 | 1 | 4290 | KERN | HO-A15 | https://www.kern-sohn.com/cgi-bin/cosmoshop/lshop.cgi?action=shopstart&ls=en
HO-A16 | Motorised UCI probe | 1 | 1 | 4290 | KERN | HO-A16 | https://www.kern-sohn.com/cgi-bin/cosmoshop/lshop.cgi?action=shopstart&ls=en
HO-A17 | Motorised UCI probe | 1 | 1 | 4290 | KERN | HO-A17 | https://www.kern-sohn.com/cgi-bin/cosmoshop/lshop.cgi?action=shopstart&ls=en
HO-A18 | Motorised UCI probe | 1 | 1 | 4290 | KERN | HO-A18 | https://www.kern-sohn.com/cgi-bin/cosmoshop/lshop.cgi?action=shopstart&ls=en
TVM-A01 | Mount for display device | 1 | 1 | 71.5 | KERN | TVM-A01 | https://www.kern-sohn.com/cgi-bin/cosmoshop/lshop.cgi?action=shopstart&ls=en
TVO-A01. | Mount for force gauge FH for TVO | 1 | 1 | 71.5 | KERN | TVO-A01. | https://www.kern-sohn.com/cgi-bin/cosmoshop/lshop.cgi?action=shopstart&ls=en
DE-A11N | Mount to fasten the display device to the platform | 1 | 1 | 38.5 | KERN | DE-A11N | https://www.kern-sohn.com/cgi-bin/cosmoshop/lshop.cgi?action=shopstart&ls=en
KIB-M01 | Mounting | 1 | 1 | 104.5 | KERN | KIB-M01 | https://www.kern-sohn.com/cgi-bin/cosmoshop/lshop.cgi?action=shopstart&ls=en
DA-A01 | Mounting | 1 | 1 | 88 | KERN | DA-A01 | https://www.kern-sohn.com/cgi-bin/cosmoshop/lshop.cgi?action=shopstart&ls=en
AFM 66 | Mounting bracket | 1 | 1 | 181.5 | KERN | AFM 66 | https://www.kern-sohn.com/cgi-bin/cosmoshop/lshop.cgi?action=shopstart&ls=en
AFM 67 | Mounting bracket | 1 | 1 | 181.5 | KERN | AFM 67 | https://www.kern-sohn.com/cgi-bin/cosmoshop/lshop.cgi?action=shopstart&ls=en
AFM 64 | Mounting bracket | 1 | 1 | 132 | KERN | AFM 64 | https://www.kern-sohn.com/cgi-bin/cosmoshop/lshop.cgi?action=shopstart&ls=en
AFM 63 | Mounting bracket | 1 | 1 | 110 | KERN | AFM 63 | https://www.kern-sohn.com/cgi-bin/cosmoshop/lshop.cgi?action=shopstart&ls=en
AFM 68 | Mounting bracket | 1 | 1 | 49.5 | KERN | AFM 68 | https://www.kern-sohn.com/cgi-bin/cosmoshop/lshop.cgi?action=shopstart&ls=en
CE P41430 | Mounting kit | 1 | 1 | 660 | KERN | CE P41430 | https://www.kern-sohn.com/cgi-bin/cosmoshop/lshop.cgi?action=shopstart&ls=en
CE P14150 | Mounting kit | 1 | 1 | 649 | KERN | CE P14150 | https://www.kern-sohn.com/cgi-bin/cosmoshop/lshop.cgi?action=shopstart&ls=en
AFM 60 | Mounting plate | 1 | 1 | 66 | KERN | AFM 60 | https://www.kern-sohn.com/cgi-bin/cosmoshop/lshop.cgi?action=shopstart&ls=en
AFM 75 | Mounting plate | 1 | 1 | 55 | KERN | AFM 75 | https://www.kern-sohn.com/cgi-bin/cosmoshop/lshop.cgi?action=shopstart&ls=en
EOC-A03 | Mounting plate | 1 | 1 | 33 | KERN | EOC-A03 | https://www.kern-sohn.com/cgi-bin/cosmoshop/lshop.cgi?action=shopstart&ls=en
AFM 140 | Mounting plate (1 pieces ) | 1 | 1 | 66 | KERN | AFM 140 | https://www.kern-sohn.com/cgi-bin/cosmoshop/lshop.cgi?action=shopstart&ls=en
AFM 70 | Mounting plate (1 pieces ) | 1 | 1 | 55 | KERN | AFM 70 | https://www.kern-sohn.com/cgi-bin/cosmoshop/lshop.cgi?action=shopstart&ls=en
AFM 71 | Mounting plate (1 pieces ) | 1 | 1 | 49.5 | KERN | AFM 71 | https://www.kern-sohn.com/cgi-bin/cosmoshop/lshop.cgi?action=shopstart&ls=en
AFM 72 | Mounting plate (1 pieces ) | 1 | 1 | 49.5 | KERN | AFM 72 | https://www.kern-sohn.com/cgi-bin/cosmoshop/lshop.cgi?action=shopstart&ls=en
AFM 145 | Mounting plate (1 pieces ) | 1 | 1 | 11 | KERN | AFM 145 | https://www.kern-sohn.com/cgi-bin/cosmoshop/lshop.cgi?action=shopstart&ls=en
AFM 146 | Mounting plate (1 pieces ) | 1 | 1 | 11 | KERN | AFM 146 | https://www.kern-sohn.com/cgi-bin/cosmoshop/lshop.cgi?action=shopstart&ls=en
930-113 | Mounting verification plug | 1 | 1 | 66 | KERN | 930-113 | https://www.kern-sohn.com/cgi-bin/cosmoshop/lshop.cgi?action=shopstart&ls=en
BT-A01 | Nadel | 1 | 1 | 27.5 | KERN | BT-A01 | https://www.kern-sohn.com/cgi-bin/cosmoshop/lshop.cgi?action=shopstart&ls=en
BT-A02 | Nadelhalter | 1 | 1 | 99 | KERN | BT-A02 | https://www.kern-sohn.com/cgi-bin/cosmoshop/lshop.cgi?action=shopstart&ls=en
YKT-A02 | Netzadapter EURO/US für Drucker YKT-01 | 1 | 1 | 154 | KERN | YKT-A02 | https://www.kern-sohn.com/cgi-bin/cosmoshop/lshop.cgi?action=shopstart&ls=en
OZB-A4603 | Object clamp for gem microscopes | 1 | 1 | 33 | KERN | OZB-A4603 | https://www.kern-sohn.com/cgi-bin/cosmoshop/lshop.cgi?action=shopstart&ls=en
OZB-A4604 | Object clamp for gem microscopes | 1 | 1 | 33 | KERN | OZB-A4604 | https://www.kern-sohn.com/cgi-bin/cosmoshop/lshop.cgi?action=shopstart&ls=en
OBB-A6205 | Object clamp for stereomicroscopes | 1 | 1 | 38.5 | KERN | OBB-A6205 | https://www.kern-sohn.com/cgi-bin/cosmoshop/lshop.cgi?action=shopstart&ls=en
OZB-A4207 | Objective 0,5 x | 1 | 1 | 82.5 | KERN | OZB-A4207 | https://www.kern-sohn.com/cgi-bin/cosmoshop/lshop.cgi?action=shopstart&ls=en
OZB-A4208 | Objective 2 x | 1 | 1 | 88 | KERN | OZB-A4208 | https://www.kern-sohn.com/cgi-bin/cosmoshop/lshop.cgi?action=shopstart&ls=en
OBB-A1442 | Objective 100x E-Plan Achromatic | 1 | 1 | 187 | KERN | OBB-A1442 | https://www.kern-sohn.com/cgi-bin/cosmoshop/lshop.cgi?action=shopstart&ls=en
OBB-A1441 | Objective 100x Plan Achromatic | 1 | 1 | 192.5 | KERN | OBB-A1441 | https://www.kern-sohn.com/cgi-bin/cosmoshop/lshop.cgi?action=shopstart&ls=en
OZB-A5601 | Objective achromatic 0,5 x | 1 | 1 | 225.5 | KERN | OZB-A5601 | https://www.kern-sohn.com/cgi-bin/cosmoshop/lshop.cgi?action=shopstart&ls=en
OZB-A5602 | Objective achromatic 0,7 x | 1 | 1 | 225.5 | KERN | OZB-A5602 | https://www.kern-sohn.com/cgi-bin/cosmoshop/lshop.cgi?action=shopstart&ls=en
OZB-A5604 | Objective achromatic 1,5 x | 1 | 1 | 291.5 | KERN | OZB-A5604 | https://www.kern-sohn.com/cgi-bin/cosmoshop/lshop.cgi?action=shopstart&ls=en
OBB-A1278 | Objective achromatic 10 x / 0,25 | 1 | 1 | 82.5 | KERN | OBB-A1278 | https://www.kern-sohn.com/cgi-bin/cosmoshop/lshop.cgi?action=shopstart&ls=en
OBB-A1108 | Objective achromatic 10 x / 0,25 | 1 | 1 | 49.5 | KERN | OBB-A1108 | https://www.kern-sohn.com/cgi-bin/cosmoshop/lshop.cgi?action=shopstart&ls=en
OBB-A1477 | Objective achromatic 10 x / 0,25 | 1 | 1 | 44 | KERN | OBB-A1477 | https://www.kern-sohn.com/cgi-bin/cosmoshop/lshop.cgi?action=shopstart&ls=en
OBB-A3204 | Objective achromatic 10 x / 0,25 | 1 | 1 | 31.9 | KERN | OBB-A3204 | https://www.kern-sohn.com/cgi-bin/cosmoshop/lshop.cgi?action=shopstart&ls=en
OBB-A1109 | Objective achromatic 100 x / 1,25 | 1 | 1 | 115.5 | KERN | OBB-A1109 | https://www.kern-sohn.com/cgi-bin/cosmoshop/lshop.cgi?action=shopstart&ls=en
OBB-A1480 | Objective achromatic 100 x / 1,25 | 1 | 1 | 71.5 | KERN | OBB-A1480 | https://www.kern-sohn.com/cgi-bin/cosmoshop/lshop.cgi?action=shopstart&ls=en
OBB-A3207 | Objective achromatic 100 x / 1,25 | 1 | 1 | 64.9 | KERN | OBB-A3207 | https://www.kern-sohn.com/cgi-bin/cosmoshop/lshop.cgi?action=shopstart&ls=en
OBB-A1110 | Objective achromatic 20 x / 0,4 | 1 | 1 | 93.5 | KERN | OBB-A1110 | https://www.kern-sohn.com/cgi-bin/cosmoshop/lshop.cgi?action=shopstart&ls=en
OBB-A1279 | Objective achromatic 20 x / 0,4 | 1 | 1 | 93.5 | KERN | OBB-A1279 | https://www.kern-sohn.com/cgi-bin/cosmoshop/lshop.cgi?action=shopstart&ls=en
OBB-A1280 | Objective achromatic 4 x / 0,1 | 1 | 1 | 66 | KERN | OBB-A1280 | https://www.kern-sohn.com/cgi-bin/cosmoshop/lshop.cgi?action=shopstart&ls=en
OBB-A1111 | Objective achromatic 4 x / 0,1 | 1 | 1 | 38.5 | KERN | OBB-A1111 | https://www.kern-sohn.com/cgi-bin/cosmoshop/lshop.cgi?action=shopstart&ls=en
OBB-A1476 | Objective achromatic 4 x / 0,1 | 1 | 1 | 38.5 | KERN | OBB-A1476 | https://www.kern-sohn.com/cgi-bin/cosmoshop/lshop.cgi?action=shopstart&ls=en
OBB-A3203 | Objective achromatic 4 x / 0,1 | 1 | 1 | 27.5 | KERN | OBB-A3203 | https://www.kern-sohn.com/cgi-bin/cosmoshop/lshop.cgi?action=shopstart&ls=en
OBB-A1112 | Objective achromatic 40 x / 0,65 | 1 | 1 | 77 | KERN | OBB-A1112 | https://www.kern-sohn.com/cgi-bin/cosmoshop/lshop.cgi?action=shopstart&ls=en
OBB-A1478 | Objective achromatic 40 x / 0,65 | 1 | 1 | 49.5 | KERN | OBB-A1478 | https://www.kern-sohn.com/cgi-bin/cosmoshop/lshop.cgi?action=shopstart&ls=en
OBB-A3205 | Objective achromatic 40 x / 0,65 | 1 | 1 | 42.9 | KERN | OBB-A3205 | https://www.kern-sohn.com/cgi-bin/cosmoshop/lshop.cgi?action=shopstart&ls=en
OBB-A1281 | Objective achromatic 40 x / 0,66 | 1 | 1 | 93.5 | KERN | OBB-A1281 | https://www.kern-sohn.com/cgi-bin/cosmoshop/lshop.cgi?action=shopstart&ls=en
OBB-A1282 | Objective achromatic 60 x / 0,8 | 1 | 1 | 104.5 | KERN | OBB-A1282 | https://www.kern-sohn.com/cgi-bin/cosmoshop/lshop.cgi?action=shopstart&ls=en
OBB-A1113 | Objective achromatic 60 x / 0,85 | 1 | 1 | 115.5 | KERN | OBB-A1113 | https://www.kern-sohn.com/cgi-bin/cosmoshop/lshop.cgi?action=shopstart&ls=en
OBB-A1479 | Objective achromatic 60 x / 0,85 | 1 | 1 | 66 | KERN | OBB-A1479 | https://www.kern-sohn.com/cgi-bin/cosmoshop/lshop.cgi?action=shopstart&ls=en
OBB-A3206 | Objective achromatic 60 x / 0,85 | 1 | 1 | 53.9 | KERN | OBB-A3206 | https://www.kern-sohn.com/cgi-bin/cosmoshop/lshop.cgi?action=shopstart&ls=en
OBB-A1563 | Objective E-Plan Achromatisch 10 x / 0,25 | 1 | 1 | 60.5 | KERN | OBB-A1563 | https://www.kern-sohn.com/cgi-bin/cosmoshop/lshop.cgi?action=shopstart&ls=en
OBB-A1565 | Objective E-Plan Achromatisch 100 x / 1,25 | 1 | 1 | 93.5 | KERN | OBB-A1565 | https://www.kern-sohn.com/cgi-bin/cosmoshop/lshop.cgi?action=shopstart&ls=en
OBB-A1562 | Objective E-Plan Achromatisch 4 x / 0,1 | 1 | 1 | 44 | KERN | OBB-A1562 | https://www.kern-sohn.com/cgi-bin/cosmoshop/lshop.cgi?action=shopstart&ls=en
OBB-A1564 | Objective E-Plan Achromatisch 40 x / 0,65 | 1 | 1 | 88 | KERN | OBB-A1564 | https://www.kern-sohn.com/cgi-bin/cosmoshop/lshop.cgi?action=shopstart&ls=en
OBB-A1159 | Objective Infinity E-Plan 10 x / 0,25 | 1 | 1 | 165 | KERN | OBB-A1159 | https://www.kern-sohn.com/cgi-bin/cosmoshop/lshop.cgi?action=shopstart&ls=en
OBB-A1158 | Objective Infinity E-Plan 100 x / 1,25 | 1 | 1 | 368.5 | KERN | OBB-A1158 | https://www.kern-sohn.com/cgi-bin/cosmoshop/lshop.cgi?action=shopstart&ls=en
OBB-A1161 | Objective Infinity E-Plan 4 x / 0,1 | 1 | 1 | 99 | KERN | OBB-A1161 | https://www.kern-sohn.com/cgi-bin/cosmoshop/lshop.cgi?action=shopstart&ls=en
OBB-A1160 | Objective Infinity E-Plan 40 x / 0,65 | 1 | 1 | 291.5 | KERN | OBB-A1160 | https://www.kern-sohn.com/cgi-bin/cosmoshop/lshop.cgi?action=shopstart&ls=en
OBB-A1289 | Objective Infinity Plan 10 x / 0,25 | 1 | 1 | 220 | KERN | OBB-A1289 | https://www.kern-sohn.com/cgi-bin/cosmoshop/lshop.cgi?action=shopstart&ls=en
OBB-A1243 | Objective Infinity Plan 10 x / 0,25 | 1 | 1 | 214.5 | KERN | OBB-A1243 | https://www.kern-sohn.com/cgi-bin/cosmoshop/lshop.cgi?action=shopstart&ls=en
OBB-A1244 | Objective Infinity Plan 10 x / 0,25 | 1 | 1 | 214.5 | KERN | OBB-A1244 | https://www.kern-sohn.com/cgi-bin/cosmoshop/lshop.cgi?action=shopstart&ls=en
OBB-A1526 | Objective Infinity Plan 10 x / 0,25 | 1 | 1 | 203.5 | KERN | OBB-A1526 | https://www.kern-sohn.com/cgi-bin/cosmoshop/lshop.cgi?action=shopstart&ls=en
OBB-A2414 | Objective Infinity Plan 10 x / 0,25 | 1 | 1 | 187 | KERN | OBB-A2414 | https://www.kern-sohn.com/cgi-bin/cosmoshop/lshop.cgi?action=shopstart&ls=en
OBB-A1494 | Objective Infinity Plan 10 x / 0,25 | 1 | 1 | 176 | KERN | OBB-A1494 | https://www.kern-sohn.com/cgi-bin/cosmoshop/lshop.cgi?action=shopstart&ls=en
OBB-A1531 | Objective Infinity Plan 100 x / 0,9 | 1 | 1 | 792 | KERN | OBB-A1531 | https://www.kern-sohn.com/cgi-bin/cosmoshop/lshop.cgi?action=shopstart&ls=en
OBB-A1240 | Objective Infinity Plan 100 x / 1,25 | 1 | 1 | 346.5 | KERN | OBB-A1240 | https://www.kern-sohn.com/cgi-bin/cosmoshop/lshop.cgi?action=shopstart&ls=en
OBB-A1241 | Objective Infinity Plan 100 x / 1,25 | 1 | 1 | 346.5 | KERN | OBB-A1241 | https://www.kern-sohn.com/cgi-bin/cosmoshop/lshop.cgi?action=shopstart&ls=en
OBB-A1437 | Objective Infinity Plan 100x | 1 | 1 | 489.5 | KERN | OBB-A1437 | https://www.kern-sohn.com/cgi-bin/cosmoshop/lshop.cgi?action=shopstart&ls=en
OBB-A1247 | Objective Infinity Plan 2,5 x / 0,07 | 1 | 1 | 291.5 | KERN | OBB-A1247 | https://www.kern-sohn.com/cgi-bin/cosmoshop/lshop.cgi?action=shopstart&ls=en
OBB-A1291 | Objective Infinity Plan 20 x / 0,4 | 1 | 1 | 379.5 | KERN | OBB-A1291 | https://www.kern-sohn.com/cgi-bin/cosmoshop/lshop.cgi?action=shopstart&ls=en
OBB-A1252 | Objective Infinity Plan 20 x / 0,4 | 1 | 1 | 319 | KERN | OBB-A1252 | https://www.kern-sohn.com/cgi-bin/cosmoshop/lshop.cgi?action=shopstart&ls=en
OBB-A1250 | Objective Infinity Plan 20 x / 0,4 | 1 | 1 | 291.5 | KERN | OBB-A1250 | https://www.kern-sohn.com/cgi-bin/cosmoshop/lshop.cgi?action=shopstart&ls=en
OBB-A1251 | Objective Infinity Plan 20 x / 0,4 | 1 | 1 | 291.5 | KERN | OBB-A1251 | https://www.kern-sohn.com/cgi-bin/cosmoshop/lshop.cgi?action=shopstart&ls=en
OBB-A1290 | Objective Infinity Plan 20 x / 0,4 | 1 | 1 | 291.5 | KERN | OBB-A1290 | https://www.kern-sohn.com/cgi-bin/cosmoshop/lshop.cgi?action=shopstart&ls=en
OBB-A1527 | Objective Infinity Plan 20 x / 0,4 | 1 | 1 | 269.5 | KERN | OBB-A1527 | https://www.kern-sohn.com/cgi-bin/cosmoshop/lshop.cgi?action=shopstart&ls=en
OBB-A2415 | Objective Infinity Plan 20 x / 0,4 | 1 | 1 | 258.5 | KERN | OBB-A2415 | https://www.kern-sohn.com/cgi-bin/cosmoshop/lshop.cgi?action=shopstart&ls=en
OBB-A1495 | Objective Infinity Plan 20 x / 0,4 | 1 | 1 | 236.5 | KERN | OBB-A1495 | https://www.kern-sohn.com/cgi-bin/cosmoshop/lshop.cgi?action=shopstart&ls=en
OBB-A1263 | Objective Infinity Plan 4 x / 0,1 | 1 | 1 | 121 | KERN | OBB-A1263 | https://www.kern-sohn.com/cgi-bin/cosmoshop/lshop.cgi?action=shopstart&ls=en
OBB-A1294 | Objective Infinity Plan 4 x / 0,1 | 1 | 1 | 115.5 | KERN | OBB-A1294 | https://www.kern-sohn.com/cgi-bin/cosmoshop/lshop.cgi?action=shopstart&ls=en
OBB-A1493 | Objective Infinity Plan 4 x / 0,11 | 1 | 1 | 148.5 | KERN | OBB-A1493 | https://www.kern-sohn.com/cgi-bin/cosmoshop/lshop.cgi?action=shopstart&ls=en
OBB-A2413 | Objective Infinity Plan 4 x / 0,13 | 1 | 1 | 115.5 | KERN | OBB-A2413 | https://www.kern-sohn.com/cgi-bin/cosmoshop/lshop.cgi?action=shopstart&ls=en
OBB-A2416 | Objective Infinity Plan 40 x / 0,6 | 1 | 1 | 374 | KERN | OBB-A2416 | https://www.kern-sohn.com/cgi-bin/cosmoshop/lshop.cgi?action=shopstart&ls=en
OBB-A1496 | Objective Infinity Plan 40 x / 0,6 | 1 | 1 | 308 | KERN | OBB-A1496 | https://www.kern-sohn.com/cgi-bin/cosmoshop/lshop.cgi?action=shopstart&ls=en
OBB-A1259 | Objective Infinity Plan 40 x / 0,65 | 1 | 1 | 445.5 | KERN | OBB-A1259 | https://www.kern-sohn.com/cgi-bin/cosmoshop/lshop.cgi?action=shopstart&ls=en
OBB-A1288 | Objective Infinity Plan 40 x / 0,65 | 1 | 1 | 429 | KERN | OBB-A1288 | https://www.kern-sohn.com/cgi-bin/cosmoshop/lshop.cgi?action=shopstart&ls=en
OBB-A1293 | Objective Infinity Plan 40 x / 0,65 | 1 | 1 | 429 | KERN | OBB-A1293 | https://www.kern-sohn.com/cgi-bin/cosmoshop/lshop.cgi?action=shopstart&ls=en
OBB-A1258 | Objective Infinity Plan 40 x / 0,65 | 1 | 1 | 319 | KERN | OBB-A1258 | https://www.kern-sohn.com/cgi-bin/cosmoshop/lshop.cgi?action=shopstart&ls=en
OBB-A1292 | Objective Infinity Plan 40 x / 0,66 | 1 | 1 | 341 | KERN | OBB-A1292 | https://www.kern-sohn.com/cgi-bin/cosmoshop/lshop.cgi?action=shopstart&ls=en
OBB-A1257 | Objective Infinity Plan 40 x / 0,66 | 1 | 1 | 319 | KERN | OBB-A1257 | https://www.kern-sohn.com/cgi-bin/cosmoshop/lshop.cgi?action=shopstart&ls=en
OBB-A1268 | Objective Infinity Plan 5 x / 0,1 | 1 | 1 | 115.5 | KERN | OBB-A1268 | https://www.kern-sohn.com/cgi-bin/cosmoshop/lshop.cgi?action=shopstart&ls=en
OBB-A1525 | Objective Infinity Plan 5 x / 0,13 | 1 | 1 | 137.5 | KERN | OBB-A1525 | https://www.kern-sohn.com/cgi-bin/cosmoshop/lshop.cgi?action=shopstart&ls=en
OBB-A1266 | Objective Infinity Plan 50 x / 0,7 | 1 | 1 | 495 | KERN | OBB-A1266 | https://www.kern-sohn.com/cgi-bin/cosmoshop/lshop.cgi?action=shopstart&ls=en
OBB-A1295 | Objective Infinity Plan 50 x / 0,7 | 1 | 1 | 456.5 | KERN | OBB-A1295 | https://www.kern-sohn.com/cgi-bin/cosmoshop/lshop.cgi?action=shopstart&ls=en
OBB-A1528 | Objective Infinity Plan 50 x / 0,7 | 1 | 1 | 352 | KERN | OBB-A1528 | https://www.kern-sohn.com/cgi-bin/cosmoshop/lshop.cgi?action=shopstart&ls=en
OBB-A2417 | Objective Infinity Plan 60 x / 0,7 | 1 | 1 | 495 | KERN | OBB-A2417 | https://www.kern-sohn.com/cgi-bin/cosmoshop/lshop.cgi?action=shopstart&ls=en
OBB-A1296 | Objective Infinity Plan 60 x / 0,8 | 1 | 1 | 407 | KERN | OBB-A1296 | https://www.kern-sohn.com/cgi-bin/cosmoshop/lshop.cgi?action=shopstart&ls=en
OBB-A1270 | Objective Infinity Plan 60 x / 0,8 | 1 | 1 | 396 | KERN | OBB-A1270 | https://www.kern-sohn.com/cgi-bin/cosmoshop/lshop.cgi?action=shopstart&ls=en
OBB-A1271 | Objective Infinity Plan 80 x / 0,8 | 1 | 1 | 550 | KERN | OBB-A1271 | https://www.kern-sohn.com/cgi-bin/cosmoshop/lshop.cgi?action=shopstart&ls=en
OBB-A1297 | Objective Infinity Plan 80 x / 0,8 | 1 | 1 | 550 | KERN | OBB-A1297 | https://www.kern-sohn.com/cgi-bin/cosmoshop/lshop.cgi?action=shopstart&ls=en
OBB-A1530 | Objective Infinity Plan 80 x / 0,8 | 1 | 1 | 528 | KERN | OBB-A1530 | https://www.kern-sohn.com/cgi-bin/cosmoshop/lshop.cgi?action=shopstart&ls=en
OZB-A5603 | Objective Plan achromatic 1 x | 1 | 1 | 539 | KERN | OZB-A5603 | https://www.kern-sohn.com/cgi-bin/cosmoshop/lshop.cgi?action=shopstart&ls=en
OBB-A1246 | Objective Plan achromatic 10 x / 0,25 | 1 | 1 | 154 | KERN | OBB-A1246 | https://www.kern-sohn.com/cgi-bin/cosmoshop/lshop.cgi?action=shopstart&ls=en
OBB-A1238 | Objective Plan achromatic 10 x / 0,25 | 1 | 1 | 88 | KERN | OBB-A1238 | https://www.kern-sohn.com/cgi-bin/cosmoshop/lshop.cgi?action=shopstart&ls=en
OBB-A1242 | Objective Plan achromatic 100 x / 1,25 | 1 | 1 | 269.5 | KERN | OBB-A1242 | https://www.kern-sohn.com/cgi-bin/cosmoshop/lshop.cgi?action=shopstart&ls=en
OBB-A1239 | Objective Plan achromatic 100 x / 1,25 | 1 | 1 | 165 | KERN | OBB-A1239 | https://www.kern-sohn.com/cgi-bin/cosmoshop/lshop.cgi?action=shopstart&ls=en
OBB-A1253 | Objective Plan achromatic 20 x / 0,35 | 1 | 1 | 242 | KERN | OBB-A1253 | https://www.kern-sohn.com/cgi-bin/cosmoshop/lshop.cgi?action=shopstart&ls=en
OBB-A1249 | Objective Plan achromatic 20 x / 0,4 | 1 | 1 | 126.5 | KERN | OBB-A1249 | https://www.kern-sohn.com/cgi-bin/cosmoshop/lshop.cgi?action=shopstart&ls=en
OBB-A1255 | Objective Plan achromatic 4 x / 0,1 | 1 | 1 | 71.5 | KERN | OBB-A1255 | https://www.kern-sohn.com/cgi-bin/cosmoshop/lshop.cgi?action=shopstart&ls=en
OBB-A1262 | Objective Plan achromatic 40 x / 0,65 | 1 | 1 | 462 | KERN | OBB-A1262 | https://www.kern-sohn.com/cgi-bin/cosmoshop/lshop.cgi?action=shopstart&ls=en
OBB-A1261 | Objective Plan achromatic 40 x / 0,65 | 1 | 1 | 242 | KERN | OBB-A1261 | https://www.kern-sohn.com/cgi-bin/cosmoshop/lshop.cgi?action=shopstart&ls=en
OBB-A1256 | Objective Plan achromatic 40 x / 0,65 | 1 | 1 | 126.5 | KERN | OBB-A1256 | https://www.kern-sohn.com/cgi-bin/cosmoshop/lshop.cgi?action=shopstart&ls=en
OBB-A1265 | Objective Plan achromatic 5 x / 0,1 | 1 | 1 | 126.5 | KERN | OBB-A1265 | https://www.kern-sohn.com/cgi-bin/cosmoshop/lshop.cgi?action=shopstart&ls=en
OBB-A1267 | Objective Plan achromatic 50 x / 0,7 | 1 | 1 | 462 | KERN | OBB-A1267 | https://www.kern-sohn.com/cgi-bin/cosmoshop/lshop.cgi?action=shopstart&ls=en
OBB-A1269 | Objective Plan achromatic 60 x / 0,85 | 1 | 1 | 170.5 | KERN | OBB-A1269 | https://www.kern-sohn.com/cgi-bin/cosmoshop/lshop.cgi?action=shopstart&ls=en
OBB-A1272 | Objective Plan achromatic 80 x / 0,8 | 1 | 1 | 506 | KERN | OBB-A1272 | https://www.kern-sohn.com/cgi-bin/cosmoshop/lshop.cgi?action=shopstart&ls=en
ORA-A1010 | Pack of 5 Calibration liquid (dist. water) | 1 | 1 | 20.9 | KERN | ORA-A1010 | https://www.kern-sohn.com/cgi-bin/cosmoshop/lshop.cgi?action=shopstart&ls=en
BFS-A06 | Pair of base plates | 1 | 1 | 77 | KERN | BFS-A06 | https://www.kern-sohn.com/cgi-bin/cosmoshop/lshop.cgi?action=shopstart&ls=en
BFS-A06N | Pair of base plates | 1 | 1 | 77 | KERN | BFS-A06N | https://www.kern-sohn.com/cgi-bin/cosmoshop/lshop.cgi?action=shopstart&ls=en
BFN-A03 | Pair of base plates | 1 | 1 | 66 | KERN | BFN-A03 | https://www.kern-sohn.com/cgi-bin/cosmoshop/lshop.cgi?action=shopstart&ls=en
BFS-A10 | Pair of base plates | 1 | 1 | 66 | KERN | BFS-A10 | https://www.kern-sohn.com/cgi-bin/cosmoshop/lshop.cgi?action=shopstart&ls=en
BIC-A07 | Pair of base plates (1 pieces ) | 1 | 1 | 44 | KERN | BIC-A07 | https://www.kern-sohn.com/cgi-bin/cosmoshop/lshop.cgi?action=shopstart&ls=en
UID 1500K-1DM | Pallet balance | 1 | 1 | 1056 | KERN | UID 1500K-1DM | https://www.kern-sohn.com/cgi-bin/cosmoshop/lshop.cgi?action=shopstart&ls=en
UID 3000K-0DM | Pallet balance | 1 | 1 | 1056 | KERN | UID 3000K-0DM | https://www.kern-sohn.com/cgi-bin/cosmoshop/lshop.cgi?action=shopstart&ls=en
UID 600K-1DM | Pallet balance | 1 | 1 | 1056 | KERN | UID 600K-1DM | https://www.kern-sohn.com/cgi-bin/cosmoshop/lshop.cgi?action=shopstart&ls=en
UFB 1.5T0.5M | Pallet balance | 1 | 1 | 1045 | KERN | UFB 1.5T0.5M | https://www.kern-sohn.com/cgi-bin/cosmoshop/lshop.cgi?action=shopstart&ls=en
UFB 600K200M | Pallet balance | 1 | 1 | 1045 | KERN | UFB 600K200M | https://www.kern-sohn.com/cgi-bin/cosmoshop/lshop.cgi?action=shopstart&ls=en
UIB 1.5T-4+C | Pallet balance | 1 | 1 | 1012 | KERN | UIB 1.5T-4+C | https://www.kern-sohn.com/cgi-bin/cosmoshop/lshop.cgi?action=shopstart&ls=en
UIB 600K-1+C | Pallet balance | 1 | 1 | 1012 | KERN | UIB 600K-1+C | https://www.kern-sohn.com/cgi-bin/cosmoshop/lshop.cgi?action=shopstart&ls=en
UID 1500K-1M | Pallet balance | 1 | 1 | 1012 | KERN | UID 1500K-1M | https://www.kern-sohn.com/cgi-bin/cosmoshop/lshop.cgi?action=shopstart&ls=en
UID 3000K-0M | Pallet balance | 1 | 1 | 1012 | KERN | UID 3000K-0M | https://www.kern-sohn.com/cgi-bin/cosmoshop/lshop.cgi?action=shopstart&ls=en
UID 600K-1M | Pallet balance | 1 | 1 | 1012 | KERN | UID 600K-1M | https://www.kern-sohn.com/cgi-bin/cosmoshop/lshop.cgi?action=shopstart&ls=en
UIB 1.5T-4 | Pallet balance | 1 | 1 | 836 | KERN | UIB 1.5T-4 | https://www.kern-sohn.com/cgi-bin/cosmoshop/lshop.cgi?action=shopstart&ls=en
UIB 3T-3 | Pallet balance | 1 | 1 | 836 | KERN | UIB 3T-3 | https://www.kern-sohn.com/cgi-bin/cosmoshop/lshop.cgi?action=shopstart&ls=en
UIB 600K-1 | Pallet balance | 1 | 1 | 836 | KERN | UIB 600K-1 | https://www.kern-sohn.com/cgi-bin/cosmoshop/lshop.cgi?action=shopstart&ls=en
UFN 1.5T0.5IPM | Pallet Balance - stainless steel | 1 | 1 | 1749 | KERN | UFN 1.5T0.5IPM | https://www.kern-sohn.com/cgi-bin/cosmoshop/lshop.cgi?action=shopstart&ls=en
UFN 600K200IPM | Pallet Balance - stainless steel | 1 | 1 | 1419 | KERN | UFN 600K200IPM | https://www.kern-sohn.com/cgi-bin/cosmoshop/lshop.cgi?action=shopstart&ls=en
VHB 2T1 | Pallet truck scale | 1 | 1 | 1452 | KERN | VHB 2T1 | https://www.kern-sohn.com/cgi-bin/cosmoshop/lshop.cgi?action=shopstart&ls=en
YKN-A01R | Paper roll | 1 | 1 | 27.5 | KERN | YKN-A01R | https://www.kern-sohn.com/cgi-bin/cosmoshop/lshop.cgi?action=shopstart&ls=en
YKB-A01 | Paper roll for printer YKB-01N | 1 | 1 | 27.5 | KERN | YKB-A01 | https://www.kern-sohn.com/cgi-bin/cosmoshop/lshop.cgi?action=shopstart&ls=en
SD-A01 | Paper roll for Spring Tester | 1 | 1 | 16.5 | KERN | SD-A01 | https://www.kern-sohn.com/cgi-bin/cosmoshop/lshop.cgi?action=shopstart&ls=en
ATU-US11 | Paper rolls | 1 | 1 | 16.5 | KERN | ATU-US11 | https://www.kern-sohn.com/cgi-bin/cosmoshop/lshop.cgi?action=shopstart&ls=en
911-013-002 | Paper rolls for | 1 | 1 | 24.2 | KERN | 911-013-002 | https://www.kern-sohn.com/cgi-bin/cosmoshop/lshop.cgi?action=shopstart&ls=en
911-013-010 | Paper rolls for printer 911-013 (10 pieces) | 1 | 1 | 38.5 | KERN | 911-013-010 | https://www.kern-sohn.com/cgi-bin/cosmoshop/lshop.cgi?action=shopstart&ls=en
YKN-A01 | Paper rolls for printer YKN-01 (5 pieces) | 1 | 1 | 38.5 | KERN | YKN-A01 | https://www.kern-sohn.com/cgi-bin/cosmoshop/lshop.cgi?action=shopstart&ls=en
YKT-A10 | Paper rolls for printer YKT-01 (10 pieces) | 1 | 1 | 44 | KERN | YKT-A10 | https://www.kern-sohn.com/cgi-bin/cosmoshop/lshop.cgi?action=shopstart&ls=en
YKB-A10 | Paper rolls for printer KERN YKB-01N, YKS-01 | 1 | 1 | 60.5 | KERN | YKB-A10 | https://www.kern-sohn.com/cgi-bin/cosmoshop/lshop.cgi?action=shopstart&ls=en
RFS-A10 | Paper rolls for VHS (10 pieces) | 1 | 1 | 44 | KERN | RFS-A10 | https://www.kern-sohn.com/cgi-bin/cosmoshop/lshop.cgi?action=shopstart&ls=en
AC 12R | Parallel Jaw Grip | 1 | 1 | 49.5 | KERN | AC 12R | https://www.kern-sohn.com/cgi-bin/cosmoshop/lshop.cgi?action=shopstart&ls=en
TPE-N | Peeling attachment for test bench | 1 | 1 | 792 | KERN | TPE-N | https://www.kern-sohn.com/cgi-bin/cosmoshop/lshop.cgi?action=shopstart&ls=en
MPC 300K-1LM | Personal floor scale | 1 | 1 | 577.5 | KERN | MPC 300K-1LM | https://www.kern-sohn.com/cgi-bin/cosmoshop/lshop.cgi?action=shopstart&ls=en
MPT 300K100M | Personal floor scale | 1 | 1 | 539 | KERN | MPT 300K100M | https://www.kern-sohn.com/cgi-bin/cosmoshop/lshop.cgi?action=shopstart&ls=en
MPS 200K100PM | Personal floor scale | 1 | 1 | 522.5 | KERN | MPS 200K100PM | https://www.kern-sohn.com/cgi-bin/cosmoshop/lshop.cgi?action=shopstart&ls=en
MPE 250K100HM | Personal floor scale | 1 | 1 | 506 | KERN | MPE 250K100HM | https://www.kern-sohn.com/cgi-bin/cosmoshop/lshop.cgi?action=shopstart&ls=en
MPE 200K-1HEM | Personal floor scale | 1 | 1 | 473 | KERN | MPE 200K-1HEM | https://www.kern-sohn.com/cgi-bin/cosmoshop/lshop.cgi?action=shopstart&ls=en
MPE 250K100PM | Personal floor scale | 1 | 1 | 473 | KERN | MPE 250K100PM | https://www.kern-sohn.com/cgi-bin/cosmoshop/lshop.cgi?action=shopstart&ls=en
MPE 200K-1PEM | Personal floor scale | 1 | 1 | 440 | KERN | MPE 200K-1PEM | https://www.kern-sohn.com/cgi-bin/cosmoshop/lshop.cgi?action=shopstart&ls=en
MPC 300K-1M | Personal floor scale | 1 | 1 | 412.5 | KERN | MPC 300K-1M | https://www.kern-sohn.com/cgi-bin/cosmoshop/lshop.cgi?action=shopstart&ls=en
MPS 200K100M | Personal floor scale | 1 | 1 | 407 | KERN | MPS 200K100M | https://www.kern-sohn.com/cgi-bin/cosmoshop/lshop.cgi?action=shopstart&ls=en
MPC 250K100M | Personal floor scale | 1 | 1 | 341 | KERN | MPC 250K100M | https://www.kern-sohn.com/cgi-bin/cosmoshop/lshop.cgi?action=shopstart&ls=en
MPD 250K100M | Personal floor scale | 1 | 1 | 319 | KERN | MPD 250K100M | https://www.kern-sohn.com/cgi-bin/cosmoshop/lshop.cgi?action=shopstart&ls=en
MPD 200K-1EM | Personal floor scale | 1 | 1 | 302.5 | KERN | MPD 200K-1EM | https://www.kern-sohn.com/cgi-bin/cosmoshop/lshop.cgi?action=shopstart&ls=en
MPL 200K-1P | Personal floor scale | 1 | 1 | 176 | KERN | MPL 200K-1P | https://www.kern-sohn.com/cgi-bin/cosmoshop/lshop.cgi?action=shopstart&ls=en
MPK 200K-1P | Personal floor scale | 1 | 1 | 159.5 | KERN | MPK 200K-1P | https://www.kern-sohn.com/cgi-bin/cosmoshop/lshop.cgi?action=shopstart&ls=en
MPI 200K-1 | Personal floor scale | 1 | 1 | 99 | KERN | MPI 200K-1 | https://www.kern-sohn.com/cgi-bin/cosmoshop/lshop.cgi?action=shopstart&ls=en
MPB 300K100P | Personal scale | 1 | 1 | 313.5 | KERN | MPB 300K100P | https://www.kern-sohn.com/cgi-bin/cosmoshop/lshop.cgi?action=shopstart&ls=en
MPB 300K100 | Personal scale | 1 | 1 | 236.5 | KERN | MPB 300K100 | https://www.kern-sohn.com/cgi-bin/cosmoshop/lshop.cgi?action=shopstart&ls=en
MGC 100K-1 | Personal scale | 1 | 1 | 99 | KERN | MGC 100K-1 | https://www.kern-sohn.com/cgi-bin/cosmoshop/lshop.cgi?action=shopstart&ls=en
MFB 150K100 | Personal scale | 1 | 1 | 55 | KERN | MFB 150K100 | https://www.kern-sohn.com/cgi-bin/cosmoshop/lshop.cgi?action=shopstart&ls=en
MGD 200K-1L | Personal scale | 1 | 1 | 55 | KERN | MGD 200K-1L | https://www.kern-sohn.com/cgi-bin/cosmoshop/lshop.cgi?action=shopstart&ls=en
MGD 100K-1 | Personal scale | 1 | 1 | 49.5 | KERN | MGD 100K-1 | https://www.kern-sohn.com/cgi-bin/cosmoshop/lshop.cgi?action=shopstart&ls=en
OBB-A1237 | PH complete unit for 10x/20x/40x/100x for OBN-1 | 1 | 1 | 1727 | KERN | OBB-A1237 | https://www.kern-sohn.com/cgi-bin/cosmoshop/lshop.cgi?action=shopstart&ls=en
OBB-A1451 | PH condenser | 1 | 1 | 137.5 | KERN | OBB-A1451 | https://www.kern-sohn.com/cgi-bin/cosmoshop/lshop.cgi?action=shopstart&ls=en
OBB-A1213 | PH single unit 100x for series OBL-1 | 1 | 1 | 561 | KERN | OBB-A1213 | https://www.kern-sohn.com/cgi-bin/cosmoshop/lshop.cgi?action=shopstart&ls=en
OBB-A1212 | PH single unit 100x for series OBN-1 | 1 | 1 | 561 | KERN | OBB-A1212 | https://www.kern-sohn.com/cgi-bin/cosmoshop/lshop.cgi?action=shopstart&ls=en
OBB-A1215 | PH single unit 10x for series OBL-1 | 1 | 1 | 341 | KERN | OBB-A1215 | https://www.kern-sohn.com/cgi-bin/cosmoshop/lshop.cgi?action=shopstart&ls=en
OBB-A1214 | PH single unit 10x for series OBN-1 | 1 | 1 | 341 | KERN | OBB-A1214 | https://www.kern-sohn.com/cgi-bin/cosmoshop/lshop.cgi?action=shopstart&ls=en
OBB-A1217 | PH single unit 20x for series OBL-1 | 1 | 1 | 385 | KERN | OBB-A1217 | https://www.kern-sohn.com/cgi-bin/cosmoshop/lshop.cgi?action=shopstart&ls=en
OBB-A1216 | PH single unit 20x for series OBN-1 | 1 | 1 | 385 | KERN | OBB-A1216 | https://www.kern-sohn.com/cgi-bin/cosmoshop/lshop.cgi?action=shopstart&ls=en
OBB-A1219 | PH single unit 40x for series OBL-1 | 1 | 1 | 462 | KERN | OBB-A1219 | https://www.kern-sohn.com/cgi-bin/cosmoshop/lshop.cgi?action=shopstart&ls=en
OBB-A1218 | PH single unit 40x for series OBN-1 | 1 | 1 | 462 | KERN | OBB-A1218 | https://www.kern-sohn.com/cgi-bin/cosmoshop/lshop.cgi?action=shopstart&ls=en
OBB-A1455 | PH slide 100x | 1 | 1 | 121 | KERN | OBB-A1455 | https://www.kern-sohn.com/cgi-bin/cosmoshop/lshop.cgi?action=shopstart&ls=en
OBB-A1452 | PH slide 10x | 1 | 1 | 121 | KERN | OBB-A1452 | https://www.kern-sohn.com/cgi-bin/cosmoshop/lshop.cgi?action=shopstart&ls=en
OBB-A1453 | PH slide 20x | 1 | 1 | 121 | KERN | OBB-A1453 | https://www.kern-sohn.com/cgi-bin/cosmoshop/lshop.cgi?action=shopstart&ls=en
OBB-A1454 | PH slide 40x | 1 | 1 | 121 | KERN | OBB-A1454 | https://www.kern-sohn.com/cgi-bin/cosmoshop/lshop.cgi?action=shopstart&ls=en
OBB-A1500 | PH slide universal | 1 | 1 | 110 | KERN | OBB-A1500 | https://www.kern-sohn.com/cgi-bin/cosmoshop/lshop.cgi?action=shopstart&ls=en
OBL 145 | Phase contrast microscope Binocular | 1 | 1 | 1562 | KERN | OBL 145 | https://www.kern-sohn.com/cgi-bin/cosmoshop/lshop.cgi?action=shopstart&ls=en
OBN 158 | Phase contrast microscope Trinocular | 1 | 1 | 2794 | KERN | OBN 158 | https://www.kern-sohn.com/cgi-bin/cosmoshop/lshop.cgi?action=shopstart&ls=en
OBL 155 | Phase contrast microscope Trinocular | 1 | 1 | 1683 | KERN | OBL 155 | https://www.kern-sohn.com/cgi-bin/cosmoshop/lshop.cgi?action=shopstart&ls=en
OBB-A1398 | PH-Condenser | 1 | 1 | 165 | KERN | OBB-A1398 | https://www.kern-sohn.com/cgi-bin/cosmoshop/lshop.cgi?action=shopstart&ls=en
OBB-A1397 | PH-Condenser and PH-Slide 100x | 1 | 1 | 286 | KERN | OBB-A1397 | https://www.kern-sohn.com/cgi-bin/cosmoshop/lshop.cgi?action=shopstart&ls=en
OBB-A1394 | PH-Condenser and PH-Slide 10x | 1 | 1 | 286 | KERN | OBB-A1394 | https://www.kern-sohn.com/cgi-bin/cosmoshop/lshop.cgi?action=shopstart&ls=en
OBB-A1395 | PH-Condenser and PH-Slide 20x | 1 | 1 | 286 | KERN | OBB-A1395 | https://www.kern-sohn.com/cgi-bin/cosmoshop/lshop.cgi?action=shopstart&ls=en
OBB-A1396 | PH-Condenser and PH-Slide 40x | 1 | 1 | 286 | KERN | OBB-A1396 | https://www.kern-sohn.com/cgi-bin/cosmoshop/lshop.cgi?action=shopstart&ls=en
OBB-A1497 | PH-Objective Infinity Plan 10 x / 0,25 | 1 | 1 | 236.5 | KERN | OBB-A1497 | https://www.kern-sohn.com/cgi-bin/cosmoshop/lshop.cgi?action=shopstart&ls=en
OBB-A2418 | PH-Objective Infinity Plan 10 x / 0,25 | 1 | 1 | 220 | KERN | OBB-A2418 | https://www.kern-sohn.com/cgi-bin/cosmoshop/lshop.cgi?action=shopstart&ls=en
OBB-A1390 | PH-Objective Infinity Plan 10 x / 0,25 | 1 | 1 | 187 | KERN | OBB-A1390 | https://www.kern-sohn.com/cgi-bin/cosmoshop/lshop.cgi?action=shopstart&ls=en
OBB-A1393 | PH-Objective Infinity Plan 100 x / 1,25 | 1 | 1 | 379.5 | KERN | OBB-A1393 | https://www.kern-sohn.com/cgi-bin/cosmoshop/lshop.cgi?action=shopstart&ls=en
OBB-A1498 | PH-Objective Infinity Plan 20 x / 0,4 | 1 | 1 | 308 | KERN | OBB-A1498 | https://www.kern-sohn.com/cgi-bin/cosmoshop/lshop.cgi?action=shopstart&ls=en
OBB-A2419 | PH-Objective Infinity Plan 20 x / 0,4 | 1 | 1 | 297 | KERN | OBB-A2419 | https://www.kern-sohn.com/cgi-bin/cosmoshop/lshop.cgi?action=shopstart&ls=en
OBB-A1391 | PH-Objective Infinity Plan 20 x / 0,4 | 1 | 1 | 220 | KERN | OBB-A1391 | https://www.kern-sohn.com/cgi-bin/cosmoshop/lshop.cgi?action=shopstart&ls=en
OBB-A2420 | PH-Objective Infinity Plan 40 x / 0,6 | 1 | 1 | 412.5 | KERN | OBB-A2420 | https://www.kern-sohn.com/cgi-bin/cosmoshop/lshop.cgi?action=shopstart&ls=en
OBB-A1499 | PH-Objective Infinity Plan 40 x / 0,6 | 1 | 1 | 363 | KERN | OBB-A1499 | https://www.kern-sohn.com/cgi-bin/cosmoshop/lshop.cgi?action=shopstart&ls=en
OBB-A1392 | PH-Objective Infinity Plan 40 x / 0,66 | 1 | 1 | 286 | KERN | OBB-A1392 | https://www.kern-sohn.com/cgi-bin/cosmoshop/lshop.cgi?action=shopstart&ls=en
OBB-A2432 | PH-Slide | 1 | 1 | 121 | KERN | OBB-A2432 | https://www.kern-sohn.com/cgi-bin/cosmoshop/lshop.cgi?action=shopstart&ls=en
OBB-A1402 | PH-Slide 100x | 1 | 1 | 82.5 | KERN | OBB-A1402 | https://www.kern-sohn.com/cgi-bin/cosmoshop/lshop.cgi?action=shopstart&ls=en
OBB-A1399 | PH-Slide 10x | 1 | 1 | 82.5 | KERN | OBB-A1399 | https://www.kern-sohn.com/cgi-bin/cosmoshop/lshop.cgi?action=shopstart&ls=en
OBB-A1400 | PH-Slide 20x | 1 | 1 | 82.5 | KERN | OBB-A1400 | https://www.kern-sohn.com/cgi-bin/cosmoshop/lshop.cgi?action=shopstart&ls=en
OBB-A1401 | PH-Slide 40x | 1 | 1 | 82.5 | KERN | OBB-A1401 | https://www.kern-sohn.com/cgi-bin/cosmoshop/lshop.cgi?action=shopstart&ls=en
AC 01R | Pin Vice | 1 | 1 | 66 | KERN | AC 01R | https://www.kern-sohn.com/cgi-bin/cosmoshop/lshop.cgi?action=shopstart&ls=en
AC 01 | Pin vices, 2 pieces | 1 | 1 | 115.5 | KERN | AC 01 | https://www.kern-sohn.com/cgi-bin/cosmoshop/lshop.cgi?action=shopstart&ls=en
BFN-A06 | Pit frame 1085x1085x80 mm | 1 | 1 | 803 | KERN | BFN-A06 | https://www.kern-sohn.com/cgi-bin/cosmoshop/lshop.cgi?action=shopstart&ls=en
BFS-A03N | Pit frame 1085x1085x80 mm | 1 | 1 | 341 | KERN | BFS-A03N | https://www.kern-sohn.com/cgi-bin/cosmoshop/lshop.cgi?action=shopstart&ls=en
BFS-A03 | Pit frame 1085x1085x80 mm | 1 | 1 | 324.5 | KERN | BFS-A03 | https://www.kern-sohn.com/cgi-bin/cosmoshop/lshop.cgi?action=shopstart&ls=en
BFS-A03E | Pit frame 1085x1085x80 mm | 1 | 1 | 324.5 | KERN | BFS-A03E | https://www.kern-sohn.com/cgi-bin/cosmoshop/lshop.cgi?action=shopstart&ls=en
BIC-A04 | Pit frame 1088x1088x110 mm | 1 | 1 | 330 | KERN | BIC-A04 | https://www.kern-sohn.com/cgi-bin/cosmoshop/lshop.cgi?action=shopstart&ls=en
BIC-A05 | Pit frame 1288x1588x110 mm | 1 | 1 | 368.5 | KERN | BIC-A05 | https://www.kern-sohn.com/cgi-bin/cosmoshop/lshop.cgi?action=shopstart&ls=en
BFN-A02 | Pit frame 1335x1585x80 mm | 1 | 1 | 935 | KERN | BFN-A02 | https://www.kern-sohn.com/cgi-bin/cosmoshop/lshop.cgi?action=shopstart&ls=en
BFN-A02E | Pit frame 1335x1585x80 mm | 1 | 1 | 935 | KERN | BFN-A02E | https://www.kern-sohn.com/cgi-bin/cosmoshop/lshop.cgi?action=shopstart&ls=en
BFS-A04N | Pit frame 1335x1585x90 mm | 1 | 1 | 407 | KERN | BFS-A04N | https://www.kern-sohn.com/cgi-bin/cosmoshop/lshop.cgi?action=shopstart&ls=en
BFS-A04 | Pit frame 1335x1585x90 mm | 1 | 1 | 385 | KERN | BFS-A04 | https://www.kern-sohn.com/cgi-bin/cosmoshop/lshop.cgi?action=shopstart&ls=en
BFS-A04E | Pit frame 1335x1585x90 mm | 1 | 1 | 385 | KERN | BFS-A04E | https://www.kern-sohn.com/cgi-bin/cosmoshop/lshop.cgi?action=shopstart&ls=en
BIC-A08 | Pit frame 1338x1088x110 mm | 1 | 1 | 363 | KERN | BIC-A08 | https://www.kern-sohn.com/cgi-bin/cosmoshop/lshop.cgi?action=shopstart&ls=en
BFS-A12 | Pit frame 1500x1500x100 mm | 1 | 1 | 715 | KERN | BFS-A12 | https://www.kern-sohn.com/cgi-bin/cosmoshop/lshop.cgi?action=shopstart&ls=en
BFS-A08N | Pit frame 1500x1500x100 mm | 1 | 1 | 385 | KERN | BFS-A08N | https://www.kern-sohn.com/cgi-bin/cosmoshop/lshop.cgi?action=shopstart&ls=en
BFS-A08 | Pit frame 1500x1500x95 mm | 1 | 1 | 401.5 | KERN | BFS-A08 | https://www.kern-sohn.com/cgi-bin/cosmoshop/lshop.cgi?action=shopstart&ls=en
BFS-A08E | Pit frame 1500x1500x95 mm | 1 | 1 | 401.5 | KERN | BFS-A08E | https://www.kern-sohn.com/cgi-bin/cosmoshop/lshop.cgi?action=shopstart&ls=en
BIC-A06 | Pit frame 1588x1588x110 mm | 1 | 1 | 390.5 | KERN | BIC-A06 | https://www.kern-sohn.com/cgi-bin/cosmoshop/lshop.cgi?action=shopstart&ls=en
BXS-A03 | Pit frame for BFB, BFS, KFP IP67 | 1 | 1 | 55 | KERN | BXS-A03 | https://www.kern-sohn.com/cgi-bin/cosmoshop/lshop.cgi?action=shopstart&ls=en
347-140-400 | Plastic box for | 1 | 1 | 11 | KERN | 347-140-400 | https://www.kern-sohn.com/cgi-bin/cosmoshop/lshop.cgi?action=shopstart&ls=en
347-130-400 | Plastic box for | 1 | 1 | 9.9 | KERN | 347-130-400 | https://www.kern-sohn.com/cgi-bin/cosmoshop/lshop.cgi?action=shopstart&ls=en
347-120-400 | Plastic box for | 1 | 1 | 3.6 | KERN | 347-120-400 | https://www.kern-sohn.com/cgi-bin/cosmoshop/lshop.cgi?action=shopstart&ls=en
347-090-400 | Plastic box for | 1 | 1 | 3.3 | KERN | 347-090-400 | https://www.kern-sohn.com/cgi-bin/cosmoshop/lshop.cgi?action=shopstart&ls=en
347-110-400 | Plastic box for | 1 | 1 | 3.3 | KERN | 347-110-400 | https://www.kern-sohn.com/cgi-bin/cosmoshop/lshop.cgi?action=shopstart&ls=en
347-009-400 | Plastic box for | 1 | 1 | 2.2 | KERN | 347-009-400 | https://www.kern-sohn.com/cgi-bin/cosmoshop/lshop.cgi?action=shopstart&ls=en
347-030-400 | Plastic box for | 1 | 1 | 2.2 | KERN | 347-030-400 | https://www.kern-sohn.com/cgi-bin/cosmoshop/lshop.cgi?action=shopstart&ls=en
347-050-400 | Plastic box for | 1 | 1 | 2.2 | KERN | 347-050-400 | https://www.kern-sohn.com/cgi-bin/cosmoshop/lshop.cgi?action=shopstart&ls=en
347-070-400 | Plastic box for | 1 | 1 | 2.2 | KERN | 347-070-400 | https://www.kern-sohn.com/cgi-bin/cosmoshop/lshop.cgi?action=shopstart&ls=en
347-080-400 | Plastic box for | 1 | 1 | 2.2 | KERN | 347-080-400 | https://www.kern-sohn.com/cgi-bin/cosmoshop/lshop.cgi?action=shopstart&ls=en
313-082-400 | Plastic carrying case until 5 kg | 1 | 1 | 200.2 | KERN | 313-082-400 | https://www.kern-sohn.com/cgi-bin/cosmoshop/lshop.cgi?action=shopstart&ls=en
313-052-400 | Plastic carrying case until 500g | 1 | 1 | 80.3 | KERN | 313-052-400 | https://www.kern-sohn.com/cgi-bin/cosmoshop/lshop.cgi?action=shopstart&ls=en
313-080-400 | Plastic carrying case up to 5 kg | 1 | 1 | 269.5 | KERN | 313-080-400 | https://www.kern-sohn.com/cgi-bin/cosmoshop/lshop.cgi?action=shopstart&ls=en
313-050-400 | Plastic carrying case up to 500 g | 1 | 1 | 139.7 | KERN | 313-050-400 | https://www.kern-sohn.com/cgi-bin/cosmoshop/lshop.cgi?action=shopstart&ls=en
317-130-400 | Plastic case for | 1 | 1 | 22 | KERN | 317-130-400 | https://www.kern-sohn.com/cgi-bin/cosmoshop/lshop.cgi?action=shopstart&ls=en
317-140-400 | Plastic case for | 1 | 1 | 22 | KERN | 317-140-400 | https://www.kern-sohn.com/cgi-bin/cosmoshop/lshop.cgi?action=shopstart&ls=en
317-120-400 | Plastic case for | 1 | 1 | 13.2 | KERN | 317-120-400 | https://www.kern-sohn.com/cgi-bin/cosmoshop/lshop.cgi?action=shopstart&ls=en
317-110-400 | Plastic case for | 1 | 1 | 9.2 | KERN | 317-110-400 | https://www.kern-sohn.com/cgi-bin/cosmoshop/lshop.cgi?action=shopstart&ls=en
317-090-400 | Plastic case for | 1 | 1 | 7.7 | KERN | 317-090-400 | https://www.kern-sohn.com/cgi-bin/cosmoshop/lshop.cgi?action=shopstart&ls=en
317-080-400 | Plastic case for | 1 | 1 | 6.1 | KERN | 317-080-400 | https://www.kern-sohn.com/cgi-bin/cosmoshop/lshop.cgi?action=shopstart&ls=en
317-060-400 | Plastic case for | 1 | 1 | 5.5 | KERN | 317-060-400 | https://www.kern-sohn.com/cgi-bin/cosmoshop/lshop.cgi?action=shopstart&ls=en
317-070-400 | Plastic case for | 1 | 1 | 5.5 | KERN | 317-070-400 | https://www.kern-sohn.com/cgi-bin/cosmoshop/lshop.cgi?action=shopstart&ls=en
317-020-400 | Plastic case for | 1 | 1 | 4.4 | KERN | 317-020-400 | https://www.kern-sohn.com/cgi-bin/cosmoshop/lshop.cgi?action=shopstart&ls=en
317-030-400 | Plastic case for | 1 | 1 | 4.4 | KERN | 317-030-400 | https://www.kern-sohn.com/cgi-bin/cosmoshop/lshop.cgi?action=shopstart&ls=en
317-040-400 | Plastic case for | 1 | 1 | 4.4 | KERN | 317-040-400 | https://www.kern-sohn.com/cgi-bin/cosmoshop/lshop.cgi?action=shopstart&ls=en
317-050-400 | Plastic case for | 1 | 1 | 4.4 | KERN | 317-050-400 | https://www.kern-sohn.com/cgi-bin/cosmoshop/lshop.cgi?action=shopstart&ls=en
281-894 | Plastic packaging | 1 | 1 | 13.2 | KERN | 281-894 | https://www.kern-sohn.com/cgi-bin/cosmoshop/lshop.cgi?action=shopstart&ls=en
347-515-400 | Plastic Tube, L=600-1000mm, D=80mm | 1 | 1 | 45.1 | KERN | 347-515-400 | https://www.kern-sohn.com/cgi-bin/cosmoshop/lshop.cgi?action=shopstart&ls=en
KDP 10K-4 | Platform | 1 | 1 | 451 | KERN | KDP 10K-4 | https://www.kern-sohn.com/cgi-bin/cosmoshop/lshop.cgi?action=shopstart&ls=en
KDP 10K-4 | Platform | 1 | 1 | 451 | KERN | KDP 10K-4 | https://www.kern-sohn.com/cgi-bin/cosmoshop/lshop.cgi?action=shopstart&ls=en
KDP 10K-3 | Platform | 1 | 1 | 429 | KERN | KDP 10K-3 | https://www.kern-sohn.com/cgi-bin/cosmoshop/lshop.cgi?action=shopstart&ls=en
KDP 3000-2 | Platform | 1 | 1 | 429 | KERN | KDP 3000-2 | https://www.kern-sohn.com/cgi-bin/cosmoshop/lshop.cgi?action=shopstart&ls=en
KDP 300-3 | Platform | 1 | 1 | 429 | KERN | KDP 300-3 | https://www.kern-sohn.com/cgi-bin/cosmoshop/lshop.cgi?action=shopstart&ls=en
KDP 300-3 | Platform | 1 | 1 | 429 | KERN | KDP 300-3 | https://www.kern-sohn.com/cgi-bin/cosmoshop/lshop.cgi?action=shopstart&ls=en
IKT 150K2XL | Platform balance | 1 | 1 | 1320 | KERN | IKT 150K2XL | https://www.kern-sohn.com/cgi-bin/cosmoshop/lshop.cgi?action=shopstart&ls=en
IKT 100K0.5L | Platform balance | 1 | 1 | 1265 | KERN | IKT 100K0.5L | https://www.kern-sohn.com/cgi-bin/cosmoshop/lshop.cgi?action=shopstart&ls=en
IKT 150K1L | Platform balance | 1 | 1 | 1265 | KERN | IKT 150K1L | https://www.kern-sohn.com/cgi-bin/cosmoshop/lshop.cgi?action=shopstart&ls=en
IKT 30K0.1L | Platform balance | 1 | 1 | 1265 | KERN | IKT 30K0.1L | https://www.kern-sohn.com/cgi-bin/cosmoshop/lshop.cgi?action=shopstart&ls=en
IKT 60K0.2L | Platform balance | 1 | 1 | 1232 | KERN | IKT 60K0.2L | https://www.kern-sohn.com/cgi-bin/cosmoshop/lshop.cgi?action=shopstart&ls=en
IKT 36K0.2L | Platform balance | 1 | 1 | 1155 | KERN | IKT 36K0.2L | https://www.kern-sohn.com/cgi-bin/cosmoshop/lshop.cgi?action=shopstart&ls=en
IKT 60K1L | Platform balance | 1 | 1 | 1155 | KERN | IKT 60K1L | https://www.kern-sohn.com/cgi-bin/cosmoshop/lshop.cgi?action=shopstart&ls=en
IKT 65K0.5L | Platform balance | 1 | 1 | 1155 | KERN | IKT 65K0.5L | https://www.kern-sohn.com/cgi-bin/cosmoshop/lshop.cgi?action=shopstart&ls=en
IKT 3K0.01S | Platform balance | 1 | 1 | 1012 | KERN | IKT 3K0.01S | https://www.kern-sohn.com/cgi-bin/cosmoshop/lshop.cgi?action=shopstart&ls=en
DS 100K0.5+C | Platform balance | 1 | 1 | 946 | KERN | DS 100K0.5+C | https://www.kern-sohn.com/cgi-bin/cosmoshop/lshop.cgi?action=shopstart&ls=en
DS 150K1+C | Platform balance | 1 | 1 | 946 | KERN | DS 150K1+C | https://www.kern-sohn.com/cgi-bin/cosmoshop/lshop.cgi?action=shopstart&ls=en
DS 60K0.2+C | Platform balance | 1 | 1 | 946 | KERN | DS 60K0.2+C | https://www.kern-sohn.com/cgi-bin/cosmoshop/lshop.cgi?action=shopstart&ls=en
IKT 16K0.1 | Platform balance | 1 | 1 | 935 | KERN | IKT 16K0.1 | https://www.kern-sohn.com/cgi-bin/cosmoshop/lshop.cgi?action=shopstart&ls=en
IKT 30K0.1 | Platform balance | 1 | 1 | 935 | KERN | IKT 30K0.1 | https://www.kern-sohn.com/cgi-bin/cosmoshop/lshop.cgi?action=shopstart&ls=en
IKT 36K0.2 | Platform balance | 1 | 1 | 935 | KERN | IKT 36K0.2 | https://www.kern-sohn.com/cgi-bin/cosmoshop/lshop.cgi?action=shopstart&ls=en
IKT 8K0.05 | Platform balance | 1 | 1 | 935 | KERN | IKT 8K0.05 | https://www.kern-sohn.com/cgi-bin/cosmoshop/lshop.cgi?action=shopstart&ls=en
IKT 12K0.2 | Platform balance | 1 | 1 | 913 | KERN | IKT 12K0.2 | https://www.kern-sohn.com/cgi-bin/cosmoshop/lshop.cgi?action=shopstart&ls=en
IKT 30K0.5 | Platform balance | 1 | 1 | 913 | KERN | IKT 30K0.5 | https://www.kern-sohn.com/cgi-bin/cosmoshop/lshop.cgi?action=shopstart&ls=en
IKT 6K0.1 | Platform balance | 1 | 1 | 913 | KERN | IKT 6K0.1 | https://www.kern-sohn.com/cgi-bin/cosmoshop/lshop.cgi?action=shopstart&ls=en
DS 65K0.5+C | Platform balance | 1 | 1 | 902 | KERN | DS 65K0.5+C | https://www.kern-sohn.com/cgi-bin/cosmoshop/lshop.cgi?action=shopstart&ls=en
DS 30K0.1L+C | Platform balance | 1 | 1 | 891 | KERN | DS 30K0.1L+C | https://www.kern-sohn.com/cgi-bin/cosmoshop/lshop.cgi?action=shopstart&ls=en
DS 36K0.2L+C | Platform balance | 1 | 1 | 858 | KERN | DS 36K0.2L+C | https://www.kern-sohn.com/cgi-bin/cosmoshop/lshop.cgi?action=shopstart&ls=en
DS 100K0.5 | Platform balance | 1 | 1 | 814 | KERN | DS 100K0.5 | https://www.kern-sohn.com/cgi-bin/cosmoshop/lshop.cgi?action=shopstart&ls=en
DS 150K1 | Platform balance | 1 | 1 | 814 | KERN | DS 150K1 | https://www.kern-sohn.com/cgi-bin/cosmoshop/lshop.cgi?action=shopstart&ls=en
DS 60K0.2 | Platform balance | 1 | 1 | 814 | KERN | DS 60K0.2 | https://www.kern-sohn.com/cgi-bin/cosmoshop/lshop.cgi?action=shopstart&ls=en
CDS 30K0.1L | Platform balance | 1 | 1 | 792 | KERN | CDS 30K0.1L | https://www.kern-sohn.com/cgi-bin/cosmoshop/lshop.cgi?action=shopstart&ls=en
CDS 60K0.2 | Platform balance | 1 | 1 | 792 | KERN | CDS 60K0.2 | https://www.kern-sohn.com/cgi-bin/cosmoshop/lshop.cgi?action=shopstart&ls=en
DS 30K0.1L | Platform balance | 1 | 1 | 792 | KERN | DS 30K0.1L | https://www.kern-sohn.com/cgi-bin/cosmoshop/lshop.cgi?action=shopstart&ls=en
CDS 36K0.2L | Platform balance | 1 | 1 | 781 | KERN | CDS 36K0.2L | https://www.kern-sohn.com/cgi-bin/cosmoshop/lshop.cgi?action=shopstart&ls=en
DS 30K0.1+C | Platform balance | 1 | 1 | 770 | KERN | DS 30K0.1+C | https://www.kern-sohn.com/cgi-bin/cosmoshop/lshop.cgi?action=shopstart&ls=en
DS 65K0.5 | Platform balance | 1 | 1 | 770 | KERN | DS 65K0.5 | https://www.kern-sohn.com/cgi-bin/cosmoshop/lshop.cgi?action=shopstart&ls=en
DS 20K0.1+C | Platform balance | 1 | 1 | 737 | KERN | DS 20K0.1+C | https://www.kern-sohn.com/cgi-bin/cosmoshop/lshop.cgi?action=shopstart&ls=en
DS 36K0.2+C | Platform balance | 1 | 1 | 737 | KERN | DS 36K0.2+C | https://www.kern-sohn.com/cgi-bin/cosmoshop/lshop.cgi?action=shopstart&ls=en
DS 36K0.2L | Platform balance | 1 | 1 | 726 | KERN | DS 36K0.2L | https://www.kern-sohn.com/cgi-bin/cosmoshop/lshop.cgi?action=shopstart&ls=en
DS 16K0.1+C | Platform balance | 1 | 1 | 704 | KERN | DS 16K0.1+C | https://www.kern-sohn.com/cgi-bin/cosmoshop/lshop.cgi?action=shopstart&ls=en
DS 3K0.01S | Platform balance | 1 | 1 | 704 | KERN | DS 3K0.01S | https://www.kern-sohn.com/cgi-bin/cosmoshop/lshop.cgi?action=shopstart&ls=en
DS 8K0.05+C | Platform balance | 1 | 1 | 704 | KERN | DS 8K0.05+C | https://www.kern-sohn.com/cgi-bin/cosmoshop/lshop.cgi?action=shopstart&ls=en
DS 10K0.1S+C | Platform balance | 1 | 1 | 682 | KERN | DS 10K0.1S+C | https://www.kern-sohn.com/cgi-bin/cosmoshop/lshop.cgi?action=shopstart&ls=en
DS 30K0.1 | Platform balance | 1 | 1 | 671 | KERN | DS 30K0.1 | https://www.kern-sohn.com/cgi-bin/cosmoshop/lshop.cgi?action=shopstart&ls=en
DS 20K0.1 | Platform balance | 1 | 1 | 638 | KERN | DS 20K0.1 | https://www.kern-sohn.com/cgi-bin/cosmoshop/lshop.cgi?action=shopstart&ls=en
CDS 30K0.1 | Platform balance | 1 | 1 | 616 | KERN | CDS 30K0.1 | https://www.kern-sohn.com/cgi-bin/cosmoshop/lshop.cgi?action=shopstart&ls=en
CDS 4K0.02 | Platform balance | 1 | 1 | 616 | KERN | CDS 4K0.02 | https://www.kern-sohn.com/cgi-bin/cosmoshop/lshop.cgi?action=shopstart&ls=en
DS 5K0.05S | Platform balance | 1 | 1 | 616 | KERN | DS 5K0.05S | https://www.kern-sohn.com/cgi-bin/cosmoshop/lshop.cgi?action=shopstart&ls=en
DS 16K0.1 | Platform balance | 1 | 1 | 605 | KERN | DS 16K0.1 | https://www.kern-sohn.com/cgi-bin/cosmoshop/lshop.cgi?action=shopstart&ls=en
DS 36K0.2 | Platform balance | 1 | 1 | 605 | KERN | DS 36K0.2 | https://www.kern-sohn.com/cgi-bin/cosmoshop/lshop.cgi?action=shopstart&ls=en
DS 8K0.05 | Platform balance | 1 | 1 | 605 | KERN | DS 8K0.05 | https://www.kern-sohn.com/cgi-bin/cosmoshop/lshop.cgi?action=shopstart&ls=en
DS 10K0.1S | Platform balance | 1 | 1 | 583 | KERN | DS 10K0.1S | https://www.kern-sohn.com/cgi-bin/cosmoshop/lshop.cgi?action=shopstart&ls=en
EOB 300K100XL+C | Platform balance | 1 | 1 | 572 | KERN | EOB 300K100XL+C | https://www.kern-sohn.com/cgi-bin/cosmoshop/lshop.cgi?action=shopstart&ls=en
CDS 15K0.05 | Platform balance | 1 | 1 | 539 | KERN | CDS 15K0.05 | https://www.kern-sohn.com/cgi-bin/cosmoshop/lshop.cgi?action=shopstart&ls=en
EOB 150K50L+C | Platform balance | 1 | 1 | 489.5 | KERN | EOB 150K50L+C | https://www.kern-sohn.com/cgi-bin/cosmoshop/lshop.cgi?action=shopstart&ls=en
DE 150K2DL | Platform balance | 1 | 1 | 478.5 | KERN | DE 150K2DL | https://www.kern-sohn.com/cgi-bin/cosmoshop/lshop.cgi?action=shopstart&ls=en
EOB 150K50XL | Platform balance | 1 | 1 | 440 | KERN | EOB 150K50XL | https://www.kern-sohn.com/cgi-bin/cosmoshop/lshop.cgi?action=shopstart&ls=en
EOB 300K100XL | Platform balance | 1 | 1 | 440 | KERN | EOB 300K100XL | https://www.kern-sohn.com/cgi-bin/cosmoshop/lshop.cgi?action=shopstart&ls=en
EOS 150K50XL | Platform balance | 1 | 1 | 434.5 | KERN | EOS 150K50XL | https://www.kern-sohn.com/cgi-bin/cosmoshop/lshop.cgi?action=shopstart&ls=en
EOS 300K100XL | Platform balance | 1 | 1 | 434.5 | KERN | EOS 300K100XL | https://www.kern-sohn.com/cgi-bin/cosmoshop/lshop.cgi?action=shopstart&ls=en
EOE 150K50L+C | Platform balance | 1 | 1 | 423.5 | KERN | EOE 150K50L+C | https://www.kern-sohn.com/cgi-bin/cosmoshop/lshop.cgi?action=shopstart&ls=en
DE 15K0.2D | Platform balance | 1 | 1 | 368.5 | KERN | DE 15K0.2D | https://www.kern-sohn.com/cgi-bin/cosmoshop/lshop.cgi?action=shopstart&ls=en
EOB 150K50L | Platform balance | 1 | 1 | 363 | KERN | EOB 150K50L | https://www.kern-sohn.com/cgi-bin/cosmoshop/lshop.cgi?action=shopstart&ls=en
EOB 300K100L | Platform balance | 1 | 1 | 363 | KERN | EOB 300K100L | https://www.kern-sohn.com/cgi-bin/cosmoshop/lshop.cgi?action=shopstart&ls=en
EOB 60K20L | Platform balance | 1 | 1 | 363 | KERN | EOB 60K20L | https://www.kern-sohn.com/cgi-bin/cosmoshop/lshop.cgi?action=shopstart&ls=en
EOE 150K50XL | Platform balance | 1 | 1 | 341 | KERN | EOE 150K50XL | https://www.kern-sohn.com/cgi-bin/cosmoshop/lshop.cgi?action=shopstart&ls=en
EOE 300K100XL | Platform balance | 1 | 1 | 341 | KERN | EOE 300K100XL | https://www.kern-sohn.com/cgi-bin/cosmoshop/lshop.cgi?action=shopstart&ls=en
EOB 60K20+C | Platform balance | 1 | 1 | 297 | KERN | EOB 60K20+C | https://www.kern-sohn.com/cgi-bin/cosmoshop/lshop.cgi?action=shopstart&ls=en
EOE 150K50L | Platform balance | 1 | 1 | 297 | KERN | EOE 150K50L | https://www.kern-sohn.com/cgi-bin/cosmoshop/lshop.cgi?action=shopstart&ls=en
EOE 300K100L | Platform balance | 1 | 1 | 297 | KERN | EOE 300K100L | https://www.kern-sohn.com/cgi-bin/cosmoshop/lshop.cgi?action=shopstart&ls=en
EOE 60K-2L | Platform balance | 1 | 1 | 297 | KERN | EOE 60K-2L | https://www.kern-sohn.com/cgi-bin/cosmoshop/lshop.cgi?action=shopstart&ls=en
EOB 35K10+C | Platform balance | 1 | 1 | 269.5 | KERN | EOB 35K10+C | https://www.kern-sohn.com/cgi-bin/cosmoshop/lshop.cgi?action=shopstart&ls=en
OEM WI100K-2 | Platform balance | 1 | 1 | 209 | KERN | OEM WI100K-2 | https://www.kern-sohn.com/cgi-bin/cosmoshop/lshop.cgi?action=shopstart&ls=en
OEM-E-909100 | Platform balance | 1 | 1 | 170.5 | KERN | OEM-E-909100 | https://www.kern-sohn.com/cgi-bin/cosmoshop/lshop.cgi?action=shopstart&ls=en
EOB 150K50 | Platform balance | 1 | 1 | 167.2 | KERN | EOB 150K50 | https://www.kern-sohn.com/cgi-bin/cosmoshop/lshop.cgi?action=shopstart&ls=en
EOB 15K5 | Platform balance | 1 | 1 | 167.2 | KERN | EOB 15K5 | https://www.kern-sohn.com/cgi-bin/cosmoshop/lshop.cgi?action=shopstart&ls=en
EOB 300K100A | Platform balance | 1 | 1 | 167.2 | KERN | EOB 300K100A | https://www.kern-sohn.com/cgi-bin/cosmoshop/lshop.cgi?action=shopstart&ls=en
EOB 35K10 | Platform balance | 1 | 1 | 167.2 | KERN | EOB 35K10 | https://www.kern-sohn.com/cgi-bin/cosmoshop/lshop.cgi?action=shopstart&ls=en
EOB 60K20 | Platform balance | 1 | 1 | 167.2 | KERN | EOB 60K20 | https://www.kern-sohn.com/cgi-bin/cosmoshop/lshop.cgi?action=shopstart&ls=en
EOE 100K-2 | Platform balance | 1 | 1 | 148.5 | KERN | EOE 100K-2 | https://www.kern-sohn.com/cgi-bin/cosmoshop/lshop.cgi?action=shopstart&ls=en
EOE 100K-2 | Platform balance | 1 | 1 | 148.5 | KERN | EOE 100K-2 | https://www.kern-sohn.com/cgi-bin/cosmoshop/lshop.cgi?action=shopstart&ls=en
EOE 10K-3 | Platform balance | 1 | 1 | 148.5 | KERN | EOE 10K-3 | https://www.kern-sohn.com/cgi-bin/cosmoshop/lshop.cgi?action=shopstart&ls=en
EOE 300K100 | Platform balance | 1 | 1 | 148.5 | KERN | EOE 300K100 | https://www.kern-sohn.com/cgi-bin/cosmoshop/lshop.cgi?action=shopstart&ls=en
EOE 30K-2 | Platform balance | 1 | 1 | 148.5 | KERN | EOE 30K-2 | https://www.kern-sohn.com/cgi-bin/cosmoshop/lshop.cgi?action=shopstart&ls=en
EOE 60K-2 | Platform balance | 1 | 1 | 148.5 | KERN | EOE 60K-2 | https://www.kern-sohn.com/cgi-bin/cosmoshop/lshop.cgi?action=shopstart&ls=en
KFP 15V20LM | Platform coated metal | 1 | 1 | 253 | KERN | KFP 15V20LM | https://www.kern-sohn.com/cgi-bin/cosmoshop/lshop.cgi?action=shopstart&ls=en
KFP 600V20AM | Platform coated steel | 1 | 1 | 858 | KERN | KFP 600V20AM | https://www.kern-sohn.com/cgi-bin/cosmoshop/lshop.cgi?action=shopstart&ls=en
KXP 150V20LM | Platform coated steel | 1 | 1 | 594 | KERN | KXP 150V20LM | https://www.kern-sohn.com/cgi-bin/cosmoshop/lshop.cgi?action=shopstart&ls=en
KXP 300V20M | Platform coated steel | 1 | 1 | 594 | KERN | KXP 300V20M | https://www.kern-sohn.com/cgi-bin/cosmoshop/lshop.cgi?action=shopstart&ls=en
KFP 150V20LM | Platform coated steel | 1 | 1 | 561 | KERN | KFP 150V20LM | https://www.kern-sohn.com/cgi-bin/cosmoshop/lshop.cgi?action=shopstart&ls=en
KFP 300V20M | Platform coated steel | 1 | 1 | 561 | KERN | KFP 300V20M | https://www.kern-sohn.com/cgi-bin/cosmoshop/lshop.cgi?action=shopstart&ls=en
KXP 60V20LM | Platform coated steel | 1 | 1 | 506 | KERN | KXP 60V20LM | https://www.kern-sohn.com/cgi-bin/cosmoshop/lshop.cgi?action=shopstart&ls=en
KXP 150V20M | Platform coated steel | 1 | 1 | 495 | KERN | KXP 150V20M | https://www.kern-sohn.com/cgi-bin/cosmoshop/lshop.cgi?action=shopstart&ls=en
KXP 30V20LM | Platform coated steel | 1 | 1 | 495 | KERN | KXP 30V20LM | https://www.kern-sohn.com/cgi-bin/cosmoshop/lshop.cgi?action=shopstart&ls=en
KXP 60V20M | Platform coated steel | 1 | 1 | 363 | KERN | KXP 60V20M | https://www.kern-sohn.com/cgi-bin/cosmoshop/lshop.cgi?action=shopstart&ls=en
KXP 15V20LM | Platform coated steel | 1 | 1 | 352 | KERN | KXP 15V20LM | https://www.kern-sohn.com/cgi-bin/cosmoshop/lshop.cgi?action=shopstart&ls=en
KXP 30V20M | Platform coated steel | 1 | 1 | 352 | KERN | KXP 30V20M | https://www.kern-sohn.com/cgi-bin/cosmoshop/lshop.cgi?action=shopstart&ls=en
KFP 150V20M | Platform coated steel | 1 | 1 | 319 | KERN | KFP 150V20M | https://www.kern-sohn.com/cgi-bin/cosmoshop/lshop.cgi?action=shopstart&ls=en
KFP 60V20LM | Platform coated steel | 1 | 1 | 319 | KERN | KFP 60V20LM | https://www.kern-sohn.com/cgi-bin/cosmoshop/lshop.cgi?action=shopstart&ls=en
KFP 30V20M | Platform coated steel | 1 | 1 | 253 | KERN | KFP 30V20M | https://www.kern-sohn.com/cgi-bin/cosmoshop/lshop.cgi?action=shopstart&ls=en
KFP 60V20M | Platform coated steel | 1 | 1 | 253 | KERN | KFP 60V20M | https://www.kern-sohn.com/cgi-bin/cosmoshop/lshop.cgi?action=shopstart&ls=en
KXP 15V20M | Platform coated steel | 1 | 1 | 253 | KERN | KXP 15V20M | https://www.kern-sohn.com/cgi-bin/cosmoshop/lshop.cgi?action=shopstart&ls=en
KXP 6V20LM | Platform coated steel | 1 | 1 | 253 | KERN | KXP 6V20LM | https://www.kern-sohn.com/cgi-bin/cosmoshop/lshop.cgi?action=shopstart&ls=en
KFP 30V20SM | Platform coated steel | 1 | 1 | 214.5 | KERN | KFP 30V20SM | https://www.kern-sohn.com/cgi-bin/cosmoshop/lshop.cgi?action=shopstart&ls=en
KFP 15V20M | Platform coated steel | 1 | 1 | 209 | KERN | KFP 15V20M | https://www.kern-sohn.com/cgi-bin/cosmoshop/lshop.cgi?action=shopstart&ls=en
KFP 6V20LM | Platform coated steel | 1 | 1 | 209 | KERN | KFP 6V20LM | https://www.kern-sohn.com/cgi-bin/cosmoshop/lshop.cgi?action=shopstart&ls=en
KFP 6V20M | Platform coated steel | 1 | 1 | 187 | KERN | KFP 6V20M | https://www.kern-sohn.com/cgi-bin/cosmoshop/lshop.cgi?action=shopstart&ls=en
KFP 3V20M | Platform coated steel | 1 | 1 | 176 | KERN | KFP 3V20M | https://www.kern-sohn.com/cgi-bin/cosmoshop/lshop.cgi?action=shopstart&ls=en
SXS 300K-2M | Platform scale | 1 | 1 | 1507 | KERN | SXS 300K-2M | https://www.kern-sohn.com/cgi-bin/cosmoshop/lshop.cgi?action=shopstart&ls=en
IFS 100K-3L | Platform scale | 1 | 1 | 869 | KERN | IFS 100K-3L | https://www.kern-sohn.com/cgi-bin/cosmoshop/lshop.cgi?action=shopstart&ls=en
IFS 300K-3 | Platform scale | 1 | 1 | 869 | KERN | IFS 300K-3 | https://www.kern-sohn.com/cgi-bin/cosmoshop/lshop.cgi?action=shopstart&ls=en
IFS 60K0.5DL+C | Platform scale | 1 | 1 | 737 | KERN | IFS 60K0.5DL+C | https://www.kern-sohn.com/cgi-bin/cosmoshop/lshop.cgi?action=shopstart&ls=en
SFB 50K5HIP | Platform scale | 1 | 1 | 737 | KERN | SFB 50K5HIP | https://www.kern-sohn.com/cgi-bin/cosmoshop/lshop.cgi?action=shopstart&ls=en
IXS 10K-3LM | Platform scale | 1 | 1 | 649 | KERN | IXS 10K-3LM | https://www.kern-sohn.com/cgi-bin/cosmoshop/lshop.cgi?action=shopstart&ls=en
IFS 60K0.5D+C | Platform scale | 1 | 1 | 627 | KERN | IFS 60K0.5D+C | https://www.kern-sohn.com/cgi-bin/cosmoshop/lshop.cgi?action=shopstart&ls=en
IFS 100K-2M | Platform scale | 1 | 1 | 605 | KERN | IFS 100K-2M | https://www.kern-sohn.com/cgi-bin/cosmoshop/lshop.cgi?action=shopstart&ls=en
IFS 60K0.5DL | Platform scale | 1 | 1 | 605 | KERN | IFS 60K0.5DL | https://www.kern-sohn.com/cgi-bin/cosmoshop/lshop.cgi?action=shopstart&ls=en
IFS 60K-2LM | Platform scale | 1 | 1 | 605 | KERN | IFS 60K-2LM | https://www.kern-sohn.com/cgi-bin/cosmoshop/lshop.cgi?action=shopstart&ls=en
IFS 30K0.2DL+C | Platform scale | 1 | 1 | 594 | KERN | IFS 30K0.2DL+C | https://www.kern-sohn.com/cgi-bin/cosmoshop/lshop.cgi?action=shopstart&ls=en
IXS 10K-3M | Platform scale | 1 | 1 | 583 | KERN | IXS 10K-3M | https://www.kern-sohn.com/cgi-bin/cosmoshop/lshop.cgi?action=shopstart&ls=en
IFS 10K-4+C | Platform scale | 1 | 1 | 550 | KERN | IFS 10K-4+C | https://www.kern-sohn.com/cgi-bin/cosmoshop/lshop.cgi?action=shopstart&ls=en
IFB 150K20DM | Platform scale | 1 | 1 | 544.5 | KERN | IFB 150K20DM | https://www.kern-sohn.com/cgi-bin/cosmoshop/lshop.cgi?action=shopstart&ls=en
IFS 10K-3LM | Platform scale | 1 | 1 | 506 | KERN | IFS 10K-3LM | https://www.kern-sohn.com/cgi-bin/cosmoshop/lshop.cgi?action=shopstart&ls=en
IFS 30K-3M | Platform scale | 1 | 1 | 506 | KERN | IFS 30K-3M | https://www.kern-sohn.com/cgi-bin/cosmoshop/lshop.cgi?action=shopstart&ls=en
IFS 60K-2M | Platform scale | 1 | 1 | 506 | KERN | IFS 60K-2M | https://www.kern-sohn.com/cgi-bin/cosmoshop/lshop.cgi?action=shopstart&ls=en
DE 150K20DXL | Platform scale | 1 | 1 | 495 | KERN | DE 150K20DXL | https://www.kern-sohn.com/cgi-bin/cosmoshop/lshop.cgi?action=shopstart&ls=en
DE 300K50DL | Platform scale | 1 | 1 | 495 | KERN | DE 300K50DL | https://www.kern-sohn.com/cgi-bin/cosmoshop/lshop.cgi?action=shopstart&ls=en
IFS 30K0.2DL | Platform scale | 1 | 1 | 495 | KERN | IFS 30K0.2DL | https://www.kern-sohn.com/cgi-bin/cosmoshop/lshop.cgi?action=shopstart&ls=en
IFS 60K0.5D | Platform scale | 1 | 1 | 495 | KERN | IFS 60K0.5D | https://www.kern-sohn.com/cgi-bin/cosmoshop/lshop.cgi?action=shopstart&ls=en
DE 300K5DL | Platform scale | 1 | 1 | 478.5 | KERN | DE 300K5DL | https://www.kern-sohn.com/cgi-bin/cosmoshop/lshop.cgi?action=shopstart&ls=en
DE 60K1DL | Platform scale | 1 | 1 | 478.5 | KERN | DE 60K1DL | https://www.kern-sohn.com/cgi-bin/cosmoshop/lshop.cgi?action=shopstart&ls=en
DE 150K20DL+C | Platform scale | 1 | 1 | 473 | KERN | DE 150K20DL+C | https://www.kern-sohn.com/cgi-bin/cosmoshop/lshop.cgi?action=shopstart&ls=en
DE 35K5DL+C | Platform scale | 1 | 1 | 451 | KERN | DE 35K5DL+C | https://www.kern-sohn.com/cgi-bin/cosmoshop/lshop.cgi?action=shopstart&ls=en
IFS 10K-3M | Platform scale | 1 | 1 | 451 | KERN | IFS 10K-3M | https://www.kern-sohn.com/cgi-bin/cosmoshop/lshop.cgi?action=shopstart&ls=en
IFS 6K-3M | Platform scale | 1 | 1 | 451 | KERN | IFS 6K-3M | https://www.kern-sohn.com/cgi-bin/cosmoshop/lshop.cgi?action=shopstart&ls=en
IFS 10K-4 | Platform scale | 1 | 1 | 445.5 | KERN | IFS 10K-4 | https://www.kern-sohn.com/cgi-bin/cosmoshop/lshop.cgi?action=shopstart&ls=en
DE 150K2D | Platform scale | 1 | 1 | 374 | KERN | DE 150K2D | https://www.kern-sohn.com/cgi-bin/cosmoshop/lshop.cgi?action=shopstart&ls=en
DE 35K0.5D | Platform scale | 1 | 1 | 368.5 | KERN | DE 35K0.5D | https://www.kern-sohn.com/cgi-bin/cosmoshop/lshop.cgi?action=shopstart&ls=en
DE 60K1D | Platform scale | 1 | 1 | 368.5 | KERN | DE 60K1D | https://www.kern-sohn.com/cgi-bin/cosmoshop/lshop.cgi?action=shopstart&ls=en
IFB 6K1DM | Platform scale | 1 | 1 | 368.5 | KERN | IFB 6K1DM | https://www.kern-sohn.com/cgi-bin/cosmoshop/lshop.cgi?action=shopstart&ls=en
DE 60K5A+C | Platform scale | 1 | 1 | 363 | KERN | DE 60K5A+C | https://www.kern-sohn.com/cgi-bin/cosmoshop/lshop.cgi?action=shopstart&ls=en
DE 150K20DL | Platform scale | 1 | 1 | 346.5 | KERN | DE 150K20DL | https://www.kern-sohn.com/cgi-bin/cosmoshop/lshop.cgi?action=shopstart&ls=en
DE 300K50D | Platform scale | 1 | 1 | 346.5 | KERN | DE 300K50D | https://www.kern-sohn.com/cgi-bin/cosmoshop/lshop.cgi?action=shopstart&ls=en
DE 35K5DL | Platform scale | 1 | 1 | 346.5 | KERN | DE 35K5DL | https://www.kern-sohn.com/cgi-bin/cosmoshop/lshop.cgi?action=shopstart&ls=en
DE 60K10DL | Platform scale | 1 | 1 | 346.5 | KERN | DE 60K10DL | https://www.kern-sohn.com/cgi-bin/cosmoshop/lshop.cgi?action=shopstart&ls=en
DE 12K1A+C | Platform scale | 1 | 1 | 341 | KERN | DE 12K1A+C | https://www.kern-sohn.com/cgi-bin/cosmoshop/lshop.cgi?action=shopstart&ls=en
DE 150K20D+C | Platform scale | 1 | 1 | 341 | KERN | DE 150K20D+C | https://www.kern-sohn.com/cgi-bin/cosmoshop/lshop.cgi?action=shopstart&ls=en
EOE 300K100XL | Platform scale | 1 | 1 | 341 | KERN | EOE 300K100XL | https://www.kern-sohn.com/cgi-bin/cosmoshop/lshop.cgi?action=shopstart&ls=en
DE 60K10D+C | Platform scale | 1 | 1 | 330 | KERN | DE 60K10D+C | https://www.kern-sohn.com/cgi-bin/cosmoshop/lshop.cgi?action=shopstart&ls=en
DE 15K2D+C | Platform scale | 1 | 1 | 308 | KERN | DE 15K2D+C | https://www.kern-sohn.com/cgi-bin/cosmoshop/lshop.cgi?action=shopstart&ls=en
DE 35K5D+C | Platform scale | 1 | 1 | 308 | KERN | DE 35K5D+C | https://www.kern-sohn.com/cgi-bin/cosmoshop/lshop.cgi?action=shopstart&ls=en
DE 6K1D+C | Platform scale | 1 | 1 | 308 | KERN | DE 6K1D+C | https://www.kern-sohn.com/cgi-bin/cosmoshop/lshop.cgi?action=shopstart&ls=en
EOE 150K50L | Platform scale | 1 | 1 | 297 | KERN | EOE 150K50L | https://www.kern-sohn.com/cgi-bin/cosmoshop/lshop.cgi?action=shopstart&ls=en
EOE 300K100L | Platform scale | 1 | 1 | 297 | KERN | EOE 300K100L | https://www.kern-sohn.com/cgi-bin/cosmoshop/lshop.cgi?action=shopstart&ls=en
DE 120K10A | Platform scale | 1 | 1 | 236.5 | KERN | DE 120K10A | https://www.kern-sohn.com/cgi-bin/cosmoshop/lshop.cgi?action=shopstart&ls=en
DE 12K1A | Platform scale | 1 | 1 | 236.5 | KERN | DE 12K1A | https://www.kern-sohn.com/cgi-bin/cosmoshop/lshop.cgi?action=shopstart&ls=en
DE 24K2A | Platform scale | 1 | 1 | 236.5 | KERN | DE 24K2A | https://www.kern-sohn.com/cgi-bin/cosmoshop/lshop.cgi?action=shopstart&ls=en
DE 60K5A | Platform scale | 1 | 1 | 236.5 | KERN | DE 60K5A | https://www.kern-sohn.com/cgi-bin/cosmoshop/lshop.cgi?action=shopstart&ls=en
DE 6K0.5A | Platform scale | 1 | 1 | 236.5 | KERN | DE 6K0.5A | https://www.kern-sohn.com/cgi-bin/cosmoshop/lshop.cgi?action=shopstart&ls=en
DE 150K20D | Platform scale | 1 | 1 | 214.5 | KERN | DE 150K20D | https://www.kern-sohn.com/cgi-bin/cosmoshop/lshop.cgi?action=shopstart&ls=en
DE 15K2D | Platform scale | 1 | 1 | 203.5 | KERN | DE 15K2D | https://www.kern-sohn.com/cgi-bin/cosmoshop/lshop.cgi?action=shopstart&ls=en
DE 35K5D | Platform scale | 1 | 1 | 203.5 | KERN | DE 35K5D | https://www.kern-sohn.com/cgi-bin/cosmoshop/lshop.cgi?action=shopstart&ls=en
DE 60K10D | Platform scale | 1 | 1 | 203.5 | KERN | DE 60K10D | https://www.kern-sohn.com/cgi-bin/cosmoshop/lshop.cgi?action=shopstart&ls=en
DE 6K1D | Platform scale | 1 | 1 | 203.5 | KERN | DE 6K1D | https://www.kern-sohn.com/cgi-bin/cosmoshop/lshop.cgi?action=shopstart&ls=en
KFU 1500V30M | Platform Stainless steel | 1 | 1 | 1694 | KERN | KFU 1500V30M | https://www.kern-sohn.com/cgi-bin/cosmoshop/lshop.cgi?action=shopstart&ls=en
KFP 150V30LM | Platform Stainless steel | 1 | 1 | 1089 | KERN | KFP 150V30LM | https://www.kern-sohn.com/cgi-bin/cosmoshop/lshop.cgi?action=shopstart&ls=en
KFP 300V30M | Platform Stainless steel | 1 | 1 | 1089 | KERN | KFP 300V30M | https://www.kern-sohn.com/cgi-bin/cosmoshop/lshop.cgi?action=shopstart&ls=en
KFP 60V30XLM | Platform Stainless steel | 1 | 1 | 1089 | KERN | KFP 60V30XLM | https://www.kern-sohn.com/cgi-bin/cosmoshop/lshop.cgi?action=shopstart&ls=en
KFP 150V30M | Platform Stainless steel | 1 | 1 | 726 | KERN | KFP 150V30M | https://www.kern-sohn.com/cgi-bin/cosmoshop/lshop.cgi?action=shopstart&ls=en
KFP 60V30LM | Platform Stainless steel | 1 | 1 | 715 | KERN | KFP 60V30LM | https://www.kern-sohn.com/cgi-bin/cosmoshop/lshop.cgi?action=shopstart&ls=en
KFP 60V30M | Platform Stainless steel | 1 | 1 | 605 | KERN | KFP 60V30M | https://www.kern-sohn.com/cgi-bin/cosmoshop/lshop.cgi?action=shopstart&ls=en
KFP 150V30SM | Platform Stainless steel | 1 | 1 | 594 | KERN | KFP 150V30SM | https://www.kern-sohn.com/cgi-bin/cosmoshop/lshop.cgi?action=shopstart&ls=en
KFP 30V30M | Platform Stainless steel | 1 | 1 | 594 | KERN | KFP 30V30M | https://www.kern-sohn.com/cgi-bin/cosmoshop/lshop.cgi?action=shopstart&ls=en
KFP 15V30M | Platform Stainless steel | 1 | 1 | 539 | KERN | KFP 15V30M | https://www.kern-sohn.com/cgi-bin/cosmoshop/lshop.cgi?action=shopstart&ls=en
KFP 30V30SM | Platform Stainless steel | 1 | 1 | 539 | KERN | KFP 30V30SM | https://www.kern-sohn.com/cgi-bin/cosmoshop/lshop.cgi?action=shopstart&ls=en
CE D7408 | Plug | 1 | 1 | 495 | KERN | CE D7408 | https://www.kern-sohn.com/cgi-bin/cosmoshop/lshop.cgi?action=shopstart&ls=en
CE D7409 | Plug | 1 | 1 | 495 | KERN | CE D7409 | https://www.kern-sohn.com/cgi-bin/cosmoshop/lshop.cgi?action=shopstart&ls=en
CE D7410 | Plug | 1 | 1 | 495 | KERN | CE D7410 | https://www.kern-sohn.com/cgi-bin/cosmoshop/lshop.cgi?action=shopstart&ls=en
CE D7411 | Plug | 1 | 1 | 495 | KERN | CE D7411 | https://www.kern-sohn.com/cgi-bin/cosmoshop/lshop.cgi?action=shopstart&ls=en
CE D7412 | Plug | 1 | 1 | 495 | KERN | CE D7412 | https://www.kern-sohn.com/cgi-bin/cosmoshop/lshop.cgi?action=shopstart&ls=en
CE D7413 | Plug | 1 | 1 | 495 | KERN | CE D7413 | https://www.kern-sohn.com/cgi-bin/cosmoshop/lshop.cgi?action=shopstart&ls=en
CE D7401 | Plug | 1 | 1 | 440 | KERN | CE D7401 | https://www.kern-sohn.com/cgi-bin/cosmoshop/lshop.cgi?action=shopstart&ls=en
CE D7402 | Plug | 1 | 1 | 440 | KERN | CE D7402 | https://www.kern-sohn.com/cgi-bin/cosmoshop/lshop.cgi?action=shopstart&ls=en
CE D7403 | Plug | 1 | 1 | 440 | KERN | CE D7403 | https://www.kern-sohn.com/cgi-bin/cosmoshop/lshop.cgi?action=shopstart&ls=en
CE D7404 | Plug | 1 | 1 | 440 | KERN | CE D7404 | https://www.kern-sohn.com/cgi-bin/cosmoshop/lshop.cgi?action=shopstart&ls=en
CE D7405 | Plug | 1 | 1 | 440 | KERN | CE D7405 | https://www.kern-sohn.com/cgi-bin/cosmoshop/lshop.cgi?action=shopstart&ls=en
CE D7406 | Plug | 1 | 1 | 440 | KERN | CE D7406 | https://www.kern-sohn.com/cgi-bin/cosmoshop/lshop.cgi?action=shopstart&ls=en
CE D7407 | Plug | 1 | 1 | 440 | KERN | CE D7407 | https://www.kern-sohn.com/cgi-bin/cosmoshop/lshop.cgi?action=shopstart&ls=en
FS 413 | Plug | 1 | 1 | 330 | KERN | FS 413 | https://www.kern-sohn.com/cgi-bin/cosmoshop/lshop.cgi?action=shopstart&ls=en
FS 411 | Plug | 1 | 1 | 297 | KERN | FS 411 | https://www.kern-sohn.com/cgi-bin/cosmoshop/lshop.cgi?action=shopstart&ls=en
FS 412 | Plug | 1 | 1 | 297 | KERN | FS 412 | https://www.kern-sohn.com/cgi-bin/cosmoshop/lshop.cgi?action=shopstart&ls=en
CE D26408 | Plug | 1 | 1 | 286 | KERN | CE D26408 | https://www.kern-sohn.com/cgi-bin/cosmoshop/lshop.cgi?action=shopstart&ls=en
CE D26409 | Plug | 1 | 1 | 286 | KERN | CE D26409 | https://www.kern-sohn.com/cgi-bin/cosmoshop/lshop.cgi?action=shopstart&ls=en
CE D26410 | Plug | 1 | 1 | 286 | KERN | CE D26410 | https://www.kern-sohn.com/cgi-bin/cosmoshop/lshop.cgi?action=shopstart&ls=en
CE D26411 | Plug | 1 | 1 | 286 | KERN | CE D26411 | https://www.kern-sohn.com/cgi-bin/cosmoshop/lshop.cgi?action=shopstart&ls=en
CE D26412 | Plug | 1 | 1 | 286 | KERN | CE D26412 | https://www.kern-sohn.com/cgi-bin/cosmoshop/lshop.cgi?action=shopstart&ls=en
CE D26413 | Plug | 1 | 1 | 286 | KERN | CE D26413 | https://www.kern-sohn.com/cgi-bin/cosmoshop/lshop.cgi?action=shopstart&ls=en
FS 410 | Plug | 1 | 1 | 264 | KERN | FS 410 | https://www.kern-sohn.com/cgi-bin/cosmoshop/lshop.cgi?action=shopstart&ls=en
CE D26402 | Plug | 1 | 1 | 231 | KERN | CE D26402 | https://www.kern-sohn.com/cgi-bin/cosmoshop/lshop.cgi?action=shopstart&ls=en
CE D26403 | Plug | 1 | 1 | 231 | KERN | CE D26403 | https://www.kern-sohn.com/cgi-bin/cosmoshop/lshop.cgi?action=shopstart&ls=en
CE D26404 | Plug | 1 | 1 | 231 | KERN | CE D26404 | https://www.kern-sohn.com/cgi-bin/cosmoshop/lshop.cgi?action=shopstart&ls=en
CE D26405 | Plug | 1 | 1 | 231 | KERN | CE D26405 | https://www.kern-sohn.com/cgi-bin/cosmoshop/lshop.cgi?action=shopstart&ls=en
CE D26406 | Plug | 1 | 1 | 231 | KERN | CE D26406 | https://www.kern-sohn.com/cgi-bin/cosmoshop/lshop.cgi?action=shopstart&ls=en
CE D26407 | Plug | 1 | 1 | 231 | KERN | CE D26407 | https://www.kern-sohn.com/cgi-bin/cosmoshop/lshop.cgi?action=shopstart&ls=en
FS 409 | Plug | 1 | 1 | 231 | KERN | FS 409 | https://www.kern-sohn.com/cgi-bin/cosmoshop/lshop.cgi?action=shopstart&ls=en
FS 407 | Plug | 1 | 1 | 220 | KERN | FS 407 | https://www.kern-sohn.com/cgi-bin/cosmoshop/lshop.cgi?action=shopstart&ls=en
CE D26401 | Plug | 1 | 1 | 209 | KERN | CE D26401 | https://www.kern-sohn.com/cgi-bin/cosmoshop/lshop.cgi?action=shopstart&ls=en
FS 405 | Plug | 1 | 1 | 198 | KERN | FS 405 | https://www.kern-sohn.com/cgi-bin/cosmoshop/lshop.cgi?action=shopstart&ls=en
FS 406 | Plug | 1 | 1 | 198 | KERN | FS 406 | https://www.kern-sohn.com/cgi-bin/cosmoshop/lshop.cgi?action=shopstart&ls=en
FS 408 | Plug | 1 | 1 | 198 | KERN | FS 408 | https://www.kern-sohn.com/cgi-bin/cosmoshop/lshop.cgi?action=shopstart&ls=en
FS 404 | Plug | 1 | 1 | 187 | KERN | FS 404 | https://www.kern-sohn.com/cgi-bin/cosmoshop/lshop.cgi?action=shopstart&ls=en
FS 403 | Plug | 1 | 1 | 165 | KERN | FS 403 | https://www.kern-sohn.com/cgi-bin/cosmoshop/lshop.cgi?action=shopstart&ls=en
FS 402 | Plug | 1 | 1 | 154 | KERN | FS 402 | https://www.kern-sohn.com/cgi-bin/cosmoshop/lshop.cgi?action=shopstart&ls=en
FS 401 | Plug | 1 | 1 | 132 | KERN | FS 401 | https://www.kern-sohn.com/cgi-bin/cosmoshop/lshop.cgi?action=shopstart&ls=en
FS-E11 | Plug | 1 | 1 | 22 | KERN | FS-E11 | https://www.kern-sohn.com/cgi-bin/cosmoshop/lshop.cgi?action=shopstart&ls=en
CE ZKD700FS | Plug (1 pieces ) | 1 | 1 | 440 | KERN | CE ZKD700FS | https://www.kern-sohn.com/cgi-bin/cosmoshop/lshop.cgi?action=shopstart&ls=en
CE ZA9105FS1 | Plug (1 pieces ) | 1 | 1 | 176 | KERN | CE ZA9105FS1 | https://www.kern-sohn.com/cgi-bin/cosmoshop/lshop.cgi?action=shopstart&ls=en
TGD 50-3CS05 | Pocket balance | 1 | 1 | 286 | KERN | TGD 50-3CS05 | https://www.kern-sohn.com/cgi-bin/cosmoshop/lshop.cgi?action=shopstart&ls=en
TAB 20-3+C | Pocket balance | 1 | 1 | 168.3 | KERN | TAB 20-3+C | https://www.kern-sohn.com/cgi-bin/cosmoshop/lshop.cgi?action=shopstart&ls=en
TEE 150-1+C | Pocket balance | 1 | 1 | 129.8 | KERN | TEE 150-1+C | https://www.kern-sohn.com/cgi-bin/cosmoshop/lshop.cgi?action=shopstart&ls=en
TGC 150-2S05 | Pocket balance | 1 | 1 | 108.9 | KERN | TGC 150-2S05 | https://www.kern-sohn.com/cgi-bin/cosmoshop/lshop.cgi?action=shopstart&ls=en
TGC 1K-3S05 | Pocket balance | 1 | 1 | 108.9 | KERN | TGC 1K-3S05 | https://www.kern-sohn.com/cgi-bin/cosmoshop/lshop.cgi?action=shopstart&ls=en
TGC 500-1S05 | Pocket balance | 1 | 1 | 108.9 | KERN | TGC 500-1S05 | https://www.kern-sohn.com/cgi-bin/cosmoshop/lshop.cgi?action=shopstart&ls=en
CM 60-2N | Pocket balance | 1 | 1 | 86.9 | KERN | CM 60-2N | https://www.kern-sohn.com/cgi-bin/cosmoshop/lshop.cgi?action=shopstart&ls=en
TAB 20-3 | Pocket balance | 1 | 1 | 82.5 | KERN | TAB 20-3 | https://www.kern-sohn.com/cgi-bin/cosmoshop/lshop.cgi?action=shopstart&ls=en
TGD 50-3C | Pocket balance | 1 | 1 | 82.5 | KERN | TGD 50-3C | https://www.kern-sohn.com/cgi-bin/cosmoshop/lshop.cgi?action=shopstart&ls=en
CM 320-1N | Pocket balance | 1 | 1 | 60.5 | KERN | CM 320-1N | https://www.kern-sohn.com/cgi-bin/cosmoshop/lshop.cgi?action=shopstart&ls=en
CM 1K1N | Pocket balance | 1 | 1 | 57.2 | KERN | CM 1K1N | https://www.kern-sohn.com/cgi-bin/cosmoshop/lshop.cgi?action=shopstart&ls=en
CM 150-1N | Pocket balance | 1 | 1 | 55 | KERN | CM 150-1N | https://www.kern-sohn.com/cgi-bin/cosmoshop/lshop.cgi?action=shopstart&ls=en
TEE 150-1 | Pocket balance | 1 | 1 | 44 | KERN | TEE 150-1 | https://www.kern-sohn.com/cgi-bin/cosmoshop/lshop.cgi?action=shopstart&ls=en
TGC 150-2 | Pocket balance | 1 | 1 | 38.5 | KERN | TGC 150-2 | https://www.kern-sohn.com/cgi-bin/cosmoshop/lshop.cgi?action=shopstart&ls=en
TGC 1K-3 | Pocket balance | 1 | 1 | 38.5 | KERN | TGC 1K-3 | https://www.kern-sohn.com/cgi-bin/cosmoshop/lshop.cgi?action=shopstart&ls=en
TGC 500-1 | Pocket balance | 1 | 1 | 38.5 | KERN | TGC 500-1 | https://www.kern-sohn.com/cgi-bin/cosmoshop/lshop.cgi?action=shopstart&ls=en
OBB-A1337 | Polarising attached mechanical stage | 1 | 1 | 297 | KERN | OBB-A1337 | https://www.kern-sohn.com/cgi-bin/cosmoshop/lshop.cgi?action=shopstart&ls=en
OPO 185 | Polarising microscope | 1 | 1 | 5324 | KERN | OPO 185 | https://www.kern-sohn.com/cgi-bin/cosmoshop/lshop.cgi?action=shopstart&ls=en
OPE 118 | Polarising microscope Monocular | 1 | 1 | 649 | KERN | OPE 118 | https://www.kern-sohn.com/cgi-bin/cosmoshop/lshop.cgi?action=shopstart&ls=en
OPM 181 | Polarising microscope Trinocular | 1 | 1 | 2640 | KERN | OPM 181 | https://www.kern-sohn.com/cgi-bin/cosmoshop/lshop.cgi?action=shopstart&ls=en
OPN 182 | Polarising microscope Trinocular | 1 | 1 | 2640 | KERN | OPN 182 | https://www.kern-sohn.com/cgi-bin/cosmoshop/lshop.cgi?action=shopstart&ls=en
OPN 184 | Polarising microscope Trinocular | 1 | 1 | 2640 | KERN | OPN 184 | https://www.kern-sohn.com/cgi-bin/cosmoshop/lshop.cgi?action=shopstart&ls=en
OBB-A1276 | Polarising unit | 1 | 1 | 291.5 | KERN | OBB-A1276 | https://www.kern-sohn.com/cgi-bin/cosmoshop/lshop.cgi?action=shopstart&ls=en
OBB-A1277 | Polarising unit | 1 | 1 | 291.5 | KERN | OBB-A1277 | https://www.kern-sohn.com/cgi-bin/cosmoshop/lshop.cgi?action=shopstart&ls=en
OBB-A1283 | Polarising unit | 1 | 1 | 291.5 | KERN | OBB-A1283 | https://www.kern-sohn.com/cgi-bin/cosmoshop/lshop.cgi?action=shopstart&ls=en
MSB 80 | Portable mechanical height rod | 1 | 1 | 88 | KERN | MSB 80 | https://www.kern-sohn.com/cgi-bin/cosmoshop/lshop.cgi?action=shopstart&ls=en
FOB-A09 | Power adaptor EURO | 1 | 1 | 38.5 | KERN | FOB-A09 | https://www.kern-sohn.com/cgi-bin/cosmoshop/lshop.cgi?action=shopstart&ls=en
FOB-A10 | Power adaptor UK | 1 | 1 | 38.5 | KERN | FOB-A10 | https://www.kern-sohn.com/cgi-bin/cosmoshop/lshop.cgi?action=shopstart&ls=en
822-903 | Power cord (UK) | 1 | 1 | 39.6 | KERN | 822-903 | https://www.kern-sohn.com/cgi-bin/cosmoshop/lshop.cgi?action=shopstart&ls=en
YKA-13 | Power supply () | 1 | 1 | 121 | KERN | YKA-13 | https://www.kern-sohn.com/cgi-bin/cosmoshop/lshop.cgi?action=shopstart&ls=en
YKA-31 | Power supply () | 1 | 1 | 38.5 | KERN | YKA-31 | https://www.kern-sohn.com/cgi-bin/cosmoshop/lshop.cgi?action=shopstart&ls=en
PFB-A05 | Power supply (AUS) | 1 | 1 | 38.5 | KERN | PFB-A05 | https://www.kern-sohn.com/cgi-bin/cosmoshop/lshop.cgi?action=shopstart&ls=en
MBC-A04-02 | Power supply (AUS) | 1 | 1 | 27.5 | KERN | MBC-A04-02 | https://www.kern-sohn.com/cgi-bin/cosmoshop/lshop.cgi?action=shopstart&ls=en
MBC-A04 | Power supply (AUS,CH,EURO,UK,US) | 1 | 1 | 93.5 | KERN | MBC-A04 | https://www.kern-sohn.com/cgi-bin/cosmoshop/lshop.cgi?action=shopstart&ls=en
YKA-07 | Power supply (AUS,CH,EURO,UK,US) | 1 | 1 | 73.7 | KERN | YKA-07 | https://www.kern-sohn.com/cgi-bin/cosmoshop/lshop.cgi?action=shopstart&ls=en
YKA-20 | Power supply (AUS,CH,EURO,UK,US) | 1 | 1 | 38.5 | KERN | YKA-20 | https://www.kern-sohn.com/cgi-bin/cosmoshop/lshop.cgi?action=shopstart&ls=en
MBC-A10 | Power supply (CH,EURO) | 1 | 1 | 49.5 | KERN | MBC-A10 | https://www.kern-sohn.com/cgi-bin/cosmoshop/lshop.cgi?action=shopstart&ls=en
FOB-A01 | Power supply (CH,EURO) | 1 | 1 | 38.5 | KERN | FOB-A01 | https://www.kern-sohn.com/cgi-bin/cosmoshop/lshop.cgi?action=shopstart&ls=en
PFB-A02 | Power supply (CH,EURO) | 1 | 1 | 38.5 | KERN | PFB-A02 | https://www.kern-sohn.com/cgi-bin/cosmoshop/lshop.cgi?action=shopstart&ls=en
YKA-43 | Power supply (CH,EURO,UK) | 1 | 1 | 82.5 | KERN | YKA-43 | https://www.kern-sohn.com/cgi-bin/cosmoshop/lshop.cgi?action=shopstart&ls=en
MPS-A04 | Power supply (CH,EURO,UK) | 1 | 1 | 66 | KERN | MPS-A04 | https://www.kern-sohn.com/cgi-bin/cosmoshop/lshop.cgi?action=shopstart&ls=en
YKA-30 | Power supply (CH,EURO,UK,US) | 1 | 1 | 110 | KERN | YKA-30 | https://www.kern-sohn.com/cgi-bin/cosmoshop/lshop.cgi?action=shopstart&ls=en
YKA-14 | Power supply (CH,EURO,UK,US) | 1 | 1 | 99 | KERN | YKA-14 | https://www.kern-sohn.com/cgi-bin/cosmoshop/lshop.cgi?action=shopstart&ls=en
ABS-A01 | Power supply (CH,EURO,UK,US) | 1 | 1 | 88 | KERN | ABS-A01 | https://www.kern-sohn.com/cgi-bin/cosmoshop/lshop.cgi?action=shopstart&ls=en
YKA-19 | Power supply (CH,EURO,UK,US) | 1 | 1 | 82.5 | KERN | YKA-19 | https://www.kern-sohn.com/cgi-bin/cosmoshop/lshop.cgi?action=shopstart&ls=en
YKA-18 | Power supply (CH,EURO,UK,US) | 1 | 1 | 66 | KERN | YKA-18 | https://www.kern-sohn.com/cgi-bin/cosmoshop/lshop.cgi?action=shopstart&ls=en
YKA-09 | Power supply (CH,EURO,UK,US) | 1 | 1 | 55 | KERN | YKA-09 | https://www.kern-sohn.com/cgi-bin/cosmoshop/lshop.cgi?action=shopstart&ls=en
YKA-26 | Power supply (CH,EURO,UK,US) | 1 | 1 | 49.5 | KERN | YKA-26 | https://www.kern-sohn.com/cgi-bin/cosmoshop/lshop.cgi?action=shopstart&ls=en
YKA-05 | Power supply (CH,EURO,UK,US) | 1 | 1 | 45.1 | KERN | YKA-05 | https://www.kern-sohn.com/cgi-bin/cosmoshop/lshop.cgi?action=shopstart&ls=en
KXE-A01 | Power supply (CH,EURO,UK,US) | 1 | 1 | 44 | KERN | KXE-A01 | https://www.kern-sohn.com/cgi-bin/cosmoshop/lshop.cgi?action=shopstart&ls=en
YKA-29 | Power supply (CH,EURO,UK,US) | 1 | 1 | 44 | KERN | YKA-29 | https://www.kern-sohn.com/cgi-bin/cosmoshop/lshop.cgi?action=shopstart&ls=en
YKA-40 | Power supply (CH,EURO,UK,US) | 1 | 1 | 44 | KERN | YKA-40 | https://www.kern-sohn.com/cgi-bin/cosmoshop/lshop.cgi?action=shopstart&ls=en
YKA-45 | Power supply (CH,EURO,UK,US) | 1 | 1 | 44 | KERN | YKA-45 | https://www.kern-sohn.com/cgi-bin/cosmoshop/lshop.cgi?action=shopstart&ls=en
YKA-08 | Power supply (CH,EURO,UK,US) | 1 | 1 | 40.7 | KERN | YKA-08 | https://www.kern-sohn.com/cgi-bin/cosmoshop/lshop.cgi?action=shopstart&ls=en
YKA-06 | Power supply (CH,EURO,UK,US) | 1 | 1 | 39.6 | KERN | YKA-06 | https://www.kern-sohn.com/cgi-bin/cosmoshop/lshop.cgi?action=shopstart&ls=en
YKA-06N | Power supply (CH,EURO,UK,US) | 1 | 1 | 39.6 | KERN | YKA-06N | https://www.kern-sohn.com/cgi-bin/cosmoshop/lshop.cgi?action=shopstart&ls=en
YKA-25 | Power supply (CH,EURO,UK,US) | 1 | 1 | 39.6 | KERN | YKA-25 | https://www.kern-sohn.com/cgi-bin/cosmoshop/lshop.cgi?action=shopstart&ls=en
YKA-03N | Power supply (CH,EURO,UK,US) | 1 | 1 | 35.2 | KERN | YKA-03N | https://www.kern-sohn.com/cgi-bin/cosmoshop/lshop.cgi?action=shopstart&ls=en
572-909N | Power supply (CH,EURO,UK,US) | 1 | 1 | 33 | KERN | 572-909N | https://www.kern-sohn.com/cgi-bin/cosmoshop/lshop.cgi?action=shopstart&ls=en
YKB-A02 | Power supply (EURO) | 1 | 1 | 68.2 | KERN | YKB-A02 | https://www.kern-sohn.com/cgi-bin/cosmoshop/lshop.cgi?action=shopstart&ls=en
FC-A02 | Power supply (EURO) | 1 | 1 | 50.6 | KERN | FC-A02 | https://www.kern-sohn.com/cgi-bin/cosmoshop/lshop.cgi?action=shopstart&ls=en
YKA-44 | Power supply (EURO) | 1 | 1 | 49.5 | KERN | YKA-44 | https://www.kern-sohn.com/cgi-bin/cosmoshop/lshop.cgi?action=shopstart&ls=en
HN-D-A02 | Power supply (EURO) | 1 | 1 | 38.5 | KERN | HN-D-A02 | https://www.kern-sohn.com/cgi-bin/cosmoshop/lshop.cgi?action=shopstart&ls=en
YKA-22 | Power supply (EURO,UK,US) | 1 | 1 | 49.5 | KERN | YKA-22 | https://www.kern-sohn.com/cgi-bin/cosmoshop/lshop.cgi?action=shopstart&ls=en
EWJ-A05 | Power supply (UK) | 1 | 1 | 60.5 | KERN | EWJ-A05 | https://www.kern-sohn.com/cgi-bin/cosmoshop/lshop.cgi?action=shopstart&ls=en
FOB-A02 | Power supply (UK) | 1 | 1 | 44 | KERN | FOB-A02 | https://www.kern-sohn.com/cgi-bin/cosmoshop/lshop.cgi?action=shopstart&ls=en
PFB-A03 | Power supply (UK) | 1 | 1 | 38.5 | KERN | PFB-A03 | https://www.kern-sohn.com/cgi-bin/cosmoshop/lshop.cgi?action=shopstart&ls=en
ADB-A02 | Power supply (US) | 1 | 1 | 88 | KERN | ADB-A02 | https://www.kern-sohn.com/cgi-bin/cosmoshop/lshop.cgi?action=shopstart&ls=en
YKB-A04 | Power supply (US) | 1 | 1 | 68.2 | KERN | YKB-A04 | https://www.kern-sohn.com/cgi-bin/cosmoshop/lshop.cgi?action=shopstart&ls=en
PFB-A04 | Power supply (US) | 1 | 1 | 38.5 | KERN | PFB-A04 | https://www.kern-sohn.com/cgi-bin/cosmoshop/lshop.cgi?action=shopstart&ls=en
YKB-A03 | Power supply UK (UK) | 1 | 1 | 68.2 | KERN | YKB-A03 | https://www.kern-sohn.com/cgi-bin/cosmoshop/lshop.cgi?action=shopstart&ls=en
PES 31000-1M | Precision balance | 1 | 1 | 2299 | KERN | PES 31000-1M | https://www.kern-sohn.com/cgi-bin/cosmoshop/lshop.cgi?action=shopstart&ls=en
PBJ 6200-2M | Precision balance | 1 | 1 | 1903 | KERN | PBJ 6200-2M | https://www.kern-sohn.com/cgi-bin/cosmoshop/lshop.cgi?action=shopstart&ls=en
PLJ 2000-3A | Precision balance | 1 | 1 | 1815 | KERN | PLJ 2000-3A | https://www.kern-sohn.com/cgi-bin/cosmoshop/lshop.cgi?action=shopstart&ls=en
PLJ 2000-3A | Precision balance | 1 | 1 | 1815 | KERN | PLJ 2000-3A | https://www.kern-sohn.com/cgi-bin/cosmoshop/lshop.cgi?action=shopstart&ls=en
PBJ 620-3M | Precision balance | 1 | 1 | 1771 | KERN | PBJ 620-3M | https://www.kern-sohn.com/cgi-bin/cosmoshop/lshop.cgi?action=shopstart&ls=en
PBJ 4200-2M | Precision balance | 1 | 1 | 1573 | KERN | PBJ 4200-2M | https://www.kern-sohn.com/cgi-bin/cosmoshop/lshop.cgi?action=shopstart&ls=en
PBJ 8200-1M | Precision balance | 1 | 1 | 1562 | KERN | PBJ 8200-1M | https://www.kern-sohn.com/cgi-bin/cosmoshop/lshop.cgi?action=shopstart&ls=en
PES 6200-2M | Precision balance | 1 | 1 | 1364 | KERN | PES 6200-2M | https://www.kern-sohn.com/cgi-bin/cosmoshop/lshop.cgi?action=shopstart&ls=en
PES 620-3M | Precision balance | 1 | 1 | 1342 | KERN | PES 620-3M | https://www.kern-sohn.com/cgi-bin/cosmoshop/lshop.cgi?action=shopstart&ls=en
PES 15000-1M | Precision balance | 1 | 1 | 1309 | KERN | PES 15000-1M | https://www.kern-sohn.com/cgi-bin/cosmoshop/lshop.cgi?action=shopstart&ls=en
PBS 4200-2M | Precision balance | 1 | 1 | 1276 | KERN | PBS 4200-2M | https://www.kern-sohn.com/cgi-bin/cosmoshop/lshop.cgi?action=shopstart&ls=en
PLS 8000-2A | Precision balance | 1 | 1 | 1144 | KERN | PLS 8000-2A | https://www.kern-sohn.com/cgi-bin/cosmoshop/lshop.cgi?action=shopstart&ls=en
PLS 8000-2A | Precision balance | 1 | 1 | 1144 | KERN | PLS 8000-2A | https://www.kern-sohn.com/cgi-bin/cosmoshop/lshop.cgi?action=shopstart&ls=en
PES 4200-2M | Precision balance | 1 | 1 | 1100 | KERN | PES 4200-2M | https://www.kern-sohn.com/cgi-bin/cosmoshop/lshop.cgi?action=shopstart&ls=en
PLJ 1200-3A | Precision balance | 1 | 1 | 1100 | KERN | PLJ 1200-3A | https://www.kern-sohn.com/cgi-bin/cosmoshop/lshop.cgi?action=shopstart&ls=en
PLJ 1200-3A | Precision balance | 1 | 1 | 1100 | KERN | PLJ 1200-3A | https://www.kern-sohn.com/cgi-bin/cosmoshop/lshop.cgi?action=shopstart&ls=en
PLJ 6200-2A | Precision balance | 1 | 1 | 1078 | KERN | PLJ 6200-2A | https://www.kern-sohn.com/cgi-bin/cosmoshop/lshop.cgi?action=shopstart&ls=en
PLJ 6200-2A | Precision balance | 1 | 1 | 1078 | KERN | PLJ 6200-2A | https://www.kern-sohn.com/cgi-bin/cosmoshop/lshop.cgi?action=shopstart&ls=en
PLJ 6200-2AM | Precision balance | 1 | 1 | 1078 | KERN | PLJ 6200-2AM | https://www.kern-sohn.com/cgi-bin/cosmoshop/lshop.cgi?action=shopstart&ls=en
PLJ 6200-2AM | Precision balance | 1 | 1 | 1078 | KERN | PLJ 6200-2AM | https://www.kern-sohn.com/cgi-bin/cosmoshop/lshop.cgi?action=shopstart&ls=en
PLJ 720-3A | Precision balance | 1 | 1 | 1078 | KERN | PLJ 720-3A | https://www.kern-sohn.com/cgi-bin/cosmoshop/lshop.cgi?action=shopstart&ls=en
PLJ 720-3A | Precision balance | 1 | 1 | 1078 | KERN | PLJ 720-3A | https://www.kern-sohn.com/cgi-bin/cosmoshop/lshop.cgi?action=shopstart&ls=en
PLJ 720-3AM | Precision balance | 1 | 1 | 1078 | KERN | PLJ 720-3AM | https://www.kern-sohn.com/cgi-bin/cosmoshop/lshop.cgi?action=shopstart&ls=en
PLJ 720-3AM | Precision balance | 1 | 1 | 1078 | KERN | PLJ 720-3AM | https://www.kern-sohn.com/cgi-bin/cosmoshop/lshop.cgi?action=shopstart&ls=en
EG 620-3NM | Precision balance | 1 | 1 | 1023 | KERN | EG 620-3NM | https://www.kern-sohn.com/cgi-bin/cosmoshop/lshop.cgi?action=shopstart&ls=en
EG 4200-2NM | Precision balance | 1 | 1 | 968 | KERN | EG 4200-2NM | https://www.kern-sohn.com/cgi-bin/cosmoshop/lshop.cgi?action=shopstart&ls=en
PLS 1200-3A | Precision balance | 1 | 1 | 968 | KERN | PLS 1200-3A | https://www.kern-sohn.com/cgi-bin/cosmoshop/lshop.cgi?action=shopstart&ls=en
PLS 1200-3A | Precision balance | 1 | 1 | 968 | KERN | PLS 1200-3A | https://www.kern-sohn.com/cgi-bin/cosmoshop/lshop.cgi?action=shopstart&ls=en
PLS 6200-2A | Precision balance | 1 | 1 | 946 | KERN | PLS 6200-2A | https://www.kern-sohn.com/cgi-bin/cosmoshop/lshop.cgi?action=shopstart&ls=en
PLS 6200-2A | Precision balance | 1 | 1 | 946 | KERN | PLS 6200-2A | https://www.kern-sohn.com/cgi-bin/cosmoshop/lshop.cgi?action=shopstart&ls=en
572-321 | Precision balance | 1 | 1 | 935 | KERN | 572-321 | https://www.kern-sohn.com/cgi-bin/cosmoshop/lshop.cgi?action=shopstart&ls=en
EW 620-3NM+C | Precision balance | 1 | 1 | 935 | KERN | EW 620-3NM+C | https://www.kern-sohn.com/cgi-bin/cosmoshop/lshop.cgi?action=shopstart&ls=en
PES 2200-2M | Precision balance | 1 | 1 | 924 | KERN | PES 2200-2M | https://www.kern-sohn.com/cgi-bin/cosmoshop/lshop.cgi?action=shopstart&ls=en
PLS 720-3A | Precision balance | 1 | 1 | 924 | KERN | PLS 720-3A | https://www.kern-sohn.com/cgi-bin/cosmoshop/lshop.cgi?action=shopstart&ls=en
PLS 720-3A | Precision balance | 1 | 1 | 924 | KERN | PLS 720-3A | https://www.kern-sohn.com/cgi-bin/cosmoshop/lshop.cgi?action=shopstart&ls=en
EG 420-3NM | Precision balance | 1 | 1 | 913 | KERN | EG 420-3NM | https://www.kern-sohn.com/cgi-bin/cosmoshop/lshop.cgi?action=shopstart&ls=en
PNJ 600-3M+C | Precision balance | 1 | 1 | 902 | KERN | PNJ 600-3M+C | https://www.kern-sohn.com/cgi-bin/cosmoshop/lshop.cgi?action=shopstart&ls=en
EW 6200-2NM | Precision balance | 1 | 1 | 891 | KERN | EW 6200-2NM | https://www.kern-sohn.com/cgi-bin/cosmoshop/lshop.cgi?action=shopstart&ls=en
EG 2200-2NM | Precision balance | 1 | 1 | 880 | KERN | EG 2200-2NM | https://www.kern-sohn.com/cgi-bin/cosmoshop/lshop.cgi?action=shopstart&ls=en
PNJ 12000-1M+C | Precision balance | 1 | 1 | 880 | KERN | PNJ 12000-1M+C | https://www.kern-sohn.com/cgi-bin/cosmoshop/lshop.cgi?action=shopstart&ls=en
PNJ 3000-2M+C | Precision balance | 1 | 1 | 858 | KERN | PNJ 3000-2M+C | https://www.kern-sohn.com/cgi-bin/cosmoshop/lshop.cgi?action=shopstart&ls=en
EW 620-3NM | Precision balance | 1 | 1 | 847 | KERN | EW 620-3NM | https://www.kern-sohn.com/cgi-bin/cosmoshop/lshop.cgi?action=shopstart&ls=en
EG 220-3NM | Precision balance | 1 | 1 | 836 | KERN | EG 220-3NM | https://www.kern-sohn.com/cgi-bin/cosmoshop/lshop.cgi?action=shopstart&ls=en
EW 4200-2NM | Precision balance | 1 | 1 | 836 | KERN | EW 4200-2NM | https://www.kern-sohn.com/cgi-bin/cosmoshop/lshop.cgi?action=shopstart&ls=en
PNJ 600-3M | Precision balance | 1 | 1 | 814 | KERN | PNJ 600-3M | https://www.kern-sohn.com/cgi-bin/cosmoshop/lshop.cgi?action=shopstart&ls=en
PNJ 12000-1M | Precision balance | 1 | 1 | 775.5 | KERN | PNJ 12000-1M | https://www.kern-sohn.com/cgi-bin/cosmoshop/lshop.cgi?action=shopstart&ls=en
PNJ 3000-2M | Precision balance | 1 | 1 | 775.5 | KERN | PNJ 3000-2M | https://www.kern-sohn.com/cgi-bin/cosmoshop/lshop.cgi?action=shopstart&ls=en
PLJ 420-3F | Precision balance | 1 | 1 | 770 | KERN | PLJ 420-3F | https://www.kern-sohn.com/cgi-bin/cosmoshop/lshop.cgi?action=shopstart&ls=en
PLJ 420-3F | Precision balance | 1 | 1 | 770 | KERN | PLJ 420-3F | https://www.kern-sohn.com/cgi-bin/cosmoshop/lshop.cgi?action=shopstart&ls=en
PNS 600-3+C | Precision balance | 1 | 1 | 770 | KERN | PNS 600-3+C | https://www.kern-sohn.com/cgi-bin/cosmoshop/lshop.cgi?action=shopstart&ls=en
EW 420-3NM | Precision balance | 1 | 1 | 759 | KERN | EW 420-3NM | https://www.kern-sohn.com/cgi-bin/cosmoshop/lshop.cgi?action=shopstart&ls=en
PLJ 4200-2F | Precision balance | 1 | 1 | 759 | KERN | PLJ 4200-2F | https://www.kern-sohn.com/cgi-bin/cosmoshop/lshop.cgi?action=shopstart&ls=en
PLJ 4200-2F | Precision balance | 1 | 1 | 759 | KERN | PLJ 4200-2F | https://www.kern-sohn.com/cgi-bin/cosmoshop/lshop.cgi?action=shopstart&ls=en
EW 2200-2NM | Precision balance | 1 | 1 | 726 | KERN | EW 2200-2NM | https://www.kern-sohn.com/cgi-bin/cosmoshop/lshop.cgi?action=shopstart&ls=en
PNS 12000-1+C | Precision balance | 1 | 1 | 726 | KERN | PNS 12000-1+C | https://www.kern-sohn.com/cgi-bin/cosmoshop/lshop.cgi?action=shopstart&ls=en
PNS 3000-2+C | Precision balance | 1 | 1 | 726 | KERN | PNS 3000-2+C | https://www.kern-sohn.com/cgi-bin/cosmoshop/lshop.cgi?action=shopstart&ls=en
EW 12000-1NM | Precision balance | 1 | 1 | 693 | KERN | EW 12000-1NM | https://www.kern-sohn.com/cgi-bin/cosmoshop/lshop.cgi?action=shopstart&ls=en
EW 220-3NM | Precision balance | 1 | 1 | 682 | KERN | EW 220-3NM | https://www.kern-sohn.com/cgi-bin/cosmoshop/lshop.cgi?action=shopstart&ls=en
PNS 600-3 | Precision balance | 1 | 1 | 682 | KERN | PNS 600-3 | https://www.kern-sohn.com/cgi-bin/cosmoshop/lshop.cgi?action=shopstart&ls=en
PLS 4200-2F | Precision balance | 1 | 1 | 649 | KERN | PLS 4200-2F | https://www.kern-sohn.com/cgi-bin/cosmoshop/lshop.cgi?action=shopstart&ls=en
PLS 4200-2F | Precision balance | 1 | 1 | 649 | KERN | PLS 4200-2F | https://www.kern-sohn.com/cgi-bin/cosmoshop/lshop.cgi?action=shopstart&ls=en
PLS 420-3F | Precision balance | 1 | 1 | 649 | KERN | PLS 420-3F | https://www.kern-sohn.com/cgi-bin/cosmoshop/lshop.cgi?action=shopstart&ls=en
PLS 420-3F | Precision balance | 1 | 1 | 649 | KERN | PLS 420-3F | https://www.kern-sohn.com/cgi-bin/cosmoshop/lshop.cgi?action=shopstart&ls=en
PNS 3000-2 | Precision balance | 1 | 1 | 638 | KERN | PNS 3000-2 | https://www.kern-sohn.com/cgi-bin/cosmoshop/lshop.cgi?action=shopstart&ls=en
PLS 20000-1F | Precision balance | 1 | 1 | 627 | KERN | PLS 20000-1F | https://www.kern-sohn.com/cgi-bin/cosmoshop/lshop.cgi?action=shopstart&ls=en
PLS 20000-1F | Precision balance | 1 | 1 | 627 | KERN | PLS 20000-1F | https://www.kern-sohn.com/cgi-bin/cosmoshop/lshop.cgi?action=shopstart&ls=en
PNS 12000-1 | Precision balance | 1 | 1 | 627 | KERN | PNS 12000-1 | https://www.kern-sohn.com/cgi-bin/cosmoshop/lshop.cgi?action=shopstart&ls=en
572-32 | Precision balance | 1 | 1 | 594 | KERN | 572-32 | https://www.kern-sohn.com/cgi-bin/cosmoshop/lshop.cgi?action=shopstart&ls=en
EW 820-2NM | Precision balance | 1 | 1 | 594 | KERN | EW 820-2NM | https://www.kern-sohn.com/cgi-bin/cosmoshop/lshop.cgi?action=shopstart&ls=en
572-31 | Precision balance | 1 | 1 | 583 | KERN | 572-31 | https://www.kern-sohn.com/cgi-bin/cosmoshop/lshop.cgi?action=shopstart&ls=en
572-55 | Precision balance | 1 | 1 | 583 | KERN | 572-55 | https://www.kern-sohn.com/cgi-bin/cosmoshop/lshop.cgi?action=shopstart&ls=en
573-34 | Precision balance | 1 | 1 | 583 | KERN | 573-34 | https://www.kern-sohn.com/cgi-bin/cosmoshop/lshop.cgi?action=shopstart&ls=en
573-46 | Precision balance | 1 | 1 | 583 | KERN | 573-46 | https://www.kern-sohn.com/cgi-bin/cosmoshop/lshop.cgi?action=shopstart&ls=en
572-30 | Precision balance | 1 | 1 | 572 | KERN | 572-30 | https://www.kern-sohn.com/cgi-bin/cosmoshop/lshop.cgi?action=shopstart&ls=en
572-39 | Precision balance | 1 | 1 | 572 | KERN | 572-39 | https://www.kern-sohn.com/cgi-bin/cosmoshop/lshop.cgi?action=shopstart&ls=en
572-37 | Precision balance | 1 | 1 | 561 | KERN | 572-37 | https://www.kern-sohn.com/cgi-bin/cosmoshop/lshop.cgi?action=shopstart&ls=en
572-35 | Precision balance | 1 | 1 | 550 | KERN | 572-35 | https://www.kern-sohn.com/cgi-bin/cosmoshop/lshop.cgi?action=shopstart&ls=en
572-45 | Precision balance | 1 | 1 | 550 | KERN | 572-45 | https://www.kern-sohn.com/cgi-bin/cosmoshop/lshop.cgi?action=shopstart&ls=en
572-49 | Precision balance | 1 | 1 | 550 | KERN | 572-49 | https://www.kern-sohn.com/cgi-bin/cosmoshop/lshop.cgi?action=shopstart&ls=en
572-57 | Precision balance | 1 | 1 | 550 | KERN | 572-57 | https://www.kern-sohn.com/cgi-bin/cosmoshop/lshop.cgi?action=shopstart&ls=en
572-33 | Precision balance | 1 | 1 | 539 | KERN | 572-33 | https://www.kern-sohn.com/cgi-bin/cosmoshop/lshop.cgi?action=shopstart&ls=en
572-43 | Precision balance | 1 | 1 | 539 | KERN | 572-43 | https://www.kern-sohn.com/cgi-bin/cosmoshop/lshop.cgi?action=shopstart&ls=en
EWJ 300-3H | Precision balance | 1 | 1 | 539 | KERN | EWJ 300-3H | https://www.kern-sohn.com/cgi-bin/cosmoshop/lshop.cgi?action=shopstart&ls=en
EWJ 300-3 | Precision balance | 1 | 1 | 495 | KERN | EWJ 300-3 | https://www.kern-sohn.com/cgi-bin/cosmoshop/lshop.cgi?action=shopstart&ls=en
EWJ 6000-1M+V | Precision balance | 1 | 1 | 475.2 | KERN | EWJ 6000-1M+V | https://www.kern-sohn.com/cgi-bin/cosmoshop/lshop.cgi?action=shopstart&ls=en
EWJ 3000-2 | Precision balance | 1 | 1 | 473 | KERN | EWJ 3000-2 | https://www.kern-sohn.com/cgi-bin/cosmoshop/lshop.cgi?action=shopstart&ls=en
EWJ 600-2M+V | Precision balance | 1 | 1 | 473 | KERN | EWJ 600-2M+V | https://www.kern-sohn.com/cgi-bin/cosmoshop/lshop.cgi?action=shopstart&ls=en
EWJ 6000-1SM+V | Precision balance | 1 | 1 | 464.2 | KERN | EWJ 6000-1SM+V | https://www.kern-sohn.com/cgi-bin/cosmoshop/lshop.cgi?action=shopstart&ls=en
EWJ 600-2SM+V | Precision balance | 1 | 1 | 462 | KERN | EWJ 600-2SM+V | https://www.kern-sohn.com/cgi-bin/cosmoshop/lshop.cgi?action=shopstart&ls=en
440-35N+C | Precision balance | 1 | 1 | 451 | KERN | 440-35N+C | https://www.kern-sohn.com/cgi-bin/cosmoshop/lshop.cgi?action=shopstart&ls=en
KB 3600-2N+C | Precision balance | 1 | 1 | 429 | KERN | KB 3600-2N+C | https://www.kern-sohn.com/cgi-bin/cosmoshop/lshop.cgi?action=shopstart&ls=en
KB 360-3N+C | Precision balance | 1 | 1 | 429 | KERN | KB 360-3N+C | https://www.kern-sohn.com/cgi-bin/cosmoshop/lshop.cgi?action=shopstart&ls=en
KB 240-3N+C | Precision balance | 1 | 1 | 418 | KERN | KB 240-3N+C | https://www.kern-sohn.com/cgi-bin/cosmoshop/lshop.cgi?action=shopstart&ls=en
PCB 350-3+C | Precision balance | 1 | 1 | 418 | KERN | PCB 350-3+C | https://www.kern-sohn.com/cgi-bin/cosmoshop/lshop.cgi?action=shopstart&ls=en
KB 10K0.05N+C | Precision balance | 1 | 1 | 412.5 | KERN | KB 10K0.05N+C | https://www.kern-sohn.com/cgi-bin/cosmoshop/lshop.cgi?action=shopstart&ls=en
440-33N+C | Precision balance | 1 | 1 | 407 | KERN | 440-33N+C | https://www.kern-sohn.com/cgi-bin/cosmoshop/lshop.cgi?action=shopstart&ls=en
KB 120-3N+C | Precision balance | 1 | 1 | 407 | KERN | KB 120-3N+C | https://www.kern-sohn.com/cgi-bin/cosmoshop/lshop.cgi?action=shopstart&ls=en
KB 2400-2N+C | Precision balance | 1 | 1 | 407 | KERN | KB 2400-2N+C | https://www.kern-sohn.com/cgi-bin/cosmoshop/lshop.cgi?action=shopstart&ls=en
PCB 250-3+C | Precision balance | 1 | 1 | 407 | KERN | PCB 250-3+C | https://www.kern-sohn.com/cgi-bin/cosmoshop/lshop.cgi?action=shopstart&ls=en
440-35A | Precision balance | 1 | 1 | 401.5 | KERN | 440-35A | https://www.kern-sohn.com/cgi-bin/cosmoshop/lshop.cgi?action=shopstart&ls=en
440-49A | Precision balance | 1 | 1 | 401.5 | KERN | 440-49A | https://www.kern-sohn.com/cgi-bin/cosmoshop/lshop.cgi?action=shopstart&ls=en
EWJ 600-2M | Precision balance | 1 | 1 | 396 | KERN | EWJ 600-2M | https://www.kern-sohn.com/cgi-bin/cosmoshop/lshop.cgi?action=shopstart&ls=en
KB 2000-2N+C | Precision balance | 1 | 1 | 396 | KERN | KB 2000-2N+C | https://www.kern-sohn.com/cgi-bin/cosmoshop/lshop.cgi?action=shopstart&ls=en
PCB 1000-2+C | Precision balance | 1 | 1 | 396 | KERN | PCB 1000-2+C | https://www.kern-sohn.com/cgi-bin/cosmoshop/lshop.cgi?action=shopstart&ls=en
440-21A | Precision balance | 1 | 1 | 385 | KERN | 440-21A | https://www.kern-sohn.com/cgi-bin/cosmoshop/lshop.cgi?action=shopstart&ls=en
440-47N+C | Precision balance | 1 | 1 | 385 | KERN | 440-47N+C | https://www.kern-sohn.com/cgi-bin/cosmoshop/lshop.cgi?action=shopstart&ls=en
EWJ 6000-1M | Precision balance | 1 | 1 | 385 | KERN | EWJ 6000-1M | https://www.kern-sohn.com/cgi-bin/cosmoshop/lshop.cgi?action=shopstart&ls=en
EWJ 600-2SM | Precision balance | 1 | 1 | 385 | KERN | EWJ 600-2SM | https://www.kern-sohn.com/cgi-bin/cosmoshop/lshop.cgi?action=shopstart&ls=en
PCD 3000-2 | Precision balance | 1 | 1 | 385 | KERN | PCD 3000-2 | https://www.kern-sohn.com/cgi-bin/cosmoshop/lshop.cgi?action=shopstart&ls=en
PCD 300-3 | Precision balance | 1 | 1 | 385 | KERN | PCD 300-3 | https://www.kern-sohn.com/cgi-bin/cosmoshop/lshop.cgi?action=shopstart&ls=en
PCB 100-3+C | Precision balance | 1 | 1 | 379.5 | KERN | PCB 100-3+C | https://www.kern-sohn.com/cgi-bin/cosmoshop/lshop.cgi?action=shopstart&ls=en
EWJ 6000-1SM | Precision balance | 1 | 1 | 374 | KERN | EWJ 6000-1SM | https://www.kern-sohn.com/cgi-bin/cosmoshop/lshop.cgi?action=shopstart&ls=en
PCB 10000-1+C | Precision balance | 1 | 1 | 374 | KERN | PCB 10000-1+C | https://www.kern-sohn.com/cgi-bin/cosmoshop/lshop.cgi?action=shopstart&ls=en
PCB 6000-1+C | Precision balance | 1 | 1 | 368.5 | KERN | PCB 6000-1+C | https://www.kern-sohn.com/cgi-bin/cosmoshop/lshop.cgi?action=shopstart&ls=en
440-35N | Precision balance | 1 | 1 | 363 | KERN | 440-35N | https://www.kern-sohn.com/cgi-bin/cosmoshop/lshop.cgi?action=shopstart&ls=en
440-49N | Precision balance | 1 | 1 | 363 | KERN | 440-49N | https://www.kern-sohn.com/cgi-bin/cosmoshop/lshop.cgi?action=shopstart&ls=en
440-45N+C | Precision balance | 1 | 1 | 357.5 | KERN | 440-45N+C | https://www.kern-sohn.com/cgi-bin/cosmoshop/lshop.cgi?action=shopstart&ls=en
PFB 300-3 | Precision balance | 1 | 1 | 352 | KERN | PFB 300-3 | https://www.kern-sohn.com/cgi-bin/cosmoshop/lshop.cgi?action=shopstart&ls=en
KB 3600-2N | Precision balance | 1 | 1 | 341 | KERN | KB 3600-2N | https://www.kern-sohn.com/cgi-bin/cosmoshop/lshop.cgi?action=shopstart&ls=en
KB 360-3N | Precision balance | 1 | 1 | 341 | KERN | KB 360-3N | https://www.kern-sohn.com/cgi-bin/cosmoshop/lshop.cgi?action=shopstart&ls=en
PCD 250-3 | Precision balance | 1 | 1 | 335.5 | KERN | PCD 250-3 | https://www.kern-sohn.com/cgi-bin/cosmoshop/lshop.cgi?action=shopstart&ls=en
KB 240-3N | Precision balance | 1 | 1 | 330 | KERN | KB 240-3N | https://www.kern-sohn.com/cgi-bin/cosmoshop/lshop.cgi?action=shopstart&ls=en
PCB 3500-2 | Precision balance | 1 | 1 | 330 | KERN | PCB 3500-2 | https://www.kern-sohn.com/cgi-bin/cosmoshop/lshop.cgi?action=shopstart&ls=en
PCB 350-3 | Precision balance | 1 | 1 | 330 | KERN | PCB 350-3 | https://www.kern-sohn.com/cgi-bin/cosmoshop/lshop.cgi?action=shopstart&ls=en
PCB 2000-1+C | Precision balance | 1 | 1 | 324.5 | KERN | PCB 2000-1+C | https://www.kern-sohn.com/cgi-bin/cosmoshop/lshop.cgi?action=shopstart&ls=en
PCD 2500-2 | Precision balance | 1 | 1 | 324.5 | KERN | PCD 2500-2 | https://www.kern-sohn.com/cgi-bin/cosmoshop/lshop.cgi?action=shopstart&ls=en
PFB 200-3 | Precision balance | 1 | 1 | 324.5 | KERN | PFB 200-3 | https://www.kern-sohn.com/cgi-bin/cosmoshop/lshop.cgi?action=shopstart&ls=en
440-33N | Precision balance | 1 | 1 | 319 | KERN | 440-33N | https://www.kern-sohn.com/cgi-bin/cosmoshop/lshop.cgi?action=shopstart&ls=en
KB 120-3N | Precision balance | 1 | 1 | 319 | KERN | KB 120-3N | https://www.kern-sohn.com/cgi-bin/cosmoshop/lshop.cgi?action=shopstart&ls=en
KB 2400-2N | Precision balance | 1 | 1 | 319 | KERN | KB 2400-2N | https://www.kern-sohn.com/cgi-bin/cosmoshop/lshop.cgi?action=shopstart&ls=en
PCB 2500-2 | Precision balance | 1 | 1 | 319 | KERN | PCB 2500-2 | https://www.kern-sohn.com/cgi-bin/cosmoshop/lshop.cgi?action=shopstart&ls=en
PCB 250-3 | Precision balance | 1 | 1 | 319 | KERN | PCB 250-3 | https://www.kern-sohn.com/cgi-bin/cosmoshop/lshop.cgi?action=shopstart&ls=en
PFB 3000-2 | Precision balance | 1 | 1 | 313.5 | KERN | PFB 3000-2 | https://www.kern-sohn.com/cgi-bin/cosmoshop/lshop.cgi?action=shopstart&ls=en
KB 10K0.05N | Precision balance | 1 | 1 | 308 | KERN | KB 10K0.05N | https://www.kern-sohn.com/cgi-bin/cosmoshop/lshop.cgi?action=shopstart&ls=en
KB 1200-2N | Precision balance | 1 | 1 | 308 | KERN | KB 1200-2N | https://www.kern-sohn.com/cgi-bin/cosmoshop/lshop.cgi?action=shopstart&ls=en
KB 2000-2N | Precision balance | 1 | 1 | 308 | KERN | KB 2000-2N | https://www.kern-sohn.com/cgi-bin/cosmoshop/lshop.cgi?action=shopstart&ls=en
PCB 1000-2 | Precision balance | 1 | 1 | 308 | KERN | PCB 1000-2 | https://www.kern-sohn.com/cgi-bin/cosmoshop/lshop.cgi?action=shopstart&ls=en
PCB 6000-0+C | Precision balance | 1 | 1 | 308 | KERN | PCB 6000-0+C | https://www.kern-sohn.com/cgi-bin/cosmoshop/lshop.cgi?action=shopstart&ls=en
PFB 120-3 | Precision balance | 1 | 1 | 308 | KERN | PFB 120-3 | https://www.kern-sohn.com/cgi-bin/cosmoshop/lshop.cgi?action=shopstart&ls=en
440-47N | Precision balance | 1 | 1 | 297 | KERN | 440-47N | https://www.kern-sohn.com/cgi-bin/cosmoshop/lshop.cgi?action=shopstart&ls=en
KB 10000-1N | Precision balance | 1 | 1 | 297 | KERN | KB 10000-1N | https://www.kern-sohn.com/cgi-bin/cosmoshop/lshop.cgi?action=shopstart&ls=en
KB 650-2N | Precision balance | 1 | 1 | 297 | KERN | KB 650-2N | https://www.kern-sohn.com/cgi-bin/cosmoshop/lshop.cgi?action=shopstart&ls=en
PCB 100-3 | Precision balance | 1 | 1 | 291.5 | KERN | PCB 100-3 | https://www.kern-sohn.com/cgi-bin/cosmoshop/lshop.cgi?action=shopstart&ls=en
KB 6500-1N | Precision balance | 1 | 1 | 286 | KERN | KB 6500-1N | https://www.kern-sohn.com/cgi-bin/cosmoshop/lshop.cgi?action=shopstart&ls=en
PCD 6K-4 | Precision balance | 1 | 1 | 286 | KERN | PCD 6K-4 | https://www.kern-sohn.com/cgi-bin/cosmoshop/lshop.cgi?action=shopstart&ls=en
PFB 2000-2 | Precision balance | 1 | 1 | 286 | KERN | PFB 2000-2 | https://www.kern-sohn.com/cgi-bin/cosmoshop/lshop.cgi?action=shopstart&ls=en
EMS 6K0.1+C | Precision balance | 1 | 1 | 280.5 | KERN | EMS 6K0.1+C | https://www.kern-sohn.com/cgi-bin/cosmoshop/lshop.cgi?action=shopstart&ls=en
PFB 6000-2 | Precision balance | 1 | 1 | 275 | KERN | PFB 6000-2 | https://www.kern-sohn.com/cgi-bin/cosmoshop/lshop.cgi?action=shopstart&ls=en
PFB 6K0.05 | Precision balance | 1 | 1 | 275 | KERN | PFB 6K0.05 | https://www.kern-sohn.com/cgi-bin/cosmoshop/lshop.cgi?action=shopstart&ls=en
440-45N | Precision balance | 1 | 1 | 269.5 | KERN | 440-45N | https://www.kern-sohn.com/cgi-bin/cosmoshop/lshop.cgi?action=shopstart&ls=en
PCB 10000-1 | Precision balance | 1 | 1 | 269.5 | KERN | PCB 10000-1 | https://www.kern-sohn.com/cgi-bin/cosmoshop/lshop.cgi?action=shopstart&ls=en
PFB 1200-2 | Precision balance | 1 | 1 | 269.5 | KERN | PFB 1200-2 | https://www.kern-sohn.com/cgi-bin/cosmoshop/lshop.cgi?action=shopstart&ls=en
PFB 600-2 | Precision balance | 1 | 1 | 269.5 | KERN | PFB 600-2 | https://www.kern-sohn.com/cgi-bin/cosmoshop/lshop.cgi?action=shopstart&ls=en
PCB 6000-1 | Precision balance | 1 | 1 | 264 | KERN | PCB 6000-1 | https://www.kern-sohn.com/cgi-bin/cosmoshop/lshop.cgi?action=shopstart&ls=en
PCD 10K0.1 | Precision balance | 1 | 1 | 264 | KERN | PCD 10K0.1 | https://www.kern-sohn.com/cgi-bin/cosmoshop/lshop.cgi?action=shopstart&ls=en
PCB 200-2 | Precision balance | 1 | 1 | 253 | KERN | PCB 200-2 | https://www.kern-sohn.com/cgi-bin/cosmoshop/lshop.cgi?action=shopstart&ls=en
PFB 6000-1 | Precision balance | 1 | 1 | 247.5 | KERN | PFB 6000-1 | https://www.kern-sohn.com/cgi-bin/cosmoshop/lshop.cgi?action=shopstart&ls=en
440-43N | Precision balance | 1 | 1 | 236.5 | KERN | 440-43N | https://www.kern-sohn.com/cgi-bin/cosmoshop/lshop.cgi?action=shopstart&ls=en
PCB 2000-1 | Precision balance | 1 | 1 | 236.5 | KERN | PCB 2000-1 | https://www.kern-sohn.com/cgi-bin/cosmoshop/lshop.cgi?action=shopstart&ls=en
440-53N | Precision balance | 1 | 1 | 231 | KERN | 440-53N | https://www.kern-sohn.com/cgi-bin/cosmoshop/lshop.cgi?action=shopstart&ls=en
EMS 12K0.1 | Precision balance | 1 | 1 | 225.5 | KERN | EMS 12K0.1 | https://www.kern-sohn.com/cgi-bin/cosmoshop/lshop.cgi?action=shopstart&ls=en
PCD 10K-3 | Precision balance | 1 | 1 | 209 | KERN | PCD 10K-3 | https://www.kern-sohn.com/cgi-bin/cosmoshop/lshop.cgi?action=shopstart&ls=en
PCB 1000-1 | Precision balance | 1 | 1 | 203.5 | KERN | PCB 1000-1 | https://www.kern-sohn.com/cgi-bin/cosmoshop/lshop.cgi?action=shopstart&ls=en
PCB 6000-0 | Precision balance | 1 | 1 | 203.5 | KERN | PCB 6000-0 | https://www.kern-sohn.com/cgi-bin/cosmoshop/lshop.cgi?action=shopstart&ls=en
EMS 12K1+C | Precision balance | 1 | 1 | 196.9 | KERN | EMS 12K1+C | https://www.kern-sohn.com/cgi-bin/cosmoshop/lshop.cgi?action=shopstart&ls=en
EMS 6K1+C | Precision balance | 1 | 1 | 191.4 | KERN | EMS 6K1+C | https://www.kern-sohn.com/cgi-bin/cosmoshop/lshop.cgi?action=shopstart&ls=en
PFB 6000-0M | Precision balance | 1 | 1 | 187 | KERN | PFB 6000-0M | https://www.kern-sohn.com/cgi-bin/cosmoshop/lshop.cgi?action=shopstart&ls=en
PFB 6000-0M | Precision balance | 1 | 1 | 187 | KERN | PFB 6000-0M | https://www.kern-sohn.com/cgi-bin/cosmoshop/lshop.cgi?action=shopstart&ls=en
440-51N | Precision balance | 1 | 1 | 176 | KERN | 440-51N | https://www.kern-sohn.com/cgi-bin/cosmoshop/lshop.cgi?action=shopstart&ls=en
EMS 6K0.1 | Precision balance | 1 | 1 | 176 | KERN | EMS 6K0.1 | https://www.kern-sohn.com/cgi-bin/cosmoshop/lshop.cgi?action=shopstart&ls=en
EHA 3000-1 | Precision balance | 1 | 1 | 99 | KERN | EHA 3000-1 | https://www.kern-sohn.com/cgi-bin/cosmoshop/lshop.cgi?action=shopstart&ls=en
EHA 500-2 | Precision balance | 1 | 1 | 99 | KERN | EHA 500-2 | https://www.kern-sohn.com/cgi-bin/cosmoshop/lshop.cgi?action=shopstart&ls=en
EMS 12K1 | Precision balance | 1 | 1 | 93.5 | KERN | EMS 12K1 | https://www.kern-sohn.com/cgi-bin/cosmoshop/lshop.cgi?action=shopstart&ls=en
EMS 6K1 | Precision balance | 1 | 1 | 88 | KERN | EMS 6K1 | https://www.kern-sohn.com/cgi-bin/cosmoshop/lshop.cgi?action=shopstart&ls=en
EHA 1000-1 | Precision balance | 1 | 1 | 71.5 | KERN | EHA 1000-1 | https://www.kern-sohn.com/cgi-bin/cosmoshop/lshop.cgi?action=shopstart&ls=en
EHA 3000-0 | Precision balance | 1 | 1 | 71.5 | KERN | EHA 3000-0 | https://www.kern-sohn.com/cgi-bin/cosmoshop/lshop.cgi?action=shopstart&ls=en
EHA 500-1 | Precision balance | 1 | 1 | 71.5 | KERN | EHA 500-1 | https://www.kern-sohn.com/cgi-bin/cosmoshop/lshop.cgi?action=shopstart&ls=en
PEJ 620-3M | Precision balance with type approval, class II | 1 | 1 | 1628 | KERN | PEJ 620-3M | https://www.kern-sohn.com/cgi-bin/cosmoshop/lshop.cgi?action=shopstart&ls=en
PBS 6200-2M | Precision balance with type approval, class II | 1 | 1 | 1529 | KERN | PBS 6200-2M | https://www.kern-sohn.com/cgi-bin/cosmoshop/lshop.cgi?action=shopstart&ls=en
PBS 620-3M | Precision balance with type approval, class II | 1 | 1 | 1507 | KERN | PBS 620-3M | https://www.kern-sohn.com/cgi-bin/cosmoshop/lshop.cgi?action=shopstart&ls=en
PEJ 4200-2M | Precision balance with type approval, class II | 1 | 1 | 1353 | KERN | PEJ 4200-2M | https://www.kern-sohn.com/cgi-bin/cosmoshop/lshop.cgi?action=shopstart&ls=en
PEJ 2200-2M | Precision balance with type approval, class II | 1 | 1 | 1166 | KERN | PEJ 2200-2M | https://www.kern-sohn.com/cgi-bin/cosmoshop/lshop.cgi?action=shopstart&ls=en
317-281 | Premium nylon gloves | 1 | 1 | 9.9 | KERN | 317-281 | https://www.kern-sohn.com/cgi-bin/cosmoshop/lshop.cgi?action=shopstart&ls=en
969-003R | Preparation for calibration | 1 | 1 | 22 | KERN | 969-003R | https://www.kern-sohn.com/cgi-bin/cosmoshop/lshop.cgi?action=shopstart&ls=en
969-006R | Preparation for calibration | 1 | 1 | 22 | KERN | 969-006R | https://www.kern-sohn.com/cgi-bin/cosmoshop/lshop.cgi?action=shopstart&ls=en
969-007R | Preparation for calibration | 1 | 1 | 22 | KERN | 969-007R | https://www.kern-sohn.com/cgi-bin/cosmoshop/lshop.cgi?action=shopstart&ls=en
969-000R | Preparation for calibration | 1 | 1 | 17.6 | KERN | 969-000R | https://www.kern-sohn.com/cgi-bin/cosmoshop/lshop.cgi?action=shopstart&ls=en
969-002R | Preparation for calibration | 1 | 1 | 17.6 | KERN | 969-002R | https://www.kern-sohn.com/cgi-bin/cosmoshop/lshop.cgi?action=shopstart&ls=en
969-009R | Preparation for calibration | 1 | 1 | 17.6 | KERN | 969-009R | https://www.kern-sohn.com/cgi-bin/cosmoshop/lshop.cgi?action=shopstart&ls=en
969-001R | Preparation for calibration | 1 | 1 | 3.3 | KERN | 969-001R | https://www.kern-sohn.com/cgi-bin/cosmoshop/lshop.cgi?action=shopstart&ls=en
969-008R | Preparation for calibration | 1 | 1 | 3.3 | KERN | 969-008R | https://www.kern-sohn.com/cgi-bin/cosmoshop/lshop.cgi?action=shopstart&ls=en
AC 08 | Pressure disc, Ø 49 mm, 2 pieces | 1 | 1 | 60.5 | KERN | AC 08 | https://www.kern-sohn.com/cgi-bin/cosmoshop/lshop.cgi?action=shopstart&ls=en
AC 08R | Pressure Disc, small | 1 | 1 | 60.5 | KERN | AC 08R | https://www.kern-sohn.com/cgi-bin/cosmoshop/lshop.cgi?action=shopstart&ls=en
CE P244022 | Pressure piece | 1 | 1 | 115.5 | KERN | CE P244022 | https://www.kern-sohn.com/cgi-bin/cosmoshop/lshop.cgi?action=shopstart&ls=en
CE P244012 | Pressure piece | 1 | 1 | 108.9 | KERN | CE P244012 | https://www.kern-sohn.com/cgi-bin/cosmoshop/lshop.cgi?action=shopstart&ls=en
CE P10330 | Pressure piece | 1 | 1 | 82.5 | KERN | CE P10330 | https://www.kern-sohn.com/cgi-bin/cosmoshop/lshop.cgi?action=shopstart&ls=en
CE P10350 | Pressure piece | 1 | 1 | 82.5 | KERN | CE P10350 | https://www.kern-sohn.com/cgi-bin/cosmoshop/lshop.cgi?action=shopstart&ls=en
285-890 | Pressure-Set | 1 | 1 | 88 | KERN | 285-890 | https://www.kern-sohn.com/cgi-bin/cosmoshop/lshop.cgi?action=shopstart&ls=en
281-890 | Pressure-Set | 1 | 1 | 79.2 | KERN | 281-890 | https://www.kern-sohn.com/cgi-bin/cosmoshop/lshop.cgi?action=shopstart&ls=en
AFH 06 | Presure plate | 1 | 1 | 121 | KERN | AFH 06 | https://www.kern-sohn.com/cgi-bin/cosmoshop/lshop.cgi?action=shopstart&ls=en
RFE 15K3M | Price computing balance | 1 | 1 | 291.5 | KERN | RFE 15K3M | https://www.kern-sohn.com/cgi-bin/cosmoshop/lshop.cgi?action=shopstart&ls=en
RFE 30K3M | Price computing balance | 1 | 1 | 291.5 | KERN | RFE 30K3M | https://www.kern-sohn.com/cgi-bin/cosmoshop/lshop.cgi?action=shopstart&ls=en
RFE 6K3M | Price computing balance | 1 | 1 | 291.5 | KERN | RFE 6K3M | https://www.kern-sohn.com/cgi-bin/cosmoshop/lshop.cgi?action=shopstart&ls=en
RIB 10K-3HM | Price computing balance | 1 | 1 | 247.5 | KERN | RIB 10K-3HM | https://www.kern-sohn.com/cgi-bin/cosmoshop/lshop.cgi?action=shopstart&ls=en
RIB 30K-2HM | Price computing balance | 1 | 1 | 247.5 | KERN | RIB 30K-2HM | https://www.kern-sohn.com/cgi-bin/cosmoshop/lshop.cgi?action=shopstart&ls=en
RIB 6K-3HM | Price computing balance | 1 | 1 | 247.5 | KERN | RIB 6K-3HM | https://www.kern-sohn.com/cgi-bin/cosmoshop/lshop.cgi?action=shopstart&ls=en
RPB 15K2DHM | Price computing balance | 1 | 1 | 242 | KERN | RPB 15K2DHM | https://www.kern-sohn.com/cgi-bin/cosmoshop/lshop.cgi?action=shopstart&ls=en
RPB 30K5DHM | Price computing balance | 1 | 1 | 242 | KERN | RPB 30K5DHM | https://www.kern-sohn.com/cgi-bin/cosmoshop/lshop.cgi?action=shopstart&ls=en
RPB 6K1DHM | Price computing balance | 1 | 1 | 242 | KERN | RPB 6K1DHM | https://www.kern-sohn.com/cgi-bin/cosmoshop/lshop.cgi?action=shopstart&ls=en
RPB 15K2DM | Price computing balance | 1 | 1 | 225.5 | KERN | RPB 15K2DM | https://www.kern-sohn.com/cgi-bin/cosmoshop/lshop.cgi?action=shopstart&ls=en
RPB 30K5DM | Price computing balance | 1 | 1 | 225.5 | KERN | RPB 30K5DM | https://www.kern-sohn.com/cgi-bin/cosmoshop/lshop.cgi?action=shopstart&ls=en
RPB 6K1DM | Price computing balance | 1 | 1 | 225.5 | KERN | RPB 6K1DM | https://www.kern-sohn.com/cgi-bin/cosmoshop/lshop.cgi?action=shopstart&ls=en
RIB 10K-3M | Price computing balance | 1 | 1 | 220 | KERN | RIB 10K-3M | https://www.kern-sohn.com/cgi-bin/cosmoshop/lshop.cgi?action=shopstart&ls=en
RIB 30K-2M | Price computing balance | 1 | 1 | 220 | KERN | RIB 30K-2M | https://www.kern-sohn.com/cgi-bin/cosmoshop/lshop.cgi?action=shopstart&ls=en
RIB 6K-3M | Price computing balance | 1 | 1 | 220 | KERN | RIB 6K-3M | https://www.kern-sohn.com/cgi-bin/cosmoshop/lshop.cgi?action=shopstart&ls=en
TYKG-01-AE | Printer | 1 | 1 | 605 | KERN | TYKG-01-AE | https://www.kern-sohn.com/cgi-bin/cosmoshop/lshop.cgi?action=shopstart&ls=en
YKG-01 | Printer | 1 | 1 | 605 | KERN | YKG-01 | https://www.kern-sohn.com/cgi-bin/cosmoshop/lshop.cgi?action=shopstart&ls=en
TYKH-01-AE | Printer | 1 | 1 | 407 | KERN | TYKH-01-AE | https://www.kern-sohn.com/cgi-bin/cosmoshop/lshop.cgi?action=shopstart&ls=en
YKH-01 | Printer | 1 | 1 | 407 | KERN | YKH-01 | https://www.kern-sohn.com/cgi-bin/cosmoshop/lshop.cgi?action=shopstart&ls=en
SD-A10 | Printer paper | 1 | 1 | 38.5 | KERN | SD-A10 | https://www.kern-sohn.com/cgi-bin/cosmoshop/lshop.cgi?action=shopstart&ls=en
ORA-A1101 | Prism coverplate with LED | 1 | 1 | 20.9 | KERN | ORA-A1101 | https://www.kern-sohn.com/cgi-bin/cosmoshop/lshop.cgi?action=shopstart&ls=en
ORF-A1005 | Prism lid | 1 | 1 | 27.5 | KERN | ORF-A1005 | https://www.kern-sohn.com/cgi-bin/cosmoshop/lshop.cgi?action=shopstart&ls=en
965-241 | Produce of a type label | 1 | 1 | 66 | KERN | 965-241 | https://www.kern-sohn.com/cgi-bin/cosmoshop/lshop.cgi?action=shopstart&ls=en
965-240 | proof of compatibibility | 1 | 1 | 49.5 | KERN | 965-240 | https://www.kern-sohn.com/cgi-bin/cosmoshop/lshop.cgi?action=shopstart&ls=en
ABS-A08 | Protective dust cover | 1 | 1 | 33 | KERN | ABS-A08 | https://www.kern-sohn.com/cgi-bin/cosmoshop/lshop.cgi?action=shopstart&ls=en
ABT-A02S05 | Protective working cover | 1 | 1 | 44 | KERN | ABT-A02S05 | https://www.kern-sohn.com/cgi-bin/cosmoshop/lshop.cgi?action=shopstart&ls=en
ADB-A | Protective working cover | 1 | 1 | 44 | KERN | ADB-A | https://www.kern-sohn.com/cgi-bin/cosmoshop/lshop.cgi?action=shopstart&ls=en
ADB-A01S05 | Protective working cover | 1 | 1 | 44 | KERN | ADB-A01S05 | https://www.kern-sohn.com/cgi-bin/cosmoshop/lshop.cgi?action=shopstart&ls=en
PCD-A05S05 | Protective working cover | 1 | 1 | 44 | KERN | PCD-A05S05 | https://www.kern-sohn.com/cgi-bin/cosmoshop/lshop.cgi?action=shopstart&ls=en
PFB-A12S05 | Protective working cover | 1 | 1 | 44 | KERN | PFB-A12S05 | https://www.kern-sohn.com/cgi-bin/cosmoshop/lshop.cgi?action=shopstart&ls=en
YBA-A06S05 | Protective working cover | 1 | 1 | 44 | KERN | YBA-A06S05 | https://www.kern-sohn.com/cgi-bin/cosmoshop/lshop.cgi?action=shopstart&ls=en
ACS-A02 | Protective working cover | 1 | 1 | 33 | KERN | ACS-A02 | https://www.kern-sohn.com/cgi-bin/cosmoshop/lshop.cgi?action=shopstart&ls=en
KFB-A02 | Protective working cover | 1 | 1 | 33 | KERN | KFB-A02 | https://www.kern-sohn.com/cgi-bin/cosmoshop/lshop.cgi?action=shopstart&ls=en
MPE-A01 | Protective working cover | 1 | 1 | 33 | KERN | MPE-A01 | https://www.kern-sohn.com/cgi-bin/cosmoshop/lshop.cgi?action=shopstart&ls=en
PLJ-A01 | Protective working cover | 1 | 1 | 33 | KERN | PLJ-A01 | https://www.kern-sohn.com/cgi-bin/cosmoshop/lshop.cgi?action=shopstart&ls=en
PNJ-A01. | Protective working cover | 1 | 1 | 33 | KERN | PNJ-A01. | https://www.kern-sohn.com/cgi-bin/cosmoshop/lshop.cgi?action=shopstart&ls=en
PBS-A02 | Protective Working Cover | 1 | 1 | 29.7 | KERN | PBS-A02 | https://www.kern-sohn.com/cgi-bin/cosmoshop/lshop.cgi?action=shopstart&ls=en
ABT-A02 | Protective working cover | 1 | 1 | 28.6 | KERN | ABT-A02 | https://www.kern-sohn.com/cgi-bin/cosmoshop/lshop.cgi?action=shopstart&ls=en
474-903 | Protective working cover | 1 | 1 | 27.5 | KERN | 474-903 | https://www.kern-sohn.com/cgi-bin/cosmoshop/lshop.cgi?action=shopstart&ls=en
ADB-A01 | Protective working cover | 1 | 1 | 27.5 | KERN | ADB-A01 | https://www.kern-sohn.com/cgi-bin/cosmoshop/lshop.cgi?action=shopstart&ls=en
ALJ-A01 | Protective working cover | 1 | 1 | 27.5 | KERN | ALJ-A01 | https://www.kern-sohn.com/cgi-bin/cosmoshop/lshop.cgi?action=shopstart&ls=en
ALS-A02 | Protective Working Cover | 1 | 1 | 27.5 | KERN | ALS-A02 | https://www.kern-sohn.com/cgi-bin/cosmoshop/lshop.cgi?action=shopstart&ls=en
EOB-A04B | Protective working cover | 1 | 1 | 27.5 | KERN | EOB-A04B | https://www.kern-sohn.com/cgi-bin/cosmoshop/lshop.cgi?action=shopstart&ls=en
EOC-A01 | Protective working cover | 1 | 1 | 27.5 | KERN | EOC-A01 | https://www.kern-sohn.com/cgi-bin/cosmoshop/lshop.cgi?action=shopstart&ls=en
EWJ-A04 | Protective working cover | 1 | 1 | 27.5 | KERN | EWJ-A04 | https://www.kern-sohn.com/cgi-bin/cosmoshop/lshop.cgi?action=shopstart&ls=en
FCF-A01 | Protective working cover | 1 | 1 | 27.5 | KERN | FCF-A01 | https://www.kern-sohn.com/cgi-bin/cosmoshop/lshop.cgi?action=shopstart&ls=en
FOB-A12 | Protective working cover | 1 | 1 | 27.5 | KERN | FOB-A12 | https://www.kern-sohn.com/cgi-bin/cosmoshop/lshop.cgi?action=shopstart&ls=en
FOB-A13 | Protective working cover | 1 | 1 | 27.5 | KERN | FOB-A13 | https://www.kern-sohn.com/cgi-bin/cosmoshop/lshop.cgi?action=shopstart&ls=en
KXS-A07 | Protective working cover | 1 | 1 | 27.5 | KERN | KXS-A07 | https://www.kern-sohn.com/cgi-bin/cosmoshop/lshop.cgi?action=shopstart&ls=en
PBS-A01 | Protective Working Cover | 1 | 1 | 27.5 | KERN | PBS-A01 | https://www.kern-sohn.com/cgi-bin/cosmoshop/lshop.cgi?action=shopstart&ls=en
PCB-A02 | Protective working cover | 1 | 1 | 27.5 | KERN | PCB-A02 | https://www.kern-sohn.com/cgi-bin/cosmoshop/lshop.cgi?action=shopstart&ls=en
PCB-A03 | Protective working cover | 1 | 1 | 27.5 | KERN | PCB-A03 | https://www.kern-sohn.com/cgi-bin/cosmoshop/lshop.cgi?action=shopstart&ls=en
PCB-A04 | Protective working cover | 1 | 1 | 27.5 | KERN | PCB-A04 | https://www.kern-sohn.com/cgi-bin/cosmoshop/lshop.cgi?action=shopstart&ls=en
PCB-A05 | Protective working cover | 1 | 1 | 27.5 | KERN | PCB-A05 | https://www.kern-sohn.com/cgi-bin/cosmoshop/lshop.cgi?action=shopstart&ls=en
PCD-A05 | Protective working cover | 1 | 1 | 27.5 | KERN | PCD-A05 | https://www.kern-sohn.com/cgi-bin/cosmoshop/lshop.cgi?action=shopstart&ls=en
PFB-A12 | Protective working cover | 1 | 1 | 27.5 | KERN | PFB-A12 | https://www.kern-sohn.com/cgi-bin/cosmoshop/lshop.cgi?action=shopstart&ls=en
PLE-A01 | Protective working cover | 1 | 1 | 27.5 | KERN | PLE-A01 | https://www.kern-sohn.com/cgi-bin/cosmoshop/lshop.cgi?action=shopstart&ls=en
RFC-A02 | Protective working cover | 1 | 1 | 27.5 | KERN | RFC-A02 | https://www.kern-sohn.com/cgi-bin/cosmoshop/lshop.cgi?action=shopstart&ls=en
RIB-A01 | Protective working cover | 1 | 1 | 27.5 | KERN | RIB-A01 | https://www.kern-sohn.com/cgi-bin/cosmoshop/lshop.cgi?action=shopstart&ls=en
VFB-A01 | Protective Working Cover | 1 | 1 | 27.5 | KERN | VFB-A01 | https://www.kern-sohn.com/cgi-bin/cosmoshop/lshop.cgi?action=shopstart&ls=en
YBA-A06 | Protective working cover | 1 | 1 | 27.5 | KERN | YBA-A06 | https://www.kern-sohn.com/cgi-bin/cosmoshop/lshop.cgi?action=shopstart&ls=en
MBC-A06 | Protective working cover (1 pieces ) | 1 | 1 | 27.5 | KERN | MBC-A06 | https://www.kern-sohn.com/cgi-bin/cosmoshop/lshop.cgi?action=shopstart&ls=en
DBS-A03 | Protective working cover (5 pieces ) | 1 | 1 | 33 | KERN | DBS-A03 | https://www.kern-sohn.com/cgi-bin/cosmoshop/lshop.cgi?action=shopstart&ls=en
YBA-A10 | Protective working cover (5 pieces ) | 1 | 1 | 27.5 | KERN | YBA-A10 | https://www.kern-sohn.com/cgi-bin/cosmoshop/lshop.cgi?action=shopstart&ls=en
EG-A09S05 | Protective working cover over keyboard and housing | 1 | 1 | 44 | KERN | EG-A09S05 | https://www.kern-sohn.com/cgi-bin/cosmoshop/lshop.cgi?action=shopstart&ls=en
EG-A02 | Protective working cover over keyboard and housing | 1 | 1 | 33 | KERN | EG-A02 | https://www.kern-sohn.com/cgi-bin/cosmoshop/lshop.cgi?action=shopstart&ls=en
EG-A05 | Protective working cover over keyboard and housing | 1 | 1 | 33 | KERN | EG-A05 | https://www.kern-sohn.com/cgi-bin/cosmoshop/lshop.cgi?action=shopstart&ls=en
EG-A09 | Protective working cover over keyboard and housing | 1 | 1 | 33 | KERN | EG-A09 | https://www.kern-sohn.com/cgi-bin/cosmoshop/lshop.cgi?action=shopstart&ls=en
FKB-A02 | Protective working cover over keyboard and housing | 1 | 1 | 33 | KERN | FKB-A02 | https://www.kern-sohn.com/cgi-bin/cosmoshop/lshop.cgi?action=shopstart&ls=en
440-210-002 | Protective working cover over keyboard and housing | 1 | 1 | 28.6 | KERN | 440-210-002 | https://www.kern-sohn.com/cgi-bin/cosmoshop/lshop.cgi?action=shopstart&ls=en
440-330-002 | Protective working cover over keyboard and housing | 1 | 1 | 28.6 | KERN | 440-330-002 | https://www.kern-sohn.com/cgi-bin/cosmoshop/lshop.cgi?action=shopstart&ls=en
440-450-002 | Protective working cover over keyboard and housing | 1 | 1 | 28.6 | KERN | 440-450-002 | https://www.kern-sohn.com/cgi-bin/cosmoshop/lshop.cgi?action=shopstart&ls=en
440-530-002 | Protective working cover over keyboard and housing | 1 | 1 | 28.6 | KERN | 440-530-002 | https://www.kern-sohn.com/cgi-bin/cosmoshop/lshop.cgi?action=shopstart&ls=en
572-A02 | Protective working cover over keyboard and housing | 1 | 1 | 27.5 | KERN | 572-A02 | https://www.kern-sohn.com/cgi-bin/cosmoshop/lshop.cgi?action=shopstart&ls=en
CFS-A02 | Protective working cover over keyboard and housing | 1 | 1 | 27.5 | KERN | CFS-A02 | https://www.kern-sohn.com/cgi-bin/cosmoshop/lshop.cgi?action=shopstart&ls=en
CXB-A01 | Protective working cover over keyboard and housing | 1 | 1 | 27.5 | KERN | CXB-A01 | https://www.kern-sohn.com/cgi-bin/cosmoshop/lshop.cgi?action=shopstart&ls=en
FCB-A02 | Protective working cover over keyboard and housing | 1 | 1 | 27.5 | KERN | FCB-A02 | https://www.kern-sohn.com/cgi-bin/cosmoshop/lshop.cgi?action=shopstart&ls=en
FOB-A05 | Protective working cover over keyboard and housing | 1 | 1 | 27.5 | KERN | FOB-A05 | https://www.kern-sohn.com/cgi-bin/cosmoshop/lshop.cgi?action=shopstart&ls=en
FOB-A06 | Protective working cover over keyboard and housing | 1 | 1 | 27.5 | KERN | FOB-A06 | https://www.kern-sohn.com/cgi-bin/cosmoshop/lshop.cgi?action=shopstart&ls=en
FOB-A11 | Protective working cover over keyboard and housing | 1 | 1 | 27.5 | KERN | FOB-A11 | https://www.kern-sohn.com/cgi-bin/cosmoshop/lshop.cgi?action=shopstart&ls=en
IKT-A01 | Protective working cover over keyboard and housing | 1 | 1 | 27.5 | KERN | IKT-A01 | https://www.kern-sohn.com/cgi-bin/cosmoshop/lshop.cgi?action=shopstart&ls=en
RFB-A01 | Protective working cover over keyboard and housing | 1 | 1 | 27.5 | KERN | RFB-A01 | https://www.kern-sohn.com/cgi-bin/cosmoshop/lshop.cgi?action=shopstart&ls=en
DE-A12 | Protective working cover over the display device | 1 | 1 | 27.5 | KERN | DE-A12 | https://www.kern-sohn.com/cgi-bin/cosmoshop/lshop.cgi?action=shopstart&ls=en
EOB-A02 | Protective working cover over the display device | 1 | 1 | 27.5 | KERN | EOB-A02 | https://www.kern-sohn.com/cgi-bin/cosmoshop/lshop.cgi?action=shopstart&ls=en
OBB-A1320 | Quartz wedge | 1 | 1 | 264 | KERN | OBB-A1320 | https://www.kern-sohn.com/cgi-bin/cosmoshop/lshop.cgi?action=shopstart&ls=en
OBB-A1321 | Quartz wedge | 1 | 1 | 264 | KERN | OBB-A1321 | https://www.kern-sohn.com/cgi-bin/cosmoshop/lshop.cgi?action=shopstart&ls=en
AC 38 | Quick clamps | 1 | 1 | 1111 | KERN | AC 38 | https://www.kern-sohn.com/cgi-bin/cosmoshop/lshop.cgi?action=shopstart&ls=en
AD 0500 | Quick release lever | 1 | 1 | 297 | KERN | AD 0500 | https://www.kern-sohn.com/cgi-bin/cosmoshop/lshop.cgi?action=shopstart&ls=en
BFS-A11 | Ramp | 1 | 1 | 550 | KERN | BFS-A11 | https://www.kern-sohn.com/cgi-bin/cosmoshop/lshop.cgi?action=shopstart&ls=en
KFB-A01 | Rechargeable battery for KFB-TM | 1 | 1 | 38.5 | KERN | KFB-A01 | https://www.kern-sohn.com/cgi-bin/cosmoshop/lshop.cgi?action=shopstart&ls=en
KFB-A01E | Rechargeable battery for KFB-TM | 1 | 1 | 38.5 | KERN | KFB-A01E | https://www.kern-sohn.com/cgi-bin/cosmoshop/lshop.cgi?action=shopstart&ls=en
MBC-A03 | Rechargeable battery pack | 1 | 1 | 60.5 | KERN | MBC-A03 | https://www.kern-sohn.com/cgi-bin/cosmoshop/lshop.cgi?action=shopstart&ls=en
HFM-A01 | Rechargeable battery pack | 1 | 1 | 55 | KERN | HFM-A01 | https://www.kern-sohn.com/cgi-bin/cosmoshop/lshop.cgi?action=shopstart&ls=en
NDE-A02 | Rechargeable battery pack | 1 | 1 | 55 | KERN | NDE-A02 | https://www.kern-sohn.com/cgi-bin/cosmoshop/lshop.cgi?action=shopstart&ls=en
VFB-A02 | Rechargeable battery pack | 1 | 1 | 55 | KERN | VFB-A02 | https://www.kern-sohn.com/cgi-bin/cosmoshop/lshop.cgi?action=shopstart&ls=en
GAB-A04 | Rechargeable battery pack | 1 | 1 | 44 | KERN | GAB-A04 | https://www.kern-sohn.com/cgi-bin/cosmoshop/lshop.cgi?action=shopstart&ls=en
GAB-A04E | Rechargeable battery pack | 1 | 1 | 44 | KERN | GAB-A04E | https://www.kern-sohn.com/cgi-bin/cosmoshop/lshop.cgi?action=shopstart&ls=en
WTB-A01N | Rechargeable battery pack | 1 | 1 | 38.5 | KERN | WTB-A01N | https://www.kern-sohn.com/cgi-bin/cosmoshop/lshop.cgi?action=shopstart&ls=en
HFD-A04 | Rechargeable battery pack (Li-Ion, 7,4V,5200mAh) | 1 | 1 | 121 | KERN | HFD-A04 | https://www.kern-sohn.com/cgi-bin/cosmoshop/lshop.cgi?action=shopstart&ls=en
HCD-A01 | Rechargeable battery pack (NiMH) | 1 | 1 | 55 | KERN | HCD-A01 | https://www.kern-sohn.com/cgi-bin/cosmoshop/lshop.cgi?action=shopstart&ls=en
HFA-A01 | Rechargeable battery pack (NiMH, 3.7 V 1600mAh) | 1 | 1 | 44 | KERN | HFA-A01 | https://www.kern-sohn.com/cgi-bin/cosmoshop/lshop.cgi?action=shopstart&ls=en
HFC-A01 | Rechargeable battery pack (NiMH, 7.2 V 2000 mAh) | 1 | 1 | 66 | KERN | HFC-A01 | https://www.kern-sohn.com/cgi-bin/cosmoshop/lshop.cgi?action=shopstart&ls=en
HFB-A01 | Rechargeable battery pack (Pb, 6 V, 1.2 Ah) | 1 | 1 | 44 | KERN | HFB-A01 | https://www.kern-sohn.com/cgi-bin/cosmoshop/lshop.cgi?action=shopstart&ls=en
HFD-A04 | Rechargeable battery pack (Li-Ion) | 1 | 1 | 121 | KERN | HFD-A04 | https://www.kern-sohn.com/cgi-bin/cosmoshop/lshop.cgi?action=shopstart&ls=en
MBC-A08 | Rechargeable battery pack 7,2 V (NiMH, 6 x 1.2... | 1 | 1 | 59.4 | KERN | MBC-A08 | https://www.kern-sohn.com/cgi-bin/cosmoshop/lshop.cgi?action=shopstart&ls=en
MBC-A08A | Rechargeable battery pack 7,2 V (NiMH, 6 x 1.2... | 1 | 1 | 59.4 | KERN | MBC-A08A | https://www.kern-sohn.com/cgi-bin/cosmoshop/lshop.cgi?action=shopstart&ls=en
MBC-A08E | Rechargeable battery pack 7,2 V (NiMH, 6 x 1.2... | 1 | 1 | 59.4 | KERN | MBC-A08E | https://www.kern-sohn.com/cgi-bin/cosmoshop/lshop.cgi?action=shopstart&ls=en
KS-A01 | Rechargeable battery pack - external | 1 | 1 | 176 | KERN | KS-A01 | https://www.kern-sohn.com/cgi-bin/cosmoshop/lshop.cgi?action=shopstart&ls=en
PES-A01 | Rechargeable battery pack, internal | 1 | 1 | 671 | KERN | PES-A01 | https://www.kern-sohn.com/cgi-bin/cosmoshop/lshop.cgi?action=shopstart&ls=en
PES-A01E | Rechargeable battery pack, internal | 1 | 1 | 671 | KERN | PES-A01E | https://www.kern-sohn.com/cgi-bin/cosmoshop/lshop.cgi?action=shopstart&ls=en
EG-A04 | Rechargeable battery pack, internal | 1 | 1 | 121 | KERN | EG-A04 | https://www.kern-sohn.com/cgi-bin/cosmoshop/lshop.cgi?action=shopstart&ls=en
EG-A04E | Rechargeable battery pack, internal | 1 | 1 | 121 | KERN | EG-A04E | https://www.kern-sohn.com/cgi-bin/cosmoshop/lshop.cgi?action=shopstart&ls=en
EG-A06 | Rechargeable battery pack, internal | 1 | 1 | 121 | KERN | EG-A06 | https://www.kern-sohn.com/cgi-bin/cosmoshop/lshop.cgi?action=shopstart&ls=en
EG-A06E | Rechargeable battery pack, internal | 1 | 1 | 121 | KERN | EG-A06E | https://www.kern-sohn.com/cgi-bin/cosmoshop/lshop.cgi?action=shopstart&ls=en
PCB-A01 | Rechargeable battery pack, internal | 1 | 1 | 82.5 | KERN | PCB-A01 | https://www.kern-sohn.com/cgi-bin/cosmoshop/lshop.cgi?action=shopstart&ls=en
FOB-A08 | Rechargeable battery pack, internal | 1 | 1 | 60.5 | KERN | FOB-A08 | https://www.kern-sohn.com/cgi-bin/cosmoshop/lshop.cgi?action=shopstart&ls=en
FOB-A08E | Rechargeable battery pack, internal | 1 | 1 | 60.5 | KERN | FOB-A08E | https://www.kern-sohn.com/cgi-bin/cosmoshop/lshop.cgi?action=shopstart&ls=en
FCB-A01 | Rechargeable battery pack, internal | 1 | 1 | 55 | KERN | FCB-A01 | https://www.kern-sohn.com/cgi-bin/cosmoshop/lshop.cgi?action=shopstart&ls=en
KB-A01N | Rechargeable battery pack, internal | 1 | 1 | 55 | KERN | KB-A01N | https://www.kern-sohn.com/cgi-bin/cosmoshop/lshop.cgi?action=shopstart&ls=en
PCD-A04 | Rechargeable battery pack, internal | 1 | 1 | 55 | KERN | PCD-A04 | https://www.kern-sohn.com/cgi-bin/cosmoshop/lshop.cgi?action=shopstart&ls=en
FCB-A03B | Rechargeable battery pack, internal | 1 | 1 | 49.5 | KERN | FCB-A03B | https://www.kern-sohn.com/cgi-bin/cosmoshop/lshop.cgi?action=shopstart&ls=en
FOB-A07 | Rechargeable battery pack, internal | 1 | 1 | 49.5 | KERN | FOB-A07 | https://www.kern-sohn.com/cgi-bin/cosmoshop/lshop.cgi?action=shopstart&ls=en
AFM 05 | Reducing sleeve | 1 | 1 | 16.5 | KERN | AFM 05 | https://www.kern-sohn.com/cgi-bin/cosmoshop/lshop.cgi?action=shopstart&ls=en
AFM 06 | Reducing sleeve | 1 | 1 | 16.5 | KERN | AFM 06 | https://www.kern-sohn.com/cgi-bin/cosmoshop/lshop.cgi?action=shopstart&ls=en
AFM 08 | Reducing thread | 1 | 1 | 16.5 | KERN | AFM 08 | https://www.kern-sohn.com/cgi-bin/cosmoshop/lshop.cgi?action=shopstart&ls=en
AFM 14 | Reducing thread | 1 | 1 | 16.5 | KERN | AFM 14 | https://www.kern-sohn.com/cgi-bin/cosmoshop/lshop.cgi?action=shopstart&ls=en
AFM 17 | Reduziergewinde | 1 | 1 | 16.5 | KERN | AFM 17 | https://www.kern-sohn.com/cgi-bin/cosmoshop/lshop.cgi?action=shopstart&ls=en
AFM 18 | Reduziergewinde | 1 | 1 | 16.5 | KERN | AFM 18 | https://www.kern-sohn.com/cgi-bin/cosmoshop/lshop.cgi?action=shopstart&ls=en
AFM 76 | Reduzierhülse | 1 | 1 | 93.5 | KERN | AFM 76 | https://www.kern-sohn.com/cgi-bin/cosmoshop/lshop.cgi?action=shopstart&ls=en
AFM 04 | Reduzierhülse | 1 | 1 | 16.5 | KERN | AFM 04 | https://www.kern-sohn.com/cgi-bin/cosmoshop/lshop.cgi?action=shopstart&ls=en
ORA 1RE | Refractometer analog | 1 | 1 | 324.5 | KERN | ORA 1RE | https://www.kern-sohn.com/cgi-bin/cosmoshop/lshop.cgi?action=shopstart&ls=en
ORA 90BE | Refractometer analog | 1 | 1 | 324.5 | KERN | ORA 90BE | https://www.kern-sohn.com/cgi-bin/cosmoshop/lshop.cgi?action=shopstart&ls=en
ORA 80BE | Refractometer analog | 1 | 1 | 154 | KERN | ORA 80BE | https://www.kern-sohn.com/cgi-bin/cosmoshop/lshop.cgi?action=shopstart&ls=en
ORA 6HB | Refractometer analog | 1 | 1 | 104.5 | KERN | ORA 6HB | https://www.kern-sohn.com/cgi-bin/cosmoshop/lshop.cgi?action=shopstart&ls=en
ORA 3HB | Refractometer analog | 1 | 1 | 93.5 | KERN | ORA 3HB | https://www.kern-sohn.com/cgi-bin/cosmoshop/lshop.cgi?action=shopstart&ls=en
ORA 4RR | Refractometer analog | 1 | 1 | 93.5 | KERN | ORA 4RR | https://www.kern-sohn.com/cgi-bin/cosmoshop/lshop.cgi?action=shopstart&ls=en
ORA 10BB | Refractometer analog | 1 | 1 | 88 | KERN | ORA 10BB | https://www.kern-sohn.com/cgi-bin/cosmoshop/lshop.cgi?action=shopstart&ls=en
ORA 18BB | Refractometer analog | 1 | 1 | 88 | KERN | ORA 18BB | https://www.kern-sohn.com/cgi-bin/cosmoshop/lshop.cgi?action=shopstart&ls=en
ORA 1AB | Refractometer analog | 1 | 1 | 88 | KERN | ORA 1AB | https://www.kern-sohn.com/cgi-bin/cosmoshop/lshop.cgi?action=shopstart&ls=en
ORA 1SB | Refractometer analog | 1 | 1 | 88 | KERN | ORA 1SB | https://www.kern-sohn.com/cgi-bin/cosmoshop/lshop.cgi?action=shopstart&ls=en
ORA 1UB | Refractometer analog | 1 | 1 | 88 | KERN | ORA 1UB | https://www.kern-sohn.com/cgi-bin/cosmoshop/lshop.cgi?action=shopstart&ls=en
ORA 1WB | Refractometer analog | 1 | 1 | 88 | KERN | ORA 1WB | https://www.kern-sohn.com/cgi-bin/cosmoshop/lshop.cgi?action=shopstart&ls=en
ORA 20BB | Refractometer analog | 1 | 1 | 88 | KERN | ORA 20BB | https://www.kern-sohn.com/cgi-bin/cosmoshop/lshop.cgi?action=shopstart&ls=en
ORA 2AB | Refractometer analog | 1 | 1 | 88 | KERN | ORA 2AB | https://www.kern-sohn.com/cgi-bin/cosmoshop/lshop.cgi?action=shopstart&ls=en
ORA 2PB | Refractometer analog | 1 | 1 | 88 | KERN | ORA 2PB | https://www.kern-sohn.com/cgi-bin/cosmoshop/lshop.cgi?action=shopstart&ls=en
ORA 2SB | Refractometer analog | 1 | 1 | 88 | KERN | ORA 2SB | https://www.kern-sohn.com/cgi-bin/cosmoshop/lshop.cgi?action=shopstart&ls=en
ORA 32BB | Refractometer analog | 1 | 1 | 88 | KERN | ORA 32BB | https://www.kern-sohn.com/cgi-bin/cosmoshop/lshop.cgi?action=shopstart&ls=en
ORA 3SB | Refractometer analog | 1 | 1 | 88 | KERN | ORA 3SB | https://www.kern-sohn.com/cgi-bin/cosmoshop/lshop.cgi?action=shopstart&ls=en
ORA 3WB | Refractometer analog | 1 | 1 | 88 | KERN | ORA 3WB | https://www.kern-sohn.com/cgi-bin/cosmoshop/lshop.cgi?action=shopstart&ls=en
ORA 4FB | Refractometer analog | 1 | 1 | 88 | KERN | ORA 4FB | https://www.kern-sohn.com/cgi-bin/cosmoshop/lshop.cgi?action=shopstart&ls=en
ORA 4UB | Refractometer analog | 1 | 1 | 88 | KERN | ORA 4UB | https://www.kern-sohn.com/cgi-bin/cosmoshop/lshop.cgi?action=shopstart&ls=en
ORA 5PB | Refractometer analog | 1 | 1 | 88 | KERN | ORA 5PB | https://www.kern-sohn.com/cgi-bin/cosmoshop/lshop.cgi?action=shopstart&ls=en
ORA 62BB | Refractometer analog | 1 | 1 | 88 | KERN | ORA 62BB | https://www.kern-sohn.com/cgi-bin/cosmoshop/lshop.cgi?action=shopstart&ls=en
ORA 7WB | Refractometer analog | 1 | 1 | 88 | KERN | ORA 7WB | https://www.kern-sohn.com/cgi-bin/cosmoshop/lshop.cgi?action=shopstart&ls=en
ORA 80BB | Refractometer analog | 1 | 1 | 88 | KERN | ORA 80BB | https://www.kern-sohn.com/cgi-bin/cosmoshop/lshop.cgi?action=shopstart&ls=en
ORA 82BB | Refractometer analog | 1 | 1 | 88 | KERN | ORA 82BB | https://www.kern-sohn.com/cgi-bin/cosmoshop/lshop.cgi?action=shopstart&ls=en
ORT 1RS | Refractometer analog (Abbe) | 1 | 1 | 759 | KERN | ORT 1RS | https://www.kern-sohn.com/cgi-bin/cosmoshop/lshop.cgi?action=shopstart&ls=en
ORA 6HA | Refractometer analog (ATC) | 1 | 1 | 110 | KERN | ORA 6HA | https://www.kern-sohn.com/cgi-bin/cosmoshop/lshop.cgi?action=shopstart&ls=en
ORA 3HA | Refractometer analog (ATC) | 1 | 1 | 99 | KERN | ORA 3HA | https://www.kern-sohn.com/cgi-bin/cosmoshop/lshop.cgi?action=shopstart&ls=en
ORA 10BA | Refractometer analog (ATC) | 1 | 1 | 93.5 | KERN | ORA 10BA | https://www.kern-sohn.com/cgi-bin/cosmoshop/lshop.cgi?action=shopstart&ls=en
ORA 1SA | Refractometer analog (ATC) | 1 | 1 | 93.5 | KERN | ORA 1SA | https://www.kern-sohn.com/cgi-bin/cosmoshop/lshop.cgi?action=shopstart&ls=en
ORA 1UA | Refractometer analog (ATC) | 1 | 1 | 93.5 | KERN | ORA 1UA | https://www.kern-sohn.com/cgi-bin/cosmoshop/lshop.cgi?action=shopstart&ls=en
ORA 1WA | Refractometer analog (ATC) | 1 | 1 | 93.5 | KERN | ORA 1WA | https://www.kern-sohn.com/cgi-bin/cosmoshop/lshop.cgi?action=shopstart&ls=en
ORA 20BA | Refractometer analog (ATC) | 1 | 1 | 93.5 | KERN | ORA 20BA | https://www.kern-sohn.com/cgi-bin/cosmoshop/lshop.cgi?action=shopstart&ls=en
ORA 2PA | Refractometer analog (ATC) | 1 | 1 | 93.5 | KERN | ORA 2PA | https://www.kern-sohn.com/cgi-bin/cosmoshop/lshop.cgi?action=shopstart&ls=en
ORA 2SA | Refractometer analog (ATC) | 1 | 1 | 93.5 | KERN | ORA 2SA | https://www.kern-sohn.com/cgi-bin/cosmoshop/lshop.cgi?action=shopstart&ls=en
ORA 32BA | Refractometer analog (ATC) | 1 | 1 | 93.5 | KERN | ORA 32BA | https://www.kern-sohn.com/cgi-bin/cosmoshop/lshop.cgi?action=shopstart&ls=en
ORA 3SA | Refractometer analog (ATC) | 1 | 1 | 93.5 | KERN | ORA 3SA | https://www.kern-sohn.com/cgi-bin/cosmoshop/lshop.cgi?action=shopstart&ls=en
ORA 3WA | Refractometer analog (ATC) | 1 | 1 | 93.5 | KERN | ORA 3WA | https://www.kern-sohn.com/cgi-bin/cosmoshop/lshop.cgi?action=shopstart&ls=en
ORA 4FA | Refractometer analog (ATC) | 1 | 1 | 93.5 | KERN | ORA 4FA | https://www.kern-sohn.com/cgi-bin/cosmoshop/lshop.cgi?action=shopstart&ls=en
ORA 4UA | Refractometer analog (ATC) | 1 | 1 | 93.5 | KERN | ORA 4UA | https://www.kern-sohn.com/cgi-bin/cosmoshop/lshop.cgi?action=shopstart&ls=en
ORA 62BA | Refractometer analog (ATC) | 1 | 1 | 93.5 | KERN | ORA 62BA | https://www.kern-sohn.com/cgi-bin/cosmoshop/lshop.cgi?action=shopstart&ls=en
ORA 7WA | Refractometer analog (ATC) | 1 | 1 | 93.5 | KERN | ORA 7WA | https://www.kern-sohn.com/cgi-bin/cosmoshop/lshop.cgi?action=shopstart&ls=en
ORA 1GG | Refractometer analog (Gem) | 1 | 1 | 247.5 | KERN | ORA 1GG | https://www.kern-sohn.com/cgi-bin/cosmoshop/lshop.cgi?action=shopstart&ls=en
ORF 1RS | Refractometer digital | 1 | 1 | 473 | KERN | ORF 1RS | https://www.kern-sohn.com/cgi-bin/cosmoshop/lshop.cgi?action=shopstart&ls=en
ORF 85BM | Refractometer digital | 1 | 1 | 434.5 | KERN | ORF 85BM | https://www.kern-sohn.com/cgi-bin/cosmoshop/lshop.cgi?action=shopstart&ls=en
ORF 92BM | Refractometer digital | 1 | 1 | 407 | KERN | ORF 92BM | https://www.kern-sohn.com/cgi-bin/cosmoshop/lshop.cgi?action=shopstart&ls=en
ORF 92HM | Refractometer digital | 1 | 1 | 407 | KERN | ORF 92HM | https://www.kern-sohn.com/cgi-bin/cosmoshop/lshop.cgi?action=shopstart&ls=en
ORF 1PM | Refractometer digital | 1 | 1 | 374 | KERN | ORF 1PM | https://www.kern-sohn.com/cgi-bin/cosmoshop/lshop.cgi?action=shopstart&ls=en
ORF 2UM | Refractometer digital | 1 | 1 | 374 | KERN | ORF 2UM | https://www.kern-sohn.com/cgi-bin/cosmoshop/lshop.cgi?action=shopstart&ls=en
ORF 2WM | Refractometer digital | 1 | 1 | 374 | KERN | ORF 2WM | https://www.kern-sohn.com/cgi-bin/cosmoshop/lshop.cgi?action=shopstart&ls=en
ORF 3SM | Refractometer digital | 1 | 1 | 374 | KERN | ORF 3SM | https://www.kern-sohn.com/cgi-bin/cosmoshop/lshop.cgi?action=shopstart&ls=en
ORF 45BM | Refractometer digital | 1 | 1 | 374 | KERN | ORF 45BM | https://www.kern-sohn.com/cgi-bin/cosmoshop/lshop.cgi?action=shopstart&ls=en
ORF 5UM | Refractometer digital | 1 | 1 | 374 | KERN | ORF 5UM | https://www.kern-sohn.com/cgi-bin/cosmoshop/lshop.cgi?action=shopstart&ls=en
ORF 6US | Refractometer digital | 1 | 1 | 374 | KERN | ORF 6US | https://www.kern-sohn.com/cgi-bin/cosmoshop/lshop.cgi?action=shopstart&ls=en
ORF 45BE | Refractometer digital (Eco) | 1 | 1 | 319 | KERN | ORF 45BE | https://www.kern-sohn.com/cgi-bin/cosmoshop/lshop.cgi?action=shopstart&ls=en
ORF 45RE | Refractometer digital (Eco) | 1 | 1 | 319 | KERN | ORF 45RE | https://www.kern-sohn.com/cgi-bin/cosmoshop/lshop.cgi?action=shopstart&ls=en
AFH-02 | Relay board | 1 | 1 | 374 | KERN | AFH-02 | https://www.kern-sohn.com/cgi-bin/cosmoshop/lshop.cgi?action=shopstart&ls=en
PES-A02 | Relay contact | 1 | 1 | 528 | KERN | PES-A02 | https://www.kern-sohn.com/cgi-bin/cosmoshop/lshop.cgi?action=shopstart&ls=en
PES-A02E | Relay contact | 1 | 1 | 528 | KERN | PES-A02E | https://www.kern-sohn.com/cgi-bin/cosmoshop/lshop.cgi?action=shopstart&ls=en
VHT-A01 | Removable battery pack | 1 | 1 | 264 | KERN | VHT-A01 | https://www.kern-sohn.com/cgi-bin/cosmoshop/lshop.cgi?action=shopstart&ls=en
947-04 | Remove of adaptors | 1 | 1 | 7.7 | KERN | 947-04 | https://www.kern-sohn.com/cgi-bin/cosmoshop/lshop.cgi?action=shopstart&ls=en
ATE 01 | Replacement sensor, type F | 1 | 1 | 115.5 | KERN | ATE 01 | https://www.kern-sohn.com/cgi-bin/cosmoshop/lshop.cgi?action=shopstart&ls=en
ATE 02 | Replacement sensor, type N | 1 | 1 | 121 | KERN | ATE 02 | https://www.kern-sohn.com/cgi-bin/cosmoshop/lshop.cgi?action=shopstart&ls=en
950-132R | Re-verification (DE), commercial electronic scales | 1 | 1 | 561 | KERN | 950-132R | https://www.kern-sohn.com/cgi-bin/cosmoshop/lshop.cgi?action=shopstart&ls=en
950-131R | Re-Verification (DE), commercial electronic scales | 1 | 1 | 363 | KERN | 950-131R | https://www.kern-sohn.com/cgi-bin/cosmoshop/lshop.cgi?action=shopstart&ls=en
950-130R | Re-Verification (DE), commercial electronic scales | 1 | 1 | 258.5 | KERN | 950-130R | https://www.kern-sohn.com/cgi-bin/cosmoshop/lshop.cgi?action=shopstart&ls=en
950-127R | Re-verification (DE), commercial electronic scales | 1 | 1 | 111.1 | KERN | 950-127R | https://www.kern-sohn.com/cgi-bin/cosmoshop/lshop.cgi?action=shopstart&ls=en
950-128R | Re-Verification (DE), commercial electronic scales | 1 | 1 | 111.1 | KERN | 950-128R | https://www.kern-sohn.com/cgi-bin/cosmoshop/lshop.cgi?action=shopstart&ls=en
950-133R | Re-verification (DE), electronic commercial scales | 1 | 1 | 869 | KERN | 950-133R | https://www.kern-sohn.com/cgi-bin/cosmoshop/lshop.cgi?action=shopstart&ls=en
950-134HR | Re-verification (DE), electronic crane scales | 1 | 1 | 1375 | KERN | 950-134HR | https://www.kern-sohn.com/cgi-bin/cosmoshop/lshop.cgi?action=shopstart&ls=en
950-133HR | Re-verification (DE), electronic crane scales | 1 | 1 | 1122 | KERN | 950-133HR | https://www.kern-sohn.com/cgi-bin/cosmoshop/lshop.cgi?action=shopstart&ls=en
950-132HR | Re-Verification (DE), electronic crane scales | 1 | 1 | 704 | KERN | 950-132HR | https://www.kern-sohn.com/cgi-bin/cosmoshop/lshop.cgi?action=shopstart&ls=en
950-131HR | Re-Verification (DE), electronic crane scales | 1 | 1 | 462 | KERN | 950-131HR | https://www.kern-sohn.com/cgi-bin/cosmoshop/lshop.cgi?action=shopstart&ls=en
950-130HR | Re-Verification (DE), electronic crane scales | 1 | 1 | 319 | KERN | 950-130HR | https://www.kern-sohn.com/cgi-bin/cosmoshop/lshop.cgi?action=shopstart&ls=en
950-129HR | Re-Verification (DE), electronic crane scales | 1 | 1 | 193.6 | KERN | 950-129HR | https://www.kern-sohn.com/cgi-bin/cosmoshop/lshop.cgi?action=shopstart&ls=en
950-129R | Re-Verification (DE), for commercial balances | 1 | 1 | 178.2 | KERN | 950-129R | https://www.kern-sohn.com/cgi-bin/cosmoshop/lshop.cgi?action=shopstart&ls=en
950-135HR | RE-verification, (DE) electronic crane scales | 1 | 1 | 1375 | KERN | 950-135HR | https://www.kern-sohn.com/cgi-bin/cosmoshop/lshop.cgi?action=shopstart&ls=en
950-133HLR | RE-verification, (DE) electronic crane scales | 1 | 1 | 957 | KERN | 950-133HLR | https://www.kern-sohn.com/cgi-bin/cosmoshop/lshop.cgi?action=shopstart&ls=en
OZB-A4533 | Ring fibre | 1 | 1 | 385 | KERN | OZB-A4533 | https://www.kern-sohn.com/cgi-bin/cosmoshop/lshop.cgi?action=shopstart&ls=en
AC 15 | Ring fixture, 2 pieces | 1 | 1 | 71.5 | KERN | AC 15 | https://www.kern-sohn.com/cgi-bin/cosmoshop/lshop.cgi?action=shopstart&ls=en
OZB-A4572 | Ring illumination (EU version) | 1 | 1 | 154 | KERN | OZB-A4572 | https://www.kern-sohn.com/cgi-bin/cosmoshop/lshop.cgi?action=shopstart&ls=en
OBB-A6102 | Ring illumination (EU version) | 1 | 1 | 148.5 | KERN | OBB-A6102 | https://www.kern-sohn.com/cgi-bin/cosmoshop/lshop.cgi?action=shopstart&ls=en
OZB-A4571 | Ring illumination (EU version) | 1 | 1 | 99 | KERN | OZB-A4571 | https://www.kern-sohn.com/cgi-bin/cosmoshop/lshop.cgi?action=shopstart&ls=en
OZB-A4572UK | Ring illumination (UK version) | 1 | 1 | 154 | KERN | OZB-A4572UK | https://www.kern-sohn.com/cgi-bin/cosmoshop/lshop.cgi?action=shopstart&ls=en
OBB-A6102UK | Ring illumination (UK version) | 1 | 1 | 148.5 | KERN | OBB-A6102UK | https://www.kern-sohn.com/cgi-bin/cosmoshop/lshop.cgi?action=shopstart&ls=en
OZB-A4571UK | Ring illumination (UK version) | 1 | 1 | 99 | KERN | OZB-A4571UK | https://www.kern-sohn.com/cgi-bin/cosmoshop/lshop.cgi?action=shopstart&ls=en
OZB-A7101 | Ring illumination with polarisation unit | 1 | 1 | 649 | KERN | OZB-A7101 | https://www.kern-sohn.com/cgi-bin/cosmoshop/lshop.cgi?action=shopstart&ls=en
AC 15R | Ring-Fixture | 1 | 1 | 38.5 | KERN | AC 15R | https://www.kern-sohn.com/cgi-bin/cosmoshop/lshop.cgi?action=shopstart&ls=en
CE RR24 | Rod end | 1 | 1 | 165 | KERN | CE RR24 | https://www.kern-sohn.com/cgi-bin/cosmoshop/lshop.cgi?action=shopstart&ls=en
CE RR20 | Rod end | 1 | 1 | 137.5 | KERN | CE RR20 | https://www.kern-sohn.com/cgi-bin/cosmoshop/lshop.cgi?action=shopstart&ls=en
CE RR16 | Rod end | 1 | 1 | 110 | KERN | CE RR16 | https://www.kern-sohn.com/cgi-bin/cosmoshop/lshop.cgi?action=shopstart&ls=en
CE R24 | Rod end | 1 | 1 | 104.5 | KERN | CE R24 | https://www.kern-sohn.com/cgi-bin/cosmoshop/lshop.cgi?action=shopstart&ls=en
CE R20 | Rod end | 1 | 1 | 88 | KERN | CE R20 | https://www.kern-sohn.com/cgi-bin/cosmoshop/lshop.cgi?action=shopstart&ls=en
CE RR12 | Rod end | 1 | 1 | 71.5 | KERN | CE RR12 | https://www.kern-sohn.com/cgi-bin/cosmoshop/lshop.cgi?action=shopstart&ls=en
CE R16 | Rod end | 1 | 1 | 66 | KERN | CE R16 | https://www.kern-sohn.com/cgi-bin/cosmoshop/lshop.cgi?action=shopstart&ls=en
CE RR10 | Rod end | 1 | 1 | 60.5 | KERN | CE RR10 | https://www.kern-sohn.com/cgi-bin/cosmoshop/lshop.cgi?action=shopstart&ls=en
CE RR8 | Rod end | 1 | 1 | 49.5 | KERN | CE RR8 | https://www.kern-sohn.com/cgi-bin/cosmoshop/lshop.cgi?action=shopstart&ls=en
CE R12 | Rod end | 1 | 1 | 44 | KERN | CE R12 | https://www.kern-sohn.com/cgi-bin/cosmoshop/lshop.cgi?action=shopstart&ls=en
CE R10 | Rod end | 1 | 1 | 20.9 | KERN | CE R10 | https://www.kern-sohn.com/cgi-bin/cosmoshop/lshop.cgi?action=shopstart&ls=en
CE R8 | Rod end | 1 | 1 | 18.7 | KERN | CE R8 | https://www.kern-sohn.com/cgi-bin/cosmoshop/lshop.cgi?action=shopstart&ls=en
YRO-03 | Roller conveyor | 1 | 1 | 1001 | KERN | YRO-03 | https://www.kern-sohn.com/cgi-bin/cosmoshop/lshop.cgi?action=shopstart&ls=en
YRO-02 | Roller conveyor | 1 | 1 | 748 | KERN | YRO-02 | https://www.kern-sohn.com/cgi-bin/cosmoshop/lshop.cgi?action=shopstart&ls=en
YRO-01 | Roller conveyor | 1 | 1 | 726 | KERN | YRO-01 | https://www.kern-sohn.com/cgi-bin/cosmoshop/lshop.cgi?action=shopstart&ls=en
AD 9200 | Roller tension clamps | 1 | 1 | 1683 | KERN | AD 9200 | https://www.kern-sohn.com/cgi-bin/cosmoshop/lshop.cgi?action=shopstart&ls=en
AD 9121 | Roller tension clamps | 1 | 1 | 957 | KERN | AD 9121 | https://www.kern-sohn.com/cgi-bin/cosmoshop/lshop.cgi?action=shopstart&ls=en
AD 9250 | Roller tension clamps | 1 | 1 | 891 | KERN | AD 9250 | https://www.kern-sohn.com/cgi-bin/cosmoshop/lshop.cgi?action=shopstart&ls=en
AD 9206 | Roller tension clamps | 1 | 1 | 715 | KERN | AD 9206 | https://www.kern-sohn.com/cgi-bin/cosmoshop/lshop.cgi?action=shopstart&ls=en
AD 9207 | Roller tension clamps | 1 | 1 | 704 | KERN | AD 9207 | https://www.kern-sohn.com/cgi-bin/cosmoshop/lshop.cgi?action=shopstart&ls=en
AD 0206 | Roller tension clamps | 1 | 1 | 594 | KERN | AD 0206 | https://www.kern-sohn.com/cgi-bin/cosmoshop/lshop.cgi?action=shopstart&ls=en
AD 0207 | Roller tension clamps | 1 | 1 | 583 | KERN | AD 0207 | https://www.kern-sohn.com/cgi-bin/cosmoshop/lshop.cgi?action=shopstart&ls=en
AD 9205 | Roller tension clamps | 1 | 1 | 484 | KERN | AD 9205 | https://www.kern-sohn.com/cgi-bin/cosmoshop/lshop.cgi?action=shopstart&ls=en
AD 0205 | Roller tension clamps | 1 | 1 | 407 | KERN | AD 0205 | https://www.kern-sohn.com/cgi-bin/cosmoshop/lshop.cgi?action=shopstart&ls=en
AD 0200 | Roller tension clamps | 1 | 1 | 209 | KERN | AD 0200 | https://www.kern-sohn.com/cgi-bin/cosmoshop/lshop.cgi?action=shopstart&ls=en
AD 0121 | Rope and thread tension clamps | 1 | 1 | 792 | KERN | AD 0121 | https://www.kern-sohn.com/cgi-bin/cosmoshop/lshop.cgi?action=shopstart&ls=en
AD 9120 | Rope and thread tension clamps | 1 | 1 | 594 | KERN | AD 9120 | https://www.kern-sohn.com/cgi-bin/cosmoshop/lshop.cgi?action=shopstart&ls=en
AD 0120 | Rope and thread tension clamps | 1 | 1 | 495 | KERN | AD 0120 | https://www.kern-sohn.com/cgi-bin/cosmoshop/lshop.cgi?action=shopstart&ls=en
AE 05 | Rope and thread tension clamps (1 pieces ) | 1 | 1 | 66 | KERN | AE 05 | https://www.kern-sohn.com/cgi-bin/cosmoshop/lshop.cgi?action=shopstart&ls=en
RH-A02 | Round fibreglass filter | 1 | 1 | 88 | KERN | RH-A02 | https://www.kern-sohn.com/cgi-bin/cosmoshop/lshop.cgi?action=shopstart&ls=en
AC 47 | Round sensor up to 1000 N | 1 | 1 | 104.5 | KERN | AC 47 | https://www.kern-sohn.com/cgi-bin/cosmoshop/lshop.cgi?action=shopstart&ls=en
ACS-A01 | RS 232 C interface cable | 1 | 1 | 99 | KERN | ACS-A01 | https://www.kern-sohn.com/cgi-bin/cosmoshop/lshop.cgi?action=shopstart&ls=en
CCA-A01 | RS-232 Y-Interface cable | 1 | 1 | 50.6 | KERN | CCA-A01 | https://www.kern-sohn.com/cgi-bin/cosmoshop/lshop.cgi?action=shopstart&ls=en
KXS-A04 | RS-232 interface | 1 | 1 | 110 | KERN | KXS-A04 | https://www.kern-sohn.com/cgi-bin/cosmoshop/lshop.cgi?action=shopstart&ls=en
KXS-A04E | RS-232 interface | 1 | 1 | 110 | KERN | KXS-A04E | https://www.kern-sohn.com/cgi-bin/cosmoshop/lshop.cgi?action=shopstart&ls=en
MPC-A01 | RS-232 interface | 1 | 1 | 99 | KERN | MPC-A01 | https://www.kern-sohn.com/cgi-bin/cosmoshop/lshop.cgi?action=shopstart&ls=en
AFH 13 | RS232 to USB converter | 1 | 1 | 104.5 | KERN | AFH 13 | https://www.kern-sohn.com/cgi-bin/cosmoshop/lshop.cgi?action=shopstart&ls=en
YKI-02 | RS232-Bluetooth-Adapter | 1 | 1 | 341 | KERN | YKI-02 | https://www.kern-sohn.com/cgi-bin/cosmoshop/lshop.cgi?action=shopstart&ls=en
YKI-02E | RS232-Bluetooth-Adapter | 1 | 1 | 341 | KERN | YKI-02E | https://www.kern-sohn.com/cgi-bin/cosmoshop/lshop.cgi?action=shopstart&ls=en
YKI-01 | RS232-Ethernet adapter | 1 | 1 | 319 | KERN | YKI-01 | https://www.kern-sohn.com/cgi-bin/cosmoshop/lshop.cgi?action=shopstart&ls=en
YKI-01E | RS232-Ethernet adapter | 1 | 1 | 319 | KERN | YKI-01E | https://www.kern-sohn.com/cgi-bin/cosmoshop/lshop.cgi?action=shopstart&ls=en
YKI-03 | RS232-WLAN adapter | 1 | 1 | 759 | KERN | YKI-03 | https://www.kern-sohn.com/cgi-bin/cosmoshop/lshop.cgi?action=shopstart&ls=en
YKI-03E | RS232-WLAN adapter | 1 | 1 | 759 | KERN | YKI-03E | https://www.kern-sohn.com/cgi-bin/cosmoshop/lshop.cgi?action=shopstart&ls=en
KXS-A01 | RS-485 interface | 1 | 1 | 159.5 | KERN | KXS-A01 | https://www.kern-sohn.com/cgi-bin/cosmoshop/lshop.cgi?action=shopstart&ls=en
KXS-A01E | RS-485 interface | 1 | 1 | 159.5 | KERN | KXS-A01E | https://www.kern-sohn.com/cgi-bin/cosmoshop/lshop.cgi?action=shopstart&ls=en
EOE-A01 | Rubber mat, non-slip | 1 | 1 | 49.5 | KERN | EOE-A01 | https://www.kern-sohn.com/cgi-bin/cosmoshop/lshop.cgi?action=shopstart&ls=en
EOS-A01 | Rubber mat, non-slip, WxD 900x550 mm | 1 | 1 | 38.5 | KERN | EOS-A01 | https://www.kern-sohn.com/cgi-bin/cosmoshop/lshop.cgi?action=shopstart&ls=en
315-112-207 | Safety Set | 1 | 1 | 396 | KERN | 315-112-207 | https://www.kern-sohn.com/cgi-bin/cosmoshop/lshop.cgi?action=shopstart&ls=en
315-112-407 | Safety Set | 1 | 1 | 368.5 | KERN | 315-112-407 | https://www.kern-sohn.com/cgi-bin/cosmoshop/lshop.cgi?action=shopstart&ls=en
315-312-407 | Safety Set | 1 | 1 | 368.5 | KERN | 315-312-407 | https://www.kern-sohn.com/cgi-bin/cosmoshop/lshop.cgi?action=shopstart&ls=en
315-111-206 | Safety Set | 1 | 1 | 308 | KERN | 315-111-206 | https://www.kern-sohn.com/cgi-bin/cosmoshop/lshop.cgi?action=shopstart&ls=en
315-109-105 | Safety Set | 1 | 1 | 297 | KERN | 315-109-105 | https://www.kern-sohn.com/cgi-bin/cosmoshop/lshop.cgi?action=shopstart&ls=en
315-109-206 | Safety Set | 1 | 1 | 286 | KERN | 315-109-206 | https://www.kern-sohn.com/cgi-bin/cosmoshop/lshop.cgi?action=shopstart&ls=en
315-212-407 | Safety Set | 1 | 1 | 286 | KERN | 315-212-407 | https://www.kern-sohn.com/cgi-bin/cosmoshop/lshop.cgi?action=shopstart&ls=en
315-108-105 | Safety Set | 1 | 1 | 269.5 | KERN | 315-108-105 | https://www.kern-sohn.com/cgi-bin/cosmoshop/lshop.cgi?action=shopstart&ls=en
315-109-205 | Safety Set | 1 | 1 | 269.5 | KERN | 315-109-205 | https://www.kern-sohn.com/cgi-bin/cosmoshop/lshop.cgi?action=shopstart&ls=en
315-108-104 | Safety Set | 1 | 1 | 264 | KERN | 315-108-104 | https://www.kern-sohn.com/cgi-bin/cosmoshop/lshop.cgi?action=shopstart&ls=en
315-312-307 | Safety Set | 1 | 1 | 247.5 | KERN | 315-312-307 | https://www.kern-sohn.com/cgi-bin/cosmoshop/lshop.cgi?action=shopstart&ls=en
315-312-308 | Safety Set | 1 | 1 | 247.5 | KERN | 315-312-308 | https://www.kern-sohn.com/cgi-bin/cosmoshop/lshop.cgi?action=shopstart&ls=en
315-107-103 | Safety Set | 1 | 1 | 242 | KERN | 315-107-103 | https://www.kern-sohn.com/cgi-bin/cosmoshop/lshop.cgi?action=shopstart&ls=en
315-107-104 | Safety Set | 1 | 1 | 242 | KERN | 315-107-104 | https://www.kern-sohn.com/cgi-bin/cosmoshop/lshop.cgi?action=shopstart&ls=en
315-211-406 | Safety Set | 1 | 1 | 242 | KERN | 315-211-406 | https://www.kern-sohn.com/cgi-bin/cosmoshop/lshop.cgi?action=shopstart&ls=en
315-211-407 | Safety Set | 1 | 1 | 242 | KERN | 315-211-407 | https://www.kern-sohn.com/cgi-bin/cosmoshop/lshop.cgi?action=shopstart&ls=en
315-106-103 | Safety Set | 1 | 1 | 236.5 | KERN | 315-106-103 | https://www.kern-sohn.com/cgi-bin/cosmoshop/lshop.cgi?action=shopstart&ls=en
315-108-204 | Safety Set | 1 | 1 | 236.5 | KERN | 315-108-204 | https://www.kern-sohn.com/cgi-bin/cosmoshop/lshop.cgi?action=shopstart&ls=en
315-412-408 | Safety Set | 1 | 1 | 236.5 | KERN | 315-412-408 | https://www.kern-sohn.com/cgi-bin/cosmoshop/lshop.cgi?action=shopstart&ls=en
315-412-407 | Safety Set | 1 | 1 | 231 | KERN | 315-412-407 | https://www.kern-sohn.com/cgi-bin/cosmoshop/lshop.cgi?action=shopstart&ls=en
315-108-304 | Safety Set | 1 | 1 | 225.5 | KERN | 315-108-304 | https://www.kern-sohn.com/cgi-bin/cosmoshop/lshop.cgi?action=shopstart&ls=en
315-209-406 | Safety Set | 1 | 1 | 220 | KERN | 315-209-406 | https://www.kern-sohn.com/cgi-bin/cosmoshop/lshop.cgi?action=shopstart&ls=en
315-208-205 | Safety Set | 1 | 1 | 213.4 | KERN | 315-208-205 | https://www.kern-sohn.com/cgi-bin/cosmoshop/lshop.cgi?action=shopstart&ls=en
315-311-306 | Safety Set | 1 | 1 | 209 | KERN | 315-311-306 | https://www.kern-sohn.com/cgi-bin/cosmoshop/lshop.cgi?action=shopstart&ls=en
315-208-204 | Safety Set | 1 | 1 | 207.9 | KERN | 315-208-204 | https://www.kern-sohn.com/cgi-bin/cosmoshop/lshop.cgi?action=shopstart&ls=en
315-102-187 | Safety Set | 1 | 1 | 206.8 | KERN | 315-102-187 | https://www.kern-sohn.com/cgi-bin/cosmoshop/lshop.cgi?action=shopstart&ls=en
315-307-103 | Safety Set | 1 | 1 | 204.6 | KERN | 315-307-103 | https://www.kern-sohn.com/cgi-bin/cosmoshop/lshop.cgi?action=shopstart&ls=en
315-309-205 | Safety Set | 1 | 1 | 202.4 | KERN | 315-309-205 | https://www.kern-sohn.com/cgi-bin/cosmoshop/lshop.cgi?action=shopstart&ls=en
315-306-102 | Safety Set | 1 | 1 | 201.3 | KERN | 315-306-102 | https://www.kern-sohn.com/cgi-bin/cosmoshop/lshop.cgi?action=shopstart&ls=en
315-311-406 | Safety Set | 1 | 1 | 201.3 | KERN | 315-311-406 | https://www.kern-sohn.com/cgi-bin/cosmoshop/lshop.cgi?action=shopstart&ls=en
315-207-204 | Safety Set | 1 | 1 | 200.2 | KERN | 315-207-204 | https://www.kern-sohn.com/cgi-bin/cosmoshop/lshop.cgi?action=shopstart&ls=en
315-208-304 | Safety Set | 1 | 1 | 199.1 | KERN | 315-208-304 | https://www.kern-sohn.com/cgi-bin/cosmoshop/lshop.cgi?action=shopstart&ls=en
315-411-407 | Safety Set | 1 | 1 | 196.9 | KERN | 315-411-407 | https://www.kern-sohn.com/cgi-bin/cosmoshop/lshop.cgi?action=shopstart&ls=en
315-103-188 | Safety Set | 1 | 1 | 195.8 | KERN | 315-103-188 | https://www.kern-sohn.com/cgi-bin/cosmoshop/lshop.cgi?action=shopstart&ls=en
315-205-101 | Safety Set | 1 | 1 | 195.8 | KERN | 315-205-101 | https://www.kern-sohn.com/cgi-bin/cosmoshop/lshop.cgi?action=shopstart&ls=en
315-411-406 | Safety Set | 1 | 1 | 194.7 | KERN | 315-411-406 | https://www.kern-sohn.com/cgi-bin/cosmoshop/lshop.cgi?action=shopstart&ls=en
315-207-303 | Safety Set | 1 | 1 | 190.3 | KERN | 315-207-303 | https://www.kern-sohn.com/cgi-bin/cosmoshop/lshop.cgi?action=shopstart&ls=en
315-309-406 | Safety Set | 1 | 1 | 190.3 | KERN | 315-309-406 | https://www.kern-sohn.com/cgi-bin/cosmoshop/lshop.cgi?action=shopstart&ls=en
315-309-405 | Safety Set | 1 | 1 | 189.2 | KERN | 315-309-405 | https://www.kern-sohn.com/cgi-bin/cosmoshop/lshop.cgi?action=shopstart&ls=en
315-308-205 | Safety Set | 1 | 1 | 184.8 | KERN | 315-308-205 | https://www.kern-sohn.com/cgi-bin/cosmoshop/lshop.cgi?action=shopstart&ls=en
315-409-406 | Safety Set | 1 | 1 | 184.8 | KERN | 315-409-406 | https://www.kern-sohn.com/cgi-bin/cosmoshop/lshop.cgi?action=shopstart&ls=en
315-409-405 | Safety Set | 1 | 1 | 182.6 | KERN | 315-409-405 | https://www.kern-sohn.com/cgi-bin/cosmoshop/lshop.cgi?action=shopstart&ls=en
315-308-204 | Safety Set | 1 | 1 | 179.3 | KERN | 315-308-204 | https://www.kern-sohn.com/cgi-bin/cosmoshop/lshop.cgi?action=shopstart&ls=en
315-307-303 | Safety Set | 1 | 1 | 167.2 | KERN | 315-307-303 | https://www.kern-sohn.com/cgi-bin/cosmoshop/lshop.cgi?action=shopstart&ls=en
315-408-405 | Safety Set | 1 | 1 | 166.1 | KERN | 315-408-405 | https://www.kern-sohn.com/cgi-bin/cosmoshop/lshop.cgi?action=shopstart&ls=en
315-306-303 | Safety Set | 1 | 1 | 165 | KERN | 315-306-303 | https://www.kern-sohn.com/cgi-bin/cosmoshop/lshop.cgi?action=shopstart&ls=en
315-408-404 | Safety Set | 1 | 1 | 163.9 | KERN | 315-408-404 | https://www.kern-sohn.com/cgi-bin/cosmoshop/lshop.cgi?action=shopstart&ls=en
315-407-404 | Safety Set | 1 | 1 | 159.5 | KERN | 315-407-404 | https://www.kern-sohn.com/cgi-bin/cosmoshop/lshop.cgi?action=shopstart&ls=en
315-406-403 | Safety Set | 1 | 1 | 157.3 | KERN | 315-406-403 | https://www.kern-sohn.com/cgi-bin/cosmoshop/lshop.cgi?action=shopstart&ls=en
315-404-301 | Safety Set | 1 | 1 | 154 | KERN | 315-404-301 | https://www.kern-sohn.com/cgi-bin/cosmoshop/lshop.cgi?action=shopstart&ls=en
MLB-A01A | Sample plates aluminium (80 pieces ) | 1 | 1 | 49.5 | KERN | MLB-A01A | https://www.kern-sohn.com/cgi-bin/cosmoshop/lshop.cgi?action=shopstart&ls=en
FS TKZE | Sauter Transportkoffer für Zubehör | 1 | 1 | 11 | KERN | FS TKZE | https://www.kern-sohn.com/cgi-bin/cosmoshop/lshop.cgi?action=shopstart&ls=en
EMS 300-3+C | School balance | 1 | 1 | 374 | KERN | EMS 300-3+C | https://www.kern-sohn.com/cgi-bin/cosmoshop/lshop.cgi?action=shopstart&ls=en
EMS 3000-2+C | School balance | 1 | 1 | 352 | KERN | EMS 3000-2+C | https://www.kern-sohn.com/cgi-bin/cosmoshop/lshop.cgi?action=shopstart&ls=en
EMB 1000-2+C | School balance | 1 | 1 | 302.5 | KERN | EMB 1000-2+C | https://www.kern-sohn.com/cgi-bin/cosmoshop/lshop.cgi?action=shopstart&ls=en
EMB 100-3+C | School balance | 1 | 1 | 302.5 | KERN | EMB 100-3+C | https://www.kern-sohn.com/cgi-bin/cosmoshop/lshop.cgi?action=shopstart&ls=en
EMS 300-3 | School balance | 1 | 1 | 286 | KERN | EMS 300-3 | https://www.kern-sohn.com/cgi-bin/cosmoshop/lshop.cgi?action=shopstart&ls=en
EMB 2000-2V | School balance | 1 | 1 | 275 | KERN | EMB 2000-2V | https://www.kern-sohn.com/cgi-bin/cosmoshop/lshop.cgi?action=shopstart&ls=en
EMB 200-3V | School balance | 1 | 1 | 275 | KERN | EMB 200-3V | https://www.kern-sohn.com/cgi-bin/cosmoshop/lshop.cgi?action=shopstart&ls=en
EMB 600-2+C | School balance | 1 | 1 | 264 | KERN | EMB 600-2+C | https://www.kern-sohn.com/cgi-bin/cosmoshop/lshop.cgi?action=shopstart&ls=en
EMS 3000-2 | School balance | 1 | 1 | 264 | KERN | EMS 3000-2 | https://www.kern-sohn.com/cgi-bin/cosmoshop/lshop.cgi?action=shopstart&ls=en
EMB 200-3 | School balance | 1 | 1 | 231 | KERN | EMB 200-3 | https://www.kern-sohn.com/cgi-bin/cosmoshop/lshop.cgi?action=shopstart&ls=en
EMB 2000-2 | School balance | 1 | 1 | 225.5 | KERN | EMB 2000-2 | https://www.kern-sohn.com/cgi-bin/cosmoshop/lshop.cgi?action=shopstart&ls=en
EMB 3000-1+C | School balance | 1 | 1 | 225.5 | KERN | EMB 3000-1+C | https://www.kern-sohn.com/cgi-bin/cosmoshop/lshop.cgi?action=shopstart&ls=en
EMB 1000-2 | School balance | 1 | 1 | 214.5 | KERN | EMB 1000-2 | https://www.kern-sohn.com/cgi-bin/cosmoshop/lshop.cgi?action=shopstart&ls=en
EMB 100-3 | School balance | 1 | 1 | 214.5 | KERN | EMB 100-3 | https://www.kern-sohn.com/cgi-bin/cosmoshop/lshop.cgi?action=shopstart&ls=en
EMB 6000-1 | School balance | 1 | 1 | 176 | KERN | EMB 6000-1 | https://www.kern-sohn.com/cgi-bin/cosmoshop/lshop.cgi?action=shopstart&ls=en
EMB 600-2 | School balance | 1 | 1 | 176 | KERN | EMB 600-2 | https://www.kern-sohn.com/cgi-bin/cosmoshop/lshop.cgi?action=shopstart&ls=en
EMB 1200-1+C | School balance | 1 | 1 | 171.6 | KERN | EMB 1200-1+C | https://www.kern-sohn.com/cgi-bin/cosmoshop/lshop.cgi?action=shopstart&ls=en
EMB 5.2K1+C | School balance | 1 | 1 | 169.4 | KERN | EMB 5.2K1+C | https://www.kern-sohn.com/cgi-bin/cosmoshop/lshop.cgi?action=shopstart&ls=en
EMB 5.2K5+C | School balance | 1 | 1 | 163.9 | KERN | EMB 5.2K5+C | https://www.kern-sohn.com/cgi-bin/cosmoshop/lshop.cgi?action=shopstart&ls=en
EMB 2200-0+C | School balance | 1 | 1 | 148.5 | KERN | EMB 2200-0+C | https://www.kern-sohn.com/cgi-bin/cosmoshop/lshop.cgi?action=shopstart&ls=en
EMB 500-1+C | School balance | 1 | 1 | 146.3 | KERN | EMB 500-1+C | https://www.kern-sohn.com/cgi-bin/cosmoshop/lshop.cgi?action=shopstart&ls=en
EMB 200-2 | School balance | 1 | 1 | 137.5 | KERN | EMB 200-2 | https://www.kern-sohn.com/cgi-bin/cosmoshop/lshop.cgi?action=shopstart&ls=en
EMB 3000-1 | School balance | 1 | 1 | 137.5 | KERN | EMB 3000-1 | https://www.kern-sohn.com/cgi-bin/cosmoshop/lshop.cgi?action=shopstart&ls=en
EMB 500-2S | School balance | 1 | 1 | 126.5 | KERN | EMB 500-2S | https://www.kern-sohn.com/cgi-bin/cosmoshop/lshop.cgi?action=shopstart&ls=en
EMB 3000-1S | School balance | 1 | 1 | 108.9 | KERN | EMB 3000-1S | https://www.kern-sohn.com/cgi-bin/cosmoshop/lshop.cgi?action=shopstart&ls=en
EMB 1200-1 | School balance | 1 | 1 | 85.8 | KERN | EMB 1200-1 | https://www.kern-sohn.com/cgi-bin/cosmoshop/lshop.cgi?action=shopstart&ls=en
EMB 5.2K1 | School balance | 1 | 1 | 66 | KERN | EMB 5.2K1 | https://www.kern-sohn.com/cgi-bin/cosmoshop/lshop.cgi?action=shopstart&ls=en
EMB 2200-0 | School balance | 1 | 1 | 62.7 | KERN | EMB 2200-0 | https://www.kern-sohn.com/cgi-bin/cosmoshop/lshop.cgi?action=shopstart&ls=en
EMB 5.2K5 | School balance | 1 | 1 | 60.5 | KERN | EMB 5.2K5 | https://www.kern-sohn.com/cgi-bin/cosmoshop/lshop.cgi?action=shopstart&ls=en
EMB 500-1 | School balance | 1 | 1 | 60.5 | KERN | EMB 500-1 | https://www.kern-sohn.com/cgi-bin/cosmoshop/lshop.cgi?action=shopstart&ls=en
EMB 500-1BE | School balance | 1 | 1 | 60.5 | KERN | EMB 500-1BE | https://www.kern-sohn.com/cgi-bin/cosmoshop/lshop.cgi?action=shopstart&ls=en
EMB 5000-0S | School balance | 1 | 1 | 52.8 | KERN | EMB 5000-0S | https://www.kern-sohn.com/cgi-bin/cosmoshop/lshop.cgi?action=shopstart&ls=en
EMB 500-1S | School balance | 1 | 1 | 52.8 | KERN | EMB 500-1S | https://www.kern-sohn.com/cgi-bin/cosmoshop/lshop.cgi?action=shopstart&ls=en
EMB 2000-0S | School balance | 1 | 1 | 48.4 | KERN | EMB 2000-0S | https://www.kern-sohn.com/cgi-bin/cosmoshop/lshop.cgi?action=shopstart&ls=en
EMB 200-1S | School balance | 1 | 1 | 48.4 | KERN | EMB 200-1S | https://www.kern-sohn.com/cgi-bin/cosmoshop/lshop.cgi?action=shopstart&ls=en
AD 9052 | Screw clamp | 1 | 1 | 1309 | KERN | AD 9052 | https://www.kern-sohn.com/cgi-bin/cosmoshop/lshop.cgi?action=shopstart&ls=en
AD 9076 | Screw clamp | 1 | 1 | 1155 | KERN | AD 9076 | https://www.kern-sohn.com/cgi-bin/cosmoshop/lshop.cgi?action=shopstart&ls=en
AD 9051 | Screw clamp | 1 | 1 | 1133 | KERN | AD 9051 | https://www.kern-sohn.com/cgi-bin/cosmoshop/lshop.cgi?action=shopstart&ls=en
AD 9050 | Screw clamp | 1 | 1 | 990 | KERN | AD 9050 | https://www.kern-sohn.com/cgi-bin/cosmoshop/lshop.cgi?action=shopstart&ls=en
AD 9070 | Screw clamp | 1 | 1 | 979 | KERN | AD 9070 | https://www.kern-sohn.com/cgi-bin/cosmoshop/lshop.cgi?action=shopstart&ls=en
AD 0052 | Screw clamp | 1 | 1 | 891 | KERN | AD 0052 | https://www.kern-sohn.com/cgi-bin/cosmoshop/lshop.cgi?action=shopstart&ls=en
AD 9033 | Screw clamp | 1 | 1 | 792 | KERN | AD 9033 | https://www.kern-sohn.com/cgi-bin/cosmoshop/lshop.cgi?action=shopstart&ls=en
AD 9032 | Screw clamp | 1 | 1 | 726 | KERN | AD 9032 | https://www.kern-sohn.com/cgi-bin/cosmoshop/lshop.cgi?action=shopstart&ls=en
AD 0051 | Screw clamp | 1 | 1 | 704 | KERN | AD 0051 | https://www.kern-sohn.com/cgi-bin/cosmoshop/lshop.cgi?action=shopstart&ls=en
AD 0070 | Screw clamp | 1 | 1 | 649 | KERN | AD 0070 | https://www.kern-sohn.com/cgi-bin/cosmoshop/lshop.cgi?action=shopstart&ls=en
AD 9001 | Screw clamp | 1 | 1 | 649 | KERN | AD 9001 | https://www.kern-sohn.com/cgi-bin/cosmoshop/lshop.cgi?action=shopstart&ls=en
AD 9016 | Screw clamp | 1 | 1 | 649 | KERN | AD 9016 | https://www.kern-sohn.com/cgi-bin/cosmoshop/lshop.cgi?action=shopstart&ls=en
AD 9031 | Screw clamp | 1 | 1 | 638 | KERN | AD 9031 | https://www.kern-sohn.com/cgi-bin/cosmoshop/lshop.cgi?action=shopstart&ls=en
AE 2K | Screw clamp | 1 | 1 | 605 | KERN | AE 2K | https://www.kern-sohn.com/cgi-bin/cosmoshop/lshop.cgi?action=shopstart&ls=en
AD 0050 | Screw clamp | 1 | 1 | 594 | KERN | AD 0050 | https://www.kern-sohn.com/cgi-bin/cosmoshop/lshop.cgi?action=shopstart&ls=en
AD 9021 | Screw clamp | 1 | 1 | 550 | KERN | AD 9021 | https://www.kern-sohn.com/cgi-bin/cosmoshop/lshop.cgi?action=shopstart&ls=en
AD 9030 | Screw clamp | 1 | 1 | 550 | KERN | AD 9030 | https://www.kern-sohn.com/cgi-bin/cosmoshop/lshop.cgi?action=shopstart&ls=en
AD 0033 | Screw clamp | 1 | 1 | 495 | KERN | AD 0033 | https://www.kern-sohn.com/cgi-bin/cosmoshop/lshop.cgi?action=shopstart&ls=en
AD 0032 | Screw clamp | 1 | 1 | 429 | KERN | AD 0032 | https://www.kern-sohn.com/cgi-bin/cosmoshop/lshop.cgi?action=shopstart&ls=en
AD 0016 | Screw clamp | 1 | 1 | 396 | KERN | AD 0016 | https://www.kern-sohn.com/cgi-bin/cosmoshop/lshop.cgi?action=shopstart&ls=en
AD 0031 | Screw clamp | 1 | 1 | 385 | KERN | AD 0031 | https://www.kern-sohn.com/cgi-bin/cosmoshop/lshop.cgi?action=shopstart&ls=en
AD 9005 | Screw clamp | 1 | 1 | 374 | KERN | AD 9005 | https://www.kern-sohn.com/cgi-bin/cosmoshop/lshop.cgi?action=shopstart&ls=en
AE 500 | Screw clamp | 1 | 1 | 319 | KERN | AE 500 | https://www.kern-sohn.com/cgi-bin/cosmoshop/lshop.cgi?action=shopstart&ls=en
AD 0021 | Screw clamp | 1 | 1 | 297 | KERN | AD 0021 | https://www.kern-sohn.com/cgi-bin/cosmoshop/lshop.cgi?action=shopstart&ls=en
AD 0030 | Screw clamp | 1 | 1 | 297 | KERN | AD 0030 | https://www.kern-sohn.com/cgi-bin/cosmoshop/lshop.cgi?action=shopstart&ls=en
AD 0001 | Screw clamp | 1 | 1 | 275 | KERN | AD 0001 | https://www.kern-sohn.com/cgi-bin/cosmoshop/lshop.cgi?action=shopstart&ls=en
AD 0005 | Screw clamp | 1 | 1 | 209 | KERN | AD 0005 | https://www.kern-sohn.com/cgi-bin/cosmoshop/lshop.cgi?action=shopstart&ls=en
SW-A04 | SD Card | 1 | 1 | 55 | KERN | SW-A04 | https://www.kern-sohn.com/cgi-bin/cosmoshop/lshop.cgi?action=shopstart&ls=en
969-210R | Second calibration after adjustment or replacement | 1 | 1 | 44 | KERN | 969-210R | https://www.kern-sohn.com/cgi-bin/cosmoshop/lshop.cgi?action=shopstart&ls=en
969-310R | Second calibration after adjustment or replacement | 1 | 1 | 15.4 | KERN | 969-310R | https://www.kern-sohn.com/cgi-bin/cosmoshop/lshop.cgi?action=shopstart&ls=en
969-410R | Second calibration after adjustment or replacement | 1 | 1 | 15.4 | KERN | 969-410R | https://www.kern-sohn.com/cgi-bin/cosmoshop/lshop.cgi?action=shopstart&ls=en
969-610R | Second calibration after adjustment or replacement | 1 | 1 | 15.4 | KERN | 969-610R | https://www.kern-sohn.com/cgi-bin/cosmoshop/lshop.cgi?action=shopstart&ls=en
969-211R | Second calibration after replacement | 1 | 1 | 88 | KERN | 969-211R | https://www.kern-sohn.com/cgi-bin/cosmoshop/lshop.cgi?action=shopstart&ls=en
PFB-A08 | Second display - ; | 1 | 1 | 126.5 | KERN | PFB-A08 | https://www.kern-sohn.com/cgi-bin/cosmoshop/lshop.cgi?action=shopstart&ls=en
EOB-A04BS05 | Set 5x Protective working cover EOB-A04B | 1 | 1 | 44 | KERN | EOB-A04BS05 | https://www.kern-sohn.com/cgi-bin/cosmoshop/lshop.cgi?action=shopstart&ls=en
MBD 20K-2S05 | Set Baby scale | 1 | 1 | 418 | KERN | MBD 20K-2S05 | https://www.kern-sohn.com/cgi-bin/cosmoshop/lshop.cgi?action=shopstart&ls=en
OBE 102S10 | Set Compound microscope | 1 | 1 | 5280 | KERN | OBE 102S10 | https://www.kern-sohn.com/cgi-bin/cosmoshop/lshop.cgi?action=shopstart&ls=en
OBE 101S10 | Set Compound microscope | 1 | 1 | 4070 | KERN | OBE 101S10 | https://www.kern-sohn.com/cgi-bin/cosmoshop/lshop.cgi?action=shopstart&ls=en
OBS 106S10 | Set Compound microscope | 1 | 1 | 3080 | KERN | OBS 106S10 | https://www.kern-sohn.com/cgi-bin/cosmoshop/lshop.cgi?action=shopstart&ls=en
OBS 104S10 | Set Compound microscope | 1 | 1 | 2695 | KERN | OBS 104S10 | https://www.kern-sohn.com/cgi-bin/cosmoshop/lshop.cgi?action=shopstart&ls=en
OBS 101S10 | Set Compound microscope | 1 | 1 | 1760 | KERN | OBS 101S10 | https://www.kern-sohn.com/cgi-bin/cosmoshop/lshop.cgi?action=shopstart&ls=en
AE 500-S01 | Set Force gauge incl. AE clamp | 1 | 1 | 880 | KERN | AE 500-S01 | https://www.kern-sohn.com/cgi-bin/cosmoshop/lshop.cgi?action=shopstart&ls=en
AE 500-S04 | Set Force test stand, with AE clamp and FH 100 | 1 | 1 | 1903 | KERN | AE 500-S04 | https://www.kern-sohn.com/cgi-bin/cosmoshop/lshop.cgi?action=shopstart&ls=en
AE 500-S02 | Set Force test stand, with AE clamp and FH 500 | 1 | 1 | 1584 | KERN | AE 500-S02 | https://www.kern-sohn.com/cgi-bin/cosmoshop/lshop.cgi?action=shopstart&ls=en
AE 500-S03 | Set Force test stand, with AE clamp and FH 500 | 1 | 1 | 1419 | KERN | AE 500-S03 | https://www.kern-sohn.com/cgi-bin/cosmoshop/lshop.cgi?action=shopstart&ls=en
MSW 200S05 | Set Hip circumference measurement tape | 1 | 1 | 34.1 | KERN | MSW 200S05 | https://www.kern-sohn.com/cgi-bin/cosmoshop/lshop.cgi?action=shopstart&ls=en
YHA-01 | Set Hook for crane balance | 1 | 1 | 187 | KERN | YHA-01 | https://www.kern-sohn.com/cgi-bin/cosmoshop/lshop.cgi?action=shopstart&ls=en
MPI 200K-1S05 | Set Personal floor scale | 1 | 1 | 396 | KERN | MPI 200K-1S05 | https://www.kern-sohn.com/cgi-bin/cosmoshop/lshop.cgi?action=shopstart&ls=en
MGC 100K-1S05 | Set Personal scale | 1 | 1 | 319 | KERN | MGC 100K-1S05 | https://www.kern-sohn.com/cgi-bin/cosmoshop/lshop.cgi?action=shopstart&ls=en
MGD 200K-1LS05 | Set Personal scale | 1 | 1 | 163.9 | KERN | MGD 200K-1LS05 | https://www.kern-sohn.com/cgi-bin/cosmoshop/lshop.cgi?action=shopstart&ls=en
MFB 150K100S05 | Set Personal scale | 1 | 1 | 154 | KERN | MFB 150K100S05 | https://www.kern-sohn.com/cgi-bin/cosmoshop/lshop.cgi?action=shopstart&ls=en
MGD 100K-1S05 | Set Personal scale | 1 | 1 | 108.9 | KERN | MGD 100K-1S05 | https://www.kern-sohn.com/cgi-bin/cosmoshop/lshop.cgi?action=shopstart&ls=en
DBS-A03S05 | Set Protective working cover | 1 | 1 | 71.5 | KERN | DBS-A03S05 | https://www.kern-sohn.com/cgi-bin/cosmoshop/lshop.cgi?action=shopstart&ls=en
FOB-A11S05 | Set Protective working cover | 1 | 1 | 55 | KERN | FOB-A11S05 | https://www.kern-sohn.com/cgi-bin/cosmoshop/lshop.cgi?action=shopstart&ls=en
440-210-002S05 | Set Protective working cover | 1 | 1 | 44 | KERN | 440-210-002S05 | https://www.kern-sohn.com/cgi-bin/cosmoshop/lshop.cgi?action=shopstart&ls=en
440-330-002S05 | Set Protective working cover | 1 | 1 | 44 | KERN | 440-330-002S05 | https://www.kern-sohn.com/cgi-bin/cosmoshop/lshop.cgi?action=shopstart&ls=en
440-450-002S05 | Set Protective working cover | 1 | 1 | 44 | KERN | 440-450-002S05 | https://www.kern-sohn.com/cgi-bin/cosmoshop/lshop.cgi?action=shopstart&ls=en
440-530-002S05 | Set Protective working cover | 1 | 1 | 44 | KERN | 440-530-002S05 | https://www.kern-sohn.com/cgi-bin/cosmoshop/lshop.cgi?action=shopstart&ls=en
572-A02S05 | Set Protective working cover | 1 | 1 | 44 | KERN | 572-A02S05 | https://www.kern-sohn.com/cgi-bin/cosmoshop/lshop.cgi?action=shopstart&ls=en
ACS-A02S05 | Set Protective working cover | 1 | 1 | 44 | KERN | ACS-A02S05 | https://www.kern-sohn.com/cgi-bin/cosmoshop/lshop.cgi?action=shopstart&ls=en
ALJ-A01S05 | Set Protective working cover | 1 | 1 | 44 | KERN | ALJ-A01S05 | https://www.kern-sohn.com/cgi-bin/cosmoshop/lshop.cgi?action=shopstart&ls=en
ALS-A02S05 | Set Protective working cover | 1 | 1 | 44 | KERN | ALS-A02S05 | https://www.kern-sohn.com/cgi-bin/cosmoshop/lshop.cgi?action=shopstart&ls=en
CFS-A02S05 | Set Protective working cover | 1 | 1 | 44 | KERN | CFS-A02S05 | https://www.kern-sohn.com/cgi-bin/cosmoshop/lshop.cgi?action=shopstart&ls=en
CXB-A01S05 | Set Protective working cover | 1 | 1 | 44 | KERN | CXB-A01S05 | https://www.kern-sohn.com/cgi-bin/cosmoshop/lshop.cgi?action=shopstart&ls=en
DE-A12S05 | Set Protective working cover | 1 | 1 | 44 | KERN | DE-A12S05 | https://www.kern-sohn.com/cgi-bin/cosmoshop/lshop.cgi?action=shopstart&ls=en
EG-A05S05 | Set Protective working cover | 1 | 1 | 44 | KERN | EG-A05S05 | https://www.kern-sohn.com/cgi-bin/cosmoshop/lshop.cgi?action=shopstart&ls=en
EOB-A02S05 | Set Protective working cover | 1 | 1 | 44 | KERN | EOB-A02S05 | https://www.kern-sohn.com/cgi-bin/cosmoshop/lshop.cgi?action=shopstart&ls=en
EOC-A01S05 | Set Protective working cover | 1 | 1 | 44 | KERN | EOC-A01S05 | https://www.kern-sohn.com/cgi-bin/cosmoshop/lshop.cgi?action=shopstart&ls=en
EWJ-A04S05 | Set Protective working cover | 1 | 1 | 44 | KERN | EWJ-A04S05 | https://www.kern-sohn.com/cgi-bin/cosmoshop/lshop.cgi?action=shopstart&ls=en
FCB-A02S05 | Set Protective working cover | 1 | 1 | 44 | KERN | FCB-A02S05 | https://www.kern-sohn.com/cgi-bin/cosmoshop/lshop.cgi?action=shopstart&ls=en
FCF-A01S05 | Set Protective working cover | 1 | 1 | 44 | KERN | FCF-A01S05 | https://www.kern-sohn.com/cgi-bin/cosmoshop/lshop.cgi?action=shopstart&ls=en
FKB-A02S05 | Set Protective working cover | 1 | 1 | 44 | KERN | FKB-A02S05 | https://www.kern-sohn.com/cgi-bin/cosmoshop/lshop.cgi?action=shopstart&ls=en
FOB-A05S05 | Set Protective working cover | 1 | 1 | 44 | KERN | FOB-A05S05 | https://www.kern-sohn.com/cgi-bin/cosmoshop/lshop.cgi?action=shopstart&ls=en
FOB-A06S05 | Set Protective working cover | 1 | 1 | 44 | KERN | FOB-A06S05 | https://www.kern-sohn.com/cgi-bin/cosmoshop/lshop.cgi?action=shopstart&ls=en
FOB-A12S05 | Set Protective working cover | 1 | 1 | 44 | KERN | FOB-A12S05 | https://www.kern-sohn.com/cgi-bin/cosmoshop/lshop.cgi?action=shopstart&ls=en
FOB-A13S05 | Set Protective working cover | 1 | 1 | 44 | KERN | FOB-A13S05 | https://www.kern-sohn.com/cgi-bin/cosmoshop/lshop.cgi?action=shopstart&ls=en
KFB-A02S05 | Set Protective working cover | 1 | 1 | 44 | KERN | KFB-A02S05 | https://www.kern-sohn.com/cgi-bin/cosmoshop/lshop.cgi?action=shopstart&ls=en
MBC-A06S05 | Set Protective working cover | 1 | 1 | 44 | KERN | MBC-A06S05 | https://www.kern-sohn.com/cgi-bin/cosmoshop/lshop.cgi?action=shopstart&ls=en
MPE-A01S05 | Set Protective working cover | 1 | 1 | 44 | KERN | MPE-A01S05 | https://www.kern-sohn.com/cgi-bin/cosmoshop/lshop.cgi?action=shopstart&ls=en
PBS-A01S05 | Set Protective working cover | 1 | 1 | 44 | KERN | PBS-A01S05 | https://www.kern-sohn.com/cgi-bin/cosmoshop/lshop.cgi?action=shopstart&ls=en
PBS-A02S05 | Set Protective working cover | 1 | 1 | 44 | KERN | PBS-A02S05 | https://www.kern-sohn.com/cgi-bin/cosmoshop/lshop.cgi?action=shopstart&ls=en
PCB-A02S05 | Set Protective working cover | 1 | 1 | 44 | KERN | PCB-A02S05 | https://www.kern-sohn.com/cgi-bin/cosmoshop/lshop.cgi?action=shopstart&ls=en
PCB-A03S05 | Set Protective working cover | 1 | 1 | 44 | KERN | PCB-A03S05 | https://www.kern-sohn.com/cgi-bin/cosmoshop/lshop.cgi?action=shopstart&ls=en
PCB-A04S05 | Set Protective working cover | 1 | 1 | 44 | KERN | PCB-A04S05 | https://www.kern-sohn.com/cgi-bin/cosmoshop/lshop.cgi?action=shopstart&ls=en
PCB-A05S05 | Set Protective working cover | 1 | 1 | 44 | KERN | PCB-A05S05 | https://www.kern-sohn.com/cgi-bin/cosmoshop/lshop.cgi?action=shopstart&ls=en
PES-A04S05 | Set Protective working cover | 1 | 1 | 44 | KERN | PES-A04S05 | https://www.kern-sohn.com/cgi-bin/cosmoshop/lshop.cgi?action=shopstart&ls=en
PLE-A01S05 | Set Protective working cover | 1 | 1 | 44 | KERN | PLE-A01S05 | https://www.kern-sohn.com/cgi-bin/cosmoshop/lshop.cgi?action=shopstart&ls=en
PLJ-A01S05 | Set Protective working cover | 1 | 1 | 44 | KERN | PLJ-A01S05 | https://www.kern-sohn.com/cgi-bin/cosmoshop/lshop.cgi?action=shopstart&ls=en
PNJ-A01S05 | Set Protective working cover | 1 | 1 | 44 | KERN | PNJ-A01S05 | https://www.kern-sohn.com/cgi-bin/cosmoshop/lshop.cgi?action=shopstart&ls=en
RFB-A01S05 | Set Protective working cover | 1 | 1 | 44 | KERN | RFB-A01S05 | https://www.kern-sohn.com/cgi-bin/cosmoshop/lshop.cgi?action=shopstart&ls=en
RFC-A02S05 | Set Protective working cover | 1 | 1 | 44 | KERN | RFC-A02S05 | https://www.kern-sohn.com/cgi-bin/cosmoshop/lshop.cgi?action=shopstart&ls=en
RIB-A01S05 | Set Protective working cover | 1 | 1 | 44 | KERN | RIB-A01S05 | https://www.kern-sohn.com/cgi-bin/cosmoshop/lshop.cgi?action=shopstart&ls=en
VFB-A01S05 | Set Protective working cover | 1 | 1 | 44 | KERN | VFB-A01S05 | https://www.kern-sohn.com/cgi-bin/cosmoshop/lshop.cgi?action=shopstart&ls=en
YBA-A10S05 | Set Protective working cover | 1 | 1 | 44 | KERN | YBA-A10S05 | https://www.kern-sohn.com/cgi-bin/cosmoshop/lshop.cgi?action=shopstart&ls=en
EMB 5000-0SS05 | Set School balance | 1 | 1 | 187 | KERN | EMB 5000-0SS05 | https://www.kern-sohn.com/cgi-bin/cosmoshop/lshop.cgi?action=shopstart&ls=en
EMB 500-1SS05 | Set School balance | 1 | 1 | 187 | KERN | EMB 500-1SS05 | https://www.kern-sohn.com/cgi-bin/cosmoshop/lshop.cgi?action=shopstart&ls=en
EMB 2000-0SS05 | Set School balance | 1 | 1 | 165 | KERN | EMB 2000-0SS05 | https://www.kern-sohn.com/cgi-bin/cosmoshop/lshop.cgi?action=shopstart&ls=en
EMB 200-1SS05 | Set School balance | 1 | 1 | 165 | KERN | EMB 200-1SS05 | https://www.kern-sohn.com/cgi-bin/cosmoshop/lshop.cgi?action=shopstart&ls=en
OZP 558C825 | Set Stereomicroscope - digital set | 1 | 1 | 2112 | KERN | OZP 558C825 | https://www.kern-sohn.com/cgi-bin/cosmoshop/lshop.cgi?action=shopstart&ls=en
OBN 135T241 | Set Compound microscope - digital set | 1 | 1 | 2629 | KERN | OBN 135T241 | https://www.kern-sohn.com/cgi-bin/cosmoshop/lshop.cgi?action=shopstart&ls=en
OBN 132T241 | Set Compound microscope - digital set | 1 | 1 | 2607 | KERN | OBN 132T241 | https://www.kern-sohn.com/cgi-bin/cosmoshop/lshop.cgi?action=shopstart&ls=en
OBL 137T241 | Set Compound microscope - digital set | 1 | 1 | 2244 | KERN | OBL 137T241 | https://www.kern-sohn.com/cgi-bin/cosmoshop/lshop.cgi?action=shopstart&ls=en
OBN 135C832 | Set Compound microscope - digital set | 1 | 1 | 2233 | KERN | OBN 135C832 | https://www.kern-sohn.com/cgi-bin/cosmoshop/lshop.cgi?action=shopstart&ls=en
OBL 135T241 | Set Compound microscope - digital set | 1 | 1 | 2222 | KERN | OBL 135T241 | https://www.kern-sohn.com/cgi-bin/cosmoshop/lshop.cgi?action=shopstart&ls=en
OBN 132C832 | Set Compound microscope - digital set | 1 | 1 | 2211 | KERN | OBN 132C832 | https://www.kern-sohn.com/cgi-bin/cosmoshop/lshop.cgi?action=shopstart&ls=en
OBF 132T241 | Set Compound microscope - digital set | 1 | 1 | 2101 | KERN | OBF 132T241 | https://www.kern-sohn.com/cgi-bin/cosmoshop/lshop.cgi?action=shopstart&ls=en
OBF 133T241 | Set Compound microscope - digital set | 1 | 1 | 2079 | KERN | OBF 133T241 | https://www.kern-sohn.com/cgi-bin/cosmoshop/lshop.cgi?action=shopstart&ls=en
OBN 135C825 | Set Compound microscope - digital set | 1 | 1 | 2068 | KERN | OBN 135C825 | https://www.kern-sohn.com/cgi-bin/cosmoshop/lshop.cgi?action=shopstart&ls=en
OBN 132C825 | Set Compound microscope - digital set | 1 | 1 | 2046 | KERN | OBN 132C825 | https://www.kern-sohn.com/cgi-bin/cosmoshop/lshop.cgi?action=shopstart&ls=en
OBF 131T241 | Set Compound microscope - digital set | 1 | 1 | 1980 | KERN | OBF 131T241 | https://www.kern-sohn.com/cgi-bin/cosmoshop/lshop.cgi?action=shopstart&ls=en
OBL 137C832 | Set Compound microscope - digital set | 1 | 1 | 1848 | KERN | OBL 137C832 | https://www.kern-sohn.com/cgi-bin/cosmoshop/lshop.cgi?action=shopstart&ls=en
OBL 135C832 | Set Compound microscope - digital set | 1 | 1 | 1826 | KERN | OBL 135C832 | https://www.kern-sohn.com/cgi-bin/cosmoshop/lshop.cgi?action=shopstart&ls=en
OBE 114T241 | Set Compound microscope - digital set | 1 | 1 | 1815 | KERN | OBE 114T241 | https://www.kern-sohn.com/cgi-bin/cosmoshop/lshop.cgi?action=shopstart&ls=en
OBE 104T241 | Set Compound microscope - digital set | 1 | 1 | 1749 | KERN | OBE 104T241 | https://www.kern-sohn.com/cgi-bin/cosmoshop/lshop.cgi?action=shopstart&ls=en
OBF 132C832 | Set Compound microscope - digital set | 1 | 1 | 1705 | KERN | OBF 132C832 | https://www.kern-sohn.com/cgi-bin/cosmoshop/lshop.cgi?action=shopstart&ls=en
OBL 137C825 | Set Compound microscope - digital set | 1 | 1 | 1694 | KERN | OBL 137C825 | https://www.kern-sohn.com/cgi-bin/cosmoshop/lshop.cgi?action=shopstart&ls=en
OBF 133C832 | Set Compound microscope - digital set | 1 | 1 | 1683 | KERN | OBF 133C832 | https://www.kern-sohn.com/cgi-bin/cosmoshop/lshop.cgi?action=shopstart&ls=en
OBL 135C825 | Set Compound microscope - digital set | 1 | 1 | 1661 | KERN | OBL 135C825 | https://www.kern-sohn.com/cgi-bin/cosmoshop/lshop.cgi?action=shopstart&ls=en
OBF 131C832 | Set Compound microscope - digital set | 1 | 1 | 1584 | KERN | OBF 131C832 | https://www.kern-sohn.com/cgi-bin/cosmoshop/lshop.cgi?action=shopstart&ls=en
OBF 132C825 | Set Compound microscope - digital set | 1 | 1 | 1540 | KERN | OBF 132C825 | https://www.kern-sohn.com/cgi-bin/cosmoshop/lshop.cgi?action=shopstart&ls=en
OBF 133C825 | Set Compound microscope - digital set | 1 | 1 | 1518 | KERN | OBF 133C825 | https://www.kern-sohn.com/cgi-bin/cosmoshop/lshop.cgi?action=shopstart&ls=en
OBE 114C832 | Set Compound microscope - digital set | 1 | 1 | 1419 | KERN | OBE 114C832 | https://www.kern-sohn.com/cgi-bin/cosmoshop/lshop.cgi?action=shopstart&ls=en
OBF 131C825 | Set Compound microscope - digital set | 1 | 1 | 1419 | KERN | OBF 131C825 | https://www.kern-sohn.com/cgi-bin/cosmoshop/lshop.cgi?action=shopstart&ls=en
OBE 104C832 | Set Compound microscope - digital set | 1 | 1 | 1353 | KERN | OBE 104C832 | https://www.kern-sohn.com/cgi-bin/cosmoshop/lshop.cgi?action=shopstart&ls=en
OBE 114C825 | Set Compound microscope - digital set | 1 | 1 | 1254 | KERN | OBE 114C825 | https://www.kern-sohn.com/cgi-bin/cosmoshop/lshop.cgi?action=shopstart&ls=en
OBE 104C825 | Set Compound microscope - digital set | 1 | 1 | 1193.5 | KERN | OBE 104C825 | https://www.kern-sohn.com/cgi-bin/cosmoshop/lshop.cgi?action=shopstart&ls=en
PLS-A01 | Set for density measurement | 1 | 1 | 627 | KERN | PLS-A01 | https://www.kern-sohn.com/cgi-bin/cosmoshop/lshop.cgi?action=shopstart&ls=en
PBS-A03 | Set for the determination of density | 1 | 1 | 1815 | KERN | PBS-A03 | https://www.kern-sohn.com/cgi-bin/cosmoshop/lshop.cgi?action=shopstart&ls=en
PBS-A04 | Set for the determination of density | 1 | 1 | 1760 | KERN | PBS-A04 | https://www.kern-sohn.com/cgi-bin/cosmoshop/lshop.cgi?action=shopstart&ls=en
ALT-A02 | Set for the determination of density | 1 | 1 | 913 | KERN | ALT-A02 | https://www.kern-sohn.com/cgi-bin/cosmoshop/lshop.cgi?action=shopstart&ls=en
PLT-A01 | Set for the determination of density | 1 | 1 | 913 | KERN | PLT-A01 | https://www.kern-sohn.com/cgi-bin/cosmoshop/lshop.cgi?action=shopstart&ls=en
YDB-03 | Set for the determination of density | 1 | 1 | 429 | KERN | YDB-03 | https://www.kern-sohn.com/cgi-bin/cosmoshop/lshop.cgi?action=shopstart&ls=en
YDB-02 | Set for the determination of density | 1 | 1 | 363 | KERN | YDB-02 | https://www.kern-sohn.com/cgi-bin/cosmoshop/lshop.cgi?action=shopstart&ls=en
YDB-01 | Set for the determination of density | 1 | 1 | 236.5 | KERN | YDB-01 | https://www.kern-sohn.com/cgi-bin/cosmoshop/lshop.cgi?action=shopstart&ls=en
ABS-A02 | Set for the determination of density | 1 | 1 | 209 | KERN | ABS-A02 | https://www.kern-sohn.com/cgi-bin/cosmoshop/lshop.cgi?action=shopstart&ls=en
YDB-A03 | Set for the determination of density | 1 | 1 | 33 | KERN | YDB-A03 | https://www.kern-sohn.com/cgi-bin/cosmoshop/lshop.cgi?action=shopstart&ls=en
DS-A01 | Set for underfloor weighing | 1 | 1 | 220 | KERN | DS-A01 | https://www.kern-sohn.com/cgi-bin/cosmoshop/lshop.cgi?action=shopstart&ls=en
318-226 | Set of weights | 1 | 1 | 363 | KERN | 318-226 | https://www.kern-sohn.com/cgi-bin/cosmoshop/lshop.cgi?action=shopstart&ls=en
SCD-4.0-PROS05 | Set Software | 1 | 1 | 1089 | KERN | SCD-4.0-PROS05 | https://www.kern-sohn.com/cgi-bin/cosmoshop/lshop.cgi?action=shopstart&ls=en
SCD-4.0S05 | Set Software | 1 | 1 | 550 | KERN | SCD-4.0S05 | https://www.kern-sohn.com/cgi-bin/cosmoshop/lshop.cgi?action=shopstart&ls=en
OSF 439S10 | Set Stereo microscope | 1 | 1 | 3465 | KERN | OSF 439S10 | https://www.kern-sohn.com/cgi-bin/cosmoshop/lshop.cgi?action=shopstart&ls=en
OZP 558T241 | Set Stereomicroscope - digital set | 1 | 1 | 2673 | KERN | OZP 558T241 | https://www.kern-sohn.com/cgi-bin/cosmoshop/lshop.cgi?action=shopstart&ls=en
OZP 558C832 | Set Stereomicroscope - digital set | 1 | 1 | 2277 | KERN | OZP 558C832 | https://www.kern-sohn.com/cgi-bin/cosmoshop/lshop.cgi?action=shopstart&ls=en
OZM 544C832 | Set Stereomicroscope - digital set | 1 | 1 | 2079 | KERN | OZM 544C832 | https://www.kern-sohn.com/cgi-bin/cosmoshop/lshop.cgi?action=shopstart&ls=en
OZM 544C825 | Set Stereomicroscope - digital set | 1 | 1 | 1914 | KERN | OZM 544C825 | https://www.kern-sohn.com/cgi-bin/cosmoshop/lshop.cgi?action=shopstart&ls=en
OZL 466T241 | Set Stereomicroscope - digital set | 1 | 1 | 1639 | KERN | OZL 466T241 | https://www.kern-sohn.com/cgi-bin/cosmoshop/lshop.cgi?action=shopstart&ls=en
OZL 468T241 | Set Stereomicroscope - digital set | 1 | 1 | 1595 | KERN | OZL 468T241 | https://www.kern-sohn.com/cgi-bin/cosmoshop/lshop.cgi?action=shopstart&ls=en
OZL 464T241 | Set Stereomicroscope - digital set | 1 | 1 | 1584 | KERN | OZL 464T241 | https://www.kern-sohn.com/cgi-bin/cosmoshop/lshop.cgi?action=shopstart&ls=en
OZL 466C832 | Set Stereomicroscope - digital set | 1 | 1 | 1243 | KERN | OZL 466C832 | https://www.kern-sohn.com/cgi-bin/cosmoshop/lshop.cgi?action=shopstart&ls=en
OZL 468C832 | Set Stereomicroscope - digital set | 1 | 1 | 1199 | KERN | OZL 468C832 | https://www.kern-sohn.com/cgi-bin/cosmoshop/lshop.cgi?action=shopstart&ls=en
OZL 464C832 | Set Stereomicroscope - digital set | 1 | 1 | 1188 | KERN | OZL 464C832 | https://www.kern-sohn.com/cgi-bin/cosmoshop/lshop.cgi?action=shopstart&ls=en
OZL 466C825 | Set Stereomicroscope - digital set | 1 | 1 | 1089 | KERN | OZL 466C825 | https://www.kern-sohn.com/cgi-bin/cosmoshop/lshop.cgi?action=shopstart&ls=en
OZL 468C825 | Set Stereomicroscope - digital set | 1 | 1 | 1045 | KERN | OZL 468C825 | https://www.kern-sohn.com/cgi-bin/cosmoshop/lshop.cgi?action=shopstart&ls=en
OZL 464C825 | Set Stereomicroscope - digital set | 1 | 1 | 1034 | KERN | OZL 464C825 | https://www.kern-sohn.com/cgi-bin/cosmoshop/lshop.cgi?action=shopstart&ls=en
YSC-02 | Shackle for crane balance | 1 | 1 | 231 | KERN | YSC-02 | https://www.kern-sohn.com/cgi-bin/cosmoshop/lshop.cgi?action=shopstart&ls=en
YSC-01 | Shackle for crane balance | 1 | 1 | 110 | KERN | YSC-01 | https://www.kern-sohn.com/cgi-bin/cosmoshop/lshop.cgi?action=shopstart&ls=en
YSC-03 | Shackle for crane balance | 1 | 1 | 55 | KERN | YSC-03 | https://www.kern-sohn.com/cgi-bin/cosmoshop/lshop.cgi?action=shopstart&ls=en
CT 3000-3P2 | Shear beam load cell | 1 | 1 | 126.5 | KERN | CT 3000-3P2 | https://www.kern-sohn.com/cgi-bin/cosmoshop/lshop.cgi?action=shopstart&ls=en
CT 5000-3P2 | Shear beam load cell | 1 | 1 | 126.5 | KERN | CT 5000-3P2 | https://www.kern-sohn.com/cgi-bin/cosmoshop/lshop.cgi?action=shopstart&ls=en
CT 1000-3P2 | Shear beam load cell | 1 | 1 | 104.5 | KERN | CT 1000-3P2 | https://www.kern-sohn.com/cgi-bin/cosmoshop/lshop.cgi?action=shopstart&ls=en
CT 500-3P2 | Shear beam load cell | 1 | 1 | 104.5 | KERN | CT 500-3P2 | https://www.kern-sohn.com/cgi-bin/cosmoshop/lshop.cgi?action=shopstart&ls=en
HDA 100-1. | Shore hardness tester | 1 | 1 | 412.5 | KERN | HDA 100-1. | https://www.kern-sohn.com/cgi-bin/cosmoshop/lshop.cgi?action=shopstart&ls=en
HDD 100-1. | Shore hardness tester | 1 | 1 | 412.5 | KERN | HDD 100-1. | https://www.kern-sohn.com/cgi-bin/cosmoshop/lshop.cgi?action=shopstart&ls=en
HBD 100-0. | Shore hardness tester | 1 | 1 | 154 | KERN | HBD 100-0. | https://www.kern-sohn.com/cgi-bin/cosmoshop/lshop.cgi?action=shopstart&ls=en
HB0 100-0. | Shore hardness tester | 1 | 1 | 148.5 | KERN | HB0 100-0. | https://www.kern-sohn.com/cgi-bin/cosmoshop/lshop.cgi?action=shopstart&ls=en
HBA 100-0. | Shore hardness tester | 1 | 1 | 115.5 | KERN | HBA 100-0. | https://www.kern-sohn.com/cgi-bin/cosmoshop/lshop.cgi?action=shopstart&ls=en
IKT-A04 | Signal lamp | 1 | 1 | 286 | KERN | IKT-A04 | https://www.kern-sohn.com/cgi-bin/cosmoshop/lshop.cgi?action=shopstart&ls=en
KIB-A06 | Signal light | 1 | 1 | 407 | KERN | KIB-A06 | https://www.kern-sohn.com/cgi-bin/cosmoshop/lshop.cgi?action=shopstart&ls=en
KIB-A06E | Signal light | 1 | 1 | 407 | KERN | KIB-A06E | https://www.kern-sohn.com/cgi-bin/cosmoshop/lshop.cgi?action=shopstart&ls=en
CFS-A03 | Signal light | 1 | 1 | 275 | KERN | CFS-A03 | https://www.kern-sohn.com/cgi-bin/cosmoshop/lshop.cgi?action=shopstart&ls=en
OZB-A4531 | Single fibre | 1 | 1 | 192.5 | KERN | OZB-A4531 | https://www.kern-sohn.com/cgi-bin/cosmoshop/lshop.cgi?action=shopstart&ls=en
OBB-A1438 | SLR-Mount camera adapter | 1 | 1 | 385 | KERN | OBB-A1438 | https://www.kern-sohn.com/cgi-bin/cosmoshop/lshop.cgi?action=shopstart&ls=en
OBB-A1439 | SLR-Mount camera adapter | 1 | 1 | 385 | KERN | OBB-A1439 | https://www.kern-sohn.com/cgi-bin/cosmoshop/lshop.cgi?action=shopstart&ls=en
OBB-A1440 | SLR-Mount camera adapter | 1 | 1 | 385 | KERN | OBB-A1440 | https://www.kern-sohn.com/cgi-bin/cosmoshop/lshop.cgi?action=shopstart&ls=en
AFH FD | Software | 1 | 1 | 715 | KERN | AFH FD | https://www.kern-sohn.com/cgi-bin/cosmoshop/lshop.cgi?action=shopstart&ls=en
AFH LD | Software | 1 | 1 | 275 | KERN | AFH LD | https://www.kern-sohn.com/cgi-bin/cosmoshop/lshop.cgi?action=shopstart&ls=en
ATU-04 | Software | 1 | 1 | 121 | KERN | ATU-04 | https://www.kern-sohn.com/cgi-bin/cosmoshop/lshop.cgi?action=shopstart&ls=en
ATU-04TU | Software | 1 | 1 | 121 | KERN | ATU-04TU | https://www.kern-sohn.com/cgi-bin/cosmoshop/lshop.cgi?action=shopstart&ls=en
SCD-4.0 | Software Balance Connection 4 | 1 | 1 | 165 | KERN | SCD-4.0 | https://www.kern-sohn.com/cgi-bin/cosmoshop/lshop.cgi?action=shopstart&ls=en
SCD-4.0-DL | Software Balance Connection 4 | 1 | 1 | 165 | KERN | SCD-4.0-DL | https://www.kern-sohn.com/cgi-bin/cosmoshop/lshop.cgi?action=shopstart&ls=en
SCD-4.0-PRO | Software Balance Connection 4 PRO | 1 | 1 | 319 | KERN | SCD-4.0-PRO | https://www.kern-sohn.com/cgi-bin/cosmoshop/lshop.cgi?action=shopstart&ls=en
SCD-4.0-PRO-DL | Software Balance Connection 4 PRO | 1 | 1 | 319 | KERN | SCD-4.0-PRO-DL | https://www.kern-sohn.com/cgi-bin/cosmoshop/lshop.cgi?action=shopstart&ls=en
SCD-4.0-PRO-UPG | Software Balance Connection 4 PRO Upgrade | 1 | 1 | 154 | KERN | SCD-4.0-PRO-UPG | https://www.kern-sohn.com/cgi-bin/cosmoshop/lshop.cgi?action=shopstart&ls=en
SCD-4.0-PRO-KEY | Software license key | 1 | 1 | 319 | KERN | SCD-4.0-PRO-KEY | https://www.kern-sohn.com/cgi-bin/cosmoshop/lshop.cgi?action=shopstart&ls=en
SCD-4.0-KEY | Software license key | 1 | 1 | 165 | KERN | SCD-4.0-KEY | https://www.kern-sohn.com/cgi-bin/cosmoshop/lshop.cgi?action=shopstart&ls=en
OZB-A5614 | Soldering protective lens | 1 | 1 | 49.5 | KERN | OZB-A5614 | https://www.kern-sohn.com/cgi-bin/cosmoshop/lshop.cgi?action=shopstart&ls=en
OZB-A4645 | Soldering protective lens | 1 | 1 | 38.5 | KERN | OZB-A4645 | https://www.kern-sohn.com/cgi-bin/cosmoshop/lshop.cgi?action=shopstart&ls=en
OZB-A4250 | Soldering protective lens | 1 | 1 | 20.9 | KERN | OZB-A4250 | https://www.kern-sohn.com/cgi-bin/cosmoshop/lshop.cgi?action=shopstart&ls=en
OZB-A4251 | Soldering protective lens | 1 | 1 | 20.9 | KERN | OZB-A4251 | https://www.kern-sohn.com/cgi-bin/cosmoshop/lshop.cgi?action=shopstart&ls=en
BSWA-01 | sound calibration generator | 1 | 1 | 781 | KERN | BSWA-01 | https://www.kern-sohn.com/cgi-bin/cosmoshop/lshop.cgi?action=shopstart&ls=en
SW 1000 | Sound level meter - class I | 1 | 1 | 1925 | KERN | SW 1000 | https://www.kern-sohn.com/cgi-bin/cosmoshop/lshop.cgi?action=shopstart&ls=en
SW 2000 | Sound level meter - class II | 1 | 1 | 1056 | KERN | SW 2000 | https://www.kern-sohn.com/cgi-bin/cosmoshop/lshop.cgi?action=shopstart&ls=en
SU 130. | Sound level meter - class II | 1 | 1 | 121 | KERN | SU 130. | https://www.kern-sohn.com/cgi-bin/cosmoshop/lshop.cgi?action=shopstart&ls=en
947-01 | Special device labelling to customer specification | 1 | 1 | 7.7 | KERN | 947-01 | https://www.kern-sohn.com/cgi-bin/cosmoshop/lshop.cgi?action=shopstart&ls=en
OBB-A2426 | Specimen holder (Clip) | 1 | 1 | 71.5 | KERN | OBB-A2426 | https://www.kern-sohn.com/cgi-bin/cosmoshop/lshop.cgi?action=shopstart&ls=en
OBB-A1503 | Specimen holder (Ø 110 mm) | 1 | 1 | 33 | KERN | OBB-A1503 | https://www.kern-sohn.com/cgi-bin/cosmoshop/lshop.cgi?action=shopstart&ls=en
OBB-A2425 | Specimen holder (Ø 110) | 1 | 1 | 104.5 | KERN | OBB-A2425 | https://www.kern-sohn.com/cgi-bin/cosmoshop/lshop.cgi?action=shopstart&ls=en
OBB-A2520 | Specimen holder (Ø 118) | 1 | 1 | 104.5 | KERN | OBB-A2520 | https://www.kern-sohn.com/cgi-bin/cosmoshop/lshop.cgi?action=shopstart&ls=en
OBB-A2562 | Specimen holder for 30 mm culture dish | 1 | 1 | 71.5 | KERN | OBB-A2562 | https://www.kern-sohn.com/cgi-bin/cosmoshop/lshop.cgi?action=shopstart&ls=en
OBB-A1507 | Specimen holder for 35 mm culture dish | 1 | 1 | 66 | KERN | OBB-A1507 | https://www.kern-sohn.com/cgi-bin/cosmoshop/lshop.cgi?action=shopstart&ls=en
OBB-A2522 | Specimen holder for 54 mm culture dish | 1 | 1 | 77 | KERN | OBB-A2522 | https://www.kern-sohn.com/cgi-bin/cosmoshop/lshop.cgi?action=shopstart&ls=en
OBB-A1506 | Specimen holder for 54 mm culture dish | 1 | 1 | 66 | KERN | OBB-A1506 | https://www.kern-sohn.com/cgi-bin/cosmoshop/lshop.cgi?action=shopstart&ls=en
OBB-A2560 | Specimen holder for 60 mm culture dish | 1 | 1 | 71.5 | KERN | OBB-A2560 | https://www.kern-sohn.com/cgi-bin/cosmoshop/lshop.cgi?action=shopstart&ls=en
OBB-A2561 | Specimen holder for 65 mm culture dish | 1 | 1 | 71.5 | KERN | OBB-A2561 | https://www.kern-sohn.com/cgi-bin/cosmoshop/lshop.cgi?action=shopstart&ls=en
OBB-A1505 | Specimen holder for 65 mm culture dish | 1 | 1 | 66 | KERN | OBB-A1505 | https://www.kern-sohn.com/cgi-bin/cosmoshop/lshop.cgi?action=shopstart&ls=en
OBB-A2521 | Specimen holder for 96 hole microtitre plate | 1 | 1 | 77 | KERN | OBB-A2521 | https://www.kern-sohn.com/cgi-bin/cosmoshop/lshop.cgi?action=shopstart&ls=en
285-502 | Spring Scale | 1 | 1 | 242 | KERN | 285-502 | https://www.kern-sohn.com/cgi-bin/cosmoshop/lshop.cgi?action=shopstart&ls=en
285-352 | Spring Scale | 1 | 1 | 209 | KERN | 285-352 | https://www.kern-sohn.com/cgi-bin/cosmoshop/lshop.cgi?action=shopstart&ls=en
285-102 | Spring Scale | 1 | 1 | 203.5 | KERN | 285-102 | https://www.kern-sohn.com/cgi-bin/cosmoshop/lshop.cgi?action=shopstart&ls=en
285-202 | Spring Scale | 1 | 1 | 203.5 | KERN | 285-202 | https://www.kern-sohn.com/cgi-bin/cosmoshop/lshop.cgi?action=shopstart&ls=en
285-052 | Spring Scale | 1 | 1 | 193.6 | KERN | 285-052 | https://www.kern-sohn.com/cgi-bin/cosmoshop/lshop.cgi?action=shopstart&ls=en
281-752 | Spring Scale | 1 | 1 | 115.5 | KERN | 281-752 | https://www.kern-sohn.com/cgi-bin/cosmoshop/lshop.cgi?action=shopstart&ls=en
281-451 | Spring Scale | 1 | 1 | 108.9 | KERN | 281-451 | https://www.kern-sohn.com/cgi-bin/cosmoshop/lshop.cgi?action=shopstart&ls=en
281-601 | Spring Scale | 1 | 1 | 105.6 | KERN | 281-601 | https://www.kern-sohn.com/cgi-bin/cosmoshop/lshop.cgi?action=shopstart&ls=en
281-101 | Spring Scale | 1 | 1 | 104.5 | KERN | 281-101 | https://www.kern-sohn.com/cgi-bin/cosmoshop/lshop.cgi?action=shopstart&ls=en
281-401 | Spring Scale | 1 | 1 | 104.5 | KERN | 281-401 | https://www.kern-sohn.com/cgi-bin/cosmoshop/lshop.cgi?action=shopstart&ls=en
281-151 | Spring Scale | 1 | 1 | 93.5 | KERN | 281-151 | https://www.kern-sohn.com/cgi-bin/cosmoshop/lshop.cgi?action=shopstart&ls=en
281-201 | Spring Scale | 1 | 1 | 93.5 | KERN | 281-201 | https://www.kern-sohn.com/cgi-bin/cosmoshop/lshop.cgi?action=shopstart&ls=en
281-301 | Spring Scale | 1 | 1 | 93.5 | KERN | 281-301 | https://www.kern-sohn.com/cgi-bin/cosmoshop/lshop.cgi?action=shopstart&ls=en
287-110 | Spring Scale | 1 | 1 | 93.5 | KERN | 287-110 | https://www.kern-sohn.com/cgi-bin/cosmoshop/lshop.cgi?action=shopstart&ls=en
287-100 | Spring Scale | 1 | 1 | 82.5 | KERN | 287-100 | https://www.kern-sohn.com/cgi-bin/cosmoshop/lshop.cgi?action=shopstart&ls=en
287-102 | Spring Scale | 1 | 1 | 82.5 | KERN | 287-102 | https://www.kern-sohn.com/cgi-bin/cosmoshop/lshop.cgi?action=shopstart&ls=en
287-104 | Spring Scale | 1 | 1 | 82.5 | KERN | 287-104 | https://www.kern-sohn.com/cgi-bin/cosmoshop/lshop.cgi?action=shopstart&ls=en
287-106 | Spring Scale | 1 | 1 | 82.5 | KERN | 287-106 | https://www.kern-sohn.com/cgi-bin/cosmoshop/lshop.cgi?action=shopstart&ls=en
287-108 | Spring Scale | 1 | 1 | 82.5 | KERN | 287-108 | https://www.kern-sohn.com/cgi-bin/cosmoshop/lshop.cgi?action=shopstart&ls=en
EMB-A07 | Stack frame | 1 | 1 | 66 | KERN | EMB-A07 | https://www.kern-sohn.com/cgi-bin/cosmoshop/lshop.cgi?action=shopstart&ls=en
EMB-A09 | Stack frame (5 pieces ) | 1 | 1 | 82.5 | KERN | EMB-A09 | https://www.kern-sohn.com/cgi-bin/cosmoshop/lshop.cgi?action=shopstart&ls=en
AFH 04 | Stainless steel handle bar with rubber grip | 1 | 1 | 104.5 | KERN | AFH 04 | https://www.kern-sohn.com/cgi-bin/cosmoshop/lshop.cgi?action=shopstart&ls=en
AFK 02 | Stainless steel handle bar with rubber grip | 1 | 1 | 104.5 | KERN | AFK 02 | https://www.kern-sohn.com/cgi-bin/cosmoshop/lshop.cgi?action=shopstart&ls=en
AFH 05 | Stainless steel handle with plastic coating | 1 | 1 | 60.5 | KERN | AFH 05 | https://www.kern-sohn.com/cgi-bin/cosmoshop/lshop.cgi?action=shopstart&ls=en
YDB-A05 | stainless steel plummet | 1 | 1 | 55 | KERN | YDB-A05 | https://www.kern-sohn.com/cgi-bin/cosmoshop/lshop.cgi?action=shopstart&ls=en
YDB-A04 | stainless steel plummet | 1 | 1 | 44 | KERN | YDB-A04 | https://www.kern-sohn.com/cgi-bin/cosmoshop/lshop.cgi?action=shopstart&ls=en
FCE-A01 | Stainless steel weighing plate | 1 | 1 | 38.5 | KERN | FCE-A01 | https://www.kern-sohn.com/cgi-bin/cosmoshop/lshop.cgi?action=shopstart&ls=en
EMS-A01 | Stainless steel weighing plate, 180x195 mm | 1 | 1 | 33 | KERN | EMS-A01 | https://www.kern-sohn.com/cgi-bin/cosmoshop/lshop.cgi?action=shopstart&ls=en
EMB-A02 | Stainless steel-weighing plate | 1 | 1 | 28.6 | KERN | EMB-A02 | https://www.kern-sohn.com/cgi-bin/cosmoshop/lshop.cgi?action=shopstart&ls=en
BFS-A07 | Stand to elevate display device | 1 | 1 | 132 | KERN | BFS-A07 | https://www.kern-sohn.com/cgi-bin/cosmoshop/lshop.cgi?action=shopstart&ls=en
IFB-A02 | Stand to elevate display device | 1 | 1 | 66 | KERN | IFB-A02 | https://www.kern-sohn.com/cgi-bin/cosmoshop/lshop.cgi?action=shopstart&ls=en
SFE-A01 | Stand to elevate the display | 1 | 1 | 60.5 | KERN | SFE-A01 | https://www.kern-sohn.com/cgi-bin/cosmoshop/lshop.cgi?action=shopstart&ls=en
EOB-A01 | Stand to elevate the display device | 1 | 1 | 88 | KERN | EOB-A01 | https://www.kern-sohn.com/cgi-bin/cosmoshop/lshop.cgi?action=shopstart&ls=en
EOB-A01N | Stand to elevate the display device | 1 | 1 | 55 | KERN | EOB-A01N | https://www.kern-sohn.com/cgi-bin/cosmoshop/lshop.cgi?action=shopstart&ls=en
IFB-A01 | Stand to elevate the display device | 1 | 1 | 55 | KERN | IFB-A01 | https://www.kern-sohn.com/cgi-bin/cosmoshop/lshop.cgi?action=shopstart&ls=en
AC 43 | Standard attachments | 1 | 1 | 55 | KERN | AC 43 | https://www.kern-sohn.com/cgi-bin/cosmoshop/lshop.cgi?action=shopstart&ls=en
AC 430 | Standard attachments | 1 | 1 | 55 | KERN | AC 430 | https://www.kern-sohn.com/cgi-bin/cosmoshop/lshop.cgi?action=shopstart&ls=en
YKB-01N | Standard printer | 1 | 1 | 341 | KERN | YKB-01N | https://www.kern-sohn.com/cgi-bin/cosmoshop/lshop.cgi?action=shopstart&ls=en
YKB-01NE | Standard printer | 1 | 1 | 341 | KERN | YKB-01NE | https://www.kern-sohn.com/cgi-bin/cosmoshop/lshop.cgi?action=shopstart&ls=en
YKS-01 | Statistics printer | 1 | 1 | 429 | KERN | YKS-01 | https://www.kern-sohn.com/cgi-bin/cosmoshop/lshop.cgi?action=shopstart&ls=en
YKS-01E | Statistics printer | 1 | 1 | 429 | KERN | YKS-01E | https://www.kern-sohn.com/cgi-bin/cosmoshop/lshop.cgi?action=shopstart&ls=en
OSF 512 | Stereo microscope head | 1 | 1 | 209 | KERN | OSF 512 | https://www.kern-sohn.com/cgi-bin/cosmoshop/lshop.cgi?action=shopstart&ls=en
OSF 514 | Stereo microscope head | 1 | 1 | 209 | KERN | OSF 514 | https://www.kern-sohn.com/cgi-bin/cosmoshop/lshop.cgi?action=shopstart&ls=en
OSF 516 | Stereo microscope head | 1 | 1 | 209 | KERN | OSF 516 | https://www.kern-sohn.com/cgi-bin/cosmoshop/lshop.cgi?action=shopstart&ls=en
OZM 933UK | Stereo microscope Set | 1 | 1 | 2233 | KERN | OZM 933UK | https://www.kern-sohn.com/cgi-bin/cosmoshop/lshop.cgi?action=shopstart&ls=en
OZM 983UK | Stereo microscope Set | 1 | 1 | 2046 | KERN | OZM 983UK | https://www.kern-sohn.com/cgi-bin/cosmoshop/lshop.cgi?action=shopstart&ls=en
OZM 913UK | Stereo microscope Set | 1 | 1 | 1914 | KERN | OZM 913UK | https://www.kern-sohn.com/cgi-bin/cosmoshop/lshop.cgi?action=shopstart&ls=en
OZM 953UK | Stereo microscope Set | 1 | 1 | 1859 | KERN | OZM 953UK | https://www.kern-sohn.com/cgi-bin/cosmoshop/lshop.cgi?action=shopstart&ls=en
OZM 923 | Stereo microscope Set | 1 | 1 | 1782 | KERN | OZM 923 | https://www.kern-sohn.com/cgi-bin/cosmoshop/lshop.cgi?action=shopstart&ls=en
OZM 923UK | Stereo microscope Set | 1 | 1 | 1782 | KERN | OZM 923UK | https://www.kern-sohn.com/cgi-bin/cosmoshop/lshop.cgi?action=shopstart&ls=en
OZM 903 | Stereo microscope Set | 1 | 1 | 1727 | KERN | OZM 903 | https://www.kern-sohn.com/cgi-bin/cosmoshop/lshop.cgi?action=shopstart&ls=en
OZM 903UK | Stereo microscope Set | 1 | 1 | 1727 | KERN | OZM 903UK | https://www.kern-sohn.com/cgi-bin/cosmoshop/lshop.cgi?action=shopstart&ls=en
OZM 982UK | Stereo microscope Set | 1 | 1 | 1716 | KERN | OZM 982UK | https://www.kern-sohn.com/cgi-bin/cosmoshop/lshop.cgi?action=shopstart&ls=en
OZM 912UK | Stereo microscope Set | 1 | 1 | 1584 | KERN | OZM 912UK | https://www.kern-sohn.com/cgi-bin/cosmoshop/lshop.cgi?action=shopstart&ls=en
OZM 952UK | Stereo microscope Set | 1 | 1 | 1529 | KERN | OZM 952UK | https://www.kern-sohn.com/cgi-bin/cosmoshop/lshop.cgi?action=shopstart&ls=en
OZM 922 | Stereo microscope Set | 1 | 1 | 1474 | KERN | OZM 922 | https://www.kern-sohn.com/cgi-bin/cosmoshop/lshop.cgi?action=shopstart&ls=en
OZM 922UK | Stereo microscope Set | 1 | 1 | 1474 | KERN | OZM 922UK | https://www.kern-sohn.com/cgi-bin/cosmoshop/lshop.cgi?action=shopstart&ls=en
OZM 902 | Stereo microscope Set | 1 | 1 | 1419 | KERN | OZM 902 | https://www.kern-sohn.com/cgi-bin/cosmoshop/lshop.cgi?action=shopstart&ls=en
OZM 902UK | Stereo microscope Set | 1 | 1 | 1419 | KERN | OZM 902UK | https://www.kern-sohn.com/cgi-bin/cosmoshop/lshop.cgi?action=shopstart&ls=en
OZL 963UK | Stereo microscope Set | 1 | 1 | 1045 | KERN | OZL 963UK | https://www.kern-sohn.com/cgi-bin/cosmoshop/lshop.cgi?action=shopstart&ls=en
OZL 961UK | Stereo microscope Set | 1 | 1 | 968 | KERN | OZL 961UK | https://www.kern-sohn.com/cgi-bin/cosmoshop/lshop.cgi?action=shopstart&ls=en
OZM 932 | Stereo microscope Set Binocular | 1 | 1 | 1903 | KERN | OZM 932 | https://www.kern-sohn.com/cgi-bin/cosmoshop/lshop.cgi?action=shopstart&ls=en
OZM 982 | Stereo microscope Set Binocular | 1 | 1 | 1716 | KERN | OZM 982 | https://www.kern-sohn.com/cgi-bin/cosmoshop/lshop.cgi?action=shopstart&ls=en
OZM 912 | Stereo microscope Set Binocular | 1 | 1 | 1584 | KERN | OZM 912 | https://www.kern-sohn.com/cgi-bin/cosmoshop/lshop.cgi?action=shopstart&ls=en
OZM 952 | Stereo microscope Set Binocular | 1 | 1 | 1529 | KERN | OZM 952 | https://www.kern-sohn.com/cgi-bin/cosmoshop/lshop.cgi?action=shopstart&ls=en
OZL 961 | Stereo microscope Set Binocular | 1 | 1 | 968 | KERN | OZL 961 | https://www.kern-sohn.com/cgi-bin/cosmoshop/lshop.cgi?action=shopstart&ls=en
OZM 932UK | Stereo microscope Set Binocular (UK) | 1 | 1 | 1903 | KERN | OZM 932UK | https://www.kern-sohn.com/cgi-bin/cosmoshop/lshop.cgi?action=shopstart&ls=en
OZM 933 | Stereo microscope Set Trinocular | 1 | 1 | 2233 | KERN | OZM 933 | https://www.kern-sohn.com/cgi-bin/cosmoshop/lshop.cgi?action=shopstart&ls=en
OZM 983 | Stereo microscope Set Trinocular | 1 | 1 | 2046 | KERN | OZM 983 | https://www.kern-sohn.com/cgi-bin/cosmoshop/lshop.cgi?action=shopstart&ls=en
OZM 913 | Stereo microscope Set Trinocular | 1 | 1 | 1914 | KERN | OZM 913 | https://www.kern-sohn.com/cgi-bin/cosmoshop/lshop.cgi?action=shopstart&ls=en
OZM 953 | Stereo microscope Set Trinocular | 1 | 1 | 1859 | KERN | OZM 953 | https://www.kern-sohn.com/cgi-bin/cosmoshop/lshop.cgi?action=shopstart&ls=en
OZL 963 | Stereo microscope Set Trinocular | 1 | 1 | 1045 | KERN | OZL 963 | https://www.kern-sohn.com/cgi-bin/cosmoshop/lshop.cgi?action=shopstart&ls=en
OZC 583 | Stereo zoom microscope (Coaxial) Trinocular | 1 | 1 | 2090 | KERN | OZC 583 | https://www.kern-sohn.com/cgi-bin/cosmoshop/lshop.cgi?action=shopstart&ls=en
OZG 493 | Stereo zoom microscope (Gem) Bino (220V) | 1 | 1 | 544.5 | KERN | OZG 493 | https://www.kern-sohn.com/cgi-bin/cosmoshop/lshop.cgi?action=shopstart&ls=en
OZO 552 | Stereo zoom microscope Binocular | 1 | 1 | 1364 | KERN | OZO 552 | https://www.kern-sohn.com/cgi-bin/cosmoshop/lshop.cgi?action=shopstart&ls=en
OZP 556 | Stereo zoom microscope Binocular | 1 | 1 | 1353 | KERN | OZP 556 | https://www.kern-sohn.com/cgi-bin/cosmoshop/lshop.cgi?action=shopstart&ls=en
OZO 551 | Stereo zoom microscope Binocular | 1 | 1 | 1254 | KERN | OZO 551 | https://www.kern-sohn.com/cgi-bin/cosmoshop/lshop.cgi?action=shopstart&ls=en
OZM 542 | Stereo zoom microscope Binocular | 1 | 1 | 1177 | KERN | OZM 542 | https://www.kern-sohn.com/cgi-bin/cosmoshop/lshop.cgi?action=shopstart&ls=en
OZM 541 | Stereo zoom microscope Binocular | 1 | 1 | 946 | KERN | OZM 541 | https://www.kern-sohn.com/cgi-bin/cosmoshop/lshop.cgi?action=shopstart&ls=en
OZP 555 | Stereo zoom microscope Binocular | 1 | 1 | 880 | KERN | OZP 555 | https://www.kern-sohn.com/cgi-bin/cosmoshop/lshop.cgi?action=shopstart&ls=en
OZL 456 | Stereo zoom microscope Binocular | 1 | 1 | 759 | KERN | OZL 456 | https://www.kern-sohn.com/cgi-bin/cosmoshop/lshop.cgi?action=shopstart&ls=en
OZL 465 | Stereo zoom microscope Binocular | 1 | 1 | 605 | KERN | OZL 465 | https://www.kern-sohn.com/cgi-bin/cosmoshop/lshop.cgi?action=shopstart&ls=en
OZL 467 | Stereo zoom microscope Binocular | 1 | 1 | 561 | KERN | OZL 467 | https://www.kern-sohn.com/cgi-bin/cosmoshop/lshop.cgi?action=shopstart&ls=en
OZL 463 | Stereo zoom microscope Binocular | 1 | 1 | 550 | KERN | OZL 463 | https://www.kern-sohn.com/cgi-bin/cosmoshop/lshop.cgi?action=shopstart&ls=en
OZL 445 | Stereo zoom microscope Binocular | 1 | 1 | 462 | KERN | OZL 445 | https://www.kern-sohn.com/cgi-bin/cosmoshop/lshop.cgi?action=shopstart&ls=en
OZL 451 | Stereo zoom microscope Binocular (only 220V) | 1 | 1 | 671 | KERN | OZL 451 | https://www.kern-sohn.com/cgi-bin/cosmoshop/lshop.cgi?action=shopstart&ls=en
OZL 961U | Stereo zoom microscope Binocular (universal stand) | 1 | 1 | 836 | KERN | OZL 961U | https://www.kern-sohn.com/cgi-bin/cosmoshop/lshop.cgi?action=shopstart&ls=en
OZO 557 | Stereo zoom microscope head | 1 | 1 | 1859 | KERN | OZO 557 | https://www.kern-sohn.com/cgi-bin/cosmoshop/lshop.cgi?action=shopstart&ls=en
OZO 556 | Stereo zoom microscope head | 1 | 1 | 1485 | KERN | OZO 556 | https://www.kern-sohn.com/cgi-bin/cosmoshop/lshop.cgi?action=shopstart&ls=en
OZP 552 | Stereo zoom microscope head | 1 | 1 | 1342 | KERN | OZP 552 | https://www.kern-sohn.com/cgi-bin/cosmoshop/lshop.cgi?action=shopstart&ls=en
OZM 547 | Stereo zoom microscope head | 1 | 1 | 1144 | KERN | OZM 547 | https://www.kern-sohn.com/cgi-bin/cosmoshop/lshop.cgi?action=shopstart&ls=en
OZP 551 | Stereo zoom microscope head | 1 | 1 | 1012 | KERN | OZP 551 | https://www.kern-sohn.com/cgi-bin/cosmoshop/lshop.cgi?action=shopstart&ls=en
OZM 546 | Stereo zoom microscope head | 1 | 1 | 814 | KERN | OZM 546 | https://www.kern-sohn.com/cgi-bin/cosmoshop/lshop.cgi?action=shopstart&ls=en
OZL 469 | Stereo zoom microscope head | 1 | 1 | 561 | KERN | OZL 469 | https://www.kern-sohn.com/cgi-bin/cosmoshop/lshop.cgi?action=shopstart&ls=en
OZL 462 | Stereo zoom microscope head | 1 | 1 | 506 | KERN | OZL 462 | https://www.kern-sohn.com/cgi-bin/cosmoshop/lshop.cgi?action=shopstart&ls=en
OZL 460 | Stereo zoom microscope head | 1 | 1 | 484 | KERN | OZL 460 | https://www.kern-sohn.com/cgi-bin/cosmoshop/lshop.cgi?action=shopstart&ls=en
OZL 461 | Stereo zoom microscope head | 1 | 1 | 429 | KERN | OZL 461 | https://www.kern-sohn.com/cgi-bin/cosmoshop/lshop.cgi?action=shopstart&ls=en
OZL 963U | Stereo zoom microscope Trino (universal stand) | 1 | 1 | 913 | KERN | OZL 963U | https://www.kern-sohn.com/cgi-bin/cosmoshop/lshop.cgi?action=shopstart&ls=en
OZS 574 | Stereo zoom microscope Trinocular | 1 | 1 | 3278 | KERN | OZS 574 | https://www.kern-sohn.com/cgi-bin/cosmoshop/lshop.cgi?action=shopstart&ls=en
OZS 573 | Stereo zoom microscope Trinocular | 1 | 1 | 2145 | KERN | OZS 573 | https://www.kern-sohn.com/cgi-bin/cosmoshop/lshop.cgi?action=shopstart&ls=en
OZR 564 | Stereo zoom microscope Trinocular | 1 | 1 | 1925 | KERN | OZR 564 | https://www.kern-sohn.com/cgi-bin/cosmoshop/lshop.cgi?action=shopstart&ls=en
OZR 563 | Stereo zoom microscope Trinocular | 1 | 1 | 1705 | KERN | OZR 563 | https://www.kern-sohn.com/cgi-bin/cosmoshop/lshop.cgi?action=shopstart&ls=en
OZP 558 | Stereo zoom microscope Trinocular | 1 | 1 | 1683 | KERN | OZP 558 | https://www.kern-sohn.com/cgi-bin/cosmoshop/lshop.cgi?action=shopstart&ls=en
OZM 544 | Stereo zoom microscope Trinocular | 1 | 1 | 1485 | KERN | OZM 544 | https://www.kern-sohn.com/cgi-bin/cosmoshop/lshop.cgi?action=shopstart&ls=en
OZO 553 | Stereo zoom microscope Trinocular | 1 | 1 | 1474 | KERN | OZO 553 | https://www.kern-sohn.com/cgi-bin/cosmoshop/lshop.cgi?action=shopstart&ls=en
OZM 543 | Stereo zoom microscope Trinocular | 1 | 1 | 1265 | KERN | OZM 543 | https://www.kern-sohn.com/cgi-bin/cosmoshop/lshop.cgi?action=shopstart&ls=en
OZP 557 | Stereo zoom microscope Trinocular | 1 | 1 | 1034 | KERN | OZP 557 | https://www.kern-sohn.com/cgi-bin/cosmoshop/lshop.cgi?action=shopstart&ls=en
OZL 466 | Stereo zoom microscope Trinocular | 1 | 1 | 682 | KERN | OZL 466 | https://www.kern-sohn.com/cgi-bin/cosmoshop/lshop.cgi?action=shopstart&ls=en
OZL 468 | Stereo zoom microscope Trinocular | 1 | 1 | 638 | KERN | OZL 468 | https://www.kern-sohn.com/cgi-bin/cosmoshop/lshop.cgi?action=shopstart&ls=en
OZL 464 | Stereo zoom microscope Trinocular | 1 | 1 | 627 | KERN | OZL 464 | https://www.kern-sohn.com/cgi-bin/cosmoshop/lshop.cgi?action=shopstart&ls=en
OSE 422 | Stereomicroscope (Accu) Binocular | 1 | 1 | 291.5 | KERN | OSE 422 | https://www.kern-sohn.com/cgi-bin/cosmoshop/lshop.cgi?action=shopstart&ls=en
OSE 409 | Stereomicroscope Binocular | 1 | 1 | 390.5 | KERN | OSE 409 | https://www.kern-sohn.com/cgi-bin/cosmoshop/lshop.cgi?action=shopstart&ls=en
OSF 438 | Stereomicroscope Binocular | 1 | 1 | 346.5 | KERN | OSF 438 | https://www.kern-sohn.com/cgi-bin/cosmoshop/lshop.cgi?action=shopstart&ls=en
OSF 439 | Stereomicroscope Binocular | 1 | 1 | 346.5 | KERN | OSF 439 | https://www.kern-sohn.com/cgi-bin/cosmoshop/lshop.cgi?action=shopstart&ls=en
OSE 416 | Stereomicroscope Binocular | 1 | 1 | 280.5 | KERN | OSE 416 | https://www.kern-sohn.com/cgi-bin/cosmoshop/lshop.cgi?action=shopstart&ls=en
OSE 417 | Stereomicroscope Binocular | 1 | 1 | 280.5 | KERN | OSE 417 | https://www.kern-sohn.com/cgi-bin/cosmoshop/lshop.cgi?action=shopstart&ls=en
OSE 421 | Stereomicroscope Binocular | 1 | 1 | 280.5 | KERN | OSE 421 | https://www.kern-sohn.com/cgi-bin/cosmoshop/lshop.cgi?action=shopstart&ls=en
OSF 524 | Stereomicroscope Binocular | 1 | 1 | 209 | KERN | OSF 524 | https://www.kern-sohn.com/cgi-bin/cosmoshop/lshop.cgi?action=shopstart&ls=en
OZB-A5130 | Stereomicroscope stand (Pillar) | 1 | 1 | 495 | KERN | OZB-A5130 | https://www.kern-sohn.com/cgi-bin/cosmoshop/lshop.cgi?action=shopstart&ls=en
OZB-A6301 | Stereomicroscope stand (Pillar) | 1 | 1 | 291.5 | KERN | OZB-A6301 | https://www.kern-sohn.com/cgi-bin/cosmoshop/lshop.cgi?action=shopstart&ls=en
OZB-A5133 | Stereomicroscope stand (Pillar, fine focus) | 1 | 1 | 583 | KERN | OZB-A5133 | https://www.kern-sohn.com/cgi-bin/cosmoshop/lshop.cgi?action=shopstart&ls=en
OZB-A5223 | Stereomicroscope stand (Universal) | 1 | 1 | 836 | KERN | OZB-A5223 | https://www.kern-sohn.com/cgi-bin/cosmoshop/lshop.cgi?action=shopstart&ls=en
OZB-A5203 | Stereomicroscope stand (Universal) | 1 | 1 | 814 | KERN | OZB-A5203 | https://www.kern-sohn.com/cgi-bin/cosmoshop/lshop.cgi?action=shopstart&ls=en
OZB-A5213 | Stereomicroscope stand (Universal) | 1 | 1 | 803 | KERN | OZB-A5213 | https://www.kern-sohn.com/cgi-bin/cosmoshop/lshop.cgi?action=shopstart&ls=en
OZB-A6302 | Stereomicroscope stand (Universal) | 1 | 1 | 748 | KERN | OZB-A6302 | https://www.kern-sohn.com/cgi-bin/cosmoshop/lshop.cgi?action=shopstart&ls=en
OZB-A5222 | Stereomicroscope stand (Universal) | 1 | 1 | 572 | KERN | OZB-A5222 | https://www.kern-sohn.com/cgi-bin/cosmoshop/lshop.cgi?action=shopstart&ls=en
OZB-A5202 | Stereomicroscope stand (Universal) | 1 | 1 | 539 | KERN | OZB-A5202 | https://www.kern-sohn.com/cgi-bin/cosmoshop/lshop.cgi?action=shopstart&ls=en
OZB-A5221 | Stereomicroscope stand (Universal) | 1 | 1 | 539 | KERN | OZB-A5221 | https://www.kern-sohn.com/cgi-bin/cosmoshop/lshop.cgi?action=shopstart&ls=en
OZB-A5212 | Stereomicroscope stand (Universal) | 1 | 1 | 528 | KERN | OZB-A5212 | https://www.kern-sohn.com/cgi-bin/cosmoshop/lshop.cgi?action=shopstart&ls=en
OZB-A5201 | Stereomicroscope stand (Universal) | 1 | 1 | 506 | KERN | OZB-A5201 | https://www.kern-sohn.com/cgi-bin/cosmoshop/lshop.cgi?action=shopstart&ls=en
OZB-A5211 | Stereomicroscope stand (Universal) | 1 | 1 | 495 | KERN | OZB-A5211 | https://www.kern-sohn.com/cgi-bin/cosmoshop/lshop.cgi?action=shopstart&ls=en
OZB-A6303 | Stereomicroscope stand (Universal) | 1 | 1 | 462 | KERN | OZB-A6303 | https://www.kern-sohn.com/cgi-bin/cosmoshop/lshop.cgi?action=shopstart&ls=en
OZB-A1203 | Stereomicroscope stand (Universal) | 1 | 1 | 418 | KERN | OZB-A1203 | https://www.kern-sohn.com/cgi-bin/cosmoshop/lshop.cgi?action=shopstart&ls=en
OZB-A1213 | Stereomicroscope stand (Universal) | 1 | 1 | 396 | KERN | OZB-A1213 | https://www.kern-sohn.com/cgi-bin/cosmoshop/lshop.cgi?action=shopstart&ls=en
OZB-A1201 | Stereomicroscope stand (Universal) | 1 | 1 | 363 | KERN | OZB-A1201 | https://www.kern-sohn.com/cgi-bin/cosmoshop/lshop.cgi?action=shopstart&ls=en
OZB-A1211 | Stereomicroscope stand (Universal) | 1 | 1 | 352 | KERN | OZB-A1211 | https://www.kern-sohn.com/cgi-bin/cosmoshop/lshop.cgi?action=shopstart&ls=en
OIV 255 | Stereo-Videomikroskop | 1 | 1 | 2695 | KERN | OIV 255 | https://www.kern-sohn.com/cgi-bin/cosmoshop/lshop.cgi?action=shopstart&ls=en
MWS 300K-1LM | Stretcher balance | 1 | 1 | 1705 | KERN | MWS 300K-1LM | https://www.kern-sohn.com/cgi-bin/cosmoshop/lshop.cgi?action=shopstart&ls=en
285-892 | Strong clamp for spring balances | 1 | 1 | 132 | KERN | 285-892 | https://www.kern-sohn.com/cgi-bin/cosmoshop/lshop.cgi?action=shopstart&ls=en
281-892 | Strong clip for dynamometers | 1 | 1 | 19.8 | KERN | 281-892 | https://www.kern-sohn.com/cgi-bin/cosmoshop/lshop.cgi?action=shopstart&ls=en
AD 0301 | Support frame | 1 | 1 | 594 | KERN | AD 0301 | https://www.kern-sohn.com/cgi-bin/cosmoshop/lshop.cgi?action=shopstart&ls=en
AD 0311 | Support frame | 1 | 1 | 594 | KERN | AD 0311 | https://www.kern-sohn.com/cgi-bin/cosmoshop/lshop.cgi?action=shopstart&ls=en
AD 0312 | Support frame | 1 | 1 | 209 | KERN | AD 0312 | https://www.kern-sohn.com/cgi-bin/cosmoshop/lshop.cgi?action=shopstart&ls=en
HO-A04 | Support ring, flat | 1 | 1 | 506 | KERN | HO-A04 | https://www.kern-sohn.com/cgi-bin/cosmoshop/lshop.cgi?action=shopstart&ls=en
HO-A04N | Support ring, flat | 1 | 1 | 506 | KERN | HO-A04N | https://www.kern-sohn.com/cgi-bin/cosmoshop/lshop.cgi?action=shopstart&ls=en
HO-A06N | Support ring, large cylinder | 1 | 1 | 506 | KERN | HO-A06N | https://www.kern-sohn.com/cgi-bin/cosmoshop/lshop.cgi?action=shopstart&ls=en
HO-A06 | Support ring, large cylinder | 1 | 1 | 495 | KERN | HO-A06 | https://www.kern-sohn.com/cgi-bin/cosmoshop/lshop.cgi?action=shopstart&ls=en
HO-A05N | Support ring, small cylinder | 1 | 1 | 506 | KERN | HO-A05N | https://www.kern-sohn.com/cgi-bin/cosmoshop/lshop.cgi?action=shopstart&ls=en
HO-A05 | Support ring, small cylinder | 1 | 1 | 495 | KERN | HO-A05 | https://www.kern-sohn.com/cgi-bin/cosmoshop/lshop.cgi?action=shopstart&ls=en
AHMR 01 | Support rings for metal hardness meters | 1 | 1 | 352 | KERN | AHMR 01 | https://www.kern-sohn.com/cgi-bin/cosmoshop/lshop.cgi?action=shopstart&ls=en
ODC 241 | Tablet-camera | 1 | 1 | 979 | KERN | ODC 241 | https://www.kern-sohn.com/cgi-bin/cosmoshop/lshop.cgi?action=shopstart&ls=en
CH-A01N | Tare pan | 1 | 1 | 77 | KERN | CH-A01N | https://www.kern-sohn.com/cgi-bin/cosmoshop/lshop.cgi?action=shopstart&ls=en
RFS-A02 | Tare pan made from stainless steel | 1 | 1 | 60.5 | KERN | RFS-A02 | https://www.kern-sohn.com/cgi-bin/cosmoshop/lshop.cgi?action=shopstart&ls=en
FS-E12 | TEDS Memory Chip | 1 | 1 | 11 | KERN | FS-E12 | https://www.kern-sohn.com/cgi-bin/cosmoshop/lshop.cgi?action=shopstart&ls=en
964-306 | Temperatur Calibration Moisture Balance (Recal) | 1 | 1 | 368.5 | KERN | 964-306 | https://www.kern-sohn.com/cgi-bin/cosmoshop/lshop.cgi?action=shopstart&ls=en
964-306R | Temperatur Calibration Moisture Balance (Recal) | 1 | 1 | 368.5 | KERN | 964-306R | https://www.kern-sohn.com/cgi-bin/cosmoshop/lshop.cgi?action=shopstart&ls=en
964-305R | Temperatur Calibration Moisture Balance (Recal) | 1 | 1 | 154 | KERN | 964-305R | https://www.kern-sohn.com/cgi-bin/cosmoshop/lshop.cgi?action=shopstart&ls=en
964-305 | Temperature Calibration Moisture Balance | 1 | 1 | 154 | KERN | 964-305 | https://www.kern-sohn.com/cgi-bin/cosmoshop/lshop.cgi?action=shopstart&ls=en
DLB-A01N. | Temperature calibration set | 1 | 1 | 506 | KERN | DLB-A01N. | https://www.kern-sohn.com/cgi-bin/cosmoshop/lshop.cgi?action=shopstart&ls=en
DBS-A01. | Temperature calibration set | 1 | 1 | 495 | KERN | DBS-A01. | https://www.kern-sohn.com/cgi-bin/cosmoshop/lshop.cgi?action=shopstart&ls=en
MLB-A11 | Temperature calibration set | 1 | 1 | 319 | KERN | MLB-A11 | https://www.kern-sohn.com/cgi-bin/cosmoshop/lshop.cgi?action=shopstart&ls=en
DAB-A01. | Temperature calibration set | 1 | 1 | 121 | KERN | DAB-A01. | https://www.kern-sohn.com/cgi-bin/cosmoshop/lshop.cgi?action=shopstart&ls=en
FK-A01 | Tensiometer kit FK | 1 | 1 | 231 | KERN | FK-A01 | https://www.kern-sohn.com/cgi-bin/cosmoshop/lshop.cgi?action=shopstart&ls=en
FK-A02 | Tension testing accessory for SAUTER FK | 1 | 1 | 324.5 | KERN | FK-A02 | https://www.kern-sohn.com/cgi-bin/cosmoshop/lshop.cgi?action=shopstart&ls=en
AHMO D02 | Test block D / DC | 1 | 1 | 209 | KERN | AHMO D02 | https://www.kern-sohn.com/cgi-bin/cosmoshop/lshop.cgi?action=shopstart&ls=en
AHMO D03 | Test block D / DC | 1 | 1 | 209 | KERN | AHMO D03 | https://www.kern-sohn.com/cgi-bin/cosmoshop/lshop.cgi?action=shopstart&ls=en
AHMO D04 | Test block D / DC | 1 | 1 | 209 | KERN | AHMO D04 | https://www.kern-sohn.com/cgi-bin/cosmoshop/lshop.cgi?action=shopstart&ls=en
HO-A19 | Test stand | 1 | 1 | 2090 | KERN | HO-A19 | https://www.kern-sohn.com/cgi-bin/cosmoshop/lshop.cgi?action=shopstart&ls=en
HO-A08 | Test stand | 1 | 1 | 1639 | KERN | HO-A08 | https://www.kern-sohn.com/cgi-bin/cosmoshop/lshop.cgi?action=shopstart&ls=en
TI-DL | Test stand Shore | 1 | 1 | 396 | KERN | TI-DL | https://www.kern-sohn.com/cgi-bin/cosmoshop/lshop.cgi?action=shopstart&ls=en
TI-ACL | Test stand Shore | 1 | 1 | 330 | KERN | TI-ACL | https://www.kern-sohn.com/cgi-bin/cosmoshop/lshop.cgi?action=shopstart&ls=en
RFS-A01 | Thermal receipt roll, width 57 mm | 1 | 1 | 27.5 | KERN | RFS-A01 | https://www.kern-sohn.com/cgi-bin/cosmoshop/lshop.cgi?action=shopstart&ls=en
YUT-01 | Thermometer | 1 | 1 | 66 | KERN | YUT-01 | https://www.kern-sohn.com/cgi-bin/cosmoshop/lshop.cgi?action=shopstart&ls=en
ORA-A2266 | Thermometer (digital) | 1 | 1 | 66 | KERN | ORA-A2266 | https://www.kern-sohn.com/cgi-bin/cosmoshop/lshop.cgi?action=shopstart&ls=en
AC 03R | Thin Film Grip | 1 | 1 | 71.5 | KERN | AC 03R | https://www.kern-sohn.com/cgi-bin/cosmoshop/lshop.cgi?action=shopstart&ls=en
AC 03 | Thin film grip, 2 pieces | 1 | 1 | 126.5 | KERN | AC 03 | https://www.kern-sohn.com/cgi-bin/cosmoshop/lshop.cgi?action=shopstart&ls=en
AFM 25 | Threaded sleeve | 1 | 1 | 38.5 | KERN | AFM 25 | https://www.kern-sohn.com/cgi-bin/cosmoshop/lshop.cgi?action=shopstart&ls=en
AFM 24 | Threaded sleeve | 1 | 1 | 22 | KERN | AFM 24 | https://www.kern-sohn.com/cgi-bin/cosmoshop/lshop.cgi?action=shopstart&ls=en
AFM 01 | Threaded sleeve | 1 | 1 | 16.5 | KERN | AFM 01 | https://www.kern-sohn.com/cgi-bin/cosmoshop/lshop.cgi?action=shopstart&ls=en
AFM 02 | Threaded sleeve | 1 | 1 | 16.5 | KERN | AFM 02 | https://www.kern-sohn.com/cgi-bin/cosmoshop/lshop.cgi?action=shopstart&ls=en
AFM 03 | Threaded sleeve | 1 | 1 | 16.5 | KERN | AFM 03 | https://www.kern-sohn.com/cgi-bin/cosmoshop/lshop.cgi?action=shopstart&ls=en
AFM 07 | Threaded sleeve | 1 | 1 | 16.5 | KERN | AFM 07 | https://www.kern-sohn.com/cgi-bin/cosmoshop/lshop.cgi?action=shopstart&ls=en
AFM 09 | Threaded sleeve | 1 | 1 | 16.5 | KERN | AFM 09 | https://www.kern-sohn.com/cgi-bin/cosmoshop/lshop.cgi?action=shopstart&ls=en
AFM 13 | Threaded sleeve | 1 | 1 | 16.5 | KERN | AFM 13 | https://www.kern-sohn.com/cgi-bin/cosmoshop/lshop.cgi?action=shopstart&ls=en
AFM 16 | Threaded sleeve | 1 | 1 | 16.5 | KERN | AFM 16 | https://www.kern-sohn.com/cgi-bin/cosmoshop/lshop.cgi?action=shopstart&ls=en
AFM 19 | Threaded sleeve | 1 | 1 | 16.5 | KERN | AFM 19 | https://www.kern-sohn.com/cgi-bin/cosmoshop/lshop.cgi?action=shopstart&ls=en
AFM 22 | Threaded sleeve | 1 | 1 | 16.5 | KERN | AFM 22 | https://www.kern-sohn.com/cgi-bin/cosmoshop/lshop.cgi?action=shopstart&ls=en
AFM 23 | Threaded sleeve | 1 | 1 | 16.5 | KERN | AFM 23 | https://www.kern-sohn.com/cgi-bin/cosmoshop/lshop.cgi?action=shopstart&ls=en
FL 500G | Tombstone tester | 1 | 1 | 737 | KERN | FL 500G | https://www.kern-sohn.com/cgi-bin/cosmoshop/lshop.cgi?action=shopstart&ls=en
FA 500G | Tombstone tester | 1 | 1 | 385 | KERN | FA 500G | https://www.kern-sohn.com/cgi-bin/cosmoshop/lshop.cgi?action=shopstart&ls=en
DA 10-3 | Torque gauge | 1 | 1 | 1859 | KERN | DA 10-3 | https://www.kern-sohn.com/cgi-bin/cosmoshop/lshop.cgi?action=shopstart&ls=en
DA 1-4 | Torque gauge | 1 | 1 | 1859 | KERN | DA 1-4 | https://www.kern-sohn.com/cgi-bin/cosmoshop/lshop.cgi?action=shopstart&ls=en
DA 5-3 | Torque gauge | 1 | 1 | 1859 | KERN | DA 5-3 | https://www.kern-sohn.com/cgi-bin/cosmoshop/lshop.cgi?action=shopstart&ls=en
DB 100-2 | Torque gauge | 1 | 1 | 1859 | KERN | DB 100-2 | https://www.kern-sohn.com/cgi-bin/cosmoshop/lshop.cgi?action=shopstart&ls=en
DB 200-2 | Torque gauge | 1 | 1 | 1859 | KERN | DB 200-2 | https://www.kern-sohn.com/cgi-bin/cosmoshop/lshop.cgi?action=shopstart&ls=en
DB 20-3 | Torque gauge | 1 | 1 | 1859 | KERN | DB 20-3 | https://www.kern-sohn.com/cgi-bin/cosmoshop/lshop.cgi?action=shopstart&ls=en
DB 500-2 | Torque gauge | 1 | 1 | 1859 | KERN | DB 500-2 | https://www.kern-sohn.com/cgi-bin/cosmoshop/lshop.cgi?action=shopstart&ls=en
DB 50-2 | Torque gauge | 1 | 1 | 1859 | KERN | DB 50-2 | https://www.kern-sohn.com/cgi-bin/cosmoshop/lshop.cgi?action=shopstart&ls=en
DB 0.5-4 | Torque gauge | 1 | 1 | 1639 | KERN | DB 0.5-4 | https://www.kern-sohn.com/cgi-bin/cosmoshop/lshop.cgi?action=shopstart&ls=en
DB 10-3 | Torque gauge | 1 | 1 | 1639 | KERN | DB 10-3 | https://www.kern-sohn.com/cgi-bin/cosmoshop/lshop.cgi?action=shopstart&ls=en
DB 1-4 | Torque gauge | 1 | 1 | 1639 | KERN | DB 1-4 | https://www.kern-sohn.com/cgi-bin/cosmoshop/lshop.cgi?action=shopstart&ls=en
DB 5-3 | Torque gauge | 1 | 1 | 1639 | KERN | DB 5-3 | https://www.kern-sohn.com/cgi-bin/cosmoshop/lshop.cgi?action=shopstart&ls=en
CE Q24 | Traction device | 1 | 1 | 473 | KERN | CE Q24 | https://www.kern-sohn.com/cgi-bin/cosmoshop/lshop.cgi?action=shopstart&ls=en
CE Q16 | Traction device | 1 | 1 | 330 | KERN | CE Q16 | https://www.kern-sohn.com/cgi-bin/cosmoshop/lshop.cgi?action=shopstart&ls=en
CE Q12 | Traction device | 1 | 1 | 159.5 | KERN | CE Q12 | https://www.kern-sohn.com/cgi-bin/cosmoshop/lshop.cgi?action=shopstart&ls=en
CE Q34905 | Traction device | 1 | 1 | 88 | KERN | CE Q34905 | https://www.kern-sohn.com/cgi-bin/cosmoshop/lshop.cgi?action=shopstart&ls=en
CE Q30901 | Traction device | 1 | 1 | 82.5 | KERN | CE Q30901 | https://www.kern-sohn.com/cgi-bin/cosmoshop/lshop.cgi?action=shopstart&ls=en
OBB-A1470 | Transmitted light polariser | 1 | 1 | 148.5 | KERN | OBB-A1470 | https://www.kern-sohn.com/cgi-bin/cosmoshop/lshop.cgi?action=shopstart&ls=en
HO-A21 | Transport case | 1 | 1 | 506 | KERN | HO-A21 | https://www.kern-sohn.com/cgi-bin/cosmoshop/lshop.cgi?action=shopstart&ls=en
MPS-A09 | Transport case | 1 | 1 | 126.5 | KERN | MPS-A09 | https://www.kern-sohn.com/cgi-bin/cosmoshop/lshop.cgi?action=shopstart&ls=en
FS TKZ | Transport case | 1 | 1 | 110 | KERN | FS TKZ | https://www.kern-sohn.com/cgi-bin/cosmoshop/lshop.cgi?action=shopstart&ls=en
OZB-A5401 | Trinocular beam splitter (100:0) | 1 | 1 | 632.5 | KERN | OZB-A5401 | https://www.kern-sohn.com/cgi-bin/cosmoshop/lshop.cgi?action=shopstart&ls=en
OZB-A5402 | Trinocular beam splitter (50:50) | 1 | 1 | 632.5 | KERN | OZB-A5402 | https://www.kern-sohn.com/cgi-bin/cosmoshop/lshop.cgi?action=shopstart&ls=en
OBB-A1209 | Tube Binocular | 1 | 1 | 473 | KERN | OBB-A1209 | https://www.kern-sohn.com/cgi-bin/cosmoshop/lshop.cgi?action=shopstart&ls=en
OBB-A1359 | Tube Binocular | 1 | 1 | 396 | KERN | OBB-A1359 | https://www.kern-sohn.com/cgi-bin/cosmoshop/lshop.cgi?action=shopstart&ls=en
OBB-A2502 | Tube Binocular | 1 | 1 | 341 | KERN | OBB-A2502 | https://www.kern-sohn.com/cgi-bin/cosmoshop/lshop.cgi?action=shopstart&ls=en
OBB-A2501 | Tube Binocular | 1 | 1 | 302.5 | KERN | OBB-A2501 | https://www.kern-sohn.com/cgi-bin/cosmoshop/lshop.cgi?action=shopstart&ls=en
OBB-A1125 | Tube Binocular | 1 | 1 | 297 | KERN | OBB-A1125 | https://www.kern-sohn.com/cgi-bin/cosmoshop/lshop.cgi?action=shopstart&ls=en
OBB-A1129 | Tube Binocular | 1 | 1 | 297 | KERN | OBB-A1129 | https://www.kern-sohn.com/cgi-bin/cosmoshop/lshop.cgi?action=shopstart&ls=en
OBB-A1130 | Tube Binocular | 1 | 1 | 297 | KERN | OBB-A1130 | https://www.kern-sohn.com/cgi-bin/cosmoshop/lshop.cgi?action=shopstart&ls=en
OBB-A1577 | Tube binocular | 1 | 1 | 286 | KERN | OBB-A1577 | https://www.kern-sohn.com/cgi-bin/cosmoshop/lshop.cgi?action=shopstart&ls=en
OBB-A1578 | Tube binocular | 1 | 1 | 286 | KERN | OBB-A1578 | https://www.kern-sohn.com/cgi-bin/cosmoshop/lshop.cgi?action=shopstart&ls=en
OBB-A1128 | Tube Binocular | 1 | 1 | 253 | KERN | OBB-A1128 | https://www.kern-sohn.com/cgi-bin/cosmoshop/lshop.cgi?action=shopstart&ls=en
OBB-A1123 | Tube Binocular | 1 | 1 | 247.5 | KERN | OBB-A1123 | https://www.kern-sohn.com/cgi-bin/cosmoshop/lshop.cgi?action=shopstart&ls=en
OBB-A1582 | Tube binocular | 1 | 1 | 242 | KERN | OBB-A1582 | https://www.kern-sohn.com/cgi-bin/cosmoshop/lshop.cgi?action=shopstart&ls=en
OBB-A2407 | Tube Binocular | 1 | 1 | 187 | KERN | OBB-A2407 | https://www.kern-sohn.com/cgi-bin/cosmoshop/lshop.cgi?action=shopstart&ls=en
OBB-A3222 | Tube Binocular | 1 | 1 | 165 | KERN | OBB-A3222 | https://www.kern-sohn.com/cgi-bin/cosmoshop/lshop.cgi?action=shopstart&ls=en
OBB-A2401 | Tube Binocular | 1 | 1 | 159.5 | KERN | OBB-A2401 | https://www.kern-sohn.com/cgi-bin/cosmoshop/lshop.cgi?action=shopstart&ls=en
OBB-A1472 | Tube Binocular | 1 | 1 | 137.5 | KERN | OBB-A1472 | https://www.kern-sohn.com/cgi-bin/cosmoshop/lshop.cgi?action=shopstart&ls=en
OBB-A1539 | Tube Binocular (MET) | 1 | 1 | 385 | KERN | OBB-A1539 | https://www.kern-sohn.com/cgi-bin/cosmoshop/lshop.cgi?action=shopstart&ls=en
OBB-A1446 | Tube Binocular (POL) | 1 | 1 | 385 | KERN | OBB-A1446 | https://www.kern-sohn.com/cgi-bin/cosmoshop/lshop.cgi?action=shopstart&ls=en
OBB-A1227 | Tube Monocular | 1 | 1 | 115.5 | KERN | OBB-A1227 | https://www.kern-sohn.com/cgi-bin/cosmoshop/lshop.cgi?action=shopstart&ls=en
OBB-A1228 | Tube Monocular | 1 | 1 | 115.5 | KERN | OBB-A1228 | https://www.kern-sohn.com/cgi-bin/cosmoshop/lshop.cgi?action=shopstart&ls=en
OBB-A3221 | Tube Monocular | 1 | 1 | 110 | KERN | OBB-A3221 | https://www.kern-sohn.com/cgi-bin/cosmoshop/lshop.cgi?action=shopstart&ls=en
OBB-A1471 | Tube Monocular | 1 | 1 | 55 | KERN | OBB-A1471 | https://www.kern-sohn.com/cgi-bin/cosmoshop/lshop.cgi?action=shopstart&ls=en
OBB-A1210 | Tube Trinocular | 1 | 1 | 605 | KERN | OBB-A1210 | https://www.kern-sohn.com/cgi-bin/cosmoshop/lshop.cgi?action=shopstart&ls=en
OBB-A1382 | Tube Trinocular | 1 | 1 | 572 | KERN | OBB-A1382 | https://www.kern-sohn.com/cgi-bin/cosmoshop/lshop.cgi?action=shopstart&ls=en
OBB-A1344 | Tube Trinocular | 1 | 1 | 462 | KERN | OBB-A1344 | https://www.kern-sohn.com/cgi-bin/cosmoshop/lshop.cgi?action=shopstart&ls=en
OBB-A1345 | Tube Trinocular | 1 | 1 | 407 | KERN | OBB-A1345 | https://www.kern-sohn.com/cgi-bin/cosmoshop/lshop.cgi?action=shopstart&ls=en
OBB-A1346 | Tube Trinocular | 1 | 1 | 407 | KERN | OBB-A1346 | https://www.kern-sohn.com/cgi-bin/cosmoshop/lshop.cgi?action=shopstart&ls=en
OBB-A1341 | Tube Trinocular | 1 | 1 | 385 | KERN | OBB-A1341 | https://www.kern-sohn.com/cgi-bin/cosmoshop/lshop.cgi?action=shopstart&ls=en
OBB-A1548 | Tube Trinocular | 1 | 1 | 385 | KERN | OBB-A1548 | https://www.kern-sohn.com/cgi-bin/cosmoshop/lshop.cgi?action=shopstart&ls=en
OBB-A1549 | Tube Trinocular | 1 | 1 | 385 | KERN | OBB-A1549 | https://www.kern-sohn.com/cgi-bin/cosmoshop/lshop.cgi?action=shopstart&ls=en
OBB-A1579 | Tube trinocular | 1 | 1 | 385 | KERN | OBB-A1579 | https://www.kern-sohn.com/cgi-bin/cosmoshop/lshop.cgi?action=shopstart&ls=en
OBB-A1580 | Tube trinocular | 1 | 1 | 385 | KERN | OBB-A1580 | https://www.kern-sohn.com/cgi-bin/cosmoshop/lshop.cgi?action=shopstart&ls=en
OBB-A2408 | Tube Trinocular | 1 | 1 | 280.5 | KERN | OBB-A2408 | https://www.kern-sohn.com/cgi-bin/cosmoshop/lshop.cgi?action=shopstart&ls=en
OBB-A2402 | Tube Trinocular | 1 | 1 | 236.5 | KERN | OBB-A2402 | https://www.kern-sohn.com/cgi-bin/cosmoshop/lshop.cgi?action=shopstart&ls=en
OBB-A1540 | Tube Trinocular (MET) | 1 | 1 | 550 | KERN | OBB-A1540 | https://www.kern-sohn.com/cgi-bin/cosmoshop/lshop.cgi?action=shopstart&ls=en
OBB-A1447 | Tube Trinocular (POL) | 1 | 1 | 550 | KERN | OBB-A1447 | https://www.kern-sohn.com/cgi-bin/cosmoshop/lshop.cgi?action=shopstart&ls=en
OBB-A1127 | Tube Trinocular with integrated digital camera | 1 | 1 | 979 | KERN | OBB-A1127 | https://www.kern-sohn.com/cgi-bin/cosmoshop/lshop.cgi?action=shopstart&ls=en
OBB-A1126 | Tube Trinocular with integrated digital camera | 1 | 1 | 902 | KERN | OBB-A1126 | https://www.kern-sohn.com/cgi-bin/cosmoshop/lshop.cgi?action=shopstart&ls=en
AD 0015 | Tulip adaptor | 1 | 1 | 82.5 | KERN | AD 0015 | https://www.kern-sohn.com/cgi-bin/cosmoshop/lshop.cgi?action=shopstart&ls=en
AC 20 | Tuning fork attachment | 1 | 1 | 41.8 | KERN | AC 20 | https://www.kern-sohn.com/cgi-bin/cosmoshop/lshop.cgi?action=shopstart&ls=en
315-242 | Tweezers (plastic) | 1 | 1 | 6.8 | KERN | 315-242 | https://www.kern-sohn.com/cgi-bin/cosmoshop/lshop.cgi?action=shopstart&ls=en
315-246 | Tweezers of stainless steel with plastics tip | 1 | 1 | 24.2 | KERN | 315-246 | https://www.kern-sohn.com/cgi-bin/cosmoshop/lshop.cgi?action=shopstart&ls=en
315-247 | Tweezers of stainless steel with plastics tip | 1 | 1 | 24.2 | KERN | 315-247 | https://www.kern-sohn.com/cgi-bin/cosmoshop/lshop.cgi?action=shopstart&ls=en
315-248 | Tweezers, stainless steel with plastics tip | 1 | 1 | 41.8 | KERN | 315-248 | https://www.kern-sohn.com/cgi-bin/cosmoshop/lshop.cgi?action=shopstart&ls=en
HO 10M | UCI Hardness tester | 1 | 1 | 6490 | KERN | HO 10M | https://www.kern-sohn.com/cgi-bin/cosmoshop/lshop.cgi?action=shopstart&ls=en
HO 3M | UCI Hardness tester | 1 | 1 | 6490 | KERN | HO 3M | https://www.kern-sohn.com/cgi-bin/cosmoshop/lshop.cgi?action=shopstart&ls=en
HO 5M | UCI Hardness tester | 1 | 1 | 6490 | KERN | HO 5M | https://www.kern-sohn.com/cgi-bin/cosmoshop/lshop.cgi?action=shopstart&ls=en
HO 8M | UCI Hardness tester | 1 | 1 | 6490 | KERN | HO 8M | https://www.kern-sohn.com/cgi-bin/cosmoshop/lshop.cgi?action=shopstart&ls=en
HO 10K | UCI Hardness tester | 1 | 1 | 4950 | KERN | HO 10K | https://www.kern-sohn.com/cgi-bin/cosmoshop/lshop.cgi?action=shopstart&ls=en
HO 1K | UCI Hardness tester | 1 | 1 | 4950 | KERN | HO 1K | https://www.kern-sohn.com/cgi-bin/cosmoshop/lshop.cgi?action=shopstart&ls=en
HO 2K | UCI Hardness tester | 1 | 1 | 4950 | KERN | HO 2K | https://www.kern-sohn.com/cgi-bin/cosmoshop/lshop.cgi?action=shopstart&ls=en
HO 5K | UCI Hardness tester | 1 | 1 | 4950 | KERN | HO 5K | https://www.kern-sohn.com/cgi-bin/cosmoshop/lshop.cgi?action=shopstart&ls=en
HO-A01 | UCI Sensor | 1 | 1 | 4290 | KERN | HO-A01 | https://www.kern-sohn.com/cgi-bin/cosmoshop/lshop.cgi?action=shopstart&ls=en
HO-A02 | UCI Sensor | 1 | 1 | 4290 | KERN | HO-A02 | https://www.kern-sohn.com/cgi-bin/cosmoshop/lshop.cgi?action=shopstart&ls=en
HO-A13 | UCI Sensor | 1 | 1 | 4290 | KERN | HO-A13 | https://www.kern-sohn.com/cgi-bin/cosmoshop/lshop.cgi?action=shopstart&ls=en
HO-A14 | UCI Sensor | 1 | 1 | 4290 | KERN | HO-A14 | https://www.kern-sohn.com/cgi-bin/cosmoshop/lshop.cgi?action=shopstart&ls=en
ATU-US12 | Ultrasonic probe | 1 | 1 | 341 | KERN | ATU-US12 | https://www.kern-sohn.com/cgi-bin/cosmoshop/lshop.cgi?action=shopstart&ls=en
ATB-US02 | Ultrasonic probe | 1 | 1 | 324.5 | KERN | ATB-US02 | https://www.kern-sohn.com/cgi-bin/cosmoshop/lshop.cgi?action=shopstart&ls=en
ATB-US01 | Ultrasonic probe | 1 | 1 | 209 | KERN | ATB-US01 | https://www.kern-sohn.com/cgi-bin/cosmoshop/lshop.cgi?action=shopstart&ls=en
TO 100-0.01EE | Ultrasonic Thickness Gauge - external | 1 | 1 | 1529 | KERN | TO 100-0.01EE | https://www.kern-sohn.com/cgi-bin/cosmoshop/lshop.cgi?action=shopstart&ls=en
TU 300-0.01US. | Ultrasonic Thickness Gauge - external | 1 | 1 | 1386 | KERN | TU 300-0.01US. | https://www.kern-sohn.com/cgi-bin/cosmoshop/lshop.cgi?action=shopstart&ls=en
TN 60-0.01EE | Ultrasonic Thickness Gauge - external | 1 | 1 | 1320 | KERN | TN 60-0.01EE | https://www.kern-sohn.com/cgi-bin/cosmoshop/lshop.cgi?action=shopstart&ls=en
TU 230-0.01US. | Ultrasonic Thickness Gauge - external | 1 | 1 | 1287 | KERN | TU 230-0.01US. | https://www.kern-sohn.com/cgi-bin/cosmoshop/lshop.cgi?action=shopstart&ls=en
TU 80-0.01US. | Ultrasonic Thickness Gauge - external | 1 | 1 | 1287 | KERN | TU 80-0.01US. | https://www.kern-sohn.com/cgi-bin/cosmoshop/lshop.cgi?action=shopstart&ls=en
TN 30-0.01EE | Ultrasonic Thickness Gauge - external | 1 | 1 | 979 | KERN | TN 30-0.01EE | https://www.kern-sohn.com/cgi-bin/cosmoshop/lshop.cgi?action=shopstart&ls=en
TN 300-0.01US. | Ultrasonic Thickness Gauge - external | 1 | 1 | 781 | KERN | TN 300-0.01US. | https://www.kern-sohn.com/cgi-bin/cosmoshop/lshop.cgi?action=shopstart&ls=en
TN GOLD 80 | Ultrasonic Thickness Gauge - external | 1 | 1 | 759 | KERN | TN GOLD 80 | https://www.kern-sohn.com/cgi-bin/cosmoshop/lshop.cgi?action=shopstart&ls=en
TN 300-0.1US. | Ultrasonic Thickness Gauge - external | 1 | 1 | 726 | KERN | TN 300-0.1US. | https://www.kern-sohn.com/cgi-bin/cosmoshop/lshop.cgi?action=shopstart&ls=en
TN 230-0.01US. | Ultrasonic Thickness Gauge - external | 1 | 1 | 682 | KERN | TN 230-0.01US. | https://www.kern-sohn.com/cgi-bin/cosmoshop/lshop.cgi?action=shopstart&ls=en
TN 80-0.01US. | Ultrasonic Thickness Gauge - external | 1 | 1 | 682 | KERN | TN 80-0.01US. | https://www.kern-sohn.com/cgi-bin/cosmoshop/lshop.cgi?action=shopstart&ls=en
TN 230-0.1US. | Ultrasonic Thickness Gauge - external | 1 | 1 | 616 | KERN | TN 230-0.1US. | https://www.kern-sohn.com/cgi-bin/cosmoshop/lshop.cgi?action=shopstart&ls=en
TN 80-0.1US. | Ultrasonic Thickness Gauge - external | 1 | 1 | 616 | KERN | TN 80-0.1US. | https://www.kern-sohn.com/cgi-bin/cosmoshop/lshop.cgi?action=shopstart&ls=en
TD GOLD 40. | Ultrasonic Thickness Gauge - external | 1 | 1 | 495 | KERN | TD GOLD 40. | https://www.kern-sohn.com/cgi-bin/cosmoshop/lshop.cgi?action=shopstart&ls=en
TD 225-0.1US. | Ultrasonic Thickness Gauge - external | 1 | 1 | 407 | KERN | TD 225-0.1US. | https://www.kern-sohn.com/cgi-bin/cosmoshop/lshop.cgi?action=shopstart&ls=en
TB 200-0.1US-RED. | Ultrasonic Thickness Gauge - external | 1 | 1 | 297 | KERN | TB 200-0.1US-RED. | https://www.kern-sohn.com/cgi-bin/cosmoshop/lshop.cgi?action=shopstart&ls=en
TB 200-0.1US. | Ultrasonic Thickness Gauge - external | 1 | 1 | 231 | KERN | TB 200-0.1US. | https://www.kern-sohn.com/cgi-bin/cosmoshop/lshop.cgi?action=shopstart&ls=en
ATB-US03 | Ultrasound contact gel | 1 | 1 | 33 | KERN | ATB-US03 | https://www.kern-sohn.com/cgi-bin/cosmoshop/lshop.cgi?action=shopstart&ls=en
ATB-US06 | Ultrasound sensor | 1 | 1 | 110 | KERN | ATB-US06 | https://www.kern-sohn.com/cgi-bin/cosmoshop/lshop.cgi?action=shopstart&ls=en
335-090-200 | Universal Box | 1 | 1 | 330 | KERN | 335-090-200 | https://www.kern-sohn.com/cgi-bin/cosmoshop/lshop.cgi?action=shopstart&ls=en
335-080-200 | Universal Box | 1 | 1 | 308 | KERN | 335-080-200 | https://www.kern-sohn.com/cgi-bin/cosmoshop/lshop.cgi?action=shopstart&ls=en
335-070-200 | Universal Box for | 1 | 1 | 204.6 | KERN | 335-070-200 | https://www.kern-sohn.com/cgi-bin/cosmoshop/lshop.cgi?action=shopstart&ls=en
335-060-200 | Universal Box for | 1 | 1 | 192.5 | KERN | 335-060-200 | https://www.kern-sohn.com/cgi-bin/cosmoshop/lshop.cgi?action=shopstart&ls=en
335-040-200 | Universal Box for | 1 | 1 | 121 | KERN | 335-040-200 | https://www.kern-sohn.com/cgi-bin/cosmoshop/lshop.cgi?action=shopstart&ls=en
335-050-200 | Universal Box for | 1 | 1 | 121 | KERN | 335-050-200 | https://www.kern-sohn.com/cgi-bin/cosmoshop/lshop.cgi?action=shopstart&ls=en
345-146-200 | Universal box, beech | 1 | 1 | 319 | KERN | 345-146-200 | https://www.kern-sohn.com/cgi-bin/cosmoshop/lshop.cgi?action=shopstart&ls=en
YKP-02 | Universal floor pole | 1 | 1 | 209 | KERN | YKP-02 | https://www.kern-sohn.com/cgi-bin/cosmoshop/lshop.cgi?action=shopstart&ls=en
TVL-XL | Upgrade Set Test Stand | 1 | 1 | 715 | KERN | TVL-XL | https://www.kern-sohn.com/cgi-bin/cosmoshop/lshop.cgi?action=shopstart&ls=en
PET-A09 | USB barcode scanner | 1 | 1 | 385 | KERN | PET-A09 | https://www.kern-sohn.com/cgi-bin/cosmoshop/lshop.cgi?action=shopstart&ls=en
DBS-A02 | USB Data interface kit | 1 | 1 | 319 | KERN | DBS-A02 | https://www.kern-sohn.com/cgi-bin/cosmoshop/lshop.cgi?action=shopstart&ls=en
ODC 895 | USB digital microscope 2MP (Track Stand) | 1 | 1 | 214.5 | KERN | ODC 895 | https://www.kern-sohn.com/cgi-bin/cosmoshop/lshop.cgi?action=shopstart&ls=en
HN-D-A01 | USB-Cable | 1 | 1 | 27.5 | KERN | HN-D-A01 | https://www.kern-sohn.com/cgi-bin/cosmoshop/lshop.cgi?action=shopstart&ls=en
KIB-A03 | USB-Module | 1 | 1 | 132 | KERN | KIB-A03 | https://www.kern-sohn.com/cgi-bin/cosmoshop/lshop.cgi?action=shopstart&ls=en
KIB-A03E | USB-Module | 1 | 1 | 132 | KERN | KIB-A03E | https://www.kern-sohn.com/cgi-bin/cosmoshop/lshop.cgi?action=shopstart&ls=en
KIB-A08 | USB-Module | 1 | 1 | 132 | KERN | KIB-A08 | https://www.kern-sohn.com/cgi-bin/cosmoshop/lshop.cgi?action=shopstart&ls=en
CKE-A02 | USB-Module | 1 | 1 | 71.5 | KERN | CKE-A02 | https://www.kern-sohn.com/cgi-bin/cosmoshop/lshop.cgi?action=shopstart&ls=en
KFU 600V20M | U-shaped weighing bridge | 1 | 1 | 913 | KERN | KFU 600V20M | https://www.kern-sohn.com/cgi-bin/cosmoshop/lshop.cgi?action=shopstart&ls=en
KIB-A12 | Verification compatible connector | 1 | 1 | 165 | KERN | KIB-A12 | https://www.kern-sohn.com/cgi-bin/cosmoshop/lshop.cgi?action=shopstart&ls=en
CR 10000-1Y1 | Wäge-/Kraftmesszelle (1 Stück ) | 1 | 1 | 385 | KERN | CR 10000-1Y1 | https://www.kern-sohn.com/cgi-bin/cosmoshop/lshop.cgi?action=shopstart&ls=en
CR 20000-1Y1 | Wäge-/Kraftmesszelle (1 Stück ) | 1 | 1 | 385 | KERN | CR 20000-1Y1 | https://www.kern-sohn.com/cgi-bin/cosmoshop/lshop.cgi?action=shopstart&ls=en
CR 1000-1Y1 | Wäge-/Kraftmesszelle (1 Stück ) | 1 | 1 | 264 | KERN | CR 1000-1Y1 | https://www.kern-sohn.com/cgi-bin/cosmoshop/lshop.cgi?action=shopstart&ls=en
CR 5000-1Y1 | Wäge-/Kraftmesszelle (1 Stück ) | 1 | 1 | 264 | KERN | CR 5000-1Y1 | https://www.kern-sohn.com/cgi-bin/cosmoshop/lshop.cgi?action=shopstart&ls=en
DE-A13 | Wall mount | 1 | 1 | 33 | KERN | DE-A13 | https://www.kern-sohn.com/cgi-bin/cosmoshop/lshop.cgi?action=shopstart&ls=en
EOC-A04 | Wall mount | 1 | 1 | 33 | KERN | EOC-A04 | https://www.kern-sohn.com/cgi-bin/cosmoshop/lshop.cgi?action=shopstart&ls=en
IKT-A03 | Wall mount for display device | 1 | 1 | 38.5 | KERN | IKT-A03 | https://www.kern-sohn.com/cgi-bin/cosmoshop/lshop.cgi?action=shopstart&ls=en
DS-A02 | Wall mount for display device | 1 | 1 | 33 | KERN | DS-A02 | https://www.kern-sohn.com/cgi-bin/cosmoshop/lshop.cgi?action=shopstart&ls=en
962-791R | WECC Certificate weight 100 kg | 1 | 1 | 69.3 | KERN | 962-791R | https://www.kern-sohn.com/cgi-bin/cosmoshop/lshop.cgi?action=shopstart&ls=en
962-891R | WECC Certificate weight 100 kg | 1 | 1 | 69.3 | KERN | 962-891R | https://www.kern-sohn.com/cgi-bin/cosmoshop/lshop.cgi?action=shopstart&ls=en
962-792R | WECC Certificate weight 200 kg | 1 | 1 | 69.3 | KERN | 962-792R | https://www.kern-sohn.com/cgi-bin/cosmoshop/lshop.cgi?action=shopstart&ls=en
962-892R | WECC Certificate weight 200 kg | 1 | 1 | 69.3 | KERN | 962-892R | https://www.kern-sohn.com/cgi-bin/cosmoshop/lshop.cgi?action=shopstart&ls=en
962-793R | WECC Certificate weight 500 kg | 1 | 1 | 69.3 | KERN | 962-793R | https://www.kern-sohn.com/cgi-bin/cosmoshop/lshop.cgi?action=shopstart&ls=en
962-893R | WECC Certificate weight 500 kg | 1 | 1 | 69.3 | KERN | 962-893R | https://www.kern-sohn.com/cgi-bin/cosmoshop/lshop.cgi?action=shopstart&ls=en
AC 04 | Wedge Grip (5KN) | 1 | 1 | 220 | KERN | AC 04 | https://www.kern-sohn.com/cgi-bin/cosmoshop/lshop.cgi?action=shopstart&ls=en
AD 9096 | Wedge tension clamp | 1 | 1 | 3333 | KERN | AD 9096 | https://www.kern-sohn.com/cgi-bin/cosmoshop/lshop.cgi?action=shopstart&ls=en
AD 9100 | Wedge tension clamp | 1 | 1 | 2860 | KERN | AD 9100 | https://www.kern-sohn.com/cgi-bin/cosmoshop/lshop.cgi?action=shopstart&ls=en
AE 50K-K | Wedge tension clamp | 1 | 1 | 2365 | KERN | AE 50K-K | https://www.kern-sohn.com/cgi-bin/cosmoshop/lshop.cgi?action=shopstart&ls=en
AD 9095 | Wedge tension clamp | 1 | 1 | 2266 | KERN | AD 9095 | https://www.kern-sohn.com/cgi-bin/cosmoshop/lshop.cgi?action=shopstart&ls=en
AD 0096 | Wedge tension clamp | 1 | 1 | 2255 | KERN | AD 0096 | https://www.kern-sohn.com/cgi-bin/cosmoshop/lshop.cgi?action=shopstart&ls=en
AD 9090 | Wedge tension clamp | 1 | 1 | 2002 | KERN | AD 9090 | https://www.kern-sohn.com/cgi-bin/cosmoshop/lshop.cgi?action=shopstart&ls=en
AD 9085 | Wedge tension clamp | 1 | 1 | 1903 | KERN | AD 9085 | https://www.kern-sohn.com/cgi-bin/cosmoshop/lshop.cgi?action=shopstart&ls=en
AD 9080 | Wedge tension clamp | 1 | 1 | 1683 | KERN | AD 9080 | https://www.kern-sohn.com/cgi-bin/cosmoshop/lshop.cgi?action=shopstart&ls=en
AD 0100 | Wedge tension clamp | 1 | 1 | 1562 | KERN | AD 0100 | https://www.kern-sohn.com/cgi-bin/cosmoshop/lshop.cgi?action=shopstart&ls=en
AD 0095 | Wedge tension clamp | 1 | 1 | 1375 | KERN | AD 0095 | https://www.kern-sohn.com/cgi-bin/cosmoshop/lshop.cgi?action=shopstart&ls=en
AD 0085 | Wedge tension clamp | 1 | 1 | 1177 | KERN | AD 0085 | https://www.kern-sohn.com/cgi-bin/cosmoshop/lshop.cgi?action=shopstart&ls=en
AD 0090 | Wedge tension clamp | 1 | 1 | 1177 | KERN | AD 0090 | https://www.kern-sohn.com/cgi-bin/cosmoshop/lshop.cgi?action=shopstart&ls=en
AD 0080 | Wedge tension clamp | 1 | 1 | 990 | KERN | AD 0080 | https://www.kern-sohn.com/cgi-bin/cosmoshop/lshop.cgi?action=shopstart&ls=en
AC 04 | Wedge tension clamp | 1 | 1 | 220 | KERN | AC 04 | https://www.kern-sohn.com/cgi-bin/cosmoshop/lshop.cgi?action=shopstart&ls=en
AE 07 | Wedge tension clamp (1 pieces ) | 1 | 1 | 247.5 | KERN | AE 07 | https://www.kern-sohn.com/cgi-bin/cosmoshop/lshop.cgi?action=shopstart&ls=en
UFA 6T-3L | Weighing beams | 1 | 1 | 1639 | KERN | UFA 6T-3L | https://www.kern-sohn.com/cgi-bin/cosmoshop/lshop.cgi?action=shopstart&ls=en
UFA 6T-3 | Weighing beams | 1 | 1 | 1309 | KERN | UFA 6T-3 | https://www.kern-sohn.com/cgi-bin/cosmoshop/lshop.cgi?action=shopstart&ls=en
UFA 3T-3L | Weighing beams | 1 | 1 | 1155 | KERN | UFA 3T-3L | https://www.kern-sohn.com/cgi-bin/cosmoshop/lshop.cgi?action=shopstart&ls=en
UFA 3T1 | Weighing beams | 1 | 1 | 979 | KERN | UFA 3T1 | https://www.kern-sohn.com/cgi-bin/cosmoshop/lshop.cgi?action=shopstart&ls=en
UFA 600K-1S | Weighing beams | 1 | 1 | 968 | KERN | UFA 600K-1S | https://www.kern-sohn.com/cgi-bin/cosmoshop/lshop.cgi?action=shopstart&ls=en
UFA 1.5T0.5 | Weighing beams | 1 | 1 | 957 | KERN | UFA 1.5T0.5 | https://www.kern-sohn.com/cgi-bin/cosmoshop/lshop.cgi?action=shopstart&ls=en
KFA 6000V20L | Weighing beams coated steel | 1 | 1 | 1705 | KERN | KFA 6000V20L | https://www.kern-sohn.com/cgi-bin/cosmoshop/lshop.cgi?action=shopstart&ls=en
KFA 6000V20 | Weighing beams coated steel | 1 | 1 | 1342 | KERN | KFA 6000V20 | https://www.kern-sohn.com/cgi-bin/cosmoshop/lshop.cgi?action=shopstart&ls=en
KFA 3000V20L | Weighing beams coated steel | 1 | 1 | 1265 | KERN | KFA 3000V20L | https://www.kern-sohn.com/cgi-bin/cosmoshop/lshop.cgi?action=shopstart&ls=en
KFA 3000V20 | Weighing beams coated steel | 1 | 1 | 858 | KERN | KFA 3000V20 | https://www.kern-sohn.com/cgi-bin/cosmoshop/lshop.cgi?action=shopstart&ls=en
KFA 3000V20 | Weighing beams coated steel | 1 | 1 | 858 | KERN | KFA 3000V20 | https://www.kern-sohn.com/cgi-bin/cosmoshop/lshop.cgi?action=shopstart&ls=en
KFA 1500V20 | Weighing beams coated steel | 1 | 1 | 836 | KERN | KFA 1500V20 | https://www.kern-sohn.com/cgi-bin/cosmoshop/lshop.cgi?action=shopstart&ls=en
KFA 1500V20 | Weighing beams coated steel | 1 | 1 | 836 | KERN | KFA 1500V20 | https://www.kern-sohn.com/cgi-bin/cosmoshop/lshop.cgi?action=shopstart&ls=en
KFA 600V20S | Weighing beams coated steel | 1 | 1 | 759 | KERN | KFA 600V20S | https://www.kern-sohn.com/cgi-bin/cosmoshop/lshop.cgi?action=shopstart&ls=en
KFA 600V20S | Weighing beams coated steel | 1 | 1 | 759 | KERN | KFA 600V20S | https://www.kern-sohn.com/cgi-bin/cosmoshop/lshop.cgi?action=shopstart&ls=en
KFD 600V20M | Weighing bridge | 1 | 1 | 1540 | KERN | KFD 600V20M | https://www.kern-sohn.com/cgi-bin/cosmoshop/lshop.cgi?action=shopstart&ls=en
KFP 6000V20M | Weighing bridge coated steel | 1 | 1 | 2145 | KERN | KFP 6000V20M | https://www.kern-sohn.com/cgi-bin/cosmoshop/lshop.cgi?action=shopstart&ls=en
KFP 3000V20LM | Weighing bridge coated steel | 1 | 1 | 1837 | KERN | KFP 3000V20LM | https://www.kern-sohn.com/cgi-bin/cosmoshop/lshop.cgi?action=shopstart&ls=en
KFP 3000V20LNM | Weighing bridge coated steel | 1 | 1 | 1815 | KERN | KFP 3000V20LNM | https://www.kern-sohn.com/cgi-bin/cosmoshop/lshop.cgi?action=shopstart&ls=en
KFD 1500V20LM | Weighing bridge coated steel | 1 | 1 | 1760 | KERN | KFD 1500V20LM | https://www.kern-sohn.com/cgi-bin/cosmoshop/lshop.cgi?action=shopstart&ls=en
KFD 600V20LM | Weighing bridge coated steel | 1 | 1 | 1760 | KERN | KFD 600V20LM | https://www.kern-sohn.com/cgi-bin/cosmoshop/lshop.cgi?action=shopstart&ls=en
KFP 1500V20LNM | Weighing bridge coated steel | 1 | 1 | 1705 | KERN | KFP 1500V20LNM | https://www.kern-sohn.com/cgi-bin/cosmoshop/lshop.cgi?action=shopstart&ls=en
KFP 1500V20M | Weighing bridge coated steel | 1 | 1 | 1628 | KERN | KFP 1500V20M | https://www.kern-sohn.com/cgi-bin/cosmoshop/lshop.cgi?action=shopstart&ls=en
KFP 1500V20NM | Weighing bridge coated steel | 1 | 1 | 1628 | KERN | KFP 1500V20NM | https://www.kern-sohn.com/cgi-bin/cosmoshop/lshop.cgi?action=shopstart&ls=en
KFP 3000V20NM | Weighing bridge coated steel | 1 | 1 | 1584 | KERN | KFP 3000V20NM | https://www.kern-sohn.com/cgi-bin/cosmoshop/lshop.cgi?action=shopstart&ls=en
KFP 600V20NM | Weighing bridge coated steel | 1 | 1 | 1562 | KERN | KFP 600V20NM | https://www.kern-sohn.com/cgi-bin/cosmoshop/lshop.cgi?action=shopstart&ls=en
KFD 1500V20M | Weighing bridge coated steel | 1 | 1 | 1529 | KERN | KFD 1500V20M | https://www.kern-sohn.com/cgi-bin/cosmoshop/lshop.cgi?action=shopstart&ls=en
KFP 1500V20SM | Weighing bridge coated steel | 1 | 1 | 1155 | KERN | KFP 1500V20SM | https://www.kern-sohn.com/cgi-bin/cosmoshop/lshop.cgi?action=shopstart&ls=en
KFP 1500V20SNM | Weighing bridge coated steel | 1 | 1 | 1155 | KERN | KFP 1500V20SNM | https://www.kern-sohn.com/cgi-bin/cosmoshop/lshop.cgi?action=shopstart&ls=en
KFP 600V20SM | Weighing bridge coated steel | 1 | 1 | 1155 | KERN | KFP 600V20SM | https://www.kern-sohn.com/cgi-bin/cosmoshop/lshop.cgi?action=shopstart&ls=en
KFP 600V20SNM | Weighing bridge coated steel | 1 | 1 | 1155 | KERN | KFP 600V20SNM | https://www.kern-sohn.com/cgi-bin/cosmoshop/lshop.cgi?action=shopstart&ls=en
KFP 1500V40M | Weighing bridge Stainless steel | 1 | 1 | 3300 | KERN | KFP 1500V40M | https://www.kern-sohn.com/cgi-bin/cosmoshop/lshop.cgi?action=shopstart&ls=en
KFD 600V40M | Weighing bridge Stainless steel | 1 | 1 | 2970 | KERN | KFD 600V40M | https://www.kern-sohn.com/cgi-bin/cosmoshop/lshop.cgi?action=shopstart&ls=en
KFP 1500V40SM | Weighing bridge Stainless steel | 1 | 1 | 2915 | KERN | KFP 1500V40SM | https://www.kern-sohn.com/cgi-bin/cosmoshop/lshop.cgi?action=shopstart&ls=en
KIP 1500V20M | Weighing bridge steel, powder-coated | 1 | 1 | 1584 | KERN | KIP 1500V20M | https://www.kern-sohn.com/cgi-bin/cosmoshop/lshop.cgi?action=shopstart&ls=en
KIP 3000V20LM | Weighing bridge steel, powder-coated | 1 | 1 | 1562 | KERN | KIP 3000V20LM | https://www.kern-sohn.com/cgi-bin/cosmoshop/lshop.cgi?action=shopstart&ls=en
KIP 600V20M | Weighing bridge steel, powder-coated | 1 | 1 | 1375 | KERN | KIP 600V20M | https://www.kern-sohn.com/cgi-bin/cosmoshop/lshop.cgi?action=shopstart&ls=en
KIP 3000V20M | Weighing bridge steel, powder-coated | 1 | 1 | 1364 | KERN | KIP 3000V20M | https://www.kern-sohn.com/cgi-bin/cosmoshop/lshop.cgi?action=shopstart&ls=en
KIP 1500V20SM | Weighing bridge steel, powder-coated | 1 | 1 | 1353 | KERN | KIP 1500V20SM | https://www.kern-sohn.com/cgi-bin/cosmoshop/lshop.cgi?action=shopstart&ls=en
KIP 1500V20EM | Weighing bridge steel, powder-coated | 1 | 1 | 1177 | KERN | KIP 1500V20EM | https://www.kern-sohn.com/cgi-bin/cosmoshop/lshop.cgi?action=shopstart&ls=en
KIP 600V20SM | Weighing bridge steel, powder-coated | 1 | 1 | 1078 | KERN | KIP 600V20SM | https://www.kern-sohn.com/cgi-bin/cosmoshop/lshop.cgi?action=shopstart&ls=en
ABP-A05 | Weighing plate | 1 | 1 | 121 | KERN | ABP-A05 | https://www.kern-sohn.com/cgi-bin/cosmoshop/lshop.cgi?action=shopstart&ls=en
YPS-03 | Weighing table | 1 | 1 | 935 | KERN | YPS-03 | https://www.kern-sohn.com/cgi-bin/cosmoshop/lshop.cgi?action=shopstart&ls=en
YPS-03 | Weighing table | 1 | 1 | 935 | KERN | YPS-03 | https://www.kern-sohn.com/cgi-bin/cosmoshop/lshop.cgi?action=shopstart&ls=en
CD 100-2P2 | Weighing-/force-measuring cells | 1 | 1 | 3135 | KERN | CD 100-2P2 | https://www.kern-sohn.com/cgi-bin/cosmoshop/lshop.cgi?action=shopstart&ls=en
CD 50-2P2 | Weighing-/force-measuring cells | 1 | 1 | 1925 | KERN | CD 50-2P2 | https://www.kern-sohn.com/cgi-bin/cosmoshop/lshop.cgi?action=shopstart&ls=en
CS 30000-3P1 | Weighing-/force-measuring cells | 1 | 1 | 1804 | KERN | CS 30000-3P1 | https://www.kern-sohn.com/cgi-bin/cosmoshop/lshop.cgi?action=shopstart&ls=en
CD 30-2P2 | Weighing-/force-measuring cells | 1 | 1 | 1705 | KERN | CD 30-2P2 | https://www.kern-sohn.com/cgi-bin/cosmoshop/lshop.cgi?action=shopstart&ls=en
CD 10-2P2 | Weighing-/force-measuring cells | 1 | 1 | 1089 | KERN | CD 10-2P2 | https://www.kern-sohn.com/cgi-bin/cosmoshop/lshop.cgi?action=shopstart&ls=en
CD 20-2P2 | Weighing-/force-measuring cells | 1 | 1 | 1089 | KERN | CD 20-2P2 | https://www.kern-sohn.com/cgi-bin/cosmoshop/lshop.cgi?action=shopstart&ls=en
CS 20000-3P1 | Weighing-/force-measuring cells | 1 | 1 | 649 | KERN | CS 20000-3P1 | https://www.kern-sohn.com/cgi-bin/cosmoshop/lshop.cgi?action=shopstart&ls=en
CS 15000-3P1 | Weighing-/force-measuring cells | 1 | 1 | 627 | KERN | CS 15000-3P1 | https://www.kern-sohn.com/cgi-bin/cosmoshop/lshop.cgi?action=shopstart&ls=en
CR 20000-1Q1 | Weighing-/force-measuring cells | 1 | 1 | 506 | KERN | CR 20000-1Q1 | https://www.kern-sohn.com/cgi-bin/cosmoshop/lshop.cgi?action=shopstart&ls=en
CR 30000-1Q1 | Weighing-/force-measuring cells | 1 | 1 | 506 | KERN | CR 30000-1Q1 | https://www.kern-sohn.com/cgi-bin/cosmoshop/lshop.cgi?action=shopstart&ls=en
CS 10000-3P1 | Weighing-/force-measuring cells | 1 | 1 | 462 | KERN | CS 10000-3P1 | https://www.kern-sohn.com/cgi-bin/cosmoshop/lshop.cgi?action=shopstart&ls=en
CS 7500-3P1 | Weighing-/force-measuring cells | 1 | 1 | 451 | KERN | CS 7500-3P1 | https://www.kern-sohn.com/cgi-bin/cosmoshop/lshop.cgi?action=shopstart&ls=en
CS 100-3P2 | Weighing-/force-measuring cells | 1 | 1 | 434.5 | KERN | CS 100-3P2 | https://www.kern-sohn.com/cgi-bin/cosmoshop/lshop.cgi?action=shopstart&ls=en
CS 250-3P2 | Weighing-/force-measuring cells | 1 | 1 | 434.5 | KERN | CS 250-3P2 | https://www.kern-sohn.com/cgi-bin/cosmoshop/lshop.cgi?action=shopstart&ls=en
CS 50-3P2 | Weighing-/force-measuring cells | 1 | 1 | 434.5 | KERN | CS 50-3P2 | https://www.kern-sohn.com/cgi-bin/cosmoshop/lshop.cgi?action=shopstart&ls=en
CS 5000-3P2 | Weighing-/force-measuring cells | 1 | 1 | 401.5 | KERN | CS 5000-3P2 | https://www.kern-sohn.com/cgi-bin/cosmoshop/lshop.cgi?action=shopstart&ls=en
CS 7500-3P2 | Weighing-/force-measuring cells | 1 | 1 | 401.5 | KERN | CS 7500-3P2 | https://www.kern-sohn.com/cgi-bin/cosmoshop/lshop.cgi?action=shopstart&ls=en
CD 10-3P1 | Weighing-/force-measuring cells | 1 | 1 | 385 | KERN | CD 10-3P1 | https://www.kern-sohn.com/cgi-bin/cosmoshop/lshop.cgi?action=shopstart&ls=en
CD 20-3P1 | Weighing-/force-measuring cells | 1 | 1 | 385 | KERN | CD 20-3P1 | https://www.kern-sohn.com/cgi-bin/cosmoshop/lshop.cgi?action=shopstart&ls=en
CD 40-3P1 | Weighing-/force-measuring cells | 1 | 1 | 385 | KERN | CD 40-3P1 | https://www.kern-sohn.com/cgi-bin/cosmoshop/lshop.cgi?action=shopstart&ls=en
CD 50-3P1 | Weighing-/force-measuring cells | 1 | 1 | 385 | KERN | CD 50-3P1 | https://www.kern-sohn.com/cgi-bin/cosmoshop/lshop.cgi?action=shopstart&ls=en
CS 2000-3P2 | Weighing-/force-measuring cells | 1 | 1 | 335.5 | KERN | CS 2000-3P2 | https://www.kern-sohn.com/cgi-bin/cosmoshop/lshop.cgi?action=shopstart&ls=en
CS 500-3P2 | Weighing-/force-measuring cells | 1 | 1 | 335.5 | KERN | CS 500-3P2 | https://www.kern-sohn.com/cgi-bin/cosmoshop/lshop.cgi?action=shopstart&ls=en
CS 3000-3Q1 | Weighing-/force-measuring cells | 1 | 1 | 330 | KERN | CS 3000-3Q1 | https://www.kern-sohn.com/cgi-bin/cosmoshop/lshop.cgi?action=shopstart&ls=en
CS 5000-3Q1 | Weighing-/force-measuring cells | 1 | 1 | 330 | KERN | CS 5000-3Q1 | https://www.kern-sohn.com/cgi-bin/cosmoshop/lshop.cgi?action=shopstart&ls=en
CS 6000-3Q1 | Weighing-/force-measuring cells | 1 | 1 | 330 | KERN | CS 6000-3Q1 | https://www.kern-sohn.com/cgi-bin/cosmoshop/lshop.cgi?action=shopstart&ls=en
CS 1000-3P2 | Weighing-/force-measuring cells | 1 | 1 | 319 | KERN | CS 1000-3P2 | https://www.kern-sohn.com/cgi-bin/cosmoshop/lshop.cgi?action=shopstart&ls=en
CR 10000-1Q1 | Weighing-/force-measuring cells | 1 | 1 | 286 | KERN | CR 10000-1Q1 | https://www.kern-sohn.com/cgi-bin/cosmoshop/lshop.cgi?action=shopstart&ls=en
CR 2500-1Q1 | Weighing-/force-measuring cells | 1 | 1 | 286 | KERN | CR 2500-1Q1 | https://www.kern-sohn.com/cgi-bin/cosmoshop/lshop.cgi?action=shopstart&ls=en
CR 5000-1Q1 | Weighing-/force-measuring cells | 1 | 1 | 286 | KERN | CR 5000-1Q1 | https://www.kern-sohn.com/cgi-bin/cosmoshop/lshop.cgi?action=shopstart&ls=en
CS 1500-3Q1 | Weighing-/force-measuring cells | 1 | 1 | 220 | KERN | CS 1500-3Q1 | https://www.kern-sohn.com/cgi-bin/cosmoshop/lshop.cgi?action=shopstart&ls=en
CS 2000-3P1 | Weighing-/force-measuring cells | 1 | 1 | 220 | KERN | CS 2000-3P1 | https://www.kern-sohn.com/cgi-bin/cosmoshop/lshop.cgi?action=shopstart&ls=en
CS 2000-3Q1 | Weighing-/force-measuring cells | 1 | 1 | 220 | KERN | CS 2000-3Q1 | https://www.kern-sohn.com/cgi-bin/cosmoshop/lshop.cgi?action=shopstart&ls=en
CS 2500-3P1 | Weighing-/force-measuring cells | 1 | 1 | 220 | KERN | CS 2500-3P1 | https://www.kern-sohn.com/cgi-bin/cosmoshop/lshop.cgi?action=shopstart&ls=en
CS 5000-3P1 | Weighing-/force-measuring cells | 1 | 1 | 220 | KERN | CS 5000-3P1 | https://www.kern-sohn.com/cgi-bin/cosmoshop/lshop.cgi?action=shopstart&ls=en
CS 1000-3P1 | Weighing-/force-measuring cells | 1 | 1 | 198 | KERN | CS 1000-3P1 | https://www.kern-sohn.com/cgi-bin/cosmoshop/lshop.cgi?action=shopstart&ls=en
CS 1000-3Q1 | Weighing-/force-measuring cells | 1 | 1 | 198 | KERN | CS 1000-3Q1 | https://www.kern-sohn.com/cgi-bin/cosmoshop/lshop.cgi?action=shopstart&ls=en
CS 100-3Q1 | Weighing-/force-measuring cells | 1 | 1 | 198 | KERN | CS 100-3Q1 | https://www.kern-sohn.com/cgi-bin/cosmoshop/lshop.cgi?action=shopstart&ls=en
CS 1500-3P1 | Weighing-/force-measuring cells | 1 | 1 | 198 | KERN | CS 1500-3P1 | https://www.kern-sohn.com/cgi-bin/cosmoshop/lshop.cgi?action=shopstart&ls=en
CS 150-3Q1 | Weighing-/force-measuring cells | 1 | 1 | 198 | KERN | CS 150-3Q1 | https://www.kern-sohn.com/cgi-bin/cosmoshop/lshop.cgi?action=shopstart&ls=en
CS 200-3Q1 | Weighing-/force-measuring cells | 1 | 1 | 198 | KERN | CS 200-3Q1 | https://www.kern-sohn.com/cgi-bin/cosmoshop/lshop.cgi?action=shopstart&ls=en
CS 300-3Q1 | Weighing-/force-measuring cells | 1 | 1 | 198 | KERN | CS 300-3Q1 | https://www.kern-sohn.com/cgi-bin/cosmoshop/lshop.cgi?action=shopstart&ls=en
CS 500-3Q1 | Weighing-/force-measuring cells | 1 | 1 | 198 | KERN | CS 500-3Q1 | https://www.kern-sohn.com/cgi-bin/cosmoshop/lshop.cgi?action=shopstart&ls=en
CS 50-3Q1 | Weighing-/force-measuring cells | 1 | 1 | 198 | KERN | CS 50-3Q1 | https://www.kern-sohn.com/cgi-bin/cosmoshop/lshop.cgi?action=shopstart&ls=en
CS 750-3Q1 | Weighing-/force-measuring cells | 1 | 1 | 198 | KERN | CS 750-3Q1 | https://www.kern-sohn.com/cgi-bin/cosmoshop/lshop.cgi?action=shopstart&ls=en
CS 100-3P1 | Weighing-/force-measuring cells | 1 | 1 | 192.5 | KERN | CS 100-3P1 | https://www.kern-sohn.com/cgi-bin/cosmoshop/lshop.cgi?action=shopstart&ls=en
CS 150-3P1 | Weighing-/force-measuring cells | 1 | 1 | 176 | KERN | CS 150-3P1 | https://www.kern-sohn.com/cgi-bin/cosmoshop/lshop.cgi?action=shopstart&ls=en
CS 250-3P1 | Weighing-/force-measuring cells | 1 | 1 | 176 | KERN | CS 250-3P1 | https://www.kern-sohn.com/cgi-bin/cosmoshop/lshop.cgi?action=shopstart&ls=en
CS 25-3P1 | Weighing-/force-measuring cells | 1 | 1 | 176 | KERN | CS 25-3P1 | https://www.kern-sohn.com/cgi-bin/cosmoshop/lshop.cgi?action=shopstart&ls=en
CS 500-3P1 | Weighing-/force-measuring cells | 1 | 1 | 176 | KERN | CS 500-3P1 | https://www.kern-sohn.com/cgi-bin/cosmoshop/lshop.cgi?action=shopstart&ls=en
CS 50-3P1 | Weighing-/force-measuring cells | 1 | 1 | 176 | KERN | CS 50-3P1 | https://www.kern-sohn.com/cgi-bin/cosmoshop/lshop.cgi?action=shopstart&ls=en
CS 600-3P1 | Weighing-/force-measuring cells | 1 | 1 | 176 | KERN | CS 600-3P1 | https://www.kern-sohn.com/cgi-bin/cosmoshop/lshop.cgi?action=shopstart&ls=en
CS 750-3P1 | Weighing-/force-measuring cells | 1 | 1 | 176 | KERN | CS 750-3P1 | https://www.kern-sohn.com/cgi-bin/cosmoshop/lshop.cgi?action=shopstart&ls=en
CR 130-3P1 | Weighing-/force-measuring cells (1 pieces ) | 1 | 1 | 847 | KERN | CR 130-3P1 | https://www.kern-sohn.com/cgi-bin/cosmoshop/lshop.cgi?action=shopstart&ls=en
CR 60-3P1 | Weighing-/force-measuring cells (1 pieces ) | 1 | 1 | 847 | KERN | CR 60-3P1 | https://www.kern-sohn.com/cgi-bin/cosmoshop/lshop.cgi?action=shopstart&ls=en
CR 250-3P1 | Weighing-/force-measuring cells (1 pieces ) | 1 | 1 | 770 | KERN | CR 250-3P1 | https://www.kern-sohn.com/cgi-bin/cosmoshop/lshop.cgi?action=shopstart&ls=en
CR 1000-3P1 | Weighing-/force-measuring cells (1 pieces ) | 1 | 1 | 759 | KERN | CR 1000-3P1 | https://www.kern-sohn.com/cgi-bin/cosmoshop/lshop.cgi?action=shopstart&ls=en
CR 2000-3P1 | Weighing-/force-measuring cells (1 pieces ) | 1 | 1 | 759 | KERN | CR 2000-3P1 | https://www.kern-sohn.com/cgi-bin/cosmoshop/lshop.cgi?action=shopstart&ls=en
CR 500-3P1 | Weighing-/force-measuring cells (1 pieces ) | 1 | 1 | 759 | KERN | CR 500-3P1 | https://www.kern-sohn.com/cgi-bin/cosmoshop/lshop.cgi?action=shopstart&ls=en
CO 10-Y3 | Weighing-/force-measuring cells (1 pieces ) | 1 | 1 | 363 | KERN | CO 10-Y3 | https://www.kern-sohn.com/cgi-bin/cosmoshop/lshop.cgi?action=shopstart&ls=en
CO 5-Y3 | Weighing-/force-measuring cells (1 pieces ) | 1 | 1 | 363 | KERN | CO 5-Y3 | https://www.kern-sohn.com/cgi-bin/cosmoshop/lshop.cgi?action=shopstart&ls=en
CO 2000-Y2 | Weighing-/force-measuring cells (1 pieces ) | 1 | 1 | 330 | KERN | CO 2000-Y2 | https://www.kern-sohn.com/cgi-bin/cosmoshop/lshop.cgi?action=shopstart&ls=en
CS 10-Y1 | Weighing-/force-measuring cells (1 pieces ) | 1 | 1 | 319 | KERN | CS 10-Y1 | https://www.kern-sohn.com/cgi-bin/cosmoshop/lshop.cgi?action=shopstart&ls=en
CS 1-Y1 | Weighing-/force-measuring cells (1 pieces ) | 1 | 1 | 319 | KERN | CS 1-Y1 | https://www.kern-sohn.com/cgi-bin/cosmoshop/lshop.cgi?action=shopstart&ls=en
CS 20-Y1 | Weighing-/force-measuring cells (1 pieces ) | 1 | 1 | 319 | KERN | CS 20-Y1 | https://www.kern-sohn.com/cgi-bin/cosmoshop/lshop.cgi?action=shopstart&ls=en
CS 2-Y1 | Weighing-/force-measuring cells (1 pieces ) | 1 | 1 | 319 | KERN | CS 2-Y1 | https://www.kern-sohn.com/cgi-bin/cosmoshop/lshop.cgi?action=shopstart&ls=en
CS 5-Y1 | Weighing-/force-measuring cells (1 pieces ) | 1 | 1 | 319 | KERN | CS 5-Y1 | https://www.kern-sohn.com/cgi-bin/cosmoshop/lshop.cgi?action=shopstart&ls=en
CO 1000-Y2 | Weighing-/force-measuring cells (1 pieces ) | 1 | 1 | 302.5 | KERN | CO 1000-Y2 | https://www.kern-sohn.com/cgi-bin/cosmoshop/lshop.cgi?action=shopstart&ls=en
CO 100-Y2 | Weighing-/force-measuring cells (1 pieces ) | 1 | 1 | 302.5 | KERN | CO 100-Y2 | https://www.kern-sohn.com/cgi-bin/cosmoshop/lshop.cgi?action=shopstart&ls=en
CO 200-Y2 | Weighing-/force-measuring cells (1 pieces ) | 1 | 1 | 302.5 | KERN | CO 200-Y2 | https://www.kern-sohn.com/cgi-bin/cosmoshop/lshop.cgi?action=shopstart&ls=en
CO 500-Y2 | Weighing-/force-measuring cells (1 pieces ) | 1 | 1 | 302.5 | KERN | CO 500-Y2 | https://www.kern-sohn.com/cgi-bin/cosmoshop/lshop.cgi?action=shopstart&ls=en
CR 500-1Y1 | Weighing-/force-measuring cells (1 pieces ) | 1 | 1 | 264 | KERN | CR 500-1Y1 | https://www.kern-sohn.com/cgi-bin/cosmoshop/lshop.cgi?action=shopstart&ls=en
CO 10-Y2 | Weighing-/force-measuring cells (1 pieces ) | 1 | 1 | 242 | KERN | CO 10-Y2 | https://www.kern-sohn.com/cgi-bin/cosmoshop/lshop.cgi?action=shopstart&ls=en
CO 20-Y2 | Weighing-/force-measuring cells (1 pieces ) | 1 | 1 | 242 | KERN | CO 20-Y2 | https://www.kern-sohn.com/cgi-bin/cosmoshop/lshop.cgi?action=shopstart&ls=en
CO 50-Y2 | Weighing-/force-measuring cells (1 pieces ) | 1 | 1 | 242 | KERN | CO 50-Y2 | https://www.kern-sohn.com/cgi-bin/cosmoshop/lshop.cgi?action=shopstart&ls=en
CO 10-Y4 | Weighing-/force-measuring cells (1 pieces ) | 1 | 1 | 225.5 | KERN | CO 10-Y4 | https://www.kern-sohn.com/cgi-bin/cosmoshop/lshop.cgi?action=shopstart&ls=en
CO 2000-Y1 | Weighing-/force-measuring cells (1 pieces ) | 1 | 1 | 225.5 | KERN | CO 2000-Y1 | https://www.kern-sohn.com/cgi-bin/cosmoshop/lshop.cgi?action=shopstart&ls=en
CO 5-Y4 | Weighing-/force-measuring cells (1 pieces ) | 1 | 1 | 225.5 | KERN | CO 5-Y4 | https://www.kern-sohn.com/cgi-bin/cosmoshop/lshop.cgi?action=shopstart&ls=en
CO 1000-Y1 | Weighing-/force-measuring cells (1 pieces ) | 1 | 1 | 198 | KERN | CO 1000-Y1 | https://www.kern-sohn.com/cgi-bin/cosmoshop/lshop.cgi?action=shopstart&ls=en
CO 500-Y1 | Weighing-/force-measuring cells (1 pieces ) | 1 | 1 | 198 | KERN | CO 500-Y1 | https://www.kern-sohn.com/cgi-bin/cosmoshop/lshop.cgi?action=shopstart&ls=en
CO 100-Y1 | Weighing-/force-measuring cells (1 pieces ) | 1 | 1 | 170.5 | KERN | CO 100-Y1 | https://www.kern-sohn.com/cgi-bin/cosmoshop/lshop.cgi?action=shopstart&ls=en
CO 10-Y1 | Weighing-/force-measuring cells (1 pieces ) | 1 | 1 | 170.5 | KERN | CO 10-Y1 | https://www.kern-sohn.com/cgi-bin/cosmoshop/lshop.cgi?action=shopstart&ls=en
CO 200-Y1 | Weighing-/force-measuring cells (1 pieces ) | 1 | 1 | 170.5 | KERN | CO 200-Y1 | https://www.kern-sohn.com/cgi-bin/cosmoshop/lshop.cgi?action=shopstart&ls=en
CO 20-Y1 | Weighing-/force-measuring cells (1 pieces ) | 1 | 1 | 170.5 | KERN | CO 20-Y1 | https://www.kern-sohn.com/cgi-bin/cosmoshop/lshop.cgi?action=shopstart&ls=en
CO 50-Y1 | Weighing-/force-measuring cells (1 pieces ) | 1 | 1 | 170.5 | KERN | CO 50-Y1 | https://www.kern-sohn.com/cgi-bin/cosmoshop/lshop.cgi?action=shopstart&ls=en
315-276 | Weight handle | 1 | 1 | 58.3 | KERN | 315-276 | https://www.kern-sohn.com/cgi-bin/cosmoshop/lshop.cgi?action=shopstart&ls=en
315-275 | Weight handle | 1 | 1 | 39.6 | KERN | 315-275 | https://www.kern-sohn.com/cgi-bin/cosmoshop/lshop.cgi?action=shopstart&ls=en
315-274 | Weight handle | 1 | 1 | 35.2 | KERN | 315-274 | https://www.kern-sohn.com/cgi-bin/cosmoshop/lshop.cgi?action=shopstart&ls=en
315-273 | Weight handle | 1 | 1 | 30.8 | KERN | 315-273 | https://www.kern-sohn.com/cgi-bin/cosmoshop/lshop.cgi?action=shopstart&ls=en
MWS 400K100DM | Wheelchair platform scale | 1 | 1 | 1529 | KERN | MWS 400K100DM | https://www.kern-sohn.com/cgi-bin/cosmoshop/lshop.cgi?action=shopstart&ls=en
MWA 300K-1PM | Wheelchair platform scale | 1 | 1 | 1309 | KERN | MWA 300K-1PM | https://www.kern-sohn.com/cgi-bin/cosmoshop/lshop.cgi?action=shopstart&ls=en
MWA 300K-1M | Wheelchair platform scale | 1 | 1 | 1254 | KERN | MWA 300K-1M | https://www.kern-sohn.com/cgi-bin/cosmoshop/lshop.cgi?action=shopstart&ls=en
MWB 300K-1 | Wheelchair platform scale | 1 | 1 | 759 | KERN | MWB 300K-1 | https://www.kern-sohn.com/cgi-bin/cosmoshop/lshop.cgi?action=shopstart&ls=en
MWS 300K100M | Wheelchair platform scale (with type approval) | 1 | 1 | 1314.5 | KERN | MWS 300K100M | https://www.kern-sohn.com/cgi-bin/cosmoshop/lshop.cgi?action=shopstart&ls=en
AC 22 | Wide clamp with quick-release mechanism | 1 | 1 | 132 | KERN | AC 22 | https://www.kern-sohn.com/cgi-bin/cosmoshop/lshop.cgi?action=shopstart&ls=en
AE 02 | Wide Jaw Clamp (1 pieces ) | 1 | 1 | 154 | KERN | AE 02 | https://www.kern-sohn.com/cgi-bin/cosmoshop/lshop.cgi?action=shopstart&ls=en
KIB-A10 | WLAN / WiFi module | 1 | 1 | 132 | KERN | KIB-A10 | https://www.kern-sohn.com/cgi-bin/cosmoshop/lshop.cgi?action=shopstart&ls=en
KIB-A10E | WLAN / WiFi module | 1 | 1 | 132 | KERN | KIB-A10E | https://www.kern-sohn.com/cgi-bin/cosmoshop/lshop.cgi?action=shopstart&ls=en
YMI-A01 | WLAN / WiFi module | 1 | 1 | 99 | KERN | YMI-A01 | https://www.kern-sohn.com/cgi-bin/cosmoshop/lshop.cgi?action=shopstart&ls=en
KDP-A01 | WLAN / WiFi module | 1 | 1 | 77 | KERN | KDP-A01 | https://www.kern-sohn.com/cgi-bin/cosmoshop/lshop.cgi?action=shopstart&ls=en
YKV-A01 | WLAN / WiFi module | 1 | 1 | 66 | KERN | YKV-A01 | https://www.kern-sohn.com/cgi-bin/cosmoshop/lshop.cgi?action=shopstart&ls=en
315-090-100 | Wooden box | 1 | 1 | 528 | KERN | 315-090-100 | https://www.kern-sohn.com/cgi-bin/cosmoshop/lshop.cgi?action=shopstart&ls=en
315-080-100 | Wooden box | 1 | 1 | 506 | KERN | 315-080-100 | https://www.kern-sohn.com/cgi-bin/cosmoshop/lshop.cgi?action=shopstart&ls=en
315-070-100 | Wooden box | 1 | 1 | 385 | KERN | 315-070-100 | https://www.kern-sohn.com/cgi-bin/cosmoshop/lshop.cgi?action=shopstart&ls=en
315-040-100 | Wooden box | 1 | 1 | 220 | KERN | 315-040-100 | https://www.kern-sohn.com/cgi-bin/cosmoshop/lshop.cgi?action=shopstart&ls=en
315-060-100 | Wooden box | 1 | 1 | 324.5 | KERN | 315-060-100 | https://www.kern-sohn.com/cgi-bin/cosmoshop/lshop.cgi?action=shopstart&ls=en
313-090-100 | Wooden box 1 mg - 10 kg | 1 | 1 | 445.5 | KERN | 313-090-100 | https://www.kern-sohn.com/cgi-bin/cosmoshop/lshop.cgi?action=shopstart&ls=en
313-030-100 | Wooden box 1 mg - 100 g | 1 | 1 | 134.2 | KERN | 313-030-100 | https://www.kern-sohn.com/cgi-bin/cosmoshop/lshop.cgi?action=shopstart&ls=en
313-070-100 | Wooden box 1 mg - 2 kg | 1 | 1 | 275 | KERN | 313-070-100 | https://www.kern-sohn.com/cgi-bin/cosmoshop/lshop.cgi?action=shopstart&ls=en
313-040-100 | Wooden box 1 mg - 200 g | 1 | 1 | 143 | KERN | 313-040-100 | https://www.kern-sohn.com/cgi-bin/cosmoshop/lshop.cgi?action=shopstart&ls=en
313-080-100 | Wooden box 1 mg - 5 kg | 1 | 1 | 363 | KERN | 313-080-100 | https://www.kern-sohn.com/cgi-bin/cosmoshop/lshop.cgi?action=shopstart&ls=en
313-020-100 | Wooden box 1 mg - 50 g | 1 | 1 | 123.2 | KERN | 313-020-100 | https://www.kern-sohn.com/cgi-bin/cosmoshop/lshop.cgi?action=shopstart&ls=en
313-050-100 | Wooden box 1 mg - 500 g | 1 | 1 | 185.9 | KERN | 313-050-100 | https://www.kern-sohn.com/cgi-bin/cosmoshop/lshop.cgi?action=shopstart&ls=en
317-010-100 | Wooden box 1 x 1 g | 1 | 1 | 28.6 | KERN | 317-010-100 | https://www.kern-sohn.com/cgi-bin/cosmoshop/lshop.cgi?action=shopstart&ls=en
317-110-100 | Wooden box 1 x 1 kg | 1 | 1 | 55 | KERN | 317-110-100 | https://www.kern-sohn.com/cgi-bin/cosmoshop/lshop.cgi?action=shopstart&ls=en
317-040-100 | Wooden box 1 x 10 g | 1 | 1 | 28.6 | KERN | 317-040-100 | https://www.kern-sohn.com/cgi-bin/cosmoshop/lshop.cgi?action=shopstart&ls=en
317-140-100 | Wooden box 1 x 10 kg | 1 | 1 | 106.7 | KERN | 317-140-100 | https://www.kern-sohn.com/cgi-bin/cosmoshop/lshop.cgi?action=shopstart&ls=en
317-070-100 | Wooden box 1 x 100 g | 1 | 1 | 31.9 | KERN | 317-070-100 | https://www.kern-sohn.com/cgi-bin/cosmoshop/lshop.cgi?action=shopstart&ls=en
317-020-100 | Wooden box 1 x 2 g | 1 | 1 | 28.6 | KERN | 317-020-100 | https://www.kern-sohn.com/cgi-bin/cosmoshop/lshop.cgi?action=shopstart&ls=en
317-120-100 | Wooden box 1 x 2 kg | 1 | 1 | 63.8 | KERN | 317-120-100 | https://www.kern-sohn.com/cgi-bin/cosmoshop/lshop.cgi?action=shopstart&ls=en
317-050-100 | Wooden box 1 x 20 g | 1 | 1 | 28.6 | KERN | 317-050-100 | https://www.kern-sohn.com/cgi-bin/cosmoshop/lshop.cgi?action=shopstart&ls=en
317-150-100 | Wooden box 1 x 20 kg | 1 | 1 | 605 | KERN | 317-150-100 | https://www.kern-sohn.com/cgi-bin/cosmoshop/lshop.cgi?action=shopstart&ls=en
317-080-100 | Wooden box 1 x 200 g | 1 | 1 | 31.9 | KERN | 317-080-100 | https://www.kern-sohn.com/cgi-bin/cosmoshop/lshop.cgi?action=shopstart&ls=en
317-030-100 | Wooden box 1 x 5 g | 1 | 1 | 28.6 | KERN | 317-030-100 | https://www.kern-sohn.com/cgi-bin/cosmoshop/lshop.cgi?action=shopstart&ls=en
317-130-100 | Wooden box 1 x 5 kg | 1 | 1 | 94.6 | KERN | 317-130-100 | https://www.kern-sohn.com/cgi-bin/cosmoshop/lshop.cgi?action=shopstart&ls=en
317-060-100 | Wooden box 1 x 50 g | 1 | 1 | 29.7 | KERN | 317-060-100 | https://www.kern-sohn.com/cgi-bin/cosmoshop/lshop.cgi?action=shopstart&ls=en
317-160-100 | Wooden Box 1 x 50 kg | 1 | 1 | 737 | KERN | 317-160-100 | https://www.kern-sohn.com/cgi-bin/cosmoshop/lshop.cgi?action=shopstart&ls=en
317-090-100 | Wooden box 1 x 500 g | 1 | 1 | 35.2 | KERN | 317-090-100 | https://www.kern-sohn.com/cgi-bin/cosmoshop/lshop.cgi?action=shopstart&ls=en
313-060-100 | Wooden box 1mg - 1kg | 1 | 1 | 225.5 | KERN | 313-060-100 | https://www.kern-sohn.com/cgi-bin/cosmoshop/lshop.cgi?action=shopstart&ls=en
338-090-200 | Wooden box for | 1 | 1 | 20.9 | KERN | 338-090-200 | https://www.kern-sohn.com/cgi-bin/cosmoshop/lshop.cgi?action=shopstart&ls=en
337-141-100 | Wooden box, 10 kg | 1 | 1 | 374 | KERN | 337-141-100 | https://www.kern-sohn.com/cgi-bin/cosmoshop/lshop.cgi?action=shopstart&ls=en
337-141-200 | Wooden box, 10 kg | 1 | 1 | 368.5 | KERN | 337-141-200 | https://www.kern-sohn.com/cgi-bin/cosmoshop/lshop.cgi?action=shopstart&ls=en
337-151-100 | Wooden box, 20 kg | 1 | 1 | 407 | KERN | 337-151-100 | https://www.kern-sohn.com/cgi-bin/cosmoshop/lshop.cgi?action=shopstart&ls=en
337-161-100 | Wooden box, 50 kg | 1 | 1 | 627 | KERN | 337-161-100 | https://www.kern-sohn.com/cgi-bin/cosmoshop/lshop.cgi?action=shopstart&ls=en
337-010-200 | Wooden weight box, 1 g | 1 | 1 | 18.7 | KERN | 337-010-200 | https://www.kern-sohn.com/cgi-bin/cosmoshop/lshop.cgi?action=shopstart&ls=en
362-960-300 | Wooden weight box, 1 g - 1 kg | 1 | 1 | 96.8 | KERN | 362-960-300 | https://www.kern-sohn.com/cgi-bin/cosmoshop/lshop.cgi?action=shopstart&ls=en
362-990-300 | Wooden weight box, 1 g - 10 kg | 1 | 1 | 157.3 | KERN | 362-990-300 | https://www.kern-sohn.com/cgi-bin/cosmoshop/lshop.cgi?action=shopstart&ls=en
354-430-200 | Wooden weight box, 1 g - 100 g | 1 | 1 | 56.1 | KERN | 354-430-200 | https://www.kern-sohn.com/cgi-bin/cosmoshop/lshop.cgi?action=shopstart&ls=en
362-970-300 | Wooden weight box, 1 g - 2 kg | 1 | 1 | 121 | KERN | 362-970-300 | https://www.kern-sohn.com/cgi-bin/cosmoshop/lshop.cgi?action=shopstart&ls=en
354-440-200 | Wooden weight box, 1 g - 200 g | 1 | 1 | 63.8 | KERN | 354-440-200 | https://www.kern-sohn.com/cgi-bin/cosmoshop/lshop.cgi?action=shopstart&ls=en
354-450-200 | Wooden weight box, 1 g - 500 g | 1 | 1 | 78.1 | KERN | 354-450-200 | https://www.kern-sohn.com/cgi-bin/cosmoshop/lshop.cgi?action=shopstart&ls=en
337-110-200 | Wooden weight box, 1 kg | 1 | 1 | 39.6 | KERN | 337-110-200 | https://www.kern-sohn.com/cgi-bin/cosmoshop/lshop.cgi?action=shopstart&ls=en
353-460-200 | Wooden weight box, 1 mg - 1 kg | 1 | 1 | 155.1 | KERN | 353-460-200 | https://www.kern-sohn.com/cgi-bin/cosmoshop/lshop.cgi?action=shopstart&ls=en
353-490-200 | Wooden weight box, 1 mg - 10 kg | 1 | 1 | 291.5 | KERN | 353-490-200 | https://www.kern-sohn.com/cgi-bin/cosmoshop/lshop.cgi?action=shopstart&ls=en
353-430-200 | Wooden weight box, 1 mg - 100 g | 1 | 1 | 78.1 | KERN | 353-430-200 | https://www.kern-sohn.com/cgi-bin/cosmoshop/lshop.cgi?action=shopstart&ls=en
353-470-200 | Wooden weight box, 1 mg - 2 kg | 1 | 1 | 171.6 | KERN | 353-470-200 | https://www.kern-sohn.com/cgi-bin/cosmoshop/lshop.cgi?action=shopstart&ls=en
353-440-200 | Wooden weight box, 1 mg - 200 g | 1 | 1 | 83.6 | KERN | 353-440-200 | https://www.kern-sohn.com/cgi-bin/cosmoshop/lshop.cgi?action=shopstart&ls=en
353-480-200 | Wooden weight box, 1 mg - 5 kg | 1 | 1 | 231 | KERN | 353-480-200 | https://www.kern-sohn.com/cgi-bin/cosmoshop/lshop.cgi?action=shopstart&ls=en
353-420-200 | Wooden weight box, 1 mg - 50 g | 1 | 1 | 68.2 | KERN | 353-420-200 | https://www.kern-sohn.com/cgi-bin/cosmoshop/lshop.cgi?action=shopstart&ls=en
353-450-200 | Wooden weight box, 1 mg - 500 g | 1 | 1 | 83.6 | KERN | 353-450-200 | https://www.kern-sohn.com/cgi-bin/cosmoshop/lshop.cgi?action=shopstart&ls=en
337-040-200 | Wooden weight box, 10 g | 1 | 1 | 19.8 | KERN | 337-040-200 | https://www.kern-sohn.com/cgi-bin/cosmoshop/lshop.cgi?action=shopstart&ls=en
337-140-200 | Wooden weight box, 10 kg | 1 | 1 | 69.3 | KERN | 337-140-200 | https://www.kern-sohn.com/cgi-bin/cosmoshop/lshop.cgi?action=shopstart&ls=en
337-070-200 | Wooden weight box, 100 g | 1 | 1 | 22 | KERN | 337-070-200 | https://www.kern-sohn.com/cgi-bin/cosmoshop/lshop.cgi?action=shopstart&ls=en
354-420-200 | Wooden weight box, 1g - 50g | 1 | 1 | 47.3 | KERN | 354-420-200 | https://www.kern-sohn.com/cgi-bin/cosmoshop/lshop.cgi?action=shopstart&ls=en
337-020-200 | Wooden weight box, 2 g | 1 | 1 | 17.6 | KERN | 337-020-200 | https://www.kern-sohn.com/cgi-bin/cosmoshop/lshop.cgi?action=shopstart&ls=en
337-120-200 | Wooden weight box, 2 kg | 1 | 1 | 39.6 | KERN | 337-120-200 | https://www.kern-sohn.com/cgi-bin/cosmoshop/lshop.cgi?action=shopstart&ls=en
337-050-200 | Wooden weight box, 20 g | 1 | 1 | 19.8 | KERN | 337-050-200 | https://www.kern-sohn.com/cgi-bin/cosmoshop/lshop.cgi?action=shopstart&ls=en
337-150-200 | Wooden weight box, 20 kg | 1 | 1 | 396 | KERN | 337-150-200 | https://www.kern-sohn.com/cgi-bin/cosmoshop/lshop.cgi?action=shopstart&ls=en
337-151-200 | Wooden weight box, 20 kg | 1 | 1 | 396 | KERN | 337-151-200 | https://www.kern-sohn.com/cgi-bin/cosmoshop/lshop.cgi?action=shopstart&ls=en
337-080-200 | Wooden weight box, 200 g | 1 | 1 | 20.9 | KERN | 337-080-200 | https://www.kern-sohn.com/cgi-bin/cosmoshop/lshop.cgi?action=shopstart&ls=en
337-030-200 | Wooden weight box, 5 g | 1 | 1 | 19.8 | KERN | 337-030-200 | https://www.kern-sohn.com/cgi-bin/cosmoshop/lshop.cgi?action=shopstart&ls=en
337-130-200 | Wooden weight box, 5 kg | 1 | 1 | 66 | KERN | 337-130-200 | https://www.kern-sohn.com/cgi-bin/cosmoshop/lshop.cgi?action=shopstart&ls=en
337-060-200 | Wooden weight box, 50 g | 1 | 1 | 18.7 | KERN | 337-060-200 | https://www.kern-sohn.com/cgi-bin/cosmoshop/lshop.cgi?action=shopstart&ls=en
337-160-200 | Wooden weight box, 50 kg | 1 | 1 | 616 | KERN | 337-160-200 | https://www.kern-sohn.com/cgi-bin/cosmoshop/lshop.cgi?action=shopstart&ls=en
337-161-200 | Wooden weight box, 50 kg | 1 | 1 | 616 | KERN | 337-161-200 | https://www.kern-sohn.com/cgi-bin/cosmoshop/lshop.cgi?action=shopstart&ls=en
337-090-200 | Wooden weight box, 500 g | 1 | 1 | 24.2 | KERN | 337-090-200 | https://www.kern-sohn.com/cgi-bin/cosmoshop/lshop.cgi?action=shopstart&ls=en
WL-104-1053 | AS 60/220.X2 PLUS | 1 | 1 | 1600 | Radwag | WL-104-1053 | https://radwag.com/en/
WL-104-0183 | AS 62.X2 PLUS | 1 | 1 | 1550 | Radwag | WL-104-0183 | https://radwag.com/en/
WL-104-0150 | AS 82/220.X2 PLUS | 1 | 1 | 1750 | Radwag | WL-104-0150 | https://radwag.com/en/
WL-104-0190 | AS 120.X2 PLUS | 1 | 1 | 1950 | Radwag | WL-104-0190 | https://radwag.com/en/
WL-104-0235 | AS 210.X2 PLUS | 1 | 1 | 4100 | Radwag | WL-104-0235 | https://radwag.com/en/
WL-104-0169 | AS 220.X2 PLUS | 1 | 1 | 1050 | Radwag | WL-104-0169 | https://radwag.com/en/
WL-104-0182 | AS 310.X2 PLUS | 1 | 1 | 1200 | Radwag | WL-104-0182 | https://radwag.com/en/
WL-104-0184 | AS 520.X2 PLUS | 1 | 1 | 1300 | Radwag | WL-104-0184 | https://radwag.com/en/
WL-104-1052 | AS 60/220.R2 PLUS | 1 | 1 | 1300 | Radwag | WL-104-1052 | https://radwag.com/en/
WL-104-0179 | AS 62.R2 PLUS | 1 | 1 | 1280 | Radwag | WL-104-0179 | https://radwag.com/en/
WL-104-1051 | AS 82/220.R2 PLUS | 1 | 1 | 1550 | Radwag | WL-104-1051 | https://radwag.com/en/
WL-104-0191 | AS 120.R2 PLUS | 1 | 1 | 1750 | Radwag | WL-104-0191 | https://radwag.com/en/
WL-104-0177 | AS 220.R2 PLUS | 1 | 1 | 700 | Radwag | WL-104-0177 | https://radwag.com/en/
WL-104-0178 | AS 310.R2 PLUS | 1 | 1 | 900 | Radwag | WL-104-0178 | https://radwag.com/en/
WL-104-0186 | AS 520.R2 PLUS | 1 | 1 | 1050 | Radwag | WL-104-0186 | https://radwag.com/en/
WL-104-0230 | AS 120.R1 PLUS | 1 | 1 | 580 | Radwag | WL-104-0230 | https://radwag.com/en/
WL-104-0229 | AS 220.R1 PLUS | 1 | 1 | 650 | Radwag | WL-104-0229 | https://radwag.com/en/
WL-223-0005 | PM 10.C32 | 1 | 1 | 1600 | Radwag | WL-223-0005 | https://radwag.com/en/
WL-223-0006 | PM 15.C32 | 1 | 1 | 2300 | Radwag | WL-223-0006 | https://radwag.com/en/
WL-223-0025 | PM 25.C32 | 1 | 1 | 1400 | Radwag | WL-223-0025 | https://radwag.com/en/
WL-223-0007 | PM 35.C32 | 1 | 1 | 1500 | Radwag | WL-223-0007 | https://radwag.com/en/
WL-223-0008 | PM 50.C32 | 1 | 1 | 2350 | Radwag | WL-223-0008 | https://radwag.com/en/
WL-223-0009 | PM 60.05.C32 | 1 | 1 | 3000 | Radwag | WL-223-0009 | https://radwag.com/en/
WL-223-0012 | PM 60.1.C32 | 1 | 1 | 2900 | Radwag | WL-223-0012 | https://radwag.com/en/
WL-218-1002 | PS 200/2000.X2 | 1 | 1 | 800 | Radwag | WL-218-1002 | https://radwag.com/en/
WL-218-0015 | PS 210.X2 | 1 | 1 | 700 | Radwag | WL-218-0015 | https://radwag.com/en/
WL-218-0020 | PS 360.X2 | 1 | 1 | 700 | Radwag | WL-218-0020 | https://radwag.com/en/
WL-218-0022 | PS 600.X2 | 1 | 1 | 700 | Radwag | WL-218-0022 | https://radwag.com/en/
WL-218-0024 | PS 750.X2 | 1 | 1 | 710 | Radwag | WL-218-0024 | https://radwag.com/en/
WL-218-0026 | PS 1000.X2 | 1 | 1 | 730 | Radwag | WL-218-0026 | https://radwag.com/en/
WL-218-0127 | PS 2100.X2.M * | 1 | 1 | 700 | Radwag | WL-218-0127 | https://radwag.com/en/
WL-218-0088 | PS 3000.X2 | 1 | 1 | 1200 | Radwag | WL-218-0088 | https://radwag.com/en/
WL-218-0134 | PS 3500.X2.M * | 1 | 1 | 700 | Radwag | WL-218-0134 | https://radwag.com/en/
WL-218-0103 | PS 4500.X2.M * | 1 | 1 | 700 | Radwag | WL-218-0103 | https://radwag.com/en/
WL-218-0104 | PS 6100.X2.M * | 1 | 1 | 720 | Radwag | WL-218-0104 | https://radwag.com/en/
WL-218-0102 | PS 8100.X2.M * | 1 | 1 | 800 | Radwag | WL-218-0102 | https://radwag.com/en/
WL-218-0101 | PS 10100.X2.M* | 1 | 1 | 850 | Radwag | WL-218-0101 | https://radwag.com/en/
WL-212-1003 | PS 200/2000.R2 | 1 | 1 | 580 | Radwag | WL-212-1003 | https://radwag.com/en/
WL-212-0018 | PS 210.R2 | 1 | 1 | 500 | Radwag | WL-212-0018 | https://radwag.com/en/
WL-212-0019 | PS 360.R2 | 1 | 1 | 500 | Radwag | WL-212-0019 | https://radwag.com/en/
WL-212-0020 | PS 600.R2 | 1 | 1 | 500 | Radwag | WL-212-0020 | https://radwag.com/en/
WL-212-0021 | PS 750.R2 | 1 | 1 | 500 | Radwag | WL-212-0021 | https://radwag.com/en/
WL-212-0022 | PS 1000.R2 | 1 | 1 | 500 | Radwag | WL-212-0022 | https://radwag.com/en/
WL-212-0170 | PS 2100.R2.M * | 1 | 1 | 500 | Radwag | WL-212-0170 | https://radwag.com/en/
WL-212-0173 | PS 3500.R2.M * | 1 | 1 | 500 | Radwag | WL-212-0173 | https://radwag.com/en/
WL-212-0134 | PS 4500.R2.M * | 1 | 1 | 500 | Radwag | WL-212-0134 | https://radwag.com/en/
WL-212-0135 | PS 6100.R2.M * | 1 | 1 | 550 | Radwag | WL-212-0135 | https://radwag.com/en/
WL-212-0132 | PS 8100.R2.M * | 1 | 1 | 600 | Radwag | WL-212-0132 | https://radwag.com/en/
WL-212-0133 | PS 10100.R2.M* | 1 | 1 | 700 | Radwag | WL-212-0133 | https://radwag.com/en/
WL-222-0001 | WLC 0.2.X2 | 1 | 1 | 550 | Radwag | WL-222-0001 | https://radwag.com/en/
WL-222-0002 | WLC 0.6.X2 | 1 | 1 | 500 | Radwag | WL-222-0002 | https://radwag.com/en/
WL-222-0003 | WLC 2.X2 | 1 | 1 | 520 | Radwag | WL-222-0003 | https://radwag.com/en/
WL-222-0004 | WLC 6.X2 | 1 | 1 | 500 | Radwag | WL-222-0004 | https://radwag.com/en/
WL-222-1001 | WLC 1/10.X2 | 1 | 1 | 550 | Radwag | WL-222-1001 | https://radwag.com/en/
WL-222-0009 | WLC 10.X2 | 1 | 1 | 500 | Radwag | WL-222-0009 | https://radwag.com/en/
WL-222-0011 | WLC 20.X2 | 1 | 1 | 500 | Radwag | WL-222-0011 | https://radwag.com/en/
WL-222-0013 | WLC 21.X2 | 1 | 1 | 500 | Radwag | WL-222-0013 | https://radwag.com/en/
WL-206-0041 | WLC 1/A2 | 1 | 1 | 330 | Radwag | WL-206-0041 | https://radwag.com/en/
WL-206-0039 | WLC 2/A2 | 1 | 1 | 330 | Radwag | WL-206-0039 | https://radwag.com/en/
WL-206-0003 | WLC 6/A2 | 1 | 1 | 300 | Radwag | WL-206-0003 | https://radwag.com/en/
WL-206-0004 | WLC 10/A2 | 1 | 1 | 330 | Radwag | WL-206-0004 | https://radwag.com/en/
WL-206-0022 | WLC 20/A2 | 1 | 1 | 330 | Radwag | WL-206-0022 | https://radwag.com/en/
WL-206-0074 | WLC 6/F1/R | 1 | 1 | 300 | Radwag | WL-206-0074 | https://radwag.com/en/
WL-206-0073 | WLC 6/F1/K | 1 | 1 | 300 | Radwag | WL-206-0073 | https://radwag.com/en/
WL-206-0076 | WLC 12/F1/R | 1 | 1 | 300 | Radwag | WL-206-0076 | https://radwag.com/en/
WL-206-0075 | WLC 12/F1/K | 1 | 1 | 300 | Radwag | WL-206-0075 | https://radwag.com/en/
WL-206-0078 | WLC 30/F1/R | 1 | 1 | 300 | Radwag | WL-206-0078 | https://radwag.com/en/
WL-206-0077 | WLC 30/F1/K | 1 | 1 | 300 | Radwag | WL-206-0077 | https://radwag.com/en/
WL-206-0063 | WLC 60/C2/R | 1 | 1 | 500 | Radwag | WL-206-0063 | https://radwag.com/en/
WL-206-0015 | WLC 60/C2/K | 1 | 1 | 500 | Radwag | WL-206-0015 | https://radwag.com/en/
WL-206-0036 | WLC 120/C2/R | 1 | 1 | 400 | Radwag | WL-206-0036 | https://radwag.com/en/
WL-206-0021 | WLC 6/12/F1/R | 1 | 1 | 400 | Radwag | WL-206-0021 | https://radwag.com/en/
WL-206-1033 | WLC 6/12/F1/K | 1 | 1 | 400 | Radwag | WL-206-1033 | https://radwag.com/en/
WL-206-1032 | WLC 6/12/F1/K | 1 | 1 | 400 | Radwag | WL-206-1032 | https://radwag.com/en/
WL-206-1035 | WLC 12/30/F1/R | 1 | 1 | 400 | Radwag | WL-206-1035 | https://radwag.com/en/
WL-206-1034 | WLC 12/30/F1/K | 1 | 1 | 400 | Radwag | WL-206-1034 | https://radwag.com/en/
WL-206-1014 | WLC 60/120/C2/R | 1 | 1 | 400 | Radwag | WL-206-1014 | https://radwag.com/en/
WL-206-1012 | WLC 60/120/C2/K | 1 | 1 | 480 | Radwag | WL-206-1012 | https://radwag.com/en/
WL-217-0006 | WLC 0.6/A1/C/2 | 1 | 1 | 320 | Radwag | WL-217-0006 | https://radwag.com/en/
WL-217-0007 | WLC 1/A2/C/2 | 1 | 1 | 320 | Radwag | WL-217-0007 | https://radwag.com/en/
WL-217-0015 | WLC 2/A2/C/2 | 1 | 1 | 320 | Radwag | WL-217-0015 | https://radwag.com/en/
WL-217-0014 | WLC 6/A2/C/2 | 1 | 1 | 320 | Radwag | WL-217-0014 | https://radwag.com/en/
WL-217-0039 | WLC 0.6/A1/C/2 with 4IN/4OUT module | 1 | 1 | 340 | Radwag | WL-217-0039 | https://radwag.com/en/
WL-217-0040 | WLC 1/A2/C/2 with 4IN/4OUT module | 1 | 1 | 340 | Radwag | WL-217-0040 | https://radwag.com/en/
WL-217-0041 | WLC 2/A2/C/2 with 4IN/4OUT module | 1 | 1 | 340 | Radwag | WL-217-0041 | https://radwag.com/en/
WL-217-0042 | WLC 6/A2/C/2 with 4IN/4OUT module | 1 | 1 | 340 | Radwag | WL-217-0042 | https://radwag.com/en/
WL-210-0004 | WTC 200 | 1 | 1 | 230 | Radwag | WL-210-0004 | https://radwag.com/en/
WL-210-0003 | WTC 600 | 1 | 1 | 200 | Radwag | WL-210-0003 | https://radwag.com/en/
WL-210-0001 | WTC 2000 | 1 | 1 | 220 | Radwag | WL-210-0001 | https://radwag.com/en/
WL-210-0007 | WTC 3000 | 1 | 1 | 220 | Radwag | WL-210-0007 | https://radwag.com/en/
WL-306-0026 | MA 50/1.X2.A | 1 | 1 | 1400 | Radwag | WL-306-0026 | https://radwag.com/en/
WL-306-0061 | MA 200/1.X2.A | 1 | 1 | 2800 | Radwag | WL-306-0061 | https://radwag.com/en/
WL-306-0021 | MA 50.X2.A | 1 | 1 | 1300 | Radwag | WL-306-0021 | https://radwag.com/en/
WL-306-0027 | MA 110.X2.A | 1 | 1 | 1400 | Radwag | WL-306-0027 | https://radwag.com/en/
WL-306-0028 | MA 210.X2.A | 1 | 1 | 1400 | Radwag | WL-306-0028 | https://radwag.com/en/
WL-305-0002 | MA 50/1.R | 1 | 1 | 950 | Radwag | WL-305-0002 | https://radwag.com/en/
WL-305-0001 | MA 50.R | 1 | 1 | 850 | Radwag | WL-305-0001 | https://radwag.com/en/
WL-305-0004 | MA 110.R | 1 | 1 | 900 | Radwag | WL-305-0004 | https://radwag.com/en/
WL-305-0003 | MA 210.R | 1 | 1 | 900 | Radwag | WL-305-0003 | https://radwag.com/en/
01019-11 | Traceable SpatulaBalance™ with Calibration; 300g x 0.1g | 1 | 1 | 73.7 | Cole Parmer | 01019-11 | https://www.coleparmer.com/
03313-06 | Digi-Sense Traceable® Humidity Card with Calibration; 6/Pk | 1 | 1 | 84.3 | Cole Parmer | 03313-06 | https://www.coleparmer.com/
03313-65 | Traceable Universal Thermohygrometer with Calibration, 10 to 95% RH, -40 to 220°F | 1 | 1 | 677 | Cole Parmer | 03313-65 | https://www.coleparmer.com/
03313-66 | Traceable Fast-Response Thermohygrometer with Calibration; 5 to 95% RH, -40 to 220F | 1 | 1 | 920.8 | Cole Parmer | 03313-66 | https://www.coleparmer.com/
03313-88 | Traceable Handheld General-Purpose Thermohygrometer with Calibration | 1 | 1 | 364.1 | Cole Parmer | 03313-88 | https://www.coleparmer.com/
06449-08 | Traceable Color Frame Four-Channel Timer with Calibration | 1 | 1 | 41.8 | Cole Parmer | 06449-08 | https://www.coleparmer.com/
08402-60 | Traceable Mini-Thermistor Thermometer with Calibration | 1 | 1 | 70.7 | Cole Parmer | 08402-60 | https://www.coleparmer.com/
08610-05 | Traceable Indoor/Outdoor Analog Dial Clock with Calibration | 1 | 1 | 112.7 | Cole Parmer | 08610-05 | https://www.coleparmer.com/
08610-15 | Traceable Time, Temperature, and Humidity Analog Wall Clock with Calibration | 1 | 1 | 47 | Cole Parmer | 08610-15 | https://www.coleparmer.com/
08610-20 | Traceable Mount-Anywhere Analog Clock with Calibration; 1.6 inch diameter | 1 | 1 | 22.6 | Cole Parmer | 08610-20 | https://www.coleparmer.com/
08610-26 | Traceable Wall-Mount Digital Clock/Calendar/Thermometer with Calibration | 1 | 1 | 124.4 | Cole Parmer | 08610-26 | https://www.coleparmer.com/
08610-31 | Traceable Clip-On/Key Chain Single-Channel Digital Timer with Calibration | 1 | 1 | 36.1 | Cole Parmer | 08610-31 | https://www.coleparmer.com/
08610-32 | Traceable Clip-On Single-Channel Digital Timer with Calibration | 1 | 1 | 39.2 | Cole Parmer | 08610-32 | https://www.coleparmer.com/
08645-15 | Traceable Digital Programmable Plug-In Timer Controller with Calibration; 115 VAC | 1 | 1 | 55.7 | Cole Parmer | 08645-15 | https://www.coleparmer.com/
18000-27 | Traceable Ultra-Low Temperature Wi-Fi Data Logger with TraceableLIVE® Cloud Service; 1 Probe | 1 | 1 | 541.4 | Cole Parmer | 18000-27 | https://www.coleparmer.com/
18000-28 | Traceable Ultra-Low Temperature Wi-Fi Data Loggers with TraceableLIVE® Cloud Service; 2 Probes | 1 | 1 | 586.8 | Cole Parmer | 18000-28 | https://www.coleparmer.com/
18000-29 | Traceable Temperature/Humidity Wi-Fi Data Logger Compatible with TraceableLIVE® Cloud Service; 1 Dongle | 1 | 1 | 528.5 | Cole Parmer | 18000-29 | https://www.coleparmer.com/
18000-30 | Traceable Temperature/Humidity Wi-Fi Data Logger Compatible with TraceableLIVE® Cloud Service; 1 Probe with Cable | 1 | 1 | 472.4 | Cole Parmer | 18000-30 | https://www.coleparmer.com/
18000-31 | Traceable Ambient CO2/Temperature/Humidity Wi-Fi Data Logger Compatible with TraceableLIVE® Cloud Service | 1 | 1 | 938.8 | Cole Parmer | 18000-31 | https://www.coleparmer.com/
18000-32 | Traceable High-Range CO2/Temperature/Humidity Wi-Fi Data Logger Compatible with TraceableLIVE® Cloud Service | 1 | 1 | 968.9 | Cole Parmer | 18000-32 | https://www.coleparmer.com/
18000-33 | Traceable Barometric/Temperature/Humidity Wi-Fi Data Logger Compatible with TraceableLIVE® Cloud Service | 1 | 1 | 535 | Cole Parmer | 18000-33 | https://www.coleparmer.com/
18001-08 | Traceable Liquid Nitrogen Wi-Fi Data Logger Compatible with TraceableLIVE® Cloud Service; 1 SS Probe | 1 | 1 | 622.9 | Cole Parmer | 18001-08 | https://www.coleparmer.com/
18001-09 | Traceable Liquid Nitrogen Wi-Fi Data Logger Compatible with TraceableLIVE® Cloud Service; 2 SS Probes | 1 | 1 | 692.1 | Cole Parmer | 18001-09 | https://www.coleparmer.com/
18004-05 | Traceable ONE™ Single-Use USB Temperature Data Logger, 30 Day, 3 Minute Interval, -20 to -15°C; 40/pk | 1 | 1 | 1185.2 | Cole Parmer | 18004-05 | https://www.coleparmer.com/
18004-10 | Traceable ONE™ Single-Use USB Temperature Data Logger, 90 Day, 10 Minute Interval, 2 to 8°C; 40/pk | 1 | 1 | 1185.2 | Cole Parmer | 18004-10 | https://www.coleparmer.com/
18004-12 | Traceable Temperature Bluetooth® Enabled Data Logger Compatible with TraceableGO™ App and TraceableLIVE® Cloud Service; | 1 | 1 | 87.3 | Cole Parmer | 18004-12 | https://www.coleparmer.com/
18004-13 | Traceable Temperature/Humidity Bluetooth® Enabled Data Logger Compatible with TraceableGO™ App and TraceableLIVE® Cloud Service; | 1 | 1 | 97.8 | Cole Parmer | 18004-13 | https://www.coleparmer.com/
18004-28 | Traceable Temperature Bluetooth® Enabled Data Logger Compatible with TraceableGO™ App and TraceableLIVE® Cloud Service; | 1 | 1 | 119.6 | Cole Parmer | 18004-28 | https://www.coleparmer.com/
18004-29 | Traceable Temperature Bluetooth® Enabled Data Logger Compatible with TraceableGO™ App and TraceableLIVE® Cloud Service; | 1 | 1 | 144.4 | Cole Parmer | 18004-29 | https://www.coleparmer.com/
18004-30 | Traceable Temperature Bluetooth® Enabled Data Logger Compatible with TraceableGO™ App and TraceableLIVE® Cloud Service; RTD | 1 | 1 | 227.2 | Cole Parmer | 18004-30 | https://www.coleparmer.com/
18004-31 | Traceable Precision Sentry™ Digital Thermometer with Calibration, Bullet Probe | 1 | 1 | 81.3 | Cole Parmer | 18004-31 | https://www.coleparmer.com/
18004-32 | Traceable Precision Sentry™ Digital Thermometer with Calibration, Bottle Probe | 1 | 1 | 105.3 | Cole Parmer | 18004-32 | https://www.coleparmer.com/
18004-33 | Traceable Precision Sentry™ Digital Thermometer with Calibration, Vaccine-Bottle Probe | 1 | 1 | 105.3 | Cole Parmer | 18004-33 | https://www.coleparmer.com/
18004-34 | Traceable Precision Monitoring Thermohygrometer with Calibration | 1 | 1 | 96.3 | Cole Parmer | 18004-34 | https://www.coleparmer.com/
18004-35 | Traceable Precision Lollipop™ Digital Thermometer with Calibration, Integrated | 1 | 1 | 72.2 | Cole Parmer | 18004-35 | https://www.coleparmer.com/
18004-36 | Traceable Precision Lollipop™ Digital Thermometer with Calibration, Cabled | 1 | 1 | 81.3 | Cole Parmer | 18004-36 | https://www.coleparmer.com/
18004-37 | Traceable 6601 Wide-Range Data Logging Ethernet Thermometer Compatible with TraceableLIVE® Cloud Service | 1 | 1 | 570.2 | Cole Parmer | 18004-37 | https://www.coleparmer.com/
18004-38 | Traceable 6603 Calibrated Replacement Stainless Steel Probe with Calibration | 1 | 1 | 192.6 | Cole Parmer | 18004-38 | https://www.coleparmer.com/
18005-00 | Traceable Temperature Data Logger with Calibration | 1 | 1 | 123.4 | Cole Parmer | 18005-00 | https://www.coleparmer.com/
18005-01 | Traceable Temperature Data Logger Kit with Calibration | 1 | 1 | 919 | Cole Parmer | 18005-01 | https://www.coleparmer.com/
18005-02 | Traceable Temperature Data Logger Sleeves; 100/Pk | 1 | 1 | 60.2 | Cole Parmer | 18005-02 | https://www.coleparmer.com/
18005-03 | USB Interface Cradle and Cable | 1 | 1 | 90.3 | Cole Parmer | 18005-03 | https://www.coleparmer.com/
18005-04 | Temperature Data Logger Download and Analysis Software | 1 | 1 | 335.5 | Cole Parmer | 18005-04 | https://www.coleparmer.com/
18005-05 | Traceable Temperature and Relative Humidity Data Logger with Calibration | 1 | 1 | 316 | Cole Parmer | 18005-05 | https://www.coleparmer.com/
18005-07 | Temperature/Relative Humidity and Cryogenic Data Logger Cable; USB | 1 | 1 | 36.5 | Cole Parmer | 18005-07 | https://www.coleparmer.com/
19601-01 | Traceable Conductivity Pocket Tester with Calibration; ±0.5°C | 1 | 1 | 103.1 | Cole Parmer | 19601-01 | https://www.coleparmer.com/
19601-03 | Traceable Portable Conductivity Meter with Calibration | 1 | 1 | 788.8 | Cole Parmer | 19601-03 | https://www.coleparmer.com/
19601-04 | Traceable High Accuracy, Portable Conductivity Meter and Probe with Calibration | 1 | 1 | 1472.9 | Cole Parmer | 19601-04 | https://www.coleparmer.com/
19601-06 | Traceable High Accuracy, Benchtop Conductivity Meter and Probe with Calibration | 1 | 1 | 1718.2 | Cole Parmer | 19601-06 | https://www.coleparmer.com/
19601-08 | Traceable Dual-Display Conductivity Meter with Calibration | 1 | 1 | 597.3 | Cole Parmer | 19601-08 | https://www.coleparmer.com/
19601-11 | Traceable Conductivity/TDS Pocket Tester with Calibration | 1 | 1 | 115.1 | Cole Parmer | 19601-11 | https://www.coleparmer.com/
19601-21 | Traceable Salinity Pocket Tester with Calibration; ±0.5°C | 1 | 1 | 120.4 | Cole Parmer | 19601-21 | https://www.coleparmer.com/
19601-31 | Cole-Parmer Traceable® Dissolved Oxygen Pocket Tester with Calibration | 1 | 1 | 574.7 | Cole Parmer | 19601-31 | https://www.coleparmer.com/
20250-04 | Traceable Infrared Thermometer, 10:1 | 1 | 1 | 156.1 | Cole Parmer | 20250-04 | https://www.coleparmer.com/
20250-05 | Traceable IR Thermometer with Alarm; 12:1 | 1 | 1 | 181 | Cole Parmer | 20250-05 | https://www.coleparmer.com/
20250-08 | Traceable Data Logging IR Thermometer, Thermocouple Probe Input, 50:1 | 1 | 1 | 562.1 | Cole Parmer | 20250-08 | https://www.coleparmer.com/
20250-09 | Traceable Infrared Stick Thermometer, 8:1 | 1 | 1 | 153.5 | Cole Parmer | 20250-09 | https://www.coleparmer.com/
20250-26 | Traceable Digital Contact/Photo Tachometer | 1 | 1 | 240.9 | Cole Parmer | 20250-26 | https://www.coleparmer.com/
20250-40 | Traceable Temperature/RH Touch Screen Recorder with NIST-Calibration | 1 | 1 | 720.8 | Cole Parmer | 20250-40 | https://www.coleparmer.com/
20610-00 | Cole-Parmer Stainless Steel Mechanical Handheld Tally Counter | 1 | 1 | 12.8 | Cole Parmer | 20610-00 | https://www.coleparmer.com/
20610-30 | Cole-Parmer Digital Counter Pen | 1 | 1 | 34.6 | Cole Parmer | 20610-30 | https://www.coleparmer.com/
20610-35 | Cole-Parmer Digital Key-Chain Wristband Counter | 1 | 1 | 19.6 | Cole Parmer | 20610-35 | https://www.coleparmer.com/
35002-13 | Traceable Waterproof/Shock-Resistant Digital Stopwatch with Calibration | 1 | 1 | 40.4 | Cole Parmer | 35002-13 | https://www.coleparmer.com/
36842-95 | Traceable Jumbo-Display Thermometer with Calibration, ±1°C accuracy; 1 Flat-Surface Probe | 1 | 1 | 68.5 | Cole Parmer | 36842-95 | https://www.coleparmer.com/
37101-00 | Traceable Thermohygrometer with Minimum/Maximum Function and Calibration | 1 | 1 | 144.4 | Cole Parmer | 37101-00 | https://www.coleparmer.com/
37803-50 | Traceable Replacement Printing Paper; 2 Rolls/Pk | 1 | 1 | 20.7 | Cole Parmer | 37803-50 | https://www.coleparmer.com/
37803-51 | Traceable Printing Thermohygrometer with Calibration; °F/C | 1 | 1 | 908.7 | Cole Parmer | 37803-51 | https://www.coleparmer.com/
37803-83 | Traceable Digital Thermohygrometer with Dew Point and Calibration | 1 | 1 | 78.2 | Cole Parmer | 37803-83 | https://www.coleparmer.com/
37803-84 | Traceable Digital Thermometer with Memory Card and Calibration; 1 Bottle Probe | 1 | 1 | 428.8 | Cole Parmer | 37803-84 | https://www.coleparmer.com/
37803-85 | Traceable Digital Thermometer with Memory Card and Calibration; 1 Stainless Steel Probe | 1 | 1 | 433.3 | Cole Parmer | 37803-85 | https://www.coleparmer.com/
37803-86 | Traceable Digital Thermohygrometer with Dew Point, Memory Card, and Calibration | 1 | 1 | 430.3 | Cole Parmer | 37803-86 | https://www.coleparmer.com/
37803-87 | Traceable Remote Probe Digital Thermometer with Calibration; 1 Extra-Long Stainless Steel Probe | 1 | 1 | 246.8 | Cole Parmer | 37803-87 | https://www.coleparmer.com/
37803-88 | Traceable High-Accuracy RTD Refrigerator/Freezer Digital Thermometer with Calibration; 1 Bottle Probe | 1 | 1 | 206.1 | Cole Parmer | 37803-88 | https://www.coleparmer.com/
37803-91 | Traceable Thermocouple Thermometer with Data Output and Calibration | 1 | 1 | 206.1 | Cole Parmer | 37803-91 | https://www.coleparmer.com/
37803-94 | Traceable Dual-Input Expanded Range Thermocouple Thermometer with Calibration, Type K; Celsius | 1 | 1 | 168.5 | Cole Parmer | 37803-94 | https://www.coleparmer.com/
37803-95 | Traceable Dual-Laser Infrared Thermometer with Type K and Calibration; 12:1 Ratio | 1 | 1 | 246.8 | Cole Parmer | 37803-95 | https://www.coleparmer.com/
37803-96 | Traceable Infrared Thermometer with Calibration, 50:1 Ratio, Fixed Emissivity | 1 | 1 | 374.6 | Cole Parmer | 37803-96 | https://www.coleparmer.com/
37803-97 | Traceable Infrared Thermometer with Calibration, 50:1 Ratio, 0.1-1.0 Emissivity | 1 | 1 | 472.4 | Cole Parmer | 37803-97 | https://www.coleparmer.com/
37804-03 | Traceable High-Accuracy RTD General Purpose Digital Thermometer with Calibration; 1 Wire Probe | 1 | 1 | 206.1 | Cole Parmer | 37804-03 | https://www.coleparmer.com/
37804-04 | Traceable High-Accuracy RTD General Purpose Digital Thermometer with Calibration; 1 Stainless Steel Probe | 1 | 1 | 239.2 | Cole Parmer | 37804-04 | https://www.coleparmer.com/
37804-05 | Traceable High-Accuracy RTD General Purpose Digital Thermometer with Calibration; 1 Wire Probe | 1 | 1 | 227.9 | Cole Parmer | 37804-05 | https://www.coleparmer.com/
37804-08 | Traceable Scientific RTD Probe; Stainless Steel, Handle | 1 | 1 | 464.9 | Cole Parmer | 37804-08 | https://www.coleparmer.com/
37804-09 | Traceable Scientific RTD Probe; Stainless Steel, Bullet | 1 | 1 | 464.9 | Cole Parmer | 37804-09 | https://www.coleparmer.com/
37950-01 | Traceable Thermohygrometer with RS-232 and Calibration | 1 | 1 | 355.6 | Cole Parmer | 37950-01 | https://www.coleparmer.com/
37950-02 | Traceable Thermohygrometer with RS-232, Alarm, and Calibration | 1 | 1 | 523.6 | Cole Parmer | 37950-02 | https://www.coleparmer.com/
37950-04 | Traceable Multi-Parameter Pen-Style Meter with Calibration | 1 | 1 | 282.9 | Cole Parmer | 37950-04 | https://www.coleparmer.com/
37955-12 | Digi-Sense Traceable® Vane Thermoanemometer with Air Velocity, Temperature, and Calibration | 1 | 1 | 194.1 | Cole Parmer | 37955-12 | https://www.coleparmer.com/
37955-14 | Digi-Sense Traceable® Vane Thermoanemometer/Hygrometer Pen with Calibration | 1 | 1 | 231.7 | Cole Parmer | 37955-14 | https://www.coleparmer.com/
37955-16 | Digi-Sense Traceable® Vane Thermoanemometer/Hygrometer/Dew Point Pen with Calibration | 1 | 1 | 449.9 | Cole Parmer | 37955-16 | https://www.coleparmer.com/
37955-50 | Digi-Sense Traceable® Micro-Anemometer/Thermometer with Calibration | 1 | 1 | 123.4 | Cole Parmer | 37955-50 | https://www.coleparmer.com/
39642-00 | Traceable Temptestr® Mini Infrared Thermometer | 1 | 1 | 76.7 | Cole Parmer | 39642-00 | https://www.coleparmer.com/
68000-48 | Traceable Digital Handheld Environmental Monitor with Stopwatch and Calibration | 1 | 1 | 349.1 | Cole Parmer | 68000-48 | https://www.coleparmer.com/
68000-49 | Traceable Digital Barometer with Calibration | 1 | 1 | 248.3 | Cole Parmer | 68000-49 | https://www.coleparmer.com/
68000-51 | Digital Barometer Data Acquisition System | 1 | 1 | 177.5 | Cole Parmer | 68000-51 | https://www.coleparmer.com/
86460-06 | Traceable Remote-Monitoring RTD Thermometer with Calibration | 1 | 1 | 104.6 | Cole Parmer | 86460-06 | https://www.coleparmer.com/
90000-23 | Traceable Extreme-Accuracy Digital Thermometer with Calibration, 0.00°C; 1 Stainless Steel Probe | 1 | 1 | 170 | Cole Parmer | 90000-23 | https://www.coleparmer.com/
90000-25 | Traceable Extreme-Accuracy Digital Thermometer with Calibration, 25.00°C; 1 Stainless Steel Probe | 1 | 1 | 170 | Cole Parmer | 90000-25 | https://www.coleparmer.com/
90000-27 | Traceable Extreme-Accuracy Digital Thermometer with Calibration, 37.00°C; 1 Stainless Steel Probe | 1 | 1 | 170 | Cole Parmer | 90000-27 | https://www.coleparmer.com/
90000-29 | Traceable Extreme-Accuracy Digital Thermometer with Calibration, 0.00/25.00/37.00°C; 1 Stainless Steel Probe | 1 | 1 | 182.8 | Cole Parmer | 90000-29 | https://www.coleparmer.com/
90000-37 | Traceable Big-Digit 4-Alarm Digital Thermometer with Calibration, Celsius; 1 Bullet Probe | 1 | 1 | 48.5 | Cole Parmer | 90000-37 | https://www.coleparmer.com/
90000-75 | Traceable Indoor/Outdoor Digital Thermometer with Giant Dual-Display and Calibration; 1 Bullet Probe | 1 | 1 | 75.2 | Cole Parmer | 90000-75 | https://www.coleparmer.com/
90002-01 | Traceable Time and Date Digital Thermometer with Calibration; 1 Wire Probe | 1 | 1 | 63.6 | Cole Parmer | 90002-01 | https://www.coleparmer.com/
90002-02 | Traceable Time and Date Digital Thermometer with Calibration; 1 Bottle Probe | 1 | 1 | 73 | Cole Parmer | 90002-02 | https://www.coleparmer.com/
90002-03 | Traceable Time and Date Digital Thermometer with Calibration; 1 5-mL Bottle Probe | 1 | 1 | 70 | Cole Parmer | 90002-03 | https://www.coleparmer.com/
90080-01 | Traceable See-Through Refrigerator Thermometer with Calibration; ±1°C accuracy | 1 | 1 | 27.1 | Cole Parmer | 90080-01 | https://www.coleparmer.com/
90080-03 | Traceable Digital Thermohygrometer with Dew Point, Wet-Bulb, and Calibration | 1 | 1 | 108.3 | Cole Parmer | 90080-03 | https://www.coleparmer.com/
90080-04 | Traceable Remote-Probe Thermohygrometer with Dew Point and Calibration | 1 | 1 | 448.4 | Cole Parmer | 90080-04 | https://www.coleparmer.com/
90080-06 | Traceable Thermometer with Clock, Humidity Monitor, and Calibration | 1 | 1 | 78.2 | Cole Parmer | 90080-06 | https://www.coleparmer.com/
90080-11 | Traceable Big-Digit See-Thru Digital Thermometer with Calibration; Celsius | 1 | 1 | 42.1 | Cole Parmer | 90080-11 | https://www.coleparmer.com/
90080-18 | Traceable Replacement General Purpose Probe for Scientific Thermistor Thermometer | 1 | 1 | 122.6 | Cole Parmer | 90080-18 | https://www.coleparmer.com/
90080-19 | Traceable Micro Probe for Scientific Thermistor Thermometer | 1 | 1 | 244.8 | Cole Parmer | 90080-19 | https://www.coleparmer.com/
90205-01 | Traceable Digital Pocket Thermometer with Calibration, 302°F; High-Accuracy, 8" Long-Stem | 1 | 1 | 92.5 | Cole Parmer | 90205-01 | https://www.coleparmer.com/
90205-02 | Traceable Digital Pocket Thermometer with Calibration, 572°F; High-Accuracy, 11.5" Long-Stem | 1 | 1 | 93.3 | Cole Parmer | 90205-02 | https://www.coleparmer.com/
90205-04 | Traceable T-Bar Waterproof Food Thermometer with Calibration; ±1°C accuracy (-20 to 100°C) | 1 | 1 | 40.3 | Cole Parmer | 90205-04 | https://www.coleparmer.com/
90205-05 | Traceable Lollipop™ Water-Resistant Thermometer with Calibration; ±1.0°C accuracy (-20 to 100°C) | 1 | 1 | 45.1 | Cole Parmer | 90205-05 | https://www.coleparmer.com/
90205-10 | Traceable Digital Pocket Thermometer with Calibration, 302°F; Mini Key Chain | 1 | 1 | 39.9 | Cole Parmer | 90205-10 | https://www.coleparmer.com/
90205-15 | Traceable Pocket Thermometer with Calibration; ±1.5°C accuracy | 1 | 1 | 57.2 | Cole Parmer | 90205-15 | https://www.coleparmer.com/
90205-20 | Traceable Remote Probe Thermometer with Calibration; ±1.0°C accuracy (-20 to 100°C) | 1 | 1 | 80.8 | Cole Parmer | 90205-20 | https://www.coleparmer.com/
90205-21 | Traceable Deluxe Remote Probe Thermometer with Calibration; ±1.0° accuracy (-20 to 100°C) | 1 | 1 | 84.3 | Cole Parmer | 90205-21 | https://www.coleparmer.com/
90205-22 | Traceable Waterproof Remote Probe Thermometer with Calibration, ±1°C accuracy (-20 to 100°C); 1 Stainless Steel Probe | 1 | 1 | 71.5 | Cole Parmer | 90205-22 | https://www.coleparmer.com/
90205-25 | Traceable Robo™ Thermometer with Calibration; ±1.0 accuracy (-20 to 100°C) | 1 | 1 | 50 | Cole Parmer | 90205-25 | https://www.coleparmer.com/
90205-26 | Traceable Panel-Mount Thermometer with Calibration, -50 to 300°C (-58 to 572°F); 1 Remote Probe | 1 | 1 | 42.1 | Cole Parmer | 90205-26 | https://www.coleparmer.com/
90225-15 | Traceable Digital Pocket Thermometer with Calibration, 302°F; 8" Long-Stem | 1 | 1 | 45.9 | Cole Parmer | 90225-15 | https://www.coleparmer.com/
90225-22 | AC Adapter for Scientific Thermometers | 1 | 1 | 51.2 | Cole Parmer | 90225-22 | https://www.coleparmer.com/
90225-35 | Traceable Four-Channel Alarm Timer with Calibration | 1 | 1 | 44.8 | Cole Parmer | 90225-35 | https://www.coleparmer.com/
90225-38 | Traceable Alarm Timer/Stopwatch with Calibration | 1 | 1 | 35.4 | Cole Parmer | 90225-38 | https://www.coleparmer.com/
90225-39 | Traceable Triple-Display Digital Clock/Timer with Calibration | 1 | 1 | 44 | Cole Parmer | 90225-39 | https://www.coleparmer.com/
91210-01 | Traceable Large-Display Dual-Channel Thermocouple Thermometer with Calibration | 1 | 1 | 282.9 | Cole Parmer | 91210-01 | https://www.coleparmer.com/
91210-03 | Traceable Dual-Input/Output Thermocouple Thermometer with RS-232 and Calibration | 1 | 1 | 281.4 | Cole Parmer | 91210-03 | https://www.coleparmer.com/
91210-05 | Traceable Thermocouple Thermometer with Memory and Calibration | 1 | 1 | 449.9 | Cole Parmer | 91210-05 | https://www.coleparmer.com/
91210-07 | Traceable Big-Digit Thermocouple Thermometer with Calibration | 1 | 1 | 125.6 | Cole Parmer | 91210-07 | https://www.coleparmer.com/
91210-30 | Traceable Water-Resistant Thermocouple Thermometer with Calibration | 1 | 1 | 225.7 | Cole Parmer | 91210-30 | https://www.coleparmer.com/
94400-62 | Traceable Walkaway Count-Up Controller with Calibration; 0.01 sec to 99 hrs | 1 | 1 | 198.6 | Cole Parmer | 94400-62 | https://www.coleparmer.com/
94411-01 | Traceable Continuous Visual Alarm Timer with Calibration | 1 | 1 | 23.3 | Cole Parmer | 94411-01 | https://www.coleparmer.com/
94411-10 | Traceable Triple-Display Clock/Timer with Calibration Suggestd Replcmt Itm: 90225-39 | 1 | 1 | 81.3 | Cole Parmer | 94411-10 | https://www.coleparmer.com/
94460-04 | Traceable Count Up/Down Timer with Calibration | 1 | 1 | 50.5 | Cole Parmer | 94460-04 | https://www.coleparmer.com/
94460-06 | Traceable Lightweight Digital Stopwatch with Calibration | 1 | 1 | 26.4 | Cole Parmer | 94460-06 | https://www.coleparmer.com/
94460-07 | Traceable Excursion-Trac™ Data Logging Thermometer with Calibration; 1 Bottle Probe | 1 | 1 | 231.7 | Cole Parmer | 94460-07 | https://www.coleparmer.com/
94460-09 | Traceable Excursion-Trac™ Data Logging Thermometer with Calibration; 2 Bottle Probes | 1 | 1 | 246.8 | Cole Parmer | 94460-09 | https://www.coleparmer.com/
94460-11 | Traceable Excursion-Trac™ Data Logging Thermometer with Calibration; 1 Bullet™ Probe | 1 | 1 | 248.7 | Cole Parmer | 94460-11 | https://www.coleparmer.com/
94460-14 | Traceable Excursion-Trac™ Data Logging Thermometer with Calibration; 2 Bullet™ Probes | 1 | 1 | 234 | Cole Parmer | 94460-14 | https://www.coleparmer.com/
94460-16 | Traceable Excursion-Trac™ Data Logging Thermometer with Calibration; 1 Stainless Steel Probe | 1 | 1 | 240 | Cole Parmer | 94460-16 | https://www.coleparmer.com/
94460-17 | Traceable Excursion-Trac™ Data Logging Thermometer with Calibration; 2 Stainless Steel Probes | 1 | 1 | 258.8 | Cole Parmer | 94460-17 | https://www.coleparmer.com/
94460-18 | Traceable Excursion-Trac™ Data Logging Thermometer with Calibration; 1 Bottle/1 Bullet™ Probe | 1 | 1 | 240 | Cole Parmer | 94460-18 | https://www.coleparmer.com/
94460-28 | Traceable Big-Digit Stopwatch with Calibration | 1 | 1 | 48.1 | Cole Parmer | 94460-28 | https://www.coleparmer.com/
94460-35 | Traceable Analog Wall Clock with Temperature, Humidity Dials, and Calibration | 1 | 1 | 93.3 | Cole Parmer | 94460-35 | https://www.coleparmer.com/
94460-37 | Traceable Memory-Loc™ Datalogging Thermometer with Calibration; 1 Bottle Probe | 1 | 1 | 299.2 | Cole Parmer | 94460-37 | https://www.coleparmer.com/
94460-39 | Traceable Memory-Loc™ Datalogging Thermometer with Calibration; 2 Bottle Probes | 1 | 1 | 273.8 | Cole Parmer | 94460-39 | https://www.coleparmer.com/
94460-40 | Traceable Digital Pocket Thermometer with Calibration, 572°F; 11.5" Long-Stem | 1 | 1 | 75.8 | Cole Parmer | 94460-40 | https://www.coleparmer.com/
94460-41 | Traceable Memory-Loc™ Datalogging Thermometer with Calibration; 1 Bullet™ Probe | 1 | 1 | 245.2 | Cole Parmer | 94460-41 | https://www.coleparmer.com/
94460-43 | Traceable Memory-Loc™ Datalogging Thermometer with Calibration; 2 Bullet™ Probes | 1 | 1 | 266.3 | Cole Parmer | 94460-43 | https://www.coleparmer.com/
94460-44 | Traceable Memory-Loc™ Datalogging Thermometer with Calibration; 1 Stainless Steel Probe | 1 | 1 | 273.8 | Cole Parmer | 94460-44 | https://www.coleparmer.com/
94460-46 | Traceable Memory-Loc™ Datalogging Thermometer with Calibration; 2 Stainless Steel Probes | 1 | 1 | 291.9 | Cole Parmer | 94460-46 | https://www.coleparmer.com/
94460-47 | Traceable Memory-Loc™ Datalogging Thermometer with Calibration; 1 Bottle/1 Bullet™ Probe | 1 | 1 | 273.8 | Cole Parmer | 94460-47 | https://www.coleparmer.com/
94460-50 | Traceable Analog Wall Clock with Calibration; Blue Frame/White Face | 1 | 1 | 31.2 | Cole Parmer | 94460-50 | https://www.coleparmer.com/
94460-55 | Traceable Waterproof/Shock-Resistant Stopwatch with Calibration; Yellow | 1 | 1 | 33.1 | Cole Parmer | 94460-55 | https://www.coleparmer.com/
94460-56 | Traceable Digital Bottle Thermometer with Calibration; Liquid Fill Sensor | 1 | 1 | 79 | Cole Parmer | 94460-56 | https://www.coleparmer.com/
94460-58 | Traceable Digital Bottle Thermometer with Calibration; Glass Bead Sensor | 1 | 1 | 79 | Cole Parmer | 94460-58 | https://www.coleparmer.com/
94460-60 | Traceable Single-Display Triple-Event Lab Digital Timer with Calibration | 1 | 1 | 81.3 | Cole Parmer | 94460-60 | https://www.coleparmer.com/
94460-61 | Traceable Two-Channel Digital Thermometer with Calibration; 2 Wire Probes | 1 | 1 | 56.4 | Cole Parmer | 94460-61 | https://www.coleparmer.com/
94460-62 | Traceable Two-Channel Digital Thermometer with Calibration; 2 Bottle Probes | 1 | 1 | 94 | Cole Parmer | 94460-62 | https://www.coleparmer.com/
94460-70 | Traceable General-Purpose Digital Thermometer with Calibration; 1 Wire Probe | 1 | 1 | 84.3 | Cole Parmer | 94460-70 | https://www.coleparmer.com/
94460-71 | Traceable Fridge/Freezer Digital Thermometer with Calibration; 5 mL Bottle Probe | 1 | 1 | 93.3 | Cole Parmer | 94460-71 | https://www.coleparmer.com/
94460-72 | Traceable Fridge/Freezer Digital Thermometer with Calibration; 1 Bottle Probe | 1 | 1 | 101 | Cole Parmer | 94460-72 | https://www.coleparmer.com/
94460-73 | Traceable Jumbo Refrigerator/Freezer Thermometer with Calibration; 1 5-mL Bottle Probe | 1 | 1 | 118.9 | Cole Parmer | 94460-73 | https://www.coleparmer.com/
94460-74 | Traceable Jumbo Refrigerator/Freezer Thermometer with Calibration; 1 Bottle Probe | 1 | 1 | 125.7 | Cole Parmer | 94460-74 | https://www.coleparmer.com/
94460-75 | Traceable Solar-Powered Digital Thermometer with Calibration; 1 External Probe | 1 | 1 | 44 | Cole Parmer | 94460-75 | https://www.coleparmer.com/
94460-77 | Traceable Sentry Triple-Display Thermometer with Calibration, Celsius; 1 Wire Probe | 1 | 1 | 69.2 | Cole Parmer | 94460-77 | https://www.coleparmer.com/
94460-81 | Traceable Jumbo Fridge/Freezer Digital Thermometer with Calibration; 1 Wire Probe | 1 | 1 | 91.8 | Cole Parmer | 94460-81 | https://www.coleparmer.com/
94460-82 | Traceable Jumbo Fridge/Freezer Digital Thermometer with Calibration; 1 Bottle Probe | 1 | 1 | 102.3 | Cole Parmer | 94460-82 | https://www.coleparmer.com/
94460-83 | Traceable Jumbo Fridge/Freezer Digital Thermometer with Calibration; 1 5-mL Bottle Probe | 1 | 1 | 101.6 | Cole Parmer | 94460-83 | https://www.coleparmer.com/
94460-87 | Traceable Sentry Triple-Display Thermometer with Calibration, Celsius; 1 Bottle Probe Suggestd Replcmt Itm: 94460-74 | 1 | 1 | 80.5 | Cole Parmer | 94460-87 | https://www.coleparmer.com/
94460-88 | Traceable Jumbo Refrigerator/Freezer Thermometer with Calibration; 1 Wire Probe | 1 | 1 | 108.8 | Cole Parmer | 94460-88 | https://www.coleparmer.com/
94460-91 | Traceable High-Accuracy Fridge/Freezer Thermometer with Calibration; 2 Bullet Probes | 1 | 1 | 130.9 | Cole Parmer | 94460-91 | https://www.coleparmer.com/
94460-92 | Traceable High-Accuracy Fridge/Freezer Thermometer with Calibration; 2 Bottle Probes | 1 | 1 | 167 | Cole Parmer | 94460-92 | https://www.coleparmer.com/
94460-97 | Traceable Sentry Triple-Display Thermometer with Calibration, Celsius; 5 mL Bottle Probe | 1 | 1 | 79.7 | Cole Parmer | 94460-97 | https://www.coleparmer.com/
94460-98 | Traceable High-Accuracy Fridge/Freezer Thermometer with Calibration; 1 Stainless Steel probe Suggestd Replcmt Itm: 94460-73 | 1 | 1 | 168.5 | Cole Parmer | 94460-98 | https://www.coleparmer.com/
94460-99 | Traceable High-Accuracy Fridge/Freezer Thermometer with Calibration; 2 Stainless Steel probes | 1 | 1 | 207.6 | Cole Parmer | 94460-99 | https://www.coleparmer.com/
94461-01 | Traceable Giant-Digit Countdown Digital Timer with Calibration | 1 | 1 | 27.1 | Cole Parmer | 94461-01 | https://www.coleparmer.com/
94461-07 | Traceable Extra-Large Digit Digital Timer with Calibration | 1 | 1 | 36.1 | Cole Parmer | 94461-07 | https://www.coleparmer.com/
94461-15 | Traceable Flashing LED Big-Digit Timer with Calibration; Single-Channel | 1 | 1 | 39.1 | Cole Parmer | 94461-15 | https://www.coleparmer.com/
94461-16 | Traceable Flashing LED Big-Digit Timer with Calibration; Dual-Channel | 1 | 1 | 42.9 | Cole Parmer | 94461-16 | https://www.coleparmer.com/
94461-22 | Traceable Dual-Display Two-Memory Digital Timer with Calibration | 1 | 1 | 30.1 | Cole Parmer | 94461-22 | https://www.coleparmer.com/
94461-23 | Traceable Triple-Display Digital Timer with Calibration | 1 | 1 | 55.7 | Cole Parmer | 94461-23 | https://www.coleparmer.com/
94461-24 | Traceable Magnetic/Clip-on Alarm Timer with Calibration | 1 | 1 | 25.2 | Cole Parmer | 94461-24 | https://www.coleparmer.com/
94461-27 | Traceable 100-Hour Digital Timer with Calibration | 1 | 1 | 48.1 | Cole Parmer | 94461-27 | https://www.coleparmer.com/
94461-31 | Traceable Compact Two-Channel Digital Timer with Calibration | 1 | 1 | 23.7 | Cole Parmer | 94461-31 | https://www.coleparmer.com/
97152-16 | Traceable Digital Caliper with Calibration, Carbon Fiber; 0 to 4" | 1 | 1 | 50.4 | Cole Parmer | 97152-16 | https://www.coleparmer.com/
97152-17 | Traceable Digital Caliper with Calibration, Carbon Fiber; 0 to 6" | 1 | 1 | 56.4 | Cole Parmer | 97152-17 | https://www.coleparmer.com/
97152-18 | Traceable Digital Caliper with Calibration, Stainless Steel; 0-6" | 1 | 1 | 159.5 | Cole Parmer | 97152-18 | https://www.coleparmer.com/
97152-19 | Traceable Digital Caliper with Calibration, Stainless Steel; 0-8" | 1 | 1 | 218.2 | Cole Parmer | 97152-19 | https://www.coleparmer.com/
98766-02 | Traceable 60-Memory Digital Stopwatch with Calibration | 1 | 1 | 55.7 | Cole Parmer | 98766-02 | https://www.coleparmer.com/
98766-03 | Traceable Digital Stopwatch with Calibration | 1 | 1 | 93.7 | Cole Parmer | 98766-03 | https://www.coleparmer.com/
98766-04 | Traceable Digital Stopwatch with Calibration; 500-Memory | 1 | 1 | 170 | Cole Parmer | 98766-04 | https://www.coleparmer.com/
98766-08 | Traceable Universal Digital Stopwatch with Calibration | 1 | 1 | 81.3 | Cole Parmer | 98766-08 | https://www.coleparmer.com/
98766-09 | Traceable 300-Memory All Function Digital Stopwatch with Calibration | 1 | 1 | 95.9 | Cole Parmer | 98766-09 | https://www.coleparmer.com/
98766-13 | Traceable Digital Benchtop Timer with Calibration | 1 | 1 | 164 | Cole Parmer | 98766-13 | https://www.coleparmer.com/
98766-24 | Cole-Parmer Electrode Holder; 1/Ea | 1 | 1 | 196.3 | Cole Parmer | 98766-24 | https://www.coleparmer.com/
98766-54 | Traceable Pen-Style Thermohygrometer with Calibration | 1 | 1 | 92.5 | Cole Parmer | 98766-54 | https://www.coleparmer.com/
98766-61 | Magnifier Lamp, 3x; 1/Ea | 1 | 1 | 122.6 | Cole Parmer | 98766-61 | https://www.coleparmer.com/
98766-76 | Traceable Talking Digital Timer with Calibration | 1 | 1 | 41.4 | Cole Parmer | 98766-76 | https://www.coleparmer.com/
98766-77 | Traceable Jumbo Timer with Calibration | 1 | 1 | 36.2 | Cole Parmer | 98766-77 | https://www.coleparmer.com/
98766-78 | Traceable Digital Count Down Timer with Calibration; 99min/59s | 1 | 1 | 24.5 | Cole Parmer | 98766-78 | https://www.coleparmer.com/
98766-79 | Traceable Waterproof/Steamproof Timer with Calibration | 1 | 1 | 36.1 | Cole Parmer | 98766-79 | https://www.coleparmer.com/
98766-80 | Traceable Vibrating Digital Timer with Calibration | 1 | 1 | 30.1 | Cole Parmer | 98766-80 | https://www.coleparmer.com/
98766-84 | Traceable Thermohygrometer with Memory and Calibration Suggestd Replcmt Itm: 98768-48 | 1 | 1 | 102.3 | Cole Parmer | 98766-84 | https://www.coleparmer.com/
98766-85 | Traceable Thermohygrometer with Alarm and Calibration; External Sensor | 1 | 1 | 116.6 | Cole Parmer | 98766-85 | https://www.coleparmer.com/
98766-86 | Traceable Data Logging Thermohygrometer with Calibration | 1 | 1 | 376.1 | Cole Parmer | 98766-86 | https://www.coleparmer.com/
98766-88 | Traceable Relative Humidity Meter with Dew Point and Calibration | 1 | 1 | 191.8 | Cole Parmer | 98766-88 | https://www.coleparmer.com/
98766-89 | Traceable Pressure/Vacuum Gauge with Calibration; -14.7 to 725 psi | 1 | 1 | 743.3 | Cole Parmer | 98766-89 | https://www.coleparmer.com/
98766-90 | Traceable Pressure/Vacuum Gauge with Calibration; -14.7 to 29.0 psi | 1 | 1 | 743.3 | Cole Parmer | 98766-90 | https://www.coleparmer.com/
98766-92 | Traceable Dual-Range Light Meter with Recorder Output and Calibration | 1 | 1 | 225.7 | Cole Parmer | 98766-92 | https://www.coleparmer.com/
98766-93 | Traceable Light Meter with RS-232 Output and Calibration | 1 | 1 | 367.1 | Cole Parmer | 98766-93 | https://www.coleparmer.com/
98766-97 | Traceable Digital Manometer with Calibration; ±5 psi | 1 | 1 | 343 | Cole Parmer | 98766-97 | https://www.coleparmer.com/
98766-98 | Traceable Digital Manometer with Calibration; ±15 psi | 1 | 1 | 343 | Cole Parmer | 98766-98 | https://www.coleparmer.com/
98766-99 | Traceable Digital Manometer with Calibration; ±30 psi | 1 | 1 | 343 | Cole Parmer | 98766-99 | https://www.coleparmer.com/
98767-00 | Traceable Digital Manometer with Calibration; ±100 psi | 1 | 1 | 383.6 | Cole Parmer | 98767-00 | https://www.coleparmer.com/
98767-01 | Traceable Printing Digital Manometer with Calibration; ±5 psi | 1 | 1 | 785.4 | Cole Parmer | 98767-01 | https://www.coleparmer.com/
98767-02 | Traceable Printing Digital Manometer with Calibration; ±100 psi | 1 | 1 | 785.4 | Cole Parmer | 98767-02 | https://www.coleparmer.com/
98767-03 | Traceable Photo/Contact Tachometer with Calibration | 1 | 1 | 529.6 | Cole Parmer | 98767-03 | https://www.coleparmer.com/
98767-04 | Traceable Photo Tachometer with Calibration | 1 | 1 | 487.5 | Cole Parmer | 98767-04 | https://www.coleparmer.com/
98767-05 | Digi-Sense Traceable® Digital Anemometer with Temperature and Calibration | 1 | 1 | 403.2 | Cole Parmer | 98767-05 | https://www.coleparmer.com/
98767-07 | Digi-Sense Traceable® Tachometer with Calibration; Touch | 1 | 1 | 179 | Cole Parmer | 98767-07 | https://www.coleparmer.com/
98767-08 | Traceable Tachometer with Calibration; Laser | 1 | 1 | 194.1 | Cole Parmer | 98767-08 | https://www.coleparmer.com/
98767-09 | Traceable pH/ORP Meter with Calibration | 1 | 1 | 523.6 | Cole Parmer | 98767-09 | https://www.coleparmer.com/
98767-10 | Cole-Parmer Traceable® Dissolved Oxygen Meter with Calibration | 1 | 1 | 869.6 | Cole Parmer | 98767-10 | https://www.coleparmer.com/
98767-11 | Digi-Sense Traceable® Hot Wire Anemometer with RS-232 Output and Calibration | 1 | 1 | 728.2 | Cole Parmer | 98767-11 | https://www.coleparmer.com/
98767-12 | Digi-Sense Traceable® Vane Anemometer with RS-232 Output and Calibration | 1 | 1 | 291.9 | Cole Parmer | 98767-12 | https://www.coleparmer.com/
98767-13 | Digi-Sense Traceable® Sound Level Meter with Calibration | 1 | 1 | 448.4 | Cole Parmer | 98767-13 | https://www.coleparmer.com/
98767-14 | Traceable Excursion-Trac™ Thermohygrometer with Calibration | 1 | 1 | 344.5 | Cole Parmer | 98767-14 | https://www.coleparmer.com/
98767-15 | Traceable Excursion-Trac™ Thermohygrometer with Barometer and Calibration | 1 | 1 | 344.5 | Cole Parmer | 98767-15 | https://www.coleparmer.com/
98767-17 | Traceable Memory-Loc™ Thermohygrometer with Barometer and Calibration | 1 | 1 | 370.1 | Cole Parmer | 98767-17 | https://www.coleparmer.com/
98767-18 | Traceable Waterproof Type K Thermometer with Calibration | 1 | 1 | 234.7 | Cole Parmer | 98767-18 | https://www.coleparmer.com/
98767-20 | Digi-Sense Type K Thermocouple Probe; General-Pupose Penetration, Straight Cable | 1 | 1 | 138 | Cole Parmer | 98767-20 | https://www.coleparmer.com/
98767-21 | Digi-Sense Type K Thermocouple Probe; Standard-Temperature, Beaded | 1 | 1 | 71.3 | Cole Parmer | 98767-21 | https://www.coleparmer.com/
98767-22 | Traceable Jumbo-Display Thermometer with Calibration, ±1°C accuracy; 1 Piercing-Tip Probe | 1 | 1 | 49.7 | Cole Parmer | 98767-22 | https://www.coleparmer.com/
98767-25 | Traceable Alarm Thermometer/Timer with Calibration; 1 Stainless Steel Probe | 1 | 1 | 55.7 | Cole Parmer | 98767-25 | https://www.coleparmer.com/
98767-26 | Traceable See-Through Refrigerator Thermometer Ultra with Calibration; ±0.5°C accuracy at tested points | 1 | 1 | 45.1 | Cole Parmer | 98767-26 | https://www.coleparmer.com/
98767-27 | Traceable Metal Thermometer with Calibration; General-Purpose | 1 | 1 | 54.9 | Cole Parmer | 98767-27 | https://www.coleparmer.com/
98767-28 | Traceable Metal Thermometer with Calibration; Dishwasher | 1 | 1 | 57.9 | Cole Parmer | 98767-28 | https://www.coleparmer.com/
98767-30 | Traceable High-Accuracy Fridge/Freezer Thermometer with Calibration; 1 Bottle Probe | 1 | 1 | 153.5 | Cole Parmer | 98767-30 | https://www.coleparmer.com/
98767-31 | Traceable Remote Probe Thermometer Ultra with Calibration; ±0.5°C accuracy at tested points | 1 | 1 | 96.3 | Cole Parmer | 98767-31 | https://www.coleparmer.com/
98767-32 | Traceable Flip-Stick Thermometer Ultra with Calibration; ±0.3°C accuracy at tested points | 1 | 1 | 87.6 | Cole Parmer | 98767-32 | https://www.coleparmer.com/
98767-34 | Traceable Digital Pocket Thermometer Ultra with Calibration; ±0.4°C accuracy at tested points | 1 | 1 | 91 | Cole Parmer | 98767-34 | https://www.coleparmer.com/
98767-35 | Traceable Robo™ Thermometer Ultra with Calibration; ±0.4°C accuracy at tested points | 1 | 1 | 90.3 | Cole Parmer | 98767-35 | https://www.coleparmer.com/
98767-36 | Traceable Pocket Thermometer Ultra with Calibration; ±0.4°C at tested points | 1 | 1 | 91.8 | Cole Parmer | 98767-36 | https://www.coleparmer.com/
98767-37 | Traceable 2-in-1 Waterproof Food HACCP Thermometer with Calibration; 1 Integral Fold-out Probe | 1 | 1 | 231.7 | Cole Parmer | 98767-37 | https://www.coleparmer.com/
98767-38 | Traceable Deluxe Remote Probe Thermometer Ultra with Calibration; ±0.5°C accuracy at tested points | 1 | 1 | 109.8 | Cole Parmer | 98767-38 | https://www.coleparmer.com/
98767-39 | Traceable T-Bar Waterproof Food Thermometer Ultra with Calibration; ±0.4°C accuracy at tested points | 1 | 1 | 86.5 | Cole Parmer | 98767-39 | https://www.coleparmer.com/
98767-40 | Traceable Flip-Stick Thermometer with Calibration; ±1°C accuracy | 1 | 1 | 46.7 | Cole Parmer | 98767-40 | https://www.coleparmer.com/
98767-41 | Traceable Jumbo-Display Thermometer with Calibration, ±0.3°C accuracy at tested points; 1 Piercing-Tip Probe | 1 | 1 | 79 | Cole Parmer | 98767-41 | https://www.coleparmer.com/
98767-43 | Traceable Waterproof Food Thermometer with Calibration; ±1.5°C accuracy | 1 | 1 | 36.9 | Cole Parmer | 98767-43 | https://www.coleparmer.com/
98767-44 | Traceable Waterproof Food Thermometer with Calibration; ±0.4°C accuracy at tested points | 1 | 1 | 50.4 | Cole Parmer | 98767-44 | https://www.coleparmer.com/
98767-45 | Traceable IR Gun Thermometer with Laser and Calibration | 1 | 1 | 182.1 | Cole Parmer | 98767-45 | https://www.coleparmer.com/
98767-46 | Traceable IR Thermometer with Alarm, Laser, and Calibration | 1 | 1 | 237.7 | Cole Parmer | 98767-46 | https://www.coleparmer.com/
98767-47 | Traceable Mini-IR™ Thermometer with Calibration | 1 | 1 | 69.2 | Cole Parmer | 98767-47 | https://www.coleparmer.com/
98767-48 | Traceable Infrared Thermometer with Pocket Clip and Calibration | 1 | 1 | 69.2 | Cole Parmer | 98767-48 | https://www.coleparmer.com/
98767-50 | Traceable IR Gun Thermometer with Laser, Type K Input, and Calibration | 1 | 1 | 209.1 | Cole Parmer | 98767-50 | https://www.coleparmer.com/
98767-51 | Traceable High-Accuracy Fridge/Freezer Thermometer with Calibration; 1 Vaccine Bottle Probe | 1 | 1 | 152 | Cole Parmer | 98767-51 | https://www.coleparmer.com/
98767-52 | Traceable High-Accuracy Fridge/Freezer Thermometer with Calibration; 2 Vaccine Bottle Probes | 1 | 1 | 168.5 | Cole Parmer | 98767-52 | https://www.coleparmer.com/
98767-54 | Traceable Ultra™ Refrigerator/Freezer Thermometer with Calibration; 1 Bottle Probe | 1 | 1 | 93.3 | Cole Parmer | 98767-54 | https://www.coleparmer.com/
98767-55 | Traceable Ultra™ Refrigerator/Freezer Thermometer with Calibration; 2 Bottle Probes | 1 | 1 | 110.2 | Cole Parmer | 98767-55 | https://www.coleparmer.com/
98767-56 | Traceable Ultra™ Refrigerator/Freezer Thermometer with Calibration; 1 Bullet Probe | 1 | 1 | 87.3 | Cole Parmer | 98767-56 | https://www.coleparmer.com/
98767-57 | Traceable Ultra™ Refrigerator/Freezer Thermometer with Calibration; 2 Bullet Probes | 1 | 1 | 88.8 | Cole Parmer | 98767-57 | https://www.coleparmer.com/
98767-58 | Traceable Ultra™ Refrigerator/Freezer Thermometer with Calibration; 1 Bottle and 1 Bullet Probe | 1 | 1 | 106 | Cole Parmer | 98767-58 | https://www.coleparmer.com/
98767-59 | Traceable Ultra™ Refrigerator/Freezer Thermometer with Calibration; 1 Vaccine Bottle Probe | 1 | 1 | 92.5 | Cole Parmer | 98767-59 | https://www.coleparmer.com/
98767-60 | Traceable Ultra™ Refrigerator/Freezer Thermometer with Calibration; 2 Vaccine Bottle Probes | 1 | 1 | 108.3 | Cole Parmer | 98767-60 | https://www.coleparmer.com/
98767-61 | Traceable Ultra™ Refrigerator/Freezer Thermometer with Calibration; 1 Plastic Bottle Probe | 1 | 1 | 94.8 | Cole Parmer | 98767-61 | https://www.coleparmer.com/
98767-62 | Traceable Ultra™ Refrigerator/Freezer Thermometer with Calibration; 2 Plastic Bottle Probes | 1 | 1 | 112.8 | Cole Parmer | 98767-62 | https://www.coleparmer.com/
98767-63 | Traceable Excursion-Trac™ Datalogging Thermometer with Calibration; 1 Vaccine Bottle Probe | 1 | 1 | 227.9 | Cole Parmer | 98767-63 | https://www.coleparmer.com/
98767-64 | Traceable Excursion-Trac™ Datalogging Thermometer with Calibration; 2 Vaccine Bottle Probes | 1 | 1 | 246.8 | Cole Parmer | 98767-64 | https://www.coleparmer.com/
98767-65 | Traceable Memory-Loc™ Datalogging Thermometer with Calibration; 1 Vaccine Bottle Probe | 1 | 1 | 249.8 | Cole Parmer | 98767-65 | https://www.coleparmer.com/
98767-66 | Traceable Memory-Loc™ Datalogging Thermometer with Calibration; 2 Vaccine Bottle Probes | 1 | 1 | 266.3 | Cole Parmer | 98767-66 | https://www.coleparmer.com/
98767-67 | Traceable Excursion-Trac™ Datalogging Thermometer with Calibration; 1 Plastic Bottle Probe | 1 | 1 | 213.6 | Cole Parmer | 98767-67 | https://www.coleparmer.com/
98767-68 | Traceable Excursion-Trac™ Datalogging Thermometer with Calibration; 2 Plastic Bottle Probes | 1 | 1 | 270.1 | Cole Parmer | 98767-68 | https://www.coleparmer.com/
98767-71 | Digi-Sense Type K Thermocouple Probe; Low-Temperature Penetration, Coiled Cable | 1 | 1 | 499.3 | Cole Parmer | 98767-71 | https://www.coleparmer.com/
98767-72 | Digi-Sense Type K Thermocouple Probe; High-Temperature, Beaded | 1 | 1 | 668.7 | Cole Parmer | 98767-72 | https://www.coleparmer.com/
98768-21 | Traceable Replacement Probe for use with Traceable® Thermohygrometer with RS-232 and Alarm, 37950-02 | 1 | 1 | 301.2 | Cole Parmer | 98768-21 | https://www.coleparmer.com/
98768-48 | Traceable Thermohygrometer with Alarm and Calibration; Ambient Sensor | 1 | 1 | 116.6 | Cole Parmer | 98768-48 | https://www.coleparmer.com/
98768-49 | Traceable Lollipop™ Waterproof Thermometer Ultra with Calibration; ±0.4°C accuracy at tested points | 1 | 1 | 96.3 | Cole Parmer | 98768-49 | https://www.coleparmer.com/
98768-53 | Traceable Excursion-Trac™ Datalogging Low-Temp Thermometer with Calibration; 1 Stainless Steel Probe | 1 | 1 | 316 | Cole Parmer | 98768-53 | https://www.coleparmer.com/
98768-54 | Traceable Excursion-Trac™ Datalogging Low-Temp Thermometer with Calibration; 2 Stainless Steel Probes | 1 | 1 | 331 | Cole Parmer | 98768-54 | https://www.coleparmer.com/
98768-55 | Traceable Memory-Loc™ Datalogging Low-Temp Thermometer with Calibration; 1 Stainless Steel Probe | 1 | 1 | 340 | Cole Parmer | 98768-55 | https://www.coleparmer.com/
98768-56 | Traceable Memory-Loc™ Datalogging Low-Temp Thermometer with Calibration; 2 Stainless Steel Probes | 1 | 1 | 359.6 | Cole Parmer | 98768-56 | https://www.coleparmer.com/
98768-57 | Traceable Excursion-Trac™ Datalogging Cryogenic Thermometer with Calibration; 1 Stainless Steel Probe | 1 | 1 | 525.1 | Cole Parmer | 98768-57 | https://www.coleparmer.com/
98768-58 | Traceable Excursion-Trac™ Datalogging Cryogenic Thermometer with Calibration; 2 Stainless Steel Probes | 1 | 1 | 598.8 | Cole Parmer | 98768-58 | https://www.coleparmer.com/
98768-59 | Traceable Memory-Loc™ Datalogging Cryogenic Thermometer with Calibration; 1 Stainless Steel Probe | 1 | 1 | 529.6 | Cole Parmer | 98768-59 | https://www.coleparmer.com/
98768-60 | Traceable Memory-Loc™ Datalogging Cryogenic Thermometer with Calibration; 2 Stainless Steel Probes | 1 | 1 | 604.8 | Cole Parmer | 98768-60 | https://www.coleparmer.com/
98768-61 | Traceable Folding Stem Thermometer with Calibration, NSF-Certified; 1 2.8" Stainless Steel Probe | 1 | 1 | 121.9 | Cole Parmer | 98768-61 | https://www.coleparmer.com/
98768-62 | Traceable Folding Stem Thermometer with Calibration, NSF-Certified; 1 4.5" Stainless Steel Probe | 1 | 1 | 133.9 | Cole Parmer | 98768-62 | https://www.coleparmer.com/
99460-00 | Traceable Wi-Fi Data Logging Refrigerator/Freezer Thermometer Compatible with TraceableLIVE® Cloud Service; 2 Bottle Probes | 1 | 1 | 405.5 | Cole Parmer | 99460-00 | https://www.coleparmer.com/
99460-01 | Traceable 6600 Refrigerator/Freezer Data Logging Ethernet Thermometer Compatible with TraceableLIVE® Cloud Service | 1 | 1 | 379.1 | Cole Parmer | 99460-01 | https://www.coleparmer.com/
99460-02 | Traceable 6602 Calibrated Replacement Bottle Probe with Calibration | 1 | 1 | 135.5 | Cole Parmer | 99460-02 | https://www.coleparmer.com/
99460-05 | Traceable Wi-Fi Data Logging Refrigerator/Freezer Thermometer Compatible with TraceableLIVE® Cloud Service; 1 Bottle/ 1 Bullet | 1 | 1 | 401 | Cole Parmer | 99460-05 | https://www.coleparmer.com/
99460-10 | Traceable Wi-Fi Data Logging Refrigerator/Freezer Thermometer Compatible with TraceableLIVE® Cloud Service; 2 Bullet Probes | 1 | 1 | 390.4 | Cole Parmer | 99460-10 | https://www.coleparmer.com/
99460-15 | Traceable Wi-Fi Data Logging Refrigerator/Freezer Thermometer Compatible with TraceableLIVE® Cloud Service; 2 SS Probes | 1 | 1 | 431.8 | Cole Parmer | 99460-15 | https://www.coleparmer.com/
99760-50 | Traceable Three-Scale Dial Barometer with Calibration; mbar/"Hg/mm Hg | 1 | 1 | 200.1 | Cole Parmer | 99760-50 | https://www.coleparmer.com/
BS-000000-S18 | Rubber belt TS-PST. Sp/p for Thermo-shakers | 1 | 1 | 3.3 | Biosan | BS-000000-S18 | https://biosan.lv/
BS-000000-S31 | Filter medium FE80F 145 | 1 | 1 | 1.2 | Biosan | BS-000000-S31 | https://biosan.lv/
BS-000001-S04 | Aspiration tip 200ul (1000pcs) | 1 | 1 | 9.2 | Biosan | BS-000001-S04 | https://biosan.lv/
BS-000001-S05 | Aspiration tip 1000ul (1000pcs) | 1 | 1 | 12.7 | Biosan | BS-000001-S05 | https://biosan.lv/
BS-010102-AK | IPP-4, Platform for 4 microtest plates | 1 | 1 | 46 | Biosan | BS-010102-AK | https://biosan.lv/
BS-010102-BK | Platform IPP-2 | 1 | 1 | 40.3 | Biosan | BS-010102-BK | https://biosan.lv/
BS-010107-BK | IQOQ documentation for MR-1 | 1 | 1 | 184 | Biosan | BS-010107-BK | https://biosan.lv/
BS-010107-CK | PQ documentation for MR-1 | 1 | 1 | 97.8 | Biosan | BS-010107-CK | https://biosan.lv/
BS-010108-AK | UP-12, Universal platform | 1 | 1 | 149.5 | Biosan | BS-010108-AK | https://biosan.lv/
BS-010108-BK | PP-4, Platform for Shakers | 1 | 1 | 57.5 | Biosan | BS-010108-BK | https://biosan.lv/
BS-010108-DK | P-6/250, Platform for 250-300 ml flasks (6 places) | 1 | 1 | 235.8 | Biosan | BS-010108-DK | https://biosan.lv/
BS-010108-EK | P-12/100, Platform for 100-150 ml flasks (12 places) | 1 | 1 | 241.5 | Biosan | BS-010108-EK | https://biosan.lv/
BS-010108-FK | HB-200, Additional holding bar for UP-12 | 1 | 1 | 21.9 | Biosan | BS-010108-FK | https://biosan.lv/
BS-010111-AAA | ES-20, Environmental shaker-incubator | 1 | 1 | 2070 | Biosan | BS-010111-AAA | https://biosan.lv/
BS-010111-CK | IQOQ documentation for ES-20 | 1 | 1 | 207 | Biosan | BS-010111-CK | https://biosan.lv/
BS-010111-DK | PQ documentation for ES-20 | 1 | 1 | 115 | Biosan | BS-010111-DK | https://biosan.lv/
BS-010116-AK | Bio PP-4, Flat platform with non-slip silicon mat | 1 | 1 | 57.5 | Biosan | BS-010116-AK | https://biosan.lv/
BS-010116-BK | P-16/88, Platform with spring holders for up to 88 tubes 16 mm diameter | 1 | 1 | 281.8 | Biosan | BS-010116-BK | https://biosan.lv/
BS-010117-AAG | Multi Bio RS-24, Programmable rotator, platform PRS-26 | 1 | 1 | 621 | Biosan | BS-010117-AAG | https://biosan.lv/
BS-010117-AK | PRS-4/12, Platform for 4x50 ml and 12x2-15ml tubes, for Bio RS-24 or for DISCONTINUED version of MultiBioRS-24 | 1 | 1 | 43.7 | Biosan | BS-010117-AK | https://biosan.lv/
BS-010117-EK | PRSC-18, Platform for 18x15 ml tubes, for Bio RS-24 or for DISCONTINUED version of MultiBioRS-24 | 1 | 1 | 92 | Biosan | BS-010117-EK | https://biosan.lv/
BS-010117-FK | Platform PRS-22 | 1 | 1 | 46 | Biosan | BS-010117-FK | https://biosan.lv/
BS-010117-GK | Platform PRS-26 | 1 | 1 | 52.9 | Biosan | BS-010117-GK | https://biosan.lv/
BS-010117-HK | PRS-5/12, Platform for 5x50 ml and 12x2-15ml tubes | 1 | 1 | 55.2 | Biosan | BS-010117-HK | https://biosan.lv/
BS-010117-IK | PRS-10, Platform for 10x50 ml | 1 | 1 | 54.1 | Biosan | BS-010117-IK | https://biosan.lv/
BS-010117-JK | PRSC-10, Platform for 10x50 ml | 1 | 1 | 126.5 | Biosan | BS-010117-JK | https://biosan.lv/
BS-010117-LK | PRSC-22, Platform for 22x15 ml tubes | 1 | 1 | 126.5 | Biosan | BS-010117-LK | https://biosan.lv/
BS-010117-MK | IQOQ documentation for Multi Bio RS-24 | 1 | 1 | 207 | Biosan | BS-010117-MK | https://biosan.lv/
BS-010117-NK | PQ documentation for Multi Bio RS-24 | 1 | 1 | 115 | Biosan | BS-010117-NK | https://biosan.lv/
BS-010117-PK | M-8/50, roller platform, 8 tubes 25-30 mm diameter (50 ml tubes). Application: hybridization reactions. | 1 | 1 | 109.3 | Biosan | BS-010117-PK | https://biosan.lv/
BS-010118-AAI | Multi RS-60, Programmable rotator, platform PRS-48 | 1 | 1 | 885.5 | Biosan | BS-010118-AAI | https://biosan.lv/
BS-010118-AK | PRS-8/22, Platform for 8x50 ml and 22x2-15ml tubes | 1 | 1 | 96.6 | Biosan | BS-010118-AK | https://biosan.lv/
BS-010118-BK | PRS-14, platform for 14 x 50 ml tubes | 1 | 1 | 97.8 | Biosan | BS-010118-BK | https://biosan.lv/
BS-010118-CК | Platform PRS-48 | 1 | 1 | 92 | Biosan | BS-010118-CК | https://biosan.lv/
BS-010118-DK | IQOQ documentation for Multi RS-60 | 1 | 1 | 207 | Biosan | BS-010118-DK | https://biosan.lv/
BS-010118-EK | PQ documentation for Multi RS-60 | 1 | 1 | 115 | Biosan | BS-010118-EK | https://biosan.lv/
BS-010119-AAI | PST-60HL, Plate Shaker-Thermostat, standard platform for 2 microtest plates | 1 | 1 | 1265 | Biosan | BS-010119-AAI | https://biosan.lv/
BS-010119-BK | IQOQ documentation for PST-60HL | 1 | 1 | 207 | Biosan | BS-010119-BK | https://biosan.lv/
BS-010119-CK | PQ documentation for PST-60HL | 1 | 1 | 115 | Biosan | BS-010119-CK | https://biosan.lv/
BS-010120-AAI | TS-100, Thermo-Shaker for microtubes and PCR plates, no blocks included | 1 | 1 | 1230.5 | Biosan | BS-010120-AAI | https://biosan.lv/
BS-010120-AK | SC-18, Block for 20x0,5 ml+12x1,5 ml microtubes | 1 | 1 | 299 | Biosan | BS-010120-AK | https://biosan.lv/
BS-010120-CK | SC-18/02, Block for 20x0,2 ml+12x1,5 ml microtube | 1 | 1 | 299 | Biosan | BS-010120-CK | https://biosan.lv/
BS-010120-EK | SC-24, Block for 24x2 ml microtubes | 1 | 1 | 299 | Biosan | BS-010120-EK | https://biosan.lv/
BS-010120-FK | SC-96A, Block for 96-well unskirted microplate (0.2 ml) for PCR | 1 | 1 | 299 | Biosan | BS-010120-FK | https://biosan.lv/
BS-010120-GK | SC-24N, Block for 24x1,5 ml microtubes | 1 | 1 | 299 | Biosan | BS-010120-GK | https://biosan.lv/
BS-010120-HK | IQOQ documentation for TS-100 | 1 | 1 | 207 | Biosan | BS-010120-HK | https://biosan.lv/
BS-010120-IK | PQ documentation for TS-100 | 1 | 1 | 115 | Biosan | BS-010120-IK | https://biosan.lv/
BS-010125-AAG | Multi Bio 3D, Programmable Shaker, standard platform Bio PP-4S with non-slip silicone mat | 1 | 1 | 655.5 | Biosan | BS-010125-AAG | https://biosan.lv/
BS-010125-AK | Detachable platform with rubber mat (Bio PP-4S) | 1 | 1 | 28.8 | Biosan | BS-010125-AK | https://biosan.lv/
BS-010125-BK | IQOQ documentation for Multi Bio 3D | 1 | 1 | 207 | Biosan | BS-010125-BK | https://biosan.lv/
BS-010125-CK | PQ documentation for Multi Bio 3D | 1 | 1 | 115 | Biosan | BS-010125-CK | https://biosan.lv/
BS-010125-S14 | Silicone mat non-slip. Sp/p for Multi Bio 3D shaker. | 1 | 1 | 5.8 | Biosan | BS-010125-S14 | https://biosan.lv/
BS-010126-BK | PP-20, flat platform with rubber pad | 1 | 1 | 120.8 | Biosan | BS-010126-BK | https://biosan.lv/
BS-010126-CK | PP-20/2, 2-level flat platform with rubber pad | 1 | 1 | 287.5 | Biosan | BS-010126-CK | https://biosan.lv/
BS-010126-DK | PP-20/3, 3-level flat platform with rubber pad | 1 | 1 | 391 | Biosan | BS-010126-DK | https://biosan.lv/
BS-010126-EK | PP-20/4, 4-level flat platform with rubber pad | 1 | 1 | 500.3 | Biosan | BS-010126-EK | https://biosan.lv/
BS-010126-HK | FC-100, Clamp stainless steel for flask 100 ml | 1 | 1 | 23 | Biosan | BS-010126-HK | https://biosan.lv/
BS-010126-IK | FC-1000, Clamp stainless steel for flask 1000 ml | 1 | 1 | 40.3 | Biosan | BS-010126-IK | https://biosan.lv/
BS-010126-JK | FC-250, Clamp stainless steel for flask 250 ml | 1 | 1 | 28.8 | Biosan | BS-010126-JK | https://biosan.lv/
BS-010126-LK | FC-500, Clamp stainless steel for flask 500 ml | 1 | 1 | 28.8 | Biosan | BS-010126-LK | https://biosan.lv/
BS-010126-MK | FC-50, Clamp stainless steel for flask 50 ml | 1 | 1 | 23 | Biosan | BS-010126-MK | https://biosan.lv/
BS-010126-NK | FC-2000, Clamp stainless steel for flask 2000 ml | 1 | 1 | 51.8 | Biosan | BS-010126-NK | https://biosan.lv/
BS-010128-AAI | PST-60HL-4, Plate Shaker-Thermostat, standard platform for 4 microtest plates | 1 | 1 | 1644.5 | Biosan | BS-010128-AAI | https://biosan.lv/
BS-010128-AK | IQOQ documentation for PST-60HL4 | 1 | 1 | 207 | Biosan | BS-010128-AK | https://biosan.lv/
BS-010128-BK | PQ documentation for PST-60HL4 | 1 | 1 | 115 | Biosan | BS-010128-BK | https://biosan.lv/
BS-010130-AAI | MR-12, Rocker-Shaker, standard platform PP-480 | 1 | 1 | 1236.3 | Biosan | BS-010130-AAI | https://biosan.lv/
BS-010130-AK | PP-480, flat platform with rubber pad for MR-12 | 1 | 1 | 109.3 | Biosan | BS-010130-AK | https://biosan.lv/
BS-010130-BK | IQOQ documentation for MR-12 | 1 | 1 | 207 | Biosan | BS-010130-BK | https://biosan.lv/
BS-010130-CK | PQ documentation for MR-12 | 1 | 1 | 115 | Biosan | BS-010130-CK | https://biosan.lv/
BS-010133-AAG | Bio RS-24, Mini-rotator, platform PRS-22 | 1 | 1 | 425.5 | Biosan | BS-010133-AAG | https://biosan.lv/
BS-010133-BK | IQOQ documentation for Bio RS-24 | 1 | 1 | 184 | Biosan | BS-010133-BK | https://biosan.lv/
BS-010133-CK | PQ documentation for Bio RS-24 | 1 | 1 | 97.8 | Biosan | BS-010133-CK | https://biosan.lv/
BS-010135-AAA | ES-20/60, Shaker-incubator | 1 | 1 | 3565 | Biosan | BS-010135-AAA | https://biosan.lv/
BS-010135-AK | P-9/500, Platform for 9x500 ml flasks | 1 | 1 | 339.3 | Biosan | BS-010135-AK | https://biosan.lv/
BS-010135-BK | P-30/100, Platform for 30x100 ml flasks | 1 | 1 | 569.3 | Biosan | BS-010135-BK | https://biosan.lv/
BS-010135-CK | P-16/250, Platform for 16x250 ml flasks | 1 | 1 | 454.3 | Biosan | BS-010135-CK | https://biosan.lv/
BS-010135-DK | P-6/1000, Platform for 6x1000 ml flasks | 1 | 1 | 454.3 | Biosan | BS-010135-DK | https://biosan.lv/
BS-010135-FK | PP-400, flat platform with non-slip silicon mat | 1 | 1 | 166.8 | Biosan | BS-010135-FK | https://biosan.lv/
BS-010135-HK | IQOQ documentation for ES-20/60 | 1 | 1 | 207 | Biosan | BS-010135-HK | https://biosan.lv/
BS-010135-IK | PQ documentation for ES-20/60 | 1 | 1 | 115 | Biosan | BS-010135-IK | https://biosan.lv/
BS-010135-JK | UP-168, Universal platform for different flasks | 1 | 1 | 193.2 | Biosan | BS-010135-JK | https://biosan.lv/
BS-010135-KK | TR-21/50, adjustable angle test tube rack for up to 21 tubes 50 ml | 1 | 1 | 157.6 | Biosan | BS-010135-KK | https://biosan.lv/
BS-010135-LK | TR-44/15, adjustable angle test tube rack for up to 44 tubes 15 ml | 1 | 1 | 138 | Biosan | BS-010135-LK | https://biosan.lv/
BS-010142-AAI | PST-100HL, Plate Shaker-Thermostat, with platform for 2 testplates | 1 | 1 | 1437.5 | Biosan | BS-010142-AAI | https://biosan.lv/
BS-010142-AK | IQOQ documentation for PST-100HL | 1 | 1 | 207 | Biosan | BS-010142-AK | https://biosan.lv/
BS-010142-BK | PQ documentation for PST-100HL | 1 | 1 | 115 | Biosan | BS-010142-BK | https://biosan.lv/
BS-010143-AAI | TS-100C, Thermo-Shaker with cooling for microtubes and PCR plates, no blocks included | 1 | 1 | 1299.5 | Biosan | BS-010143-AAI | https://biosan.lv/
BS-010143-AK | SC-18C, Block for 20x0,5 ml+12x1,5 ml microtubes | 1 | 1 | 713 | Biosan | BS-010143-AK | https://biosan.lv/
BS-010143-CK | SC-18/02C, Block for 20x0,2 ml+12x1,5 ml microtube | 1 | 1 | 713 | Biosan | BS-010143-CK | https://biosan.lv/
BS-010143-EK | SC-24C, Block for 24x2 ml microtubes | 1 | 1 | 713 | Biosan | BS-010143-EK | https://biosan.lv/
BS-010143-FK | SC-96AC, Block for 96-well unskirted microplate (0.2 ml) for PCR | 1 | 1 | 713 | Biosan | BS-010143-FK | https://biosan.lv/
BS-010143-GK | SC-24NC, Block for 24 x 1,5 ml microtubes | 1 | 1 | 713 | Biosan | BS-010143-GK | https://biosan.lv/
BS-010143-HK | IQOQ documentation for TS-100C | 1 | 1 | 207 | Biosan | BS-010143-HK | https://biosan.lv/
BS-010143-IK | PQ documentation for TS-100C | 1 | 1 | 115 | Biosan | BS-010143-IK | https://biosan.lv/
BS-010144-AAN | PSU-10i, Orbital Multi Shaker, no platform included | 1 | 1 | 839.5 | Biosan | BS-010144-AAN | https://biosan.lv/
BS-010144-AK | IQOQ documentation for PSU-10i | 1 | 1 | 207 | Biosan | BS-010144-AK | https://biosan.lv/
BS-010144-BK | PQ documentation for PSU-10i | 1 | 1 | 115 | Biosan | BS-010144-BK | https://biosan.lv/
BS-010145-ACI | PSU-20i, Orbital Multi Shaker, no platform included | 1 | 1 | 1380 | Biosan | BS-010145-ACI | https://biosan.lv/
BS-010145-AK | UP-330, Universal platform | 1 | 1 | 500.3 | Biosan | BS-010145-AK | https://biosan.lv/
BS-010145-BK | HB-330, Additional holding bar for UP-330 | 1 | 1 | 63.3 | Biosan | BS-010145-BK | https://biosan.lv/
BS-010145-CK | IQOQ documentation for PSU-20i | 1 | 1 | 207 | Biosan | BS-010145-CK | https://biosan.lv/
BS-010145-DK | PQ documentation for PSU-20i | 1 | 1 | 115 | Biosan | BS-010145-DK | https://biosan.lv/
BS-010149-DK | PRS-1DP, platform for 1 microplate or rack for tall tubes 0.5 and 1 ml | 1 | 1 | 138 | Biosan | BS-010149-DK | https://biosan.lv/
BS-010151-AAG | 3D, Sunflower Mini-Shaker, standard platform Bio PP-4S with non-slip silicone mat | 1 | 1 | 379.5 | Biosan | BS-010151-AAG | https://biosan.lv/
BS-010151-AK | IQOQ documentation for 3D | 1 | 1 | 184 | Biosan | BS-010151-AK | https://biosan.lv/
BS-010151-BK | PQ documentation for 3D | 1 | 1 | 97.8 | Biosan | BS-010151-BK | https://biosan.lv/
BS-010152-AAG | MR-1, Mini-rocker Shaker, standard platform Bio PP-4S with non-slip silicone mat | 1 | 1 | 511.8 | Biosan | BS-010152-AAG | https://biosan.lv/
BS-010155-AAG | PSU-2T Direct Dirive, Mini-shaker for immunology, standard platform IPP-2 | 1 | 1 | 471.5 | Biosan | BS-010155-AAG | https://biosan.lv/
BS-010155-AK | IQOQ documentation for PSU-2T | 1 | 1 | 184 | Biosan | BS-010155-AK | https://biosan.lv/
BS-010155-BK | PQ documentation for PSU-2T | 1 | 1 | 97.8 | Biosan | BS-010155-BK | https://biosan.lv/
BS-010158-A04 | RTS-1, Personal Bioreactor which provides “Reverse-Spin” type of agitation and logging of microbial growth in 50 ml tubes in real time, cover, Software pack (including software, USB cable), 50 ml tubes with membrane filter TubeSpin® Bioreactor 50, TPP® 20 pcs. | 1 | 1 | 2300 | Biosan | BS-010158-A04 | https://biosan.lv/
BS-010158-BK | USB 2.0 Hub 10 × ports | 1 | 1 | 34.5 | Biosan | BS-010158-BK | https://biosan.lv/
BS-010159-A02 | TS-DW, no blocks included | 1 | 1 | 1207.5 | Biosan | BS-010159-A02 | https://biosan.lv/
BS-010159-AK | B-2E, block for one deep-well plate Eppendorf® 96/1000 μl | 1 | 1 | 661.3 | Biosan | BS-010159-AK | https://biosan.lv/
BS-010159-CK | B-2S, block for one deep-well plate Sarstedt® Megablock 96/2200 μl | 1 | 1 | 661.3 | Biosan | BS-010159-CK | https://biosan.lv/
BS-010159-EK | B-2P, Block for one deep-well plate Porvair® 96/2000 μl | 1 | 1 | 661.3 | Biosan | BS-010159-EK | https://biosan.lv/
BS-010159-FK | B-2A, Block for one deep-well plate Axygen® 96/2200 μl | 1 | 1 | 661.3 | Biosan | BS-010159-FK | https://biosan.lv/
BS-010159-GK | IQOQ documentation for TS-DW | 1 | 1 | 207 | Biosan | BS-010159-GK | https://biosan.lv/
BS-010159-HK | PQ documentation for TS-DW | 1 | 1 | 115 | Biosan | BS-010159-HK | https://biosan.lv/
BS-010159-KK | B-06A, Block for one deep-well plate Corning Axygen® 96/600μl | 1 | 1 | 661.3 | Biosan | BS-010159-KK | https://biosan.lv/
BS-010160-A04 | RTS-1C, Personal Bioreactor with cooling which provides “Reverse-Spin” type of agitation and logging of microbial growth in 50 ml tubes in real time, cover, Software pack (including software, USB cable), 50 ml tubes with membrane filter TubeSpin® Bioreactor 50, TPP® 20 pcs. | 1 | 1 | 2587.5 | Biosan | BS-010160-A04 | https://biosan.lv/
BS-010167-A05 | ES-20/80, Shaker-incubator, w/out platform | 1 | 1 | 5002.5 | Biosan | BS-010167-A05 | https://biosan.lv/
BS-010167-AK | IQOQ documentation for ES-20/80 | 1 | 1 | 207 | Biosan | BS-010167-AK | https://biosan.lv/
BS-010167-BK | PQ documentation for ES-20/80 | 1 | 1 | 115 | Biosan | BS-010167-BK | https://biosan.lv/
BS-010167-DK | HSC-50, Tight fit clamp for ES-20/80 for 50 ml flask | 1 | 1 | 28.8 | Biosan | BS-010167-DK | https://biosan.lv/
BS-010167-EK | HSC-100, Tight fit clamp for ES-20/80 for 100 ml flask | 1 | 1 | 28.8 | Biosan | BS-010167-EK | https://biosan.lv/
BS-010167-FK | HSC-250, Tight fit clamp for ES-20/80 for 250 ml flask | 1 | 1 | 34.5 | Biosan | BS-010167-FK | https://biosan.lv/
BS-010167-IK | HSC-1000, Tight fit clamp for ES-20/80 for 1000 ml flask | 1 | 1 | 51.8 | Biosan | BS-010167-IK | https://biosan.lv/
BS-010167-JK | HSC-500, Tight fit clamp for ES-20/80 for 500 ml flask | 1 | 1 | 57.5 | Biosan | BS-010167-JK | https://biosan.lv/
BS-010167-KK | HSP-30/100, Platform with 30 tight fit clamps for 100-150 ml flasks | 1 | 1 | 805 | Biosan | BS-010167-KK | https://biosan.lv/
BS-010167-LK | HSP-6/1000, Platform with 6 tight fit clamps for 1000 ml flasks | 1 | 1 | 517.5 | Biosan | BS-010167-LK | https://biosan.lv/
BS-010167-MK | HSP-16/250, Platform with 16 tight fit clamps for 250-300 ml flasks | 1 | 1 | 632.5 | Biosan | BS-010167-MK | https://biosan.lv/
BS-010167-NK | HSP-9/500, Platform with 9 tight fit clamps for 500 ml flasks | 1 | 1 | 460 | Biosan | BS-010167-NK | https://biosan.lv/
BS-010167-OK | Stacking kit for 2× ES-20/80 | 1 | 1 | 28.8 | Biosan | BS-010167-OK | https://biosan.lv/
BS-010167-PK | Stacking kit for 3× ES-20/80 | 1 | 1 | 207 | Biosan | BS-010167-PK | https://biosan.lv/
BS-010171-A01 | TS-100C Smart, Thermo-Shaker with cooling for microtubes and PCR plates | 1 | 1 | 1552.5 | Biosan | BS-010171-A01 | https://biosan.lv/
BS-010171-AK | IQOQ documentation for TS-100C Smart | 1 | 1 | 207 | Biosan | BS-010171-AK | https://biosan.lv/
BS-010171-BK | PQ documentation for TS-100C Smart | 1 | 1 | 115 | Biosan | BS-010171-BK | https://biosan.lv/
BS-010201-AAA | FV-2400, Mini-centrifuge/Vortex Microspin, rotors R-1.5M , R-0.5/0.2M | 1 | 1 | 281.8 | Biosan | BS-010201-AAA | https://biosan.lv/
BS-010201-CK | IQOQ documentation for FV-2400 | 1 | 1 | 184 | Biosan | BS-010201-CK | https://biosan.lv/
BS-010201-DK | PQ documentation for FV-2400 | 1 | 1 | 97.8 | Biosan | BS-010201-DK | https://biosan.lv/
BS-010201-EK | SR-64, rotor for 8 x 8-section 0,2 ml microtube strips - for any type of strips including paired | 1 | 1 | 46 | Biosan | BS-010201-EK | https://biosan.lv/
BS-010202-AAA | FVL-2400N, Mini-centrifuge/Vortex Combispin, rotors R-1.5 , R-0.5/0.2 | 1 | 1 | 356.5 | Biosan | BS-010202-AAA | https://biosan.lv/
BS-010202-AK | SR-16, Rotor for strips 2x 8-socket 0,2 ml tubes | 1 | 1 | 34.5 | Biosan | BS-010202-AK | https://biosan.lv/
BS-010202-BK | IQOQ documentation for FVL-2400N | 1 | 1 | 184 | Biosan | BS-010202-BK | https://biosan.lv/
BS-010202-CK | PQ documentation for FVL-2400N | 1 | 1 | 97.8 | Biosan | BS-010202-CK | https://biosan.lv/
BS-010202-S13 | Vortex head F09. Sp/p for FVL-2400N centrifuge. | 1 | 1 | 3.7 | Biosan | BS-010202-S13 | https://biosan.lv/
BS-010203-AAG | V-1 plus, Personal Vortex, vortex head for single tube mixing | 1 | 1 | 212.8 | Biosan | BS-010203-AAG | https://biosan.lv/
BS-010203-BK | IQOQ documentation for V-1 | 1 | 1 | 184 | Biosan | BS-010203-BK | https://biosan.lv/
BS-010203-CK | PQ documentation for V-1 | 1 | 1 | 97.8 | Biosan | BS-010203-CK | https://biosan.lv/
BS-010205-AAN | MSC-3000, Centrifuge/Vortex Multispin, rotors R-1.5 , R-0.5/0.2 | 1 | 1 | 546.3 | Biosan | BS-010205-AAN | https://biosan.lv/
BS-010205-AK | Rotor R-1.5 | 1 | 1 | 23 | Biosan | BS-010205-AK | https://biosan.lv/
BS-010205-BK | Rotor R-0.5/0.2 | 1 | 1 | 23 | Biosan | BS-010205-BK | https://biosan.lv/
BS-010205-CK | R-2/0.5, rotor for 8 x 2.0 ml and 8 x 0.5 ml microtest tubes | 1 | 1 | 34.5 | Biosan | BS-010205-CK | https://biosan.lv/
BS-010205-DK | R-2/0.5/0.2, rotor for 6x2.0 ml + 6x0.5 ml + 6x0.2 ml microtest tubes | 1 | 1 | 34.5 | Biosan | BS-010205-DK | https://biosan.lv/
BS-010205-EK | IQOQ documentation for MSC-3000 | 1 | 1 | 207 | Biosan | BS-010205-EK | https://biosan.lv/
BS-010205-FK | SR-32, rotor for 4 x 8-section 0,2 ml microtube strips (not compatible with Combi-Spins produced before 2015) | 1 | 1 | 41.4 | Biosan | BS-010205-FK | https://biosan.lv/
BS-010205-GK | PQ documentation for MSC-3000 | 1 | 1 | 115 | Biosan | BS-010205-GK | https://biosan.lv/
BS-010207-AAG | V-32, Multi-vortex, Platforms PL-1, PV-32 | 1 | 1 | 327.8 | Biosan | BS-010207-AAG | https://biosan.lv/
BS-010207-AK | PL-1, flat platform for single tube mixing | 1 | 1 | 19.6 | Biosan | BS-010207-AK | https://biosan.lv/
BS-010207-BK | PV-6/10, platform 6x10 ml tubes | 1 | 1 | 38 | Biosan | BS-010207-BK | https://biosan.lv/
BS-010207-CK | PV-32, Platform for 32 microtubes (1.5/0.5/0.2 ml - 16/8/8 sockets) | 1 | 1 | 28.8 | Biosan | BS-010207-CK | https://biosan.lv/
BS-010207-EK | IQOQ documentation for V-32 | 1 | 1 | 184 | Biosan | BS-010207-EK | https://biosan.lv/
BS-010207-FK | PQ documentation for V-32 | 1 | 1 | 97.8 | Biosan | BS-010207-FK | https://biosan.lv/
BS-010207-GK | PV-48, Platform for 2 х 3 strips | 1 | 1 | 38 | Biosan | BS-010207-GK | https://biosan.lv/
BS-010208-AAA | LMC-3000, Laboratory centrifuge, no rotors included | 1 | 1 | 1495 | Biosan | BS-010208-AAA | https://biosan.lv/
BS-010208-AK | R-2, Rotor for 2 microtest plates | 1 | 1 | 224.3 | Biosan | BS-010208-AK | https://biosan.lv/
BS-010208-BK | R-12/10, Rotor for 12 x 10-15 ml tubes | 1 | 1 | 189.8 | Biosan | BS-010208-BK | https://biosan.lv/
BS-010208-DK | R-6, Rotor (metal) for 6 x 50 ml tubes | 1 | 1 | 442.8 | Biosan | BS-010208-DK | https://biosan.lv/
BS-010208-EK | R-12/15, Rotor for 12 x 15 ml tubes | 1 | 1 | 241.5 | Biosan | BS-010208-EK | https://biosan.lv/
BS-010208-GK | IQOQ documentation for LMC-3000 | 1 | 1 | 402.5 | Biosan | BS-010208-GK | https://biosan.lv/
BS-010208-LK | PQ documentation for LMC-3000 | 1 | 1 | 207 | Biosan | BS-010208-LK | https://biosan.lv/
BS-010208-PK | BN-13/75, set of 12 pcs. buckets for 13x75 mm tubes (e.g.2-5ml vacutainers) | 1 | 1 | 166.8 | Biosan | BS-010208-PK | https://biosan.lv/
BS-010208-QK | BN-13/100, set of 12 pcs. buckets | 1 | 1 | 166.8 | Biosan | BS-010208-QK | https://biosan.lv/
BS-010208-RK | BN-16/100, set of 12 pcs. buckets for 16x100 mm tubes (e.g.8-9 ml vacutainers) | 1 | 1 | 184 | Biosan | BS-010208-RK | https://biosan.lv/
BS-010208-SK | BN-16/90. Plastic bucket set - 12pcs. (standard for R-12/10 rotor) | 1 | 1 | 27.6 | Biosan | BS-010208-SK | https://biosan.lv/
BS-010208-TK | BN-17/120, Plastic bucket set - 12pcs.(Falcon type) for R-12/15 | 1 | 1 | 27.6 | Biosan | BS-010208-TK | https://biosan.lv/
BS-010208-UK | RR-U, Rotor holder | 1 | 1 | 28.8 | Biosan | BS-010208-UK | https://biosan.lv/
BS-010208-VK | R-24GC, Rotor for 24 gel-cards | 1 | 1 | 454.3 | Biosan | BS-010208-VK | https://biosan.lv/
BS-010208-XK | R-6P, Rotor (POM Kocetal) for 6 x 50 ml tubes | 1 | 1 | 385.3 | Biosan | BS-010208-XK | https://biosan.lv/
BS-010208-ZK | BN-11/30, (6 pcs) Bucket set for R-6P rotor | 1 | 1 | 21.9 | Biosan | BS-010208-ZK | https://biosan.lv/
BS-010210-AAH | MSV-3500, Multi-vortex, no platform included | 1 | 1 | 465.8 | Biosan | BS-010210-AAH | https://biosan.lv/
BS-010210-AK | SV-4/30, platform for 4 x 50 ml (30 mm) tubes | 1 | 1 | 28.8 | Biosan | BS-010210-AK | https://biosan.lv/
BS-010210-BK | SV-10/10, platform for 10 x 10 ml (12 mm) tubes | 1 | 1 | 28.8 | Biosan | BS-010210-BK | https://biosan.lv/
BS-010210-CK | SV-16/8, platform with 16/8/8 sockets for 1.5/0.5/0.2 ml microtest tubes | 1 | 1 | 28.8 | Biosan | BS-010210-CK | https://biosan.lv/
BS-010210-DK | SV-8/15, platform for 8 x 15 ml (16 mm) tubes | 1 | 1 | 28.8 | Biosan | BS-010210-DK | https://biosan.lv/
BS-010210-IK | IQOQ documentation for MSV-3500 | 1 | 1 | 207 | Biosan | BS-010210-IK | https://biosan.lv/
BS-010210-JK | PQ documentation for MSV-3500 | 1 | 1 | 115 | Biosan | BS-010210-JK | https://biosan.lv/
BS-010210-TAH | MSV-3500, Multi-vortex with 4 platforms (SV-16/8,SV-10/10,SV-8/15,SV-4/30) | 1 | 1 | 517.5 | Biosan | BS-010210-TAH | https://biosan.lv/
BS-010211-AAL | MSC-6000, Centrifuge/Vortex Multispin, rotors R-1.5 , R-0.5/0.2 | 1 | 1 | 575 | Biosan | BS-010211-AAL | https://biosan.lv/
BS-010211-CK | IQOQ documentation for MSC-6000 | 1 | 1 | 207 | Biosan | BS-010211-CK | https://biosan.lv/
BS-010211-DK | PQ documentation for MSC-6000 | 1 | 1 | 115 | Biosan | BS-010211-DK | https://biosan.lv/
BS-010212-AAA | LMC-4200R, Refrigerated laboratory centrifuge, no rotors included | 1 | 1 | 4140 | Biosan | BS-010212-AAA | https://biosan.lv/
BS-010212-EK | IQOQ documentation for LMC-4200R | 1 | 1 | 402.5 | Biosan | BS-010212-EK | https://biosan.lv/
BS-010212-FK | PQ documentation for LMC-4200R | 1 | 1 | 207 | Biosan | BS-010212-FK | https://biosan.lv/
BS-010212-JK | R-24/10, Rotor for LMC-4200R for 24 x 10-15 ml tubes, | 1 | 1 | 299 | Biosan | BS-010212-JK | https://biosan.lv/
BS-010213-AA1 | Microspin 12, Laboratory centrifuge, built-in rotor MSR-12 for 12 x 1.5/2 ml tubes, adapters A-05 (12 pcs. for 0.5 ml tubes), A-02 (12 pcs. For 0.2 ml tubes), protection lid MSL-SC | 1 | 1 | 1023.5 | Biosan | BS-010213-AA1 | https://biosan.lv/
BS-010213-AK | A-05, adapter set (12 pcs.) for 0,5 ml tubes | 1 | 1 | 10.4 | Biosan | BS-010213-AK | https://biosan.lv/
BS-010213-BK | A-02, adapter set (12 pcs.) for 0,2 ml tubes | 1 | 1 | 10.4 | Biosan | BS-010213-BK | https://biosan.lv/
BS-010213-CK | PQ documentation for Microspin 12 | 1 | 1 | 115 | Biosan | BS-010213-CK | https://biosan.lv/
BS-010213-DK | IQOQ documentation for Microspin 12 | 1 | 1 | 207 | Biosan | BS-010213-DK | https://biosan.lv/
BS-010213-EK | MSL-SC, spin column protection lid for MSR-12 | 1 | 1 | 20.7 | Biosan | BS-010213-EK | https://biosan.lv/
BS-010216-A03 | MPS-1, High-Speed Multi Plate Shaker-Vortex | 1 | 1 | 920 | Biosan | BS-010216-A03 | https://biosan.lv/
BS-010216-A11 | MPS-1, High-Speed Multi Plate Shaker-Vortex with set of platforms | 1 | 1 | 1029.3 | Biosan | BS-010216-A11 | https://biosan.lv/
BS-010216-AK | P-2/24, Platform for 24 microtest tubes 1,5-2 ml | 1 | 1 | 46 | Biosan | BS-010216-AK | https://biosan.lv/
BS-010216-BK | P-05/32, Platform for 32 microtest tubes 0,5 ml | 1 | 1 | 46 | Biosan | BS-010216-BK | https://biosan.lv/
BS-010216-CK | P-02/96, Platform for semi-/unskirted PCR plate or 96 microtest tubes 0,2 ml | 1 | 1 | 46 | Biosan | BS-010216-CK | https://biosan.lv/
BS-010216-DK | P-02/05, Platform for 24 microtest tubes 0,5 ml and 48 microtest tubes 0,2 ml | 1 | 1 | 46 | Biosan | BS-010216-DK | https://biosan.lv/
BS-010216-EK | IQOQ documentation for MPS-1 | 1 | 1 | 207 | Biosan | BS-010216-EK | https://biosan.lv/
BS-010216-FK | PQ documentation for MPS-1 | 1 | 1 | 115 | Biosan | BS-010216-FK | https://biosan.lv/
BS-010219-A02 | CVP-2, Centrifuge-vortex for PCR-plates, rotor for 2x 96-well skirted PCR plates, PCR strips in a frame; protection lid; adapters AP-96 for 96-well semi-skirted and non-skirted PCR plates | 1 | 1 | 1207.5 | Biosan | BS-010219-A02 | https://biosan.lv/
BS-010219-DK | AP-96, 2 adapters for 96-well semi-skirted and non-skirted PCR plates | 1 | 1 | 113.9 | Biosan | BS-010219-DK | https://biosan.lv/
BS-010219-EK | AP-384, set of 2 adapters for 384-well plates | 1 | 1 | 103.5 | Biosan | BS-010219-EK | https://biosan.lv/
BS-010219-FK | IQOQ documentation for CVP-2 | 1 | 1 | 402.5 | Biosan | BS-010219-FK | https://biosan.lv/
BS-010219-GK | PQ documentation for CVP-2 | 1 | 1 | 207 | Biosan | BS-010219-GK | https://biosan.lv/
BS-010301-AAF | MS-3000, Magnetic stirrer, magnetic stirring element (PTFE coated) 6x25 mm | 1 | 1 | 207 | Biosan | BS-010301-AAF | https://biosan.lv/
BS-010301-AK | IQOQ documentation for MS-3000 | 1 | 1 | 184 | Biosan | BS-010301-AK | https://biosan.lv/
BS-010301-BK | PQ documentation for MS-3000 | 1 | 1 | 97.8 | Biosan | BS-010301-BK | https://biosan.lv/
BS-010302-AK | SR-1, Support rod | 1 | 1 | 10.4 | Biosan | BS-010302-AK | https://biosan.lv/
BS-010302-BK | IQOQ documentation for MSH-300 | 1 | 1 | 207 | Biosan | BS-010302-BK | https://biosan.lv/
BS-010302-CK | PQ documentation for MSH-300 | 1 | 1 | 115 | Biosan | BS-010302-CK | https://biosan.lv/
BS-010302-OAA | MSH-300, Magnetic stirrer, magnetic stirring element (PTFE coated) 6x25 mm, Stand | 1 | 1 | 385.3 | Biosan | BS-010302-OAA | https://biosan.lv/
BS-010302-S12 | Magnetic stirring bar BOE 110625. Sp/p for MSH-300 magnetic stirrer | 1 | 1 | 3.5 | Biosan | BS-010302-S12 | https://biosan.lv/
BS-010305-AAF | MMS-3000, Magnetic stirrer, magnetic stirring element (PTFE coated) 6x25 mm, Stand | 1 | 1 | 241.5 | Biosan | BS-010305-AAF | https://biosan.lv/
BS-010305-AK | IQOQ documentation for MMS-3000 | 1 | 1 | 184 | Biosan | BS-010305-AK | https://biosan.lv/
BS-010305-BK | PQ documentation for MMS-3000 | 1 | 1 | 97.8 | Biosan | BS-010305-BK | https://biosan.lv/
BS-010306-AAH | MM-1000, Overhead stirrer, no stirrers included | 1 | 1 | 718.8 | Biosan | BS-010306-AAH | https://biosan.lv/
BS-010306-AK | MP-1, Paddle stirrer for MM-1000 | 1 | 1 | 54.1 | Biosan | BS-010306-AK | https://biosan.lv/
BS-010306-BK | MP-2, Propeller stirrer for MM-1000 | 1 | 1 | 54.1 | Biosan | BS-010306-BK | https://biosan.lv/
BS-010306-CK | MP-3, Propeller stirrer for MM-1000 | 1 | 1 | 54.1 | Biosan | BS-010306-CK | https://biosan.lv/
BS-010306-DK | MA-1, Anchor stirrer for MM-1000 | 1 | 1 | 54.1 | Biosan | BS-010306-DK | https://biosan.lv/
BS-010306-EK | MC-1, Centrifugical stirrer for MM-1000 | 1 | 1 | 54.1 | Biosan | BS-010306-EK | https://biosan.lv/
BS-010306-FK | IQOQ documentation for MM-1000 | 1 | 1 | 207 | Biosan | BS-010306-FK | https://biosan.lv/
BS-010306-GK | PQ documentation for MM-1000 | 1 | 1 | 115 | Biosan | BS-010306-GK | https://biosan.lv/
BS-010309-AAA | MSH-300i, Magnetic stirrer, magnetic stirring element (PTFE coated) 6x25 mm, Stand | 1 | 1 | 649.8 | Biosan | BS-010309-AAA | https://biosan.lv/
BS-010309-BK | External probe for magnetic stirrer MSH-300i. | 1 | 1 | 132.3 | Biosan | BS-010309-BK | https://biosan.lv/
BS-010309-DK | IQOQ documentation for MSH-300i | 1 | 1 | 402.5 | Biosan | BS-010309-DK | https://biosan.lv/
BS-010309-EK | PQ documentation for MSH-300i | 1 | 1 | 207 | Biosan | BS-010309-EK | https://biosan.lv/
BS-010309-FK | HTP-1, Holder for temperature probe | 1 | 1 | 69 | Biosan | BS-010309-FK | https://biosan.lv/
BS-010401-CK | IQOQ documentation for TDB-120 | 1 | 1 | 207 | Biosan | BS-010401-CK | https://biosan.lv/
BS-010401-DK | PQ documentation for TDB-120 | 1 | 1 | 115 | Biosan | BS-010401-DK | https://biosan.lv/
BS-010401-PAA | TDB-120, Dry-block Thermostat with block, built-in A-53 block** for 21x 0.5 ml + 32 x 1.5 ml microtubes | 1 | 1 | 684.3 | Biosan | BS-010401-PAA | https://biosan.lv/
BS-010401-QAA | TDB-120, Dry-block Thermostat with block, built-in A-103 block** for 21x 0.5 ml + 32 x 1.5 ml + 50 x 0.2 ml microtubes | 1 | 1 | 684.3 | Biosan | BS-010401-QAA | https://biosan.lv/
BS-010406-AAA | WB-4MS, Water bath-thermostat, with Lid, BP-1 base platform | 1 | 1 | 862.5 | Biosan | BS-010406-AAA | https://biosan.lv/
BS-010406-AK | BP-1, base platform | 1 | 1 | 24.2 | Biosan | BS-010406-AK | https://biosan.lv/
BS-010406-DK | IQOQ documentation for WB-4MS | 1 | 1 | 207 | Biosan | BS-010406-DK | https://biosan.lv/
BS-010406-EK | PQ documentation for WB-4MS | 1 | 1 | 115 | Biosan | BS-010406-EK | https://biosan.lv/
BS-010406-FK | TR-16/19, Tube rack for up to 16x 16-19 mm diameter tubes | 1 | 1 | 97.8 | Biosan | BS-010406-FK | https://biosan.lv/
BS-010406-IK | TR-30/13, Tube rack for up to 30x 10-13 mm diameter tubes | 1 | 1 | 97.8 | Biosan | BS-010406-IK | https://biosan.lv/
BS-010406-JK | TR-44/11, Tube rack for up to 44x 2/1.5 ml microtest tubes | 1 | 1 | 97.8 | Biosan | BS-010406-JK | https://biosan.lv/
BS-010406-KK | TR-5/30, Tube rack for up to 5x 30 mm diameter tubes | 1 | 1 | 97.8 | Biosan | BS-010406-KK | https://biosan.lv/
BS-010410-AK | IQOQ documentation for CH-100 | 1 | 1 | 207 | Biosan | BS-010410-AK | https://biosan.lv/
BS-010410-BAI | CH-100, Heating/Cooling dry block thermostat, built-in CH-1 block*** for 20 x 0,5 ml microtubes + 12 x 1,5 ml microtubes | 1 | 1 | 1006.3 | Biosan | BS-010410-BAI | https://biosan.lv/
BS-010410-BK | PQ documentation for CH-100 | 1 | 1 | 115 | Biosan | BS-010410-BK | https://biosan.lv/
BS-010410-CAI | CH-100, Heating/Cooling dry block thermostat, built-in CH-2 block*** for 20 x 1.5 ml microtubes | 1 | 1 | 1006.3 | Biosan | BS-010410-CAI | https://biosan.lv/
BS-010410-UAI | CH-100, Heating/Cooling dry block thermostat, built-in CH-3 block*** for 20 x 2 ml microtubes | 1 | 1 | 1006.3 | Biosan | BS-010410-UAI | https://biosan.lv/
BS-010412-AAA | Bio TDB-100, Dry-BlockThermostat, built-in block for 24x2/1.5ml + 15x0.5ml + 10x0.2ml microtubes | 1 | 1 | 644 | Biosan | BS-010412-AAA | https://biosan.lv/
BS-010412-AK | IQOQ documentation for Bio TDB-100 | 1 | 1 | 207 | Biosan | BS-010412-AK | https://biosan.lv/
BS-010412-BK | PQ documentation for Bio TDB-100 | 1 | 1 | 115 | Biosan | BS-010412-BK | https://biosan.lv/
BS-010418-AAA | Combitherm2, dry-block with independent cooling and heating blocks, no blocks included | 1 | 1 | 1380 | Biosan | BS-010418-AAA | https://biosan.lv/
BS-010418-AK | B2-50, Block with 2 sockets of 48 mm diameter, flat bottom | 1 | 1 | 126.5 | Biosan | BS-010418-AK | https://biosan.lv/
BS-010418-BK | B10-16, Block with 10 sockets of 16 mm diameter, flat bottom | 1 | 1 | 126.5 | Biosan | BS-010418-BK | https://biosan.lv/
BS-010418-CK | B6-25, Block with 6 sockets of 25 mm diameter,flat bottom | 1 | 1 | 126.5 | Biosan | BS-010418-CK | https://biosan.lv/
BS-010418-DK | B23-1.5, Block with 23 sockets for 1.5 ml tubes, flat bottom | 1 | 1 | 126.5 | Biosan | BS-010418-DK | https://biosan.lv/
BS-010418-EK | B18-12, Block with 18 sockets for 12x75 mm round bottom tubes | 1 | 1 | 126.5 | Biosan | BS-010418-EK | https://biosan.lv/
BS-010418-KK | B5-29, Block with 5 sockets for 29 mm diameter tubes,flat bottom | 1 | 1 | 126.5 | Biosan | BS-010418-KK | https://biosan.lv/
BS-010418-LK | B10-13, Block with 10 sockets of 13 mm diameter, flat bottom | 1 | 1 | 126.5 | Biosan | BS-010418-LK | https://biosan.lv/
BS-010425-A01 | S-Bt Smart Biotherm, Compact CO2 Incubator | 1 | 1 | 4715 | Biosan | BS-010425-A01 | https://biosan.lv/
BS-010425-AK | Additional shelf for S-Bt | 1 | 1 | 80.5 | Biosan | BS-010425-AK | https://biosan.lv/
BS-010425-CK | Incubator stacking device | 1 | 1 | 212.8 | Biosan | BS-010425-CK | https://biosan.lv/
BS-010425-FK | USB Bluetooth adapter | 1 | 1 | 26.5 | Biosan | BS-010425-FK | https://biosan.lv/
BS-010425-S01 | Hydrophobic filter with tubing | 1 | 1 | 17.3 | Biosan | BS-010425-S01 | https://biosan.lv/
BS-010425-S02 | Water pan and lid | 1 | 1 | 97.8 | Biosan | BS-010425-S02 | https://biosan.lv/
BS-010425-S03 | Access port seal, foamed PE | 1 | 1 | 5.2 | Biosan | BS-010425-S03 | https://biosan.lv/
BS-010501 | AP2, Single channel variable pipette 0,2-2,0 ul | 1 | 1 | 151.8 | Biosan | BS-010501 | https://biosan.lv/
BS-010502 | AP10, Single channel variable pipette 0,5-10,0 ul | 1 | 1 | 151.8 | Biosan | BS-010502 | https://biosan.lv/
BS-010503 | AP20, Single channel variable pipette 2-20,0 ul | 1 | 1 | 151.8 | Biosan | BS-010503 | https://biosan.lv/
BS-010504 | AP50, Single channel variable pipette 5-50,0 ul | 1 | 1 | 151.8 | Biosan | BS-010504 | https://biosan.lv/
BS-010505 | AP100, Single channel variable pipette 10-100,0 ul | 1 | 1 | 151.8 | Biosan | BS-010505 | https://biosan.lv/
BS-010506 | AP200, Single channel variable pipette 20-200,0 ul | 1 | 1 | 151.8 | Biosan | BS-010506 | https://biosan.lv/
BS-010507 | AP250, Single channel variable pipette 50-250,0 ul | 1 | 1 | 151.8 | Biosan | BS-010507 | https://biosan.lv/
BS-010508 | AP1000, Single channel variable pipette 100-1000,0 ul | 1 | 1 | 151.8 | Biosan | BS-010508 | https://biosan.lv/
BS-010509 | AP5000, Single channel variable pipette 500-5000,0 ul | 1 | 1 | 151.8 | Biosan | BS-010509 | https://biosan.lv/
BS-010510 | AP10000, Single channel variable pipette 1000-10000,0 ul | 1 | 1 | 151.8 | Biosan | BS-010510 | https://biosan.lv/
BS-010511 | AP8-10, 8 - channel variable pipette 0,5-10,0 ul | 1 | 1 | 442.8 | Biosan | BS-010511 | https://biosan.lv/
BS-010512 | AP12-10, 12 - channel variable pipette 0,5-10,0 ul | 1 | 1 | 546.3 | Biosan | BS-010512 | https://biosan.lv/
BS-010513 | AP8-50, 8 - channel variable pipette 5-50,0 ul | 1 | 1 | 442.8 | Biosan | BS-010513 | https://biosan.lv/
BS-010514 | AP12-50, 12 - channel variable pipette 5-50,0 ul | 1 | 1 | 546.3 | Biosan | BS-010514 | https://biosan.lv/
BS-010515 | AP8-200, 8 - channel variable pipette 20-200,0 ul | 1 | 1 | 442.8 | Biosan | BS-010515 | https://biosan.lv/
BS-010516 | AP12-200, 12 - channel variable pipette 20-200,0 ul | 1 | 1 | 546.3 | Biosan | BS-010516 | https://biosan.lv/
BS-010517 | AP8-300, 8 - channel variable pipette 50-300,0 ul | 1 | 1 | 442.8 | Biosan | BS-010517 | https://biosan.lv/
BS-010518 | AP12-300, 12 - channel variable pipette 50-300,0 ul | 1 | 1 | 546.3 | Biosan | BS-010518 | https://biosan.lv/
BS-010519 | Kit contains 4 single channel pipettes (AP10, AP20, AP200, AP1000), a 4 place stand and demo tips (1 of each: 10 ul, 200 ul, 1000 ul). | 1 | 1 | 546.3 | Biosan | BS-010519 | https://biosan.lv/
BS-010520 | Kit contains 4 single channel pipettes (AP10, AP100, AP1000, AP5000), a 4 place stand and demo tips (1 of each: 10 ul, 200 ul) 1xbag of 5000 ul (10 samples)). | 1 | 1 | 546.3 | Biosan | BS-010520 | https://biosan.lv/
BS-010521 | Assistboy- Serological pipette controller with charging stand | 1 | 1 | 316.3 | Biosan | BS-010521 | https://biosan.lv/
BS-010522 | Carousel stand (rotating) for 6 pipettes for Assist series pipette | 1 | 1 | 138 | Biosan | BS-010522 | https://biosan.lv/
BS-010523 | Carousel stand (fixed) for 8 pipettes for Assist series pipette | 1 | 1 | 155.3 | Biosan | BS-010523 | https://biosan.lv/
BS-010524 | Personal 1-position stand for Assist series pipette | 1 | 1 | 27.6 | Biosan | BS-010524 | https://biosan.lv/
BS-010525 | Personal 4-position stand (in-line) for Assist series pipette | 1 | 1 | 47.2 | Biosan | BS-010525 | https://biosan.lv/
BS-010601 | MagSorb-16, Magnetic Rack for Manual Nucleic Acid Extraction | 1 | 1 | 339.3 | Biosan | BS-010601 | https://biosan.lv/
BS-040102-AAA | UVC/T-AR, DNA/RNA UV-Cleaner Box with inlet, without table | 1 | 1 | 2012.5 | Biosan | BS-040102-AAA | https://biosan.lv/
BS-040102-AK | IQOQ documentation for UVC/T-AR | 1 | 1 | 402.5 | Biosan | BS-040102-AK | https://biosan.lv/
BS-040102-BK | PQ documentation for UVC/T-AR | 1 | 1 | 207 | Biosan | BS-040102-BK | https://biosan.lv/
BS-040104-A06 | UVC/T-M-AR, DNA/RNA UV-Cleaner Box with built in socket, without table | 1 | 1 | 2530 | Biosan | BS-040104-A06 | https://biosan.lv/
BS-040104-AK | IQOQ documentation for UVC/T-M-AR | 1 | 1 | 402.5 | Biosan | BS-040104-AK | https://biosan.lv/
BS-040104-BK | PQ documentation for UVC/T-M-AR | 1 | 1 | 207 | Biosan | BS-040104-BK | https://biosan.lv/
BS-040104-CK | P-5, pipette shelf | 1 | 1 | 63.3 | Biosan | BS-040104-CK | https://biosan.lv/
BS-040104-DK | F-1, shelf | 1 | 1 | 57.5 | Biosan | BS-040104-DK | https://biosan.lv/
BS-040105-AAA | UVR-M, UV-Air Flow Cleaner-Recirculator, without tripod | 1 | 1 | 379.5 | Biosan | BS-040105-AAA | https://biosan.lv/
BS-040105-AK | UVR-S, stand for UV-recirculator | 1 | 1 | 113.9 | Biosan | BS-040105-AK | https://biosan.lv/
BS-040105-BK | IQOQ documentation for UVR-M | 1 | 1 | 207 | Biosan | BS-040105-BK | https://biosan.lv/
BS-040105-CK | PQ documentation for UVR-M | 1 | 1 | 115 | Biosan | BS-040105-CK | https://biosan.lv/
BS-040107-AAA | UVT-S-AR, DNA/RNA UV-Cleaner Box with built-in sockets, without table | 1 | 1 | 3565 | Biosan | BS-040107-AAA | https://biosan.lv/
BS-040107-AK | IQOQ documentation for UVT-S-AR | 1 | 1 | 402.5 | Biosan | BS-040107-AK | https://biosan.lv/
BS-040107-CK | PQ documentation for UVT-S-AR | 1 | 1 | 207 | Biosan | BS-040107-CK | https://biosan.lv/
BS-040107-DK | PDS-250, DNA/RNA removing solution, ready-to-go formulation in a spray bottle, 250 ml | 1 | 1 | 38 | Biosan | BS-040107-DK | https://biosan.lv/
BS-040107-FK | PDS-10L, DNA/RNA removing solution, ready-to-go formulation in a canister, 10 l | 1 | 1 | 1138.5 | Biosan | BS-040107-FK | https://biosan.lv/
BS-040108-AAG | FTA-1, Flask-trap aspirator | 1 | 1 | 431.3 | Biosan | BS-040108-AAG | https://biosan.lv/
BS-040108-BK | MA-8, 8-channel manifold | 1 | 1 | 51.8 | Biosan | BS-040108-BK | https://biosan.lv/
BS-040108-CK | IQOQ documentation for FTA-1 | 1 | 1 | 184 | Biosan | BS-040108-CK | https://biosan.lv/
BS-040108-DK | PQ documentation for FTA-1 | 1 | 1 | 97.8 | Biosan | BS-040108-DK | https://biosan.lv/
BS-040108-S06 | Femail luer bulkhead-hose barb adapter KH 45500-34. Sp/p for FTA-1 aspirator. | 1 | 1 | 3.1 | Biosan | BS-040108-S06 | https://biosan.lv/
BS-040108-S07 | Male luer lock - hose barb adapter. Sp/p for FTA-1 aspirator. | 1 | 1 | 3.1 | Biosan | BS-040108-S07 | https://biosan.lv/
BS-040108-S08 | UNF male threded adapter. Sp/p for FTA-1 aspirator. | 1 | 1 | 3.1 | Biosan | BS-040108-S08 | https://biosan.lv/
BS-040108-S11 | SPARE BOTTLE FOR FTA-1 (Bottle, Cap, Insert and seal. Sp/p for FTA-1 aspirator. | 1 | 1 | 19.6 | Biosan | BS-040108-S11 | https://biosan.lv/
BS-040108-S15 | Adapter between cap and hidrofobic filter. Sp/p for FTA-1 aspirator. | 1 | 1 | 3.1 | Biosan | BS-040108-S15 | https://biosan.lv/
BS-040108-S16 | Outgoing filter tube adapter (90degree).Sp/p for FTA-1 aspirator. | 1 | 1 | 4.4 | Biosan | BS-040108-S16 | https://biosan.lv/
BS-040108-S20 | Small 90 degree elbow (h) .Sp/p for FTA-1 aspirator. | 1 | 1 | 2 | Biosan | BS-040108-S20 | https://biosan.lv/
BS-040108-S21 | Adapter between tube and aspiration tip .Sp/p for FTA-1 aspirator. | 1 | 1 | 3.1 | Biosan | BS-040108-S21 | https://biosan.lv/
BS-040108-S22 | FTA-T Spare tubing set-all tubes&fittings w/out filter, aspiration tips.Sp/p for FTA-1 aspirator. | 1 | 1 | 40.3 | Biosan | BS-040108-S22 | https://biosan.lv/
BS-040108-S24 | MA-8T, 8-channel aspiration tip for MA-8. Sp/p for FTA-1 aspirator. | 1 | 1 | 23 | Biosan | BS-040108-S24 | https://biosan.lv/
BS-040108-S25 | FTA-1 Spare filter for FTA-1 (Hydrophobic filter). Sp/p for FTA-1 aspirator. | 1 | 1 | 12.1 | Biosan | BS-040108-S25 | https://biosan.lv/
BS-040109-A06 | UVT-B-AR, DNA/RNA UV-Cleaner Box with built-in socket, without table | 1 | 1 | 2127.5 | Biosan | BS-040109-A06 | https://biosan.lv/
BS-040109-AK | IQOQ documentation for UVT-B-AR | 1 | 1 | 402.5 | Biosan | BS-040109-AK | https://biosan.lv/
BS-040109-BK | PQ documentation for UVT-B-AR | 1 | 1 | 207 | Biosan | BS-040109-BK | https://biosan.lv/
BS-040110-AAA | UVR-Mi, UV-Air Flow Cleaner-Recirculator, without tripod | 1 | 1 | 661.3 | Biosan | BS-040110-AAA | https://biosan.lv/
BS-040110-AK | IQOQ documentation for UVR-Mi | 1 | 1 | 402.5 | Biosan | BS-040110-AK | https://biosan.lv/
BS-040110-BK | PQ documentation for UVR-Mi | 1 | 1 | 207 | Biosan | BS-040110-BK | https://biosan.lv/
BS-040118-AK | MA-U, Universal adapter for single use 200 ml and 1000 ml tip | 1 | 1 | 8.1 | Biosan | BS-040118-AK | https://biosan.lv/
BS-040118-PK | HAS-1, Hand operator set | 1 | 1 | 287.5 | Biosan | BS-040118-PK | https://biosan.lv/
BS-040120-A02 | FTA-2i, Flask-trap aspirator | 1 | 1 | 1035 | Biosan | BS-040120-A02 | https://biosan.lv/
BS-040120-AK | IQOQ documentation for FTA-2i | 1 | 1 | 184 | Biosan | BS-040120-AK | https://biosan.lv/
BS-040120-BK | PQ documentation for FTA-2i | 1 | 1 | 97.8 | Biosan | BS-040120-BK | https://biosan.lv/
BS-040120-DK | Extended tubing 2 m long for FTA-2i, with fittings and MA-u adapter | 1 | 1 | 27.6 | Biosan | BS-040120-DK | https://biosan.lv/
BS-050102-AAF | DEN-1, McFarland densitometer, with A-16 adapter for 16 mm tubes | 1 | 1 | 586.5 | Biosan | BS-050102-AAF | https://biosan.lv/
BS-050102-AK | A-16, adapter for 16 mm tubes | 1 | 1 | 28.8 | Biosan | BS-050102-AK | https://biosan.lv/
BS-050102-BK | CKG16, calibration kit for DEN-1, for 16mm glass tubes. Set of 0.5; 1.0; 2.0; 3.0; 4.0 McFarland Turbidity Standards. | 1 | 1 | 189.8 | Biosan | BS-050102-BK | https://biosan.lv/
BS-050102-DK | IQOQ documentation for DEN-1 | 1 | 1 | 207 | Biosan | BS-050102-DK | https://biosan.lv/
BS-050102-EK | PQ documentation for DEN-1 | 1 | 1 | 115 | Biosan | BS-050102-EK | https://biosan.lv/
BS-050102-IK | A-12, adapter for 12 mm tubes | 1 | 1 | 28.8 | Biosan | BS-050102-IK | https://biosan.lv/
BS-050102-LK | Glass sample tubes (16х100x0.8mm), 78 pcs | 1 | 1 | 23 | Biosan | BS-050102-LK | https://biosan.lv/
BS-050104-AAF | DEN-1B, McFarland densitometer, with A-16 adapter for 16 mm tubes | 1 | 1 | 701.5 | Biosan | BS-050104-AAF | https://biosan.lv/
BS-050104-AK | IQOQ documentation for DEN-1B | 1 | 1 | 207 | Biosan | BS-050104-AK | https://biosan.lv/
BS-050104-BK | PQ documentation for DEN-1B | 1 | 1 | 115 | Biosan | BS-050104-BK | https://biosan.lv/
BS-050108-A02 | HiPo MPP-96, Microplate Photometer | 1 | 1 | 4025 | Biosan | BS-050108-A02 | https://biosan.lv/
BS-050108-A06 | HiPo MPP-96, Microplate Photometer with 1 additional filter providing maximum measurement range 3.5 OD | 1 | 1 | 4450.5 | Biosan | BS-050108-A06 | https://biosan.lv/
BS-050108-A07 | HiPo MPP-96, Microplate Photometer with 2 additional filters providing maximum measurement range 3.5 OD | 1 | 1 | 4876 | Biosan | BS-050108-A07 | https://biosan.lv/
BS-050108-A08 | HiPo MPP-96, Microplate Photometer with 3 additional filters providing maximum measurement range 3.5 OD | 1 | 1 | 5301.5 | Biosan | BS-050108-A08 | https://biosan.lv/
BS-050108-A09 | HiPo MPP-96, Microplate Photometer with 4 additional filters providing maximum measurement range 3.5 OD | 1 | 1 | 5727 | Biosan | BS-050108-A09 | https://biosan.lv/
BS-050108-A16 | HiPo MPP-96, Microplate Photometer with 1 additional filter providing maximum measurement range 4.3 OD | 1 | 1 | 4784 | Biosan | BS-050108-A16 | https://biosan.lv/
BS-050108-A17 | HiPo MPP-96, Microplate Photometer with 2 additional filters providing maximum measurement range 4.3 OD | 1 | 1 | 5543 | Biosan | BS-050108-A17 | https://biosan.lv/
BS-050108-A18 | HiPo MPP-96, Microplate Photometer with 3 additional filters providing maximum measurement range 4.3 OD | 1 | 1 | 6302 | Biosan | BS-050108-A18 | https://biosan.lv/
BS-050108-A19 | HiPo MPP-96, Microplate Photometer with 4 additional filters providing maximum measurement range 4.3 OD | 1 | 1 | 7061 | Biosan | BS-050108-A19 | https://biosan.lv/
BS-050108-AK | Verification instrument | 1 | 1 | 1955 | Biosan | BS-050108-AK | https://biosan.lv/
BS-050109-AAA | DEN-600 Photometer | 1 | 1 | 862.5 | Biosan | BS-050109-AAA | https://biosan.lv/
BS-050109-AK | Certified reference material, neutral density glass filter set of 4 Abs calibration points - 0.3532, 1,0512, 2,0425, 2,927 (the values may vary slightly from batch to batch) | 1 | 1 | 2070 | Biosan | BS-050109-AK | https://biosan.lv/
BS-060102-AAI | 3D-IW8, INTELIWASHER Microplate washer | 1 | 1 | 3795 | Biosan | BS-060102-AAI | https://biosan.lv/
BS-060102-AK | 4 CHW Logger, 4-Channel washing solution weight logger | 1 | 1 | 517.5 | Biosan | BS-060102-AK | https://biosan.lv/
BS-060102-BK | IQOQ documentation for 3D/IW8 | 1 | 1 | 402.5 | Biosan | BS-060102-BK | https://biosan.lv/
BS-060102-CK | PQ documentation for 3D/IW8 | 1 | 1 | 207 | Biosan | BS-060102-CK | https://biosan.lv/
BS-060102-IVD1 | 3D-IW8, INTELIWASHER Microplate washer IVD version | 1 | 1 | 3795 | Biosan | BS-060102-IVD1 | https://biosan.lv/
BS-060102-S01 | Filter complete set (filter, weight, tube). Spare part for 3D-IW8 washer. | 1 | 1 | 25.3 | Biosan | BS-060102-S01 | https://biosan.lv/
BS-060102-S26 | Bottle 1 assembled (weight, tube, filter). Spare part for 3D-IW8 washer. | 1 | 1 | 17.3 | Biosan | BS-060102-S26 | https://biosan.lv/
BS-060102-S27 | Bottle 2 assembled (weight, tube, filter). Spare part for 3D-IW8 washer. | 1 | 1 | 17.3 | Biosan | BS-060102-S27 | https://biosan.lv/
BS-060102-S28 | Bottle 3 assembled (weight, tube, filter). Spare part for 3D-IW8 washer. | 1 | 1 | 17.3 | Biosan | BS-060102-S28 | https://biosan.lv/
BS-060102-S29 | Bottle 4 assembled (weight, tube, filter). Spare part for 3D-IW8 washer. | 1 | 1 | 23 | Biosan | BS-060102-S29 | https://biosan.lv/
BS-060102-S39 | Silicone tube set (7 pcs.) Spare part for 3D-IW8 washer. | 1 | 1 | 21.9 | Biosan | BS-060102-S39 | https://biosan.lv/
BS-060102-S43 | Bottle 5 assembled (with filter and tube). Spare part for 3D-IW8 washer. | 1 | 1 | 21.9 | Biosan | BS-060102-S43 | https://biosan.lv/
BS-060102-S44 | Fifth bottle hydrophobic filter. Spare part for IW8 and 3D-IW8 washer. | 1 | 1 | 12.1 | Biosan | BS-060102-S44 | https://biosan.lv/
BS-060106-AAI | IW-8, INTELISPEED Microplate washer | 1 | 1 | 3450 | Biosan | BS-060106-AAI | https://biosan.lv/
BS-060106-AK | IQOQ documentation for IW8 | 1 | 1 | 402.5 | Biosan | BS-060106-AK | https://biosan.lv/
BS-060106-BK | PQ documentation for IW8 | 1 | 1 | 207 | Biosan | BS-060106-BK | https://biosan.lv/
BS-060106-IVD1 | IW-8, INTELISPEED Microplate washer IVD version | 1 | 1 | 3450 | Biosan | BS-060106-IVD1 | https://biosan.lv/
BS-070102-AK | 0.22 um air vent filter for the storage tank | 1 | 1 | 189.8 | Biosan | BS-070102-AK | https://biosan.lv/
BS-070104-A02 | LabAqua HPLC with 30 l Basic storage tank | 1 | 1 | 3910 | Biosan | BS-070104-A02 | https://biosan.lv/
BS-070104-AK | Internal Pre-filter set for LabAqua models | 1 | 1 | 143.8 | Biosan | BS-070104-AK | https://biosan.lv/
BS-070104-BK | Polishing module for LabAqua models | 1 | 1 | 264.5 | Biosan | BS-070104-BK | https://biosan.lv/
BS-070104-CK | UV bulb 254 nm for LabAqua models | 1 | 1 | 85.1 | Biosan | BS-070104-CK | https://biosan.lv/
BS-070104-DK | UV bulb 185 nm for LabAqua models | 1 | 1 | 299 | Biosan | BS-070104-DK | https://biosan.lv/
BS-070104-EK | Point-of-use microfilter 0,22 μm, non-sterile | 1 | 1 | 184 | Biosan | BS-070104-EK | https://biosan.lv/
BS-070104-FK | Point-of-use microfilter 0,22 μm sterile filter | 1 | 1 | 212.8 | Biosan | BS-070104-FK | https://biosan.lv/
BS-070104-GK | Point-of-use ultrafilter | 1 | 1 | 603.8 | Biosan | BS-070104-GK | https://biosan.lv/
BS-070104-HK | IQ/OQ/PQ/DQ documentation for LabAqua | 1 | 1 | 534.8 | Biosan | BS-070104-HK | https://biosan.lv/
BS-070104-IK | Deionization module | 1 | 1 | 212.8 | Biosan | BS-070104-IK | https://biosan.lv/
BS-070104-KK | External pre-filter set (carbon/1μm) with manometer | 1 | 1 | 178.3 | Biosan | BS-070104-KK | https://biosan.lv/
BS-070104-KK | External pre-filter set (carbon/1μm) with manometer | 1 | 1 | 178.3 | Biosan | BS-070104-KK | https://biosan.lv/
BS-070104-LK | External pre-filter set (polyphosphate/carbon/1 μm) with manometer | 1 | 1 | 281.8 | Biosan | BS-070104-LK | https://biosan.lv/
BS-070104-LK | External pre-filter set (polyphosphate/carbon/1 μm) with manometer | 1 | 1 | 281.8 | Biosan | BS-070104-LK | https://biosan.lv/
BS-070104-NK | Replacement RO membrane | 1 | 1 | 316.3 | Biosan | BS-070104-NK | https://biosan.lv/
BS-070105-A02 | LabAqua TRACE with 30 l Basic storage tank | 1 | 1 | 3622.5 | Biosan | BS-070105-A02 | https://biosan.lv/
BS-070106-A02 | LabAqua BIO with 30 l storage tank | 1 | 1 | 4485 | Biosan | BS-070106-A02 | https://biosan.lv/
PDM | PDM, Dimpled mat | 1 | 1 | 32.2 | Biosan | PDM | https://biosan.lv/
603.01.001 | centrifuge - mini - 7000 RPM | 1 piece / pack | 1 | 282.2 | Isolab | 603.01.001 | https://isolab.de/default
603.02.001 | centrifuge - mini - high speed - 15.000 RPM - LCD display | 1 piece / pack | 1 | 2227.7 | Isolab | 603.02.001 | https://isolab.de/default
602.31.001 | balance - 220 gr / 0,0001 gr presicion | 1 piece / pack | 1 | 1500 | Isolab | 602.31.001 | https://isolab.de/default
602.31.002 | balance - 320 gr / 0,001 gr presicion | 1 piece / pack | 1 | 787.6 | Isolab | 602.31.002 | https://isolab.de/default
602.31.003 | balance - 1200 gr / 0,01 gr presicion | 1 piece / pack | 1 | 398.5 | Isolab | 602.31.003 | https://isolab.de/default
602.31.006 | balance - 4200 gr / 0,01 gr presicion | 1 piece / pack | 1 | 889.4 | Isolab | 602.31.006 | https://isolab.de/default
602.31.007 | balance - 6200 gr / 0,01 gr presicion | 1 piece / pack | 1 | 375.4 | Isolab | 602.31.007 | https://isolab.de/default
602.32.001 | balance - 500 gr / 0,01 gr presicion | 1 piece / pack | 1 | 66.8 | Isolab | 602.32.001 | https://isolab.de/default
621.05.001 | bath - ultrasonic cleaner - standard - 1,3 lt | 1 piece / pack | 1 | 461 | Isolab | 621.05.001 | https://isolab.de/default
621.05.003 | bath - ultrasonic cleaner - standard - 3 lt | 1 piece / pack | 1 | 862 | Isolab | 621.05.003 | https://isolab.de/default
621.05.006 | bath - ultrasonic cleaner - standard - 6 lt | 1 piece / pack | 1 | 1398 | Isolab | 621.05.006 | https://isolab.de/default
621.05.010 | bath - ultrasonic cleaner - standard - 10 lt | 1 piece / pack | 1 | 1918 | Isolab | 621.05.010 | https://isolab.de/default
621.05.015 | bath - ultrasonic cleaner - standard - 15 lt | 1 piece / pack | 1 | 2300 | Isolab | 621.05.015 | https://isolab.de/default
621.05.022 | bath - ultrasonic cleaner - standard - 22 lt | 1 piece / pack | 1 | 2500 | Isolab | 621.05.022 | https://isolab.de/default
621.05.028 | bath - ultrasonic cleaner - standard - 28 lt | 1 piece / pack | 1 | 2800 | Isolab | 621.05.028 | https://isolab.de/default
621.06.003 | bath - ultrasonic cleaner - DEGASS - 3,0 lt | 1 piece / pack | 1 | 1230 | Isolab | 621.06.003 | https://isolab.de/default
621.06.006 | bath - ultrasonic cleaner - DEGASS - 6,0 lt | 1 piece / pack | 1 | 1900 | Isolab | 621.06.006 | https://isolab.de/default
621.06.010 | bath - ultrasonic cleaner - DEGASS - 10,0 lt | 1 piece / pack | 1 | 2600 | Isolab | 621.06.010 | https://isolab.de/default
621.08.001 | ultrasonic bath - for spectacles | 1 piece / pack | 1 | 105 | Isolab | 621.08.001 | https://isolab.de/default
615.01.001 | mechanical stirrer - overhead - light duty - 20 lt - LED display | 1 piece / pack | 1 | 1000 | Isolab | 615.01.001 | https://isolab.de/default
615.01.012 | Bosshead - for stirrers | 1 piece / pack | 1 | 138 | Isolab | 615.01.012 | https://isolab.de/default
615.01.101 | mechanical stirrer shaft - crossed | 1 piece / pack | 1 | 80 | Isolab | 615.01.101 | https://isolab.de/default
615.01.103 | mechanical stirrer shaft - crossed - PTFE coated | 1 piece / pack | 1 | 160 | Isolab | 615.01.103 | https://isolab.de/default
621.11.001 | homogenizer - ultratorrax - light duty | 1 piece / pack | 1 | 556 | Isolab | 621.11.001 | https://isolab.de/default
049.09.180 | laboratory stands - horse shoe - small size | 1 piece / pack | 1 | 79 | Isolab | 049.09.180 | https://isolab.de/default
615.01.012 | Bosshead - for stirrers | 1 piece / pack | 1 | 138 | Isolab | 615.01.012 | https://isolab.de/default
621.11.103 | bosshead clamp for light duty homogenisator | 1 piece / pack | 1 | 103 | Isolab | 621.11.103 | https://isolab.de/default
621.11.050 | rotor set - 50 ml | 1 piece / pack | 1 | 800 | Isolab | 621.11.050 | https://isolab.de/default
621.11.250 | rotor set - 250 ml | 1 piece / pack | 1 | 1150 | Isolab | 621.11.250 | https://isolab.de/default
602.01.001 | bath - water - 11 lt | 1 piece / pack | 1 | 1700 | Isolab | 602.01.001 | https://isolab.de/default
602.02.001 | bath - water - 22 lt | 1 piece / pack | 1 | 2000 | Isolab | 602.02.001 | https://isolab.de/default
602.01.101 | water conditioner - 500 ml | 500 ml / bottle | 1 | 60 | Isolab | 602.01.101 | https://isolab.de/default
608.11.100 | heating mantle - without stirrer - 100 ml | 1 piece / pack | 1 | 200 | Isolab | 608.11.100 | https://isolab.de/default
608.11.250 | heating mantle - without stirrer - 250 ml | 1 piece / pack | 1 | 220 | Isolab | 608.11.250 | https://isolab.de/default
608.11.500 | heating mantle - without stirrer - 500 ml | 1 piece / pack | 1 | 250 | Isolab | 608.11.500 | https://isolab.de/default
608.11.901 | heating mantle - without stirrer - 1000 ml | 1 piece / pack | 1 | 270 | Isolab | 608.11.901 | https://isolab.de/default
608.11.902 | heating mantle - without stirrer - 2000 ml | 1 piece / pack | 1 | 300 | Isolab | 608.11.902 | https://isolab.de/default
608.12.100 | heating mantle - with stirrer - 100 ml | 1 piece / pack | 1 | 240 | Isolab | 608.12.100 | https://isolab.de/default
608.12.250 | heating mantle - with stirrer - 250 ml | 1 piece / pack | 1 | 260 | Isolab | 608.12.250 | https://isolab.de/default
608.12.500 | heating mantle - with stirrer - 500 ml | 1 piece / pack | 1 | 290 | Isolab | 608.12.500 | https://isolab.de/default
608.12.901 | heating mantle - with stirrer - 1000 ml | 1 piece / pack | 1 | 320 | Isolab | 608.12.901 | https://isolab.de/default
622.01.001 | mixer - vortex - advanced | 1 piece / pack | 1 | 309 | Isolab | 622.01.001 | https://isolab.de/default
622.03.001 | mixer - vortex - LED display | 1 piece / pack | 1 | 440 | Isolab | 622.03.001 | https://isolab.de/default
622.02.001 | mixer - vortex - basic | 1 piece / pack | 1 | 253 | Isolab | 622.02.001 | https://isolab.de/default
616.01.001 | meter - portable - handheld - pH/mV/Temp | 1 piece / pack | 1 | 216 | Isolab | 616.01.001 | https://isolab.de/default
616.02.002 | meter - portable - handheld - pH/mV/Temp/Con/TDS/Salt | 1 piece / pack | 1 | 400 | Isolab | 616.02.002 | https://isolab.de/default
613.06.001 | stirrer - magnetic - with hot plate - 550 C - LCD display | 1 piece / pack | 1 | 1500 | Isolab | 613.06.001 | https://isolab.de/default
613.01.001 | stirrer - magnetic - with hot plate - 280 C - LED display | 1 piece / pack | 1 | 600 | Isolab | 613.01.001 | https://isolab.de/default
613.03.001 | stirrer - magnetic - without hot plate - LED display | 1 piece / pack | 1 | 250 | Isolab | 613.03.001 | https://isolab.de/default
613.05.001 | stirrer - magnetic - without hot plate - w/o display | 1 piece / pack | 1 | 200 | Isolab | 613.05.001 | https://isolab.de/default
618.32.001 | refractometer - digital - 0 - 95 % brix | 1 piece / pack | 1 | 690 | Isolab | 618.32.001 | https://isolab.de/default
618.21.001 | refractometer - hand held - 0 - 10 % brix / ATC | 1 piece / pack | 1 | 100 | Isolab | 618.21.001 | https://isolab.de/default
618.22.001 | refractometer - hand held - 0 - 18 % brix / ATC | 1 piece / pack | 1 | 100 | Isolab | 618.22.001 | https://isolab.de/default
618.23.001 | refractometer - hand held - 0 - 32 % brix / ATC | 1 piece / pack | 1 | 100 | Isolab | 618.23.001 | https://isolab.de/default
618.24.001 | refractometer - hand held - 0 - 80 % brix | 1 piece / pack | 1 | 108 | Isolab | 618.24.001 | https://isolab.de/default
618.25.001 | refractometer - hand held - 0 - 90 % brix | 1 piece / pack | 1 | 108 | Isolab | 618.25.001 | https://isolab.de/default
618.41.001 | refractometer - abbe - 0 - 95 % brix | 1 piece / pack | 1 | 1250 | Isolab | 618.41.001 | https://isolab.de/default
613.21.001 | microscope - biological - advanced | 1 piece / pack | 1 | 1600 | Isolab | 613.21.001 | https://isolab.de/default
613.31.001 | image projector | 1 piece / pack | 1 | 1570 | Isolab | 613.31.001 | https://isolab.de/default
613.22.001 | microscope - stereo | 1 piece / pack | 1 | 1150 | Isolab | 613.22.001 | https://isolab.de/default
613.41.001 | microscope smart tablet | 1 piece / pack | 1 | 2900 | Isolab | 613.41.001 | https://isolab.de/default
5452000018 | CENT MINISPIN, 12x2ML ROTOR, 230V | 1 | 1 | 1161.5 | Eppendorf | 5452000018 | https://www.eppendorf.com/SP-en/
5453000011 | CENT MINISP PLUS, 12x2ML RTR, 230V | 1 | 1 | 1510 | Eppendorf | 5453000011 | https://www.eppendorf.com/SP-en/
5418000017 | CENT 5418, 18x2ML AT-ROTOR, 230V | 1 | 1 | 2193.1 | Eppendorf | 5418000017 | https://www.eppendorf.com/SP-en/
5427000011 | CENT 5430, KEYP, WITHOUT ROTOR, 230V | 1 | 1 | 3747.9 | Eppendorf | 5427000011 | https://www.eppendorf.com/SP-en/
5427000216 | CENT 5430, KEYP, 30X2ML AT-RTR, 230V | 1 | 1 | 4228.6 | Eppendorf | 5427000216 | https://www.eppendorf.com/SP-en/
5427000410 | CENT 5430, KNOB, 30X2ML AT-RTR, 230V | 1 | 1 | 4228.6 | Eppendorf | 5427000410 | https://www.eppendorf.com/SP-en/
5427000615 | CENT 5430, KNOB, WITHOUT ROTOR, 230V | 1 | 1 | 3747.9 | Eppendorf | 5427000615 | https://www.eppendorf.com/SP-en/
2225002897 | CENTR. 5428000414 230Vw.R.K recond. | 1 | 1 | 5916.8 | Eppendorf | 2225002897 | https://www.eppendorf.com/SP-en/
5428000015 | CENT 5430R KEYP, 30x2ML AT-RTR, 230V | 1 | 1 | 7912 | Eppendorf | 5428000015 | https://www.eppendorf.com/SP-en/
5428000210 | CENT 5430R KEYP, WITHOUT ROTOR, 230V | 1 | 1 | 7624.5 | Eppendorf | 5428000210 | https://www.eppendorf.com/SP-en/
5428000414 | CENT 5430R KNOB, 30x2ML AT-RTR, 230V | 1 | 1 | 7912 | Eppendorf | 5428000414 | https://www.eppendorf.com/SP-en/
5428000619 | CENT 5430R KNOB, WITHOUT ROTOR, 230V | 1 | 1 | 7624.5 | Eppendorf | 5428000619 | https://www.eppendorf.com/SP-en/
5401000013 | CENT 5418R, 18x2ML AT-ROTOR, 230V | 1 | 1 | 5296.9 | Eppendorf | 5401000013 | https://www.eppendorf.com/SP-en/
5409000012 | Centrifuge 5427 R 230V/50-60Hz INTERNAT. | 1 | 1 | 6414.7 | Eppendorf | 5409000012 | https://www.eppendorf.com/SP-en/
5409000217 | Centrif. 5427R 230V/50-60Hz+Rotor48, INT | 1 | 1 | 6874.7 | Eppendorf | 5409000217 | https://www.eppendorf.com/SP-en/
5409000535 | Centrif. 5427R 230V/50-60Hz+Rotor30, INT | 1 | 1 | 6763.2 | Eppendorf | 5409000535 | https://www.eppendorf.com/SP-en/
5409000632 | Centrif. 5427R 230V/50-60Hz+Rotor12, INT | 1 | 1 | 6990.9 | Eppendorf | 5409000632 | https://www.eppendorf.com/SP-en/
5452000010 | CENT MINISPIN G, 12x2ML ROTOR,230V | 1 | 1 | 1107.5 | Eppendorf | 5452000010 | https://www.eppendorf.com/SP-en/
5453000015 | CENT MINISP PLUS G, 12x2ML RTR,230V | 1 | 1 | 1438.7 | Eppendorf | 5453000015 | https://www.eppendorf.com/SP-en/
5427000015 | CENT 5430 G,KEYP, WITHOUT ROTOR,230V | 1 | 1 | 3570.8 | Eppendorf | 5427000015 | https://www.eppendorf.com/SP-en/
5427000178 | Cent 5430 G, rotor A-2-MTP, EU | 1 | 1 | 4692 | Eppendorf | 5427000178 | https://www.eppendorf.com/SP-en/
5427000210 | CENT 5430 G,KEYP, 30X2ML AT-RTR,230V | 1 | 1 | 4027.3 | Eppendorf | 5427000210 | https://www.eppendorf.com/SP-en/
5427000415 | CENT 5430 G,KNOB, 30X2ML AT-RTR,230V | 1 | 1 | 4027.3 | Eppendorf | 5427000415 | https://www.eppendorf.com/SP-en/
5427000610 | CENT 5430 G,KNOB, WITHOUT ROTOR,230V | 1 | 1 | 3570.8 | Eppendorf | 5427000610 | https://www.eppendorf.com/SP-en/
5428000010 | CENT 5430R G,KEYP, 30x2ML AT-RTR,230V | 1 | 1 | 7533.7 | Eppendorf | 5428000010 | https://www.eppendorf.com/SP-en/
5428000205 | CENT 5430R G,KEYP, WITHOUT ROTOR,230V | 1 | 1 | 7261.1 | Eppendorf | 5428000205 | https://www.eppendorf.com/SP-en/
5428000410 | CENT 5430R G,KNOB, 30x2ML AT-RTR,230V | 1 | 1 | 7533.7 | Eppendorf | 5428000410 | https://www.eppendorf.com/SP-en/
5428000610 | CENT 5430R G,KNOB, WITHOUT ROTOR,230V | 1 | 1 | 7261.1 | Eppendorf | 5428000610 | https://www.eppendorf.com/SP-en/
5401000010 | CENT 5418R G,18x2ML AT-ROTOR,230V | 1 | 1 | 5043.9 | Eppendorf | 5401000010 | https://www.eppendorf.com/SP-en/
5409000010 | Centrifuge 5427R G,230V/50-60Hz INTERNAT | 1 | 1 | 6110 | Eppendorf | 5409000010 | https://www.eppendorf.com/SP-en/
5409000210 | CENTRIF.5427R G,230V/50-60Hz+Rotor48,INT | 1 | 1 | 6547 | Eppendorf | 5409000210 | https://www.eppendorf.com/SP-en/
5409000530 | CENTRIF.5427R G,230V/50-60Hz+Rotor30,INT | 1 | 1 | 6442.3 | Eppendorf | 5409000530 | https://www.eppendorf.com/SP-en/
5409000630 | CENTRIF.5427R G,230V/50-60Hz+Rotor12,INT | 1 | 1 | 6657.4 | Eppendorf | 5409000630 | https://www.eppendorf.com/SP-en/
5404000010 | CENT 5424R G,KEYP,24X2ML AT-RTR,230V | 1 | 1 | 5716.7 | Eppendorf | 5404000010 | https://www.eppendorf.com/SP-en/
5404000210 | CENT 5424R G,KEYP,WITHOUT RTR,230V | 1 | 1 | 5317.6 | Eppendorf | 5404000210 | https://www.eppendorf.com/SP-en/
5404000410 | CENT 5424R G,KNOB,24X2ML AT-RTR,230V | 1 | 1 | 5716.7 | Eppendorf | 5404000410 | https://www.eppendorf.com/SP-en/
5404000610 | CENT 5424R G,KNOB,WITHOUT RTR,230V | 1 | 1 | 5317.6 | Eppendorf | 5404000610 | https://www.eppendorf.com/SP-en/
5405000115 | Cent 5425 G,Keypad,FA-24x2,230V,INT | 1 | 1 | 2811.8 | Eppendorf | 5405000115 | https://www.eppendorf.com/SP-en/
5405000174 | Cent 5425 G, rotor FA-18x2-Kit, EU | 1 | 1 | 2686.4 | Eppendorf | 5405000174 | https://www.eppendorf.com/SP-en/
5405000310 | Cent 5425 G,Keypad,w/o Rotor,230V,INT | 1 | 1 | 2262.1 | Eppendorf | 5405000310 | https://www.eppendorf.com/SP-en/
5405000514 | Cent 5425 G,Knob,FA-24x2,230V,INT | 1 | 1 | 2811.8 | Eppendorf | 5405000514 | https://www.eppendorf.com/SP-en/
5405000719 | Cent 5425 G,Knob,w/o Rotor,230V,INT | 1 | 1 | 2262.1 | Eppendorf | 5405000719 | https://www.eppendorf.com/SP-en/
5420000113 | Cent 5420 G, Keypad, FA-24x2, 230V,INT | 1 | 1 | 2213.8 | Eppendorf | 5420000113 | https://www.eppendorf.com/SP-en/
5420000318 | Cent 5420 G, Keypad, w/o Rotor, 230V,INT | 1 | 1 | 1795.2 | Eppendorf | 5420000318 | https://www.eppendorf.com/SP-en/
5424000215 | CENT 5424, KEYP, WITHOUT RTR, 230V | 1 | 1 | 2259.8 | Eppendorf | 5424000215 | https://www.eppendorf.com/SP-en/
5424000614 | CENT 5424, KNOB, WITHOUT RTR, 230V | 1 | 1 | 2259.8 | Eppendorf | 5424000614 | https://www.eppendorf.com/SP-en/
2225002900 | Centr. 540400014 keypad.w.Rot. recond. | 1 | 1 | 4566.7 | Eppendorf | 2225002900 | https://www.eppendorf.com/SP-en/
2225002927 | Centr.5404000219 keyp.w/o.Rot recond. | 1 | 1 | 4046.9 | Eppendorf | 2225002927 | https://www.eppendorf.com/SP-en/
5404000014 | CENT 5424R, KEYP, 24X2ML AT-RTR, 230V | 1 | 1 | 6000.7 | Eppendorf | 5404000014 | https://www.eppendorf.com/SP-en/
5404000413 | CENT 5424R, KNOB, 24X2ML AT-RTR, 230V | 1 | 1 | 6000.7 | Eppendorf | 5404000413 | https://www.eppendorf.com/SP-en/
5404000618 | CENT 5424R, KNOB, WITHOUT RTR, 230V | 1 | 1 | 5583.3 | Eppendorf | 5404000618 | https://www.eppendorf.com/SP-en/
5420000016 | Cent 5420, Keypad, FA-24x2, 230V,INT | 1 | 1 | 2333.4 | Eppendorf | 5420000016 | https://www.eppendorf.com/SP-en/
5420000210 | Cent 5420, Keypad, w/o Rotor, 230V,INT | 1 | 1 | 1914.8 | Eppendorf | 5420000210 | https://www.eppendorf.com/SP-en/
5405000018 | Cent 5425,Keypad,FA-24x2,230V,INT | 1 | 1 | 2954.4 | Eppendorf | 5405000018 | https://www.eppendorf.com/SP-en/
5405000212 | Cent 5425,Keypad,w/o Rotor,230V,INT | 1 | 1 | 2381.7 | Eppendorf | 5405000212 | https://www.eppendorf.com/SP-en/
5405000417 | Cent 5425,Knob,FA-24x2,230V,INT | 1 | 1 | 2954.4 | Eppendorf | 5405000417 | https://www.eppendorf.com/SP-en/
5405000611 | Cent 5425,Knob,w/o Rotor,230V,INT | 1 | 1 | 2381.7 | Eppendorf | 5405000611 | https://www.eppendorf.com/SP-en/
5406000119 | Centr. 5425R G, keypad, FA-24x2, 230V | 1 | 1 | 5716.7 | Eppendorf | 5406000119 | https://www.eppendorf.com/SP-en/
5406000313 | Centr. 5425R G, keypad, 230V | 1 | 1 | 5317.6 | Eppendorf | 5406000313 | https://www.eppendorf.com/SP-en/
5406000518 | Centr. 5425R G, knob, FA-24x2, 230V | 1 | 1 | 5716.7 | Eppendorf | 5406000518 | https://www.eppendorf.com/SP-en/
5406000712 | Centr. 5425R G, knob, 230V | 1 | 1 | 5317.6 | Eppendorf | 5406000712 | https://www.eppendorf.com/SP-en/
5406000011 | Centr. 5425R, keypad, FA-24x2, 230V | 1 | 1 | 6000.7 | Eppendorf | 5406000011 | https://www.eppendorf.com/SP-en/
5406000216 | Centr. 5425R, keypad, 230V | 1 | 1 | 5583.3 | Eppendorf | 5406000216 | https://www.eppendorf.com/SP-en/
5406000410 | Centr. 5425R, knob, FA-24x2, 230V | 1 | 1 | 6000.7 | Eppendorf | 5406000410 | https://www.eppendorf.com/SP-en/
5406000615 | Centr. 5425R, knob, 230V | 1 | 1 | 5583.3 | Eppendorf | 5406000615 | https://www.eppendorf.com/SP-en/
5409700006 | ROTOR 12x5ML WITH AT QL LID (5427R) | 1 | 1 | 910.8 | Eppendorf | 5409700006 | https://www.eppendorf.com/SP-en/
5409702009 | ROTOR 24x2ML WITH AT QL LID (5427R) | 1 | 1 | 737.2 | Eppendorf | 5409702009 | https://www.eppendorf.com/SP-en/
5409704001 | ROTOR 24x2ML SPINCOL W/AT QL LID (5427R) | 1 | 1 | 872.9 | Eppendorf | 5409704001 | https://www.eppendorf.com/SP-en/
5409706004 | ROTOR 30x2ML WITH AT QL LID (5427R) | 1 | 1 | 679.7 | Eppendorf | 5409706004 | https://www.eppendorf.com/SP-en/
5409708007 | ROTOR 30x2ML WITH NON-AT LID (5427R) | 1 | 1 | 492.2 | Eppendorf | 5409708007 | https://www.eppendorf.com/SP-en/
5409710001 | ROTOR 48x2ML WITH AT QL LID (5427R) | 1 | 1 | 793.5 | Eppendorf | 5409710001 | https://www.eppendorf.com/SP-en/
5409712004 | ROTOR 48x2ML WITH NON-AT LID (5427R) | 1 | 1 | 575 | Eppendorf | 5409712004 | https://www.eppendorf.com/SP-en/
5409714007 | ROTOR 6x8-TUBE PCR-STRIP W/LID (5427R) | 1 | 1 | 595.7 | Eppendorf | 5409714007 | https://www.eppendorf.com/SP-en/
5409715003 | ROTOR 24x2ML SWINGOUT W/AT QL LID(5427R) | 1 | 1 | 1171.9 | Eppendorf | 5409715003 | https://www.eppendorf.com/SP-en/
5418707005 | ROTOR 18x2ML WITH A-T QUICK LID (5418) | 1 | 1 | 604.9 | Eppendorf | 5418707005 | https://www.eppendorf.com/SP-en/
5418710006 | Replacement kit Rotor FA-45-18-11 | 1 | 1 | 619.9 | Eppendorf | 5418710006 | https://www.eppendorf.com/SP-en/
5424700004 | ROTOR 24x2ML COATED WITH A-T LID (5424) | 1 | 1 | 898.2 | Eppendorf | 5424700004 | https://www.eppendorf.com/SP-en/
5424702007 | ROTOR 24x2ML WITH A-T LID (5424) | 1 | 1 | 711.9 | Eppendorf | 5424702007 | https://www.eppendorf.com/SP-en/
5424704000 | ROTOR 4x8-TUBE PCR-STRIP W/LID (5424) | 1 | 1 | 507.2 | Eppendorf | 5424704000 | https://www.eppendorf.com/SP-en/
5424706002 | ROTOR 18x2ML SPIN COLUMN KIT +LID (5424) | 1 | 1 | 562.4 | Eppendorf | 5424706002 | https://www.eppendorf.com/SP-en/
5425725000 | ROTOR 24X2ML BASIC W/LID (5415D/R) | 1 | 1 | 438.2 | Eppendorf | 5425725000 | https://www.eppendorf.com/SP-en/
5425730004 | ROTOR 36x0.5ML WITH LID (5415D/R) | 1 | 1 | 529 | Eppendorf | 5425730004 | https://www.eppendorf.com/SP-en/
5427700005 | ROTOR 2xMTP PLATE, A-2-MTP (5430) | 1 | 1 | 1369.7 | Eppendorf | 5427700005 | https://www.eppendorf.com/SP-en/
5427705007 | ROTOR 18xCRYO TUBE WITH LID (5430) | 1 | 1 | 496.8 | Eppendorf | 5427705007 | https://www.eppendorf.com/SP-en/
5427710000 | ROTOR 24x2ML HIGH-SPEED W/A-T LID (5430) | 1 | 1 | 705 | Eppendorf | 5427710000 | https://www.eppendorf.com/SP-en/
5427712003 | ROTOR 30x2ML COATED WITH LID (5430) | 1 | 1 | 504.9 | Eppendorf | 5427712003 | https://www.eppendorf.com/SP-en/
5427714006 | ROTOR 8x8-TUBE PCR-STRIP W/LID (5430) | 1 | 1 | 833.8 | Eppendorf | 5427714006 | https://www.eppendorf.com/SP-en/
5427716009 | ROTOR 6x15/50ML,W/LID&ADAP15/50ML (5430) | 1 | 1 | 1369.7 | Eppendorf | 5427716009 | https://www.eppendorf.com/SP-en/
5427739009 | ROTOR 6x15/50ML W/O ADAP W/LID (5430) | 1 | 1 | 976.4 | Eppendorf | 5427739009 | https://www.eppendorf.com/SP-en/
5427750002 | Rotor FA-45-16-17 (5430/R) | 1 | 1 | 910.8 | Eppendorf | 5427750002 | https://www.eppendorf.com/SP-en/
5427752005 | ROTOR 24x2ML SPIN COL W/A-T QL LID(5430) | 1 | 1 | 872.9 | Eppendorf | 5427752005 | https://www.eppendorf.com/SP-en/
5427753001 | ROTOR 30x2ML WITH A-T QUICK LID (5430) | 1 | 1 | 679.7 | Eppendorf | 5427753001 | https://www.eppendorf.com/SP-en/
5427754008 | ROTOR 48x2ML WITH A-T QUICK LID (5430) | 1 | 1 | 793.5 | Eppendorf | 5427754008 | https://www.eppendorf.com/SP-en/
5427755004 | ROTOR 48x2ML WITH LID (5430) | 1 | 1 | 575 | Eppendorf | 5427755004 | https://www.eppendorf.com/SP-en/
5427757007 | ROTOR 24x2ML SWINGOUT W/A-T QL LID(5430) | 1 | 1 | 1171.9 | Eppendorf | 5427757007 | https://www.eppendorf.com/SP-en/
5452720008 | Rotor F45-12-11 for 5453 plus | 1 | 1 | 270.3 | Eppendorf | 5452720008 | https://www.eppendorf.com/SP-en/
5452727007 | ROTOR 2x8-TUBE PCR-STRIP W/LID(MINISPIN) | 1 | 1 | 303.6 | Eppendorf | 5452727007 | https://www.eppendorf.com/SP-en/
5490015002 | ROTOR 30X2ML BASIC W/LID (5417C/R) | 1 | 1 | 453.1 | Eppendorf | 5490015002 | https://www.eppendorf.com/SP-en/
5490025008 | ROTOR 30x2ML WITH A-T LID (5417C/R) | 1 | 1 | 671.6 | Eppendorf | 5490025008 | https://www.eppendorf.com/SP-en/
5490060008 | ROTOR 6x8-TUBE PCR-STRIP (5417C/R) | 1 | 1 | 616.4 | Eppendorf | 5490060008 | https://www.eppendorf.com/SP-en/
5490061004 | ROTOR 24x2ML WITH A-T LID (5417C/R) | 1 | 1 | 742.9 | Eppendorf | 5490061004 | https://www.eppendorf.com/SP-en/
5492008003 | ROTOR 8x2ML SWING-BUCKET W/LID (5417C/R) | 1 | 1 | 739.5 | Eppendorf | 5492008003 | https://www.eppendorf.com/SP-en/
5495400001 | FA-24x2 rotor, Centrifuge 5420 | 1 | 1 | 657.8 | Eppendorf | 5495400001 | https://www.eppendorf.com/SP-en/
5495401008 | Rotor lid, FA-24x2, 5420 | 1 | 1 | 228.9 | Eppendorf | 5495401008 | https://www.eppendorf.com/SP-en/
5495404007 | F-32x0.2 rotor, Centrifuge 5420 | 1 | 1 | 521 | Eppendorf | 5495404007 | https://www.eppendorf.com/SP-en/
5495500006 | Rotor FA-24x2 for Cent 5425/R | 1 | 1 | 714.2 | Eppendorf | 5495500006 | https://www.eppendorf.com/SP-en/
5495501100 | Lid FA-24x2 (Centr 5425/R) | 1 | 1 | 200.1 | Eppendorf | 5495501100 | https://www.eppendorf.com/SP-en/
5495503005 | Rotor FA-24x2-PTFE for Cent 5425/R | 1 | 1 | 909.7 | Eppendorf | 5495503005 | https://www.eppendorf.com/SP-en/
5495504001 | Lid FA-24x2-PTFE (Centr 5425) | 2 | 1 | 217.4 | Eppendorf | 5495504001 | https://www.eppendorf.com/SP-en/
5495504109 | Lid FA-24x2-PTFE (Centr 5425/R) | 1 | 1 | 212.8 | Eppendorf | 5495504109 | https://www.eppendorf.com/SP-en/
5495505008 | Rotor FA-10x5 for Cent 5425/R | 1 | 1 | 909.7 | Eppendorf | 5495505008 | https://www.eppendorf.com/SP-en/
5495506004 | Lid FA-10x5 (Centr 5425) | 2 | 1 | 208.2 | Eppendorf | 5495506004 | https://www.eppendorf.com/SP-en/
5495506101 | Lid FA-10x5 (Centr 5425/R) | 1 | 1 | 203.6 | Eppendorf | 5495506101 | https://www.eppendorf.com/SP-en/
5495507000 | Seal Rot.lid FA-10x5,FA-18x2(5425) | 2 | 1 | 36.6 | Eppendorf | 5495507000 | https://www.eppendorf.com/SP-en/
5495508007 | Rotor FA-18x2-Kit for Cent 5425/R | 1 | 1 | 567 | Eppendorf | 5495508007 | https://www.eppendorf.com/SP-en/
5495509003 | Lid FA-18x2-KIT (Centr 5425) | 2 | 1 | 212.8 | Eppendorf | 5495509003 | https://www.eppendorf.com/SP-en/
5495509100 | Lid FA-18x2-KIT (Centr 5425/R) | 1 | 1 | 208.2 | Eppendorf | 5495509100 | https://www.eppendorf.com/SP-en/
5495510001 | Rotor F-32x0,2-PCR for Cent 5425/R | 1 | 1 | 519.8 | Eppendorf | 5495510001 | https://www.eppendorf.com/SP-en/
5495511008 | Lid F-32x0.2-PCR (Centr 5425/R) | 2 | 1 | 245 | Eppendorf | 5495511008 | https://www.eppendorf.com/SP-en/
5495512004 | Rotor S-96x0,2-PCR for Cent 5425/R | 1 | 1 | 714.2 | Eppendorf | 5495512004 | https://www.eppendorf.com/SP-en/
5495513000 | Buckets S-96x0.2-PCR (Centr 5425/R) | 2 | 1 | 271.4 | Eppendorf | 5495513000 | https://www.eppendorf.com/SP-en/
5495515003 | Seal Rot.lid FA-24x2/-PTFE(5425/R) | 1 | 1 | 35.9 | Eppendorf | 5495515003 | https://www.eppendorf.com/SP-en/
5495516000 | Seal Rot.lid FA-10x5,FA-18x2(5425/R) | 1 | 1 | 35.9 | Eppendorf | 5495516000 | https://www.eppendorf.com/SP-en/
5805000017 | CENTRIFUGE 5804R 230V/50-60Hz | 1 | 1 | 7764.8 | Eppendorf | 5805000017 | https://www.eppendorf.com/SP-en/
5805000327 | Centrifuge 5804 R/230V A-4-44+Adap. | 1 | 1 | 8898.7 | Eppendorf | 5805000327 | https://www.eppendorf.com/SP-en/
5805000629 | Centrifuge 5804 R 230 V S-4-72, 4 B. + A | 1 | 1 | 9779.6 | Eppendorf | 5805000629 | https://www.eppendorf.com/SP-en/
5811000010 | CENTRIFUGE 5810R 230V/50-60Hz | 1 | 1 | 9618.6 | Eppendorf | 5811000010 | https://www.eppendorf.com/SP-en/
5804000013 | CENTRIFUGE 5804 230V/50-60Hz | 1 | 1 | 4371.2 | Eppendorf | 5804000013 | https://www.eppendorf.com/SP-en/
5804000323 | Centrifuge 5804/230V A-4-44 + Adapter | 1 | 1 | 5843.2 | Eppendorf | 5804000323 | https://www.eppendorf.com/SP-en/
5804000528 | Centrifuge 5804 230 V S-4-72, 4 B. + Ad. | 1 | 1 | 7019.6 | Eppendorf | 5804000528 | https://www.eppendorf.com/SP-en/
5810000017 | CENTRIFUGE 5810 230V/50-60Hz | 1 | 1 | 5738.5 | Eppendorf | 5810000017 | https://www.eppendorf.com/SP-en/
5810000327 | Centrifuge 5810/230V A-4-62 + Adapter | 1 | 1 | 7654.4 | Eppendorf | 5810000327 | https://www.eppendorf.com/SP-en/
5810000424 | Centrifuge 5810/230V A-4-81 + Adapter | 1 | 1 | 8605.5 | Eppendorf | 5810000424 | https://www.eppendorf.com/SP-en/
5810000521 | Centrifuge 5810 230 V S-4-104 + Adapt. | 1 | 1 | 9213.8 | Eppendorf | 5810000521 | https://www.eppendorf.com/SP-en/
5810000629 | Centrifuge5810 230V roundtube pack INT. | 1 | 1 | 9213.8 | Eppendorf | 5810000629 | https://www.eppendorf.com/SP-en/
5702000019 | CENTRIF. 5702 230V/50-60Hz ME | 1 | 1 | 2073.5 | Eppendorf | 5702000019 | https://www.eppendorf.com/SP-en/
5702000329 | Centrifuge 5702/230V A-4-38 + Adapter | 1 | 1 | 3409.8 | Eppendorf | 5702000329 | https://www.eppendorf.com/SP-en/
5703000012 | CENTRIFUGE 5702R 230V/50-60Hz | 1 | 1 | 4917.4 | Eppendorf | 5703000012 | https://www.eppendorf.com/SP-en/
5703000322 | Centrifuge 5702R /230V A-4-38+Vacut. | 1 | 1 | 6119.2 | Eppendorf | 5703000322 | https://www.eppendorf.com/SP-en/
5703000420 | Centrif. 5702R /230V A-4-38+Adapt. 15/50 | 1 | 1 | 5969.7 | Eppendorf | 5703000420 | https://www.eppendorf.com/SP-en/
5704000016 | CENTRIFUGE 5702RH 230V/50-60Hz | 1 | 1 | 5558 | Eppendorf | 5704000016 | https://www.eppendorf.com/SP-en/
5805000010 | CENTRIFUGE 5804R G,230V/50-60Hz | 1 | 1 | 7395.7 | Eppendorf | 5805000010 | https://www.eppendorf.com/SP-en/
5805000320 | Centrifuge 5804R G,230V A-4-44+Adap. | 1 | 1 | 8475.5 | Eppendorf | 5805000320 | https://www.eppendorf.com/SP-en/
5805000620 | Centrifuge 5804R G,230 V S-4-72, 4 B.+A | 1 | 1 | 9315 | Eppendorf | 5805000620 | https://www.eppendorf.com/SP-en/
5811000015 | CENTRIFUGE 5810R G,230V/50-60Hz | 1 | 1 | 9159.8 | Eppendorf | 5811000015 | https://www.eppendorf.com/SP-en/
5804000010 | CENTRIFUGE 5804 G,230V/50-60Hz | 1 | 1 | 4161.9 | Eppendorf | 5804000010 | https://www.eppendorf.com/SP-en/
5804000320 | Centrifuge 5804 G,230V A-4-44+Adapter | 1 | 1 | 5563.7 | Eppendorf | 5804000320 | https://www.eppendorf.com/SP-en/
5804000520 | Centrif.5804 G,230 V S-4-72, 4 B.+Ad. | 1 | 1 | 6686.1 | Eppendorf | 5804000520 | https://www.eppendorf.com/SP-en/
5810000010 | CENTRIFUGE 5810 G,230V/50-60Hz | 1 | 1 | 5464.8 | Eppendorf | 5810000010 | https://www.eppendorf.com/SP-en/
5810000320 | Centrifuge 5810 G,230V A-4-62+Adapter | 1 | 1 | 7288.7 | Eppendorf | 5810000320 | https://www.eppendorf.com/SP-en/
5810000420 | Centrifuge 5810 G,230V A-4-81+Adapter | 1 | 1 | 8194.9 | Eppendorf | 5810000420 | https://www.eppendorf.com/SP-en/
5810000525 | Centrifuge 5810 G,230 V S-4-104+Adapt. | 1 | 1 | 8775.7 | Eppendorf | 5810000525 | https://www.eppendorf.com/SP-en/
5810000620 | Centrif.5810 G,230V roundtube pack INT. | 1 | 1 | 8775.7 | Eppendorf | 5810000620 | https://www.eppendorf.com/SP-en/
5702000010 | CENTRIF.5702 G,230V/50-60Hz ME | 1 | 1 | 1974.6 | Eppendorf | 5702000010 | https://www.eppendorf.com/SP-en/
5702000320 | Centrifuge 5702 G,230V A-4-38+Adapter | 1 | 1 | 3246.5 | Eppendorf | 5702000320 | https://www.eppendorf.com/SP-en/
5703000010 | CENTRIFUGE 5702R G,230V/50-60Hz | 1 | 1 | 4682.8 | Eppendorf | 5703000010 | https://www.eppendorf.com/SP-en/
5703000320 | Centrif.5702R G,230V A-4-38+Vacut. | 1 | 1 | 5828.2 | Eppendorf | 5703000320 | https://www.eppendorf.com/SP-en/
5703000425 | Centrif.5702R G,230V A-4-38+Adapt.15/50 | 1 | 1 | 5684.5 | Eppendorf | 5703000425 | https://www.eppendorf.com/SP-en/
5704000010 | CENTRIFUGE 5702RH G,230V/50-60Hz | 1 | 1 | 5292.3 | Eppendorf | 5704000010 | https://www.eppendorf.com/SP-en/
5942000010 | Centrif. 5910R G, without rotor, 230V | 1 | 1 | 10000 | Eppendorf | 5942000010 | https://www.eppendorf.com/SP-en/
5702700002 | Rotor A-8-17 verpackt | 1 | 1 | 293.3 | Eppendorf | 5702700002 | https://www.eppendorf.com/SP-en/
5702704008 | Rotor F-35-30-17 verp.(30Hüls) | 1 | 1 | 718.8 | Eppendorf | 5702704008 | https://www.eppendorf.com/SP-en/
5702705004 | Rotor F-35-30-17 verp.(10Hüls) | 1 | 1 | 478.4 | Eppendorf | 5702705004 | https://www.eppendorf.com/SP-en/
5702720003 | Rotor A-4-38 wrapped | 1 | 1 | 1087.9 | Eppendorf | 5702720003 | https://www.eppendorf.com/SP-en/
5702740004 | Rotor A-4-38 verp(ohne Becher) | 1 | 1 | 593.4 | Eppendorf | 5702740004 | https://www.eppendorf.com/SP-en/
5702746002 | Rotor F-45-24-11 verpackt | 1 | 1 | 435.9 | Eppendorf | 5702746002 | https://www.eppendorf.com/SP-en/
5702747009 | Rotor F-45-18-17 Cryo verp. | 1 | 1 | 500.3 | Eppendorf | 5702747009 | https://www.eppendorf.com/SP-en/
5804709004 | Rotor A-4-44 m.4 Rechteckb.100 | 1 | 1 | 1426 | Eppendorf | 5804709004 | https://www.eppendorf.com/SP-en/
5804715004 | Rotor F 45-30-11 | 1 | 1 | 708.4 | Eppendorf | 5804715004 | https://www.eppendorf.com/SP-en/
5804719000 | Rotor A4-44 m.4Geh.2x50 Falcon | 1 | 1 | 1720.4 | Eppendorf | 5804719000 | https://www.eppendorf.com/SP-en/
5804726006 | Rotor FA-45-30-11 verpackt | 1 | 1 | 878.6 | Eppendorf | 5804726006 | https://www.eppendorf.com/SP-en/
5804727002 | Rotor F34-6-38 kpl. | 1 | 1 | 2001 | Eppendorf | 5804727002 | https://www.eppendorf.com/SP-en/
5804730003 | Trommelrotor T-60-11 kpl. | 1 | 1 | 1610 | Eppendorf | 5804730003 | https://www.eppendorf.com/SP-en/
5804735005 | Rotor F-45-48-PCR verp. | 1 | 1 | 662.4 | Eppendorf | 5804735005 | https://www.eppendorf.com/SP-en/
5804740009 | Rotor A-2-DWP mit 2 DWP-Geh. | 1 | 1 | 1813.6 | Eppendorf | 5804740009 | https://www.eppendorf.com/SP-en/
5804746007 | ROTOR 4x250ML W/BUCKETS,S-4-72 (5804/10) | 1 | 1 | 2205.7 | Eppendorf | 5804746007 | https://www.eppendorf.com/SP-en/
5810709008 | Rotor A-4-62 m.4 Rechteckb.250 | 1 | 1 | 1968.8 | Eppendorf | 5810709008 | https://www.eppendorf.com/SP-en/
5810711002 | Rotor A-4-62 m. 4MTP-Traeg.kpl | 1 | 1 | 1886 | Eppendorf | 5810711002 | https://www.eppendorf.com/SP-en/
5810716004 | Rechteckbecher 250ml verp. 4x | 4 | 1 | 1029.3 | Eppendorf | 5810716004 | https://www.eppendorf.com/SP-en/
5810718007 | Rotor A-4-81 w. 4 rect. buckets 500 ml | 1 | 1 | 2891.1 | Eppendorf | 5810718007 | https://www.eppendorf.com/SP-en/
5810725003 | Rotor A-4-81 m.4MTP-Träg.verp. | 1 | 1 | 2891.1 | Eppendorf | 5810725003 | https://www.eppendorf.com/SP-en/
5810743001 | Rotor A-4-81 ohne Becher/Gehän | 1 | 1 | 1360.5 | Eppendorf | 5810743001 | https://www.eppendorf.com/SP-en/
5820710004 | ROTOR A-2-DWP-AT AEROSOLTIGHT (5810/R) | 1 | 1 | 2476 | Eppendorf | 5820710004 | https://www.eppendorf.com/SP-en/
5820715006 | ROTOR 6x50ML CON. WITH A-T LID (5804/10) | 1 | 1 | 2425.4 | Eppendorf | 5820715006 | https://www.eppendorf.com/SP-en/
5820740000 | ROTOR 4x750ML W/BUCKETS, S-4-104 (5810/R | 1 | 1 | 3129.2 | Eppendorf | 5820740000 | https://www.eppendorf.com/SP-en/
5820754001 | ROTOR 4x750ML W/4 DWP BUCKETS (5810/R) | 1 | 1 | 3129.2 | Eppendorf | 5820754001 | https://www.eppendorf.com/SP-en/
5820755008 | Swing-bucket rotor S-4-104 | 1 | 1 | 1460.5 | Eppendorf | 5820755008 | https://www.eppendorf.com/SP-en/
5820760001 | Rotor FA-45-48-11 (58xx) | 1 | 1 | 1459.4 | Eppendorf | 5820760001 | https://www.eppendorf.com/SP-en/
5820765003 | Fixed-angle rotor FA-45-20-17 (58xx) | 1 | 1 | 1459.4 | Eppendorf | 5820765003 | https://www.eppendorf.com/SP-en/
5820771003 | Rotor F-35-48-17 | 1 | 1 | 718.8 | Eppendorf | 5820771003 | https://www.eppendorf.com/SP-en/
5820772000 | Rotor F-35-48-17 (58xx) | 1 | 1 | 1005.1 | Eppendorf | 5820772000 | https://www.eppendorf.com/SP-en/
5895155006 | Rotor FA-30x2, 5910R | 1 | 1 | 1037.3 | Eppendorf | 5895155006 | https://www.eppendorf.com/SP-en/
5895100007 | Rotor S-4x1000 incl. round buckets | 1 | 1 | 2877.3 | Eppendorf | 5895100007 | https://www.eppendorf.com/SP-en/
5895101003 | Rotor S-4x1000 without buckets | 1 | 1 | 1198.3 | Eppendorf | 5895101003 | https://www.eppendorf.com/SP-en/
5895102000 | Round bucket S-4x1000 4-piece set | 4 | 1 | 1730.8 | Eppendorf | 5895102000 | https://www.eppendorf.com/SP-en/
5895103006 | Round bucket S-4x1000 2-piece set | 2 | 1 | 894.7 | Eppendorf | 5895103006 | https://www.eppendorf.com/SP-en/
5895104002 | Plate/tube bucket S-4x1000 4-piece set | 4 | 1 | 1730.8 | Eppendorf | 5895104002 | https://www.eppendorf.com/SP-en/
5895105009 | Plate/tube bucket S-4x1000 2-piece set | 2 | 1 | 894.7 | Eppendorf | 5895105009 | https://www.eppendorf.com/SP-en/
5895106005 | High-capacity bucket S-4x1000 4piece set | 4 | 1 | 2605.9 | Eppendorf | 5895106005 | https://www.eppendorf.com/SP-en/
5895107001 | High-capacity bucket S-4x1000 2-pieces | 2 | 1 | 1301.8 | Eppendorf | 5895107001 | https://www.eppendorf.com/SP-en/
5895117007 | Rotor S-4x1000 incl. plate/tube buckets | 1 | 1 | 2877.3 | Eppendorf | 5895117007 | https://www.eppendorf.com/SP-en/
5895118003 | Rotor S-4x1000 incl. high-capac. buckets | 1 | 1 | 3461.5 | Eppendorf | 5895118003 | https://www.eppendorf.com/SP-en/
5895190006 | Rotor S-4xUniversal-Large incl. bucket | 1 | 1 | 3555.8 | Eppendorf | 5895190006 | https://www.eppendorf.com/SP-en/
5895192009 | Buckets Rotor S-4xUniversal-Large 4piece | 4 | 1 | 2292 | Eppendorf | 5895192009 | https://www.eppendorf.com/SP-en/
5895120008 | Rotor S-4x750 incl. round buckets | 1 | 1 | 3122.3 | Eppendorf | 5895120008 | https://www.eppendorf.com/SP-en/
5895121004 | Rotor S-4x750 without buckets | 1 | 1 | 1431.8 | Eppendorf | 5895121004 | https://www.eppendorf.com/SP-en/
5895122000 | Round bucket S-4x750 4-piece set | 4 | 1 | 1696.3 | Eppendorf | 5895122000 | https://www.eppendorf.com/SP-en/
5895123007 | Round bucket S-4x750 2-piece set | 2 | 1 | 877.5 | Eppendorf | 5895123007 | https://www.eppendorf.com/SP-en/
5895124003 | Plate bucket S-4x750 4-piece set | 4 | 1 | 1696.3 | Eppendorf | 5895124003 | https://www.eppendorf.com/SP-en/
5895125000 | Plate bucket S-4x750 2-piece set | 2 | 1 | 877.5 | Eppendorf | 5895125000 | https://www.eppendorf.com/SP-en/
5895130003 | Rotor FA-20x5 | 1 | 1 | 1459.4 | Eppendorf | 5895130003 | https://www.eppendorf.com/SP-en/
5895135005 | Rotor FA-48x2 | 1 | 1 | 1459.4 | Eppendorf | 5895135005 | https://www.eppendorf.com/SP-en/
5895150004 | Rotor FA-6x50 | 1 | 1 | 2378.2 | Eppendorf | 5895150004 | https://www.eppendorf.com/SP-en/
5895160000 | Rotor F-48x15, 48 steel sleeves | 1 | 1 | 1037.3 | Eppendorf | 5895160000 | https://www.eppendorf.com/SP-en/
5895170005 | Rotor S-4x500, 4x500mL rect. bucket | 1 | 1 | 2692.2 | Eppendorf | 5895170005 | https://www.eppendorf.com/SP-en/
5895171001 | Rotor S-4x500, without buckets | 1 | 1 | 1334 | Eppendorf | 5895171001 | https://www.eppendorf.com/SP-en/
5895175007 | FA-6x250 rotor, Centrifuge 5910/5920 R | 1 | 1 | 4534.5 | Eppendorf | 5895175007 | https://www.eppendorf.com/SP-en/
5895180000 | Rotor S-4x400,incl. 4x400mL round bucket | 1 | 1 | 2752 | Eppendorf | 5895180000 | https://www.eppendorf.com/SP-en/
5895181007 | Rotor S-4x400, without buckets | 1 | 1 | 1314.5 | Eppendorf | 5895181007 | https://www.eppendorf.com/SP-en/
5895182003 | 400 mL round bucket/rotor S-4x400, 4 pcs | 4 | 1 | 1675.6 | Eppendorf | 5895182003 | https://www.eppendorf.com/SP-en/
5895183000 | 400 mL round bucket/rotor S-4x400, 2 pcs | 2 | 1 | 885.5 | Eppendorf | 5895183000 | https://www.eppendorf.com/SP-en/
5895200001 | Rotor S-4xUniversal, incl. 4 buckets | 1 | 1 | 3708.8 | Eppendorf | 5895200001 | https://www.eppendorf.com/SP-en/
5895201008 | Rotor S-4xUniversal, without buckets | 1 | 1 | 1651.4 | Eppendorf | 5895201008 | https://www.eppendorf.com/SP-en/
5895202004 | Universal Bucket S-4xUniversal, 2 pcs | 2 | 1 | 1053.4 | Eppendorf | 5895202004 | https://www.eppendorf.com/SP-en/
5895203000 | Universal Bucket S-4xUniversal, 4 pcs | 4 | 1 | 2094.2 | Eppendorf | 5895203000 | https://www.eppendorf.com/SP-en/
0113005106 | rotor key | 1 | 1 | 17.9 | Eppendorf | 0113005106 | https://www.eppendorf.com/SP-en/
5895111009 | Cap PL/TB S-4x1000, S-4x750 | 2 | 1 | 217.4 | Eppendorf | 5895111009 | https://www.eppendorf.com/SP-en/
5895176003 | FA-6x250 QuickLock rotor cover | 1 | 1 | 333.5 | Eppendorf | 5895176003 | https://www.eppendorf.com/SP-en/
5895177000 | FA-6x250 gaskets (5X) | 5 | 1 | 199 | Eppendorf | 5895177000 | https://www.eppendorf.com/SP-en/
5910701004 | Adapter, 50mL con. Tubes, S-4x400, 2 pcs | 2 | 1 | 255.3 | Eppendorf | 5910701004 | https://www.eppendorf.com/SP-en/
5910702000 | Adapter, 5/15mL con. Tubes/S-4x400/2 pcs | 2 | 1 | 255.3 | Eppendorf | 5910702000 | https://www.eppendorf.com/SP-en/
5910703007 | Adapter 13x75-100mm tubes S-4x400, 2 pcs | 2 | 1 | 255.3 | Eppendorf | 5910703007 | https://www.eppendorf.com/SP-en/
5910704003 | Adapter 16x75-100mm tubes S-4x400, 2 pcs | 2 | 1 | 255.3 | Eppendorf | 5910704003 | https://www.eppendorf.com/SP-en/
5910705000 | Adapter 250mL for S-4x400, 2 pcs | 2 | 1 | 255.3 | Eppendorf | 5910705000 | https://www.eppendorf.com/SP-en/
5910706006 | Adapter 400mL for S-4x400, 2 pcs | 2 | 1 | 162.2 | Eppendorf | 5910706006 | https://www.eppendorf.com/SP-en/
5910707002 | 400 mL wide-neck bottle (set of 2) | 2 | 1 | 216.2 | Eppendorf | 5910707002 | https://www.eppendorf.com/SP-en/
5910708009 | Adapter 1.5/2.0mL tubes S-4x400,2 pcs | 2 | 1 | 255.3 | Eppendorf | 5910708009 | https://www.eppendorf.com/SP-en/
5910709005 | Adapter 17.5x100mm tubes S-4x400, 2 pcs | 2 | 1 | 255.3 | Eppendorf | 5910709005 | https://www.eppendorf.com/SP-en/
5910711000 | Adapter 12x75mm tubes S-4x400, 2 pcs | 2 | 1 | 255.3 | Eppendorf | 5910711000 | https://www.eppendorf.com/SP-en/
5910712006 | Adapter 50 mL/skirted btm/S-4x400, 2 pcs | 2 | 1 | 255.3 | Eppendorf | 5910712006 | https://www.eppendorf.com/SP-en/
5910714009 | Adapter 175-225mL for S-4x400, 2 pcs | 2 | 1 | 255.3 | Eppendorf | 5910714009 | https://www.eppendorf.com/SP-en/
5910751001 | Adapter 50mL/250mL/Plate S-4xUniv, 2 St | 2 | 1 | 426.7 | Eppendorf | 5910751001 | https://www.eppendorf.com/SP-en/
5910752008 | Adapter 5/15mL/plate for S-4xUniv, 2 pcs | 2 | 1 | 304.8 | Eppendorf | 5910752008 | https://www.eppendorf.com/SP-en/
5910753004 | Plate carrier for S-4xUniversal, 2 pcs | 2 | 1 | 304.8 | Eppendorf | 5910753004 | https://www.eppendorf.com/SP-en/
5910754000 | Adapter 16x75-100mm for S-4xUniv, 2 pcs | 2 | 1 | 304.8 | Eppendorf | 5910754000 | https://www.eppendorf.com/SP-en/
5910755007 | Adapter 13x75-100mm for S-4xUniv, 2 pcs | 2 | 1 | 304.8 | Eppendorf | 5910755007 | https://www.eppendorf.com/SP-en/
5910756003 | Adpter 1000 mL wide-neck bottle (2p.) | 2 | 1 | 304.8 | Eppendorf | 5910756003 | https://www.eppendorf.com/SP-en/
5910757000 | Adapter 750mL for S-4xUniversal, 2 pcs | 2 | 1 | 304.8 | Eppendorf | 5910757000 | https://www.eppendorf.com/SP-en/
5910758006 | Adapter 12x75mm for S-4xUniversal, 2 pcs | 2 | 1 | 304.8 | Eppendorf | 5910758006 | https://www.eppendorf.com/SP-en/
5910760000 | Adapter 500mL for S-4xUniversal, 2 pcs | 2 | 1 | 304.8 | Eppendorf | 5910760000 | https://www.eppendorf.com/SP-en/
5910762003 | Adapter 17.5x100mm for S-4xUniv, 2 pcs | 2 | 1 | 304.8 | Eppendorf | 5910762003 | https://www.eppendorf.com/SP-en/
5910763000 | Adapter 1.5-2mL tubes S-4xUniv, 2 pcs | 2 | 1 | 302 | Eppendorf | 5910763000 | https://www.eppendorf.com/SP-en/
5910764006 | Adapter 50 mL/skirted btm/S-4xUniv/2 pcs | 2 | 1 | 304.8 | Eppendorf | 5910764006 | https://www.eppendorf.com/SP-en/
5910769008 | Adapter 50mL/plate for S-4xUniv, 2 pcs | 2 | 1 | 365.7 | Eppendorf | 5910769008 | https://www.eppendorf.com/SP-en/
5910770006 | 1000 mL wide-neck bottle (set of 2) | 2 | 1 | 216.2 | Eppendorf | 5910770006 | https://www.eppendorf.com/SP-en/
5920700006 | Adapter 1 L wide-neck bottles/RB | 2 | 1 | 304.8 | Eppendorf | 5920700006 | https://www.eppendorf.com/SP-en/
5920701002 | Adapter 600 mL w. conical tubes/RB (2x) | 2 | 1 | 300.2 | Eppendorf | 5920701002 | https://www.eppendorf.com/SP-en/
5920703005 | Adapter 500 mL wide-neck bottles/RB (2x) | 2 | 1 | 300.2 | Eppendorf | 5920703005 | https://www.eppendorf.com/SP-en/
5920705008 | Plate carrier, S-4x1000/PL/TB | 2 | 1 | 304.8 | Eppendorf | 5920705008 | https://www.eppendorf.com/SP-en/
5920706004 | Adapter 13x75-100mm round bottom/PL/TB | 2 | 1 | 304.8 | Eppendorf | 5920706004 | https://www.eppendorf.com/SP-en/
5920707000 | Adapter 16x75-100mm round bottom/PL/TB | 2 | 1 | 304.8 | Eppendorf | 5920707000 | https://www.eppendorf.com/SP-en/
5920708007 | Adapter 17.5x100mm round bottom/PL/TB | 2 | 1 | 304.8 | Eppendorf | 5920708007 | https://www.eppendorf.com/SP-en/
5920709003 | Adapter 50 mL conical tubes, PL/TB | 1 | 1 | 304.8 | Eppendorf | 5920709003 | https://www.eppendorf.com/SP-en/
5920710001 | Adapter 15 mL conical tubes, PL/TB | 2 | 1 | 304.8 | Eppendorf | 5920710001 | https://www.eppendorf.com/SP-en/
5920711008 | Adapter 50 mL conical tubes, PL/TB | 1 | 1 | 304.8 | Eppendorf | 5920711008 | https://www.eppendorf.com/SP-en/
5920712004 | Adapter 15 mL conical tubes, PL/TB | 2 | 1 | 304.8 | Eppendorf | 5920712004 | https://www.eppendorf.com/SP-en/
5920715003 | Adapter 50mL conical /HC buckets | 1 | 1 | 304.8 | Eppendorf | 5920715003 | https://www.eppendorf.com/SP-en/
5920716000 | Adapter 15mL conical /HC buckets | 2 | 1 | 304.8 | Eppendorf | 5920716000 | https://www.eppendorf.com/SP-en/
5920717006 | Adapter 250 mL bottles/HC buckets | 2 | 1 | 304.8 | Eppendorf | 5920717006 | https://www.eppendorf.com/SP-en/
5920718002 | Adapter 13x75-100mm round-bo tub/HC buck | 2 | 1 | 304.8 | Eppendorf | 5920718002 | https://www.eppendorf.com/SP-en/
5920720007 | Adapter 16x75-100mm round-bo tub/HC buck | 2 | 1 | 304.8 | Eppendorf | 5920720007 | https://www.eppendorf.com/SP-en/
5920722000 | Adapter 17.5x100mm round-bo tube/HC buck | 2 | 1 | 304.8 | Eppendorf | 5920722000 | https://www.eppendorf.com/SP-en/
5920724002 | Adapter 5mL FACS S-4x1000, 2 pcs | 2 | 1 | 309.4 | Eppendorf | 5920724002 | https://www.eppendorf.com/SP-en/
5920729004 | Plate carrier, S-4x1000/HC | 2 | 1 | 304.8 | Eppendorf | 5920729004 | https://www.eppendorf.com/SP-en/
5920737007 | Plate carrier f.S-4xUniversal-Large | 2 | 1 | 304.8 | Eppendorf | 5920737007 | https://www.eppendorf.com/SP-en/
5920738003 | Adapter f.tubes 16x100mm S-4xUniversal-L | 2 | 1 | 304.8 | Eppendorf | 5920738003 | https://www.eppendorf.com/SP-en/
5920739000 | Adapter f.tubes 13x100mm S-4xUniversal-L | 2 | 1 | 304.8 | Eppendorf | 5920739000 | https://www.eppendorf.com/SP-en/
5920740008 | Adapter 2x250 mL S-4xUniversal-L | 2 | 1 | 304.8 | Eppendorf | 5920740008 | https://www.eppendorf.com/SP-en/
5920741004 | Adapter 750ml S-4xUniversal-Large | 2 | 1 | 304.8 | Eppendorf | 5920741004 | https://www.eppendorf.com/SP-en/
5920742000 | Adapter 5mL FACS S-4xUniversal-L | 2 | 1 | 304.8 | Eppendorf | 5920742000 | https://www.eppendorf.com/SP-en/
5920743007 | Adapter 30mL conical for S-4xUniversal-L | 2 | 1 | 304.8 | Eppendorf | 5920743007 | https://www.eppendorf.com/SP-en/
5920744003 | Adapter 500mL conical f.S-4xUniversal-L | 2 | 1 | 304.8 | Eppendorf | 5920744003 | https://www.eppendorf.com/SP-en/
5920745000 | Adapter 500ml S-4xUniversal-Large | 2 | 1 | 304.8 | Eppendorf | 5920745000 | https://www.eppendorf.com/SP-en/
5920746006 | Adapter 17.5x100mm tube S-4xUniversal-L | 2 | 1 | 304.8 | Eppendorf | 5920746006 | https://www.eppendorf.com/SP-en/
5920747002 | Adapter 1.5-2mL tubes S-4xUniversal-L | 2 | 1 | 304.8 | Eppendorf | 5920747002 | https://www.eppendorf.com/SP-en/
5920748009 | Adapter 50mL skirted f.S-4xUniversal-L | 2 | 1 | 304.8 | Eppendorf | 5920748009 | https://www.eppendorf.com/SP-en/
5920749005 | Adapter Microfluidic Cards S-4xUnivers-L | 2 | 1 | 304.8 | Eppendorf | 5920749005 | https://www.eppendorf.com/SP-en/
5920750003 | Adapter 250mL conical f.S-4xUniversal-L | 2 | 1 | 304.8 | Eppendorf | 5920750003 | https://www.eppendorf.com/SP-en/
5920751000 | Adapter 14mL tube S-4xUniversal-L | 2 | 1 | 304.8 | Eppendorf | 5920751000 | https://www.eppendorf.com/SP-en/
5920752006 | Aerosol-tight caps S-4xUniversal-L | 2 | 1 | 217.4 | Eppendorf | 5920752006 | https://www.eppendorf.com/SP-en/
5920753002 | Adapter 50 mL Oak Ridge S-4xUniversal-L | 2 | 1 | 304.8 | Eppendorf | 5920753002 | https://www.eppendorf.com/SP-en/
5920755005 | Adapter 50/250mL/Plate S-4xUniv-L, 2 pcs | 2 | 1 | 418.6 | Eppendorf | 5920755005 | https://www.eppendorf.com/SP-en/
5920756001 | Adapter 25/50mL/plate S-4xUniv-L, 2 pcs | 2 | 1 | 358.8 | Eppendorf | 5920756001 | https://www.eppendorf.com/SP-en/
5920757008 | Adapter 5/15mL/Plate S-4xUniv-L, 2 pcs | 2 | 1 | 299 | Eppendorf | 5920757008 | https://www.eppendorf.com/SP-en/
5920760009 | FA-6x250 adapter for 50ml conical tubes | 2 | 1 | 304.8 | Eppendorf | 5920760009 | https://www.eppendorf.com/SP-en/
5920761005 | FA-6x250 adapter for 15ml conical tubes | 2 | 1 | 304.8 | Eppendorf | 5920761005 | https://www.eppendorf.com/SP-en/
5920762001 | FA-6x250 adap. for Ø16mm dish-bott. ves. | 2 | 1 | 304.8 | Eppendorf | 5920762001 | https://www.eppendorf.com/SP-en/
5920763008 | FA-6x250 adap. for Ø13mm dish-bott. ves. | 2 | 1 | 304.8 | Eppendorf | 5920763008 | https://www.eppendorf.com/SP-en/
5920764004 | FA-6x250 adap. Ø17.5mm dish-bott. ves. | 2 | 1 | 304.8 | Eppendorf | 5920764004 | https://www.eppendorf.com/SP-en/
5920765000 | FA-6x250 adap. for Ø12mm dish-bott. ves. | 2 | 1 | 304.8 | Eppendorf | 5920765000 | https://www.eppendorf.com/SP-en/
5920766007 | FA-6x250 Ad. conical skirt-bottom tubes | 2 | 1 | 304.8 | Eppendorf | 5920766007 | https://www.eppendorf.com/SP-en/
5920767003 | FA-6x250 adapter 30ml Oak Ridge tubes | 2 | 1 | 304.8 | Eppendorf | 5920767003 | https://www.eppendorf.com/SP-en/
5920768000 | FA-6x250 adapt. for 85ml Oak Ridge tubes | 2 | 1 | 304.8 | Eppendorf | 5920768000 | https://www.eppendorf.com/SP-en/
5920769006 | FA-6x250 adapt. for 10ml Oak Ridge tubes | 2 | 1 | 304.8 | Eppendorf | 5920769006 | https://www.eppendorf.com/SP-en/
5920770004 | FA-6x250 adapter 16mL Oak Ridge tubes | 2 | 1 | 304.8 | Eppendorf | 5920770004 | https://www.eppendorf.com/SP-en/
5920771000 | FA-6x250 adapter 50 mL Oak Ridge tubes | 2 | 1 | 304.8 | Eppendorf | 5920771000 | https://www.eppendorf.com/SP-en/
5301316005 | ROTOR SPACER F/STACKING CONC/VACUF RTRS | 1 | 1 | 29.8 | Eppendorf | 5301316005 | https://www.eppendorf.com/SP-en/
5399000167 | Upgrading kit con-centrator/complete sys | 1 | 1 | 4537.9 | Eppendorf | 5399000167 | https://www.eppendorf.com/SP-en/
5409701002 | LID FOR 12x5ML AT QL ROTOR (5427R) | 1 | 1 | 243.8 | Eppendorf | 5409701002 | https://www.eppendorf.com/SP-en/
5409703005 | LID FOR 24x2ML AT QL ROTOR (5427R) | 1 | 1 | 243.8 | Eppendorf | 5409703005 | https://www.eppendorf.com/SP-en/
5409705008 | LID FOR 24x2ML SPIN COL AT ROTOR (5427R) | 1 | 1 | 201.3 | Eppendorf | 5409705008 | https://www.eppendorf.com/SP-en/
5409707000 | LID FOR 30x2ML AT QL ROTOR (5427R) | 1 | 1 | 243.8 | Eppendorf | 5409707000 | https://www.eppendorf.com/SP-en/
5409709003 | LID FOR 30x2ML NON-AT ROTOR (5427R) | 1 | 1 | 154.1 | Eppendorf | 5409709003 | https://www.eppendorf.com/SP-en/
5409711008 | LID FOR 48x2ML A-T QL ROTOR (5427R) | 1 | 1 | 257.6 | Eppendorf | 5409711008 | https://www.eppendorf.com/SP-en/
5409713000 | LID FOR 48x2ML NON-AT ROTOR (5427R) | 1 | 1 | 154.1 | Eppendorf | 5409713000 | https://www.eppendorf.com/SP-en/
5409716000 | SPARE SEALS F/LID 12x5ML AT,5 PCS(5427R) | 5 | 1 | 199 | Eppendorf | 5409716000 | https://www.eppendorf.com/SP-en/
5409717006 | SPARE SEALS F/24x2(5427R)&16x5(5430),5PC | 5 | 1 | 199 | Eppendorf | 5409717006 | https://www.eppendorf.com/SP-en/
5409718002 | Spare seal for rotor (5x) | 5 | 1 | 199 | Eppendorf | 5409718002 | https://www.eppendorf.com/SP-en/
5409719009 | SPARE SEALS F/24x2ML SWINGOUT,5PCS(5427R | 5 | 1 | 216.2 | Eppendorf | 5409719009 | https://www.eppendorf.com/SP-en/
5409720007 | LID F/24x2ML SWINGOUT ROTOR (5427R) | 1 | 1 | 285.2 | Eppendorf | 5409720007 | https://www.eppendorf.com/SP-en/
5409721003 | BUCKET F/24x2ML SWINGOUT, 2 PCS (5427R) | 2 | 1 | 94.5 | Eppendorf | 5409721003 | https://www.eppendorf.com/SP-en/
5416301001 | ROTOR KEY (5mm), FOR 5417,18,24,27,30 | 1 | 1 | 6.7 | Eppendorf | 5416301001 | https://www.eppendorf.com/SP-en/
5418708001 | LID FOR 18x2ML A-T QUICK ROTOR (5418/R) | 1 | 1 | 216.2 | Eppendorf | 5418708001 | https://www.eppendorf.com/SP-en/
5418709008 | Seal f/rtr lid FA-45-18-11, 5 pcs (5418R | 5 | 1 | 97.9 | Eppendorf | 5418709008 | https://www.eppendorf.com/SP-en/
5424701000 | LID FOR 24x2ML COATED A-T ROTOR (5424) | 1 | 1 | 318.6 | Eppendorf | 5424701000 | https://www.eppendorf.com/SP-en/
5424703003 | LID FOR 24x2ML A-T ROTOR (5424) | 1 | 1 | 247.3 | Eppendorf | 5424703003 | https://www.eppendorf.com/SP-en/
5424707009 | LID FOR 18x2ML SPIN COLUMN ROTOR (5424) | 1 | 1 | 247.3 | Eppendorf | 5424707009 | https://www.eppendorf.com/SP-en/
5424708005 | LID FOR 4x8-TUBE PCR-STRIP ROTOR (5424) | 1 | 1 | 247.3 | Eppendorf | 5424708005 | https://www.eppendorf.com/SP-en/
5425350015 | ROTOR KEY 5415D | 1 | 1 | 6 | Eppendorf | 5425350015 | https://www.eppendorf.com/SP-en/
5425701004 | LID FOR 24X2ML RTR, PLASTIC (5415D/R) | 1 | 1 | 40.9 | Eppendorf | 5425701004 | https://www.eppendorf.com/SP-en/
5425715005 | ADAPTER 0.2ML PCR F/2ML ROTORS PK/6 | 6 | 1 | 16 | Eppendorf | 5425715005 | https://www.eppendorf.com/SP-en/
5425716001 | ADAP 0.5ML&MICROTAINER F/2ML ROTORS PK/6 | 6 | 1 | 16 | Eppendorf | 5425716001 | https://www.eppendorf.com/SP-en/
5425717008 | ADAPTER 0.4ML FOR 2ML ROTORS PK/6 | 6 | 1 | 16 | Eppendorf | 5425717008 | https://www.eppendorf.com/SP-en/
5425723008 | ADAPTER 0.2ML PCR F/0.5ML ROTORS PK/6 | 6 | 1 | 16 | Eppendorf | 5425723008 | https://www.eppendorf.com/SP-en/
5425733003 | LID FOR 36x0.5ML ROTOR, PLASTIC (5415D/R | 1 | 1 | 47.6 | Eppendorf | 5425733003 | https://www.eppendorf.com/SP-en/
5425740000 | LID FOR 24x2ML A-T ROTOR (5415D/R) | 1 | 1 | 227.7 | Eppendorf | 5425740000 | https://www.eppendorf.com/SP-en/
5427702008 | Zwischenplatte (2x) E.T. | 2 | 1 | 32.9 | Eppendorf | 5427702008 | https://www.eppendorf.com/SP-en/
5427704000 | LID FOR 24x2ML SPIN COL A-T ROTOR (5430) | 1 | 1 | 203.6 | Eppendorf | 5427704000 | https://www.eppendorf.com/SP-en/
5427707000 | LID FOR 18xCRYO TUBE ROTOR (5430) | 1 | 1 | 156.4 | Eppendorf | 5427707000 | https://www.eppendorf.com/SP-en/
5427708006 | ADAP HPLC F/18xCRYO ROTOR (5430) PK/18 | 18 | 1 | 138 | Eppendorf | 5427708006 | https://www.eppendorf.com/SP-en/
5427711007 | LID FOR 24x2ML HIGH-SPEED A-T RTR (5430) | 1 | 1 | 246.1 | Eppendorf | 5427711007 | https://www.eppendorf.com/SP-en/
5427715002 | LID FOR 6x15/50ML TUBES ROTOR (5430) | 1 | 1 | 230 | Eppendorf | 5427715002 | https://www.eppendorf.com/SP-en/
5427717005 | ADAPTER F/PCR STRIP ROTOR PK/4 (5430) | 4 | 1 | 184 | Eppendorf | 5427717005 | https://www.eppendorf.com/SP-en/
5427718001 | LID FOR 30x2ML COATED ROTOR (5430) | 1 | 1 | 156.4 | Eppendorf | 5427718001 | https://www.eppendorf.com/SP-en/
5427719008 | LID FOR 30x2ML COATED A-T ROTOR (5430) | 1 | 1 | 246.1 | Eppendorf | 5427719008 | https://www.eppendorf.com/SP-en/
5427720006 | LID FOR 8x8-TUBE PCR-STRIP ROTOR (5430) | 1 | 1 | 156.4 | Eppendorf | 5427720006 | https://www.eppendorf.com/SP-en/
5427722009 | BUCKET MICROPLATE F/A-2-MTP PK/2 (5430) | 2 | 1 | 511.8 | Eppendorf | 5427722009 | https://www.eppendorf.com/SP-en/
5427723005 | ADAP 1XCENTRIPREP F/6x15/50 PK/2 (5430) | 6 | 1 | 147.2 | Eppendorf | 5427723005 | https://www.eppendorf.com/SP-en/
5427725008 | Oberschale verp.f.A-2-MTP E.T. | 1 | 1 | 223.1 | Eppendorf | 5427725008 | https://www.eppendorf.com/SP-en/
5427726004 | ADAP 1X15ML CON F/6x15/50 PK/2 (5430) | 2 | 1 | 90.3 | Eppendorf | 5427726004 | https://www.eppendorf.com/SP-en/
5427727000 | ADAP 1X50ML CON F/6x15/50 PK/2 (5430) | 2 | 1 | 53.6 | Eppendorf | 5427727000 | https://www.eppendorf.com/SP-en/
5427730001 | Torque wrench FA-45-24-11-HS E.T., 5430 | 1 | 1 | 74.3 | Eppendorf | 5427730001 | https://www.eppendorf.com/SP-en/
5427731008 | ADAP 13MM RND, F/SMALL BORE, PK/2 (5430) | 2 | 1 | 98.8 | Eppendorf | 5427731008 | https://www.eppendorf.com/SP-en/
5427732004 | ADAP 16MM RND, F/SMALL BORE, PK/2 (5430) | 2 | 1 | 98.8 | Eppendorf | 5427732004 | https://www.eppendorf.com/SP-en/
5427733000 | ADAP 13MM RND, F/LARGE BORE, PK/2 (5430) | 2 | 1 | 98.8 | Eppendorf | 5427733000 | https://www.eppendorf.com/SP-en/
5427734007 | ADAP 16MM RND, F/LARGE BORE, PK/2 (5430) | 2 | 1 | 98.8 | Eppendorf | 5427734007 | https://www.eppendorf.com/SP-en/
5427735003 | ADAP 17MM RND, F/SMALL BORE, PK/2 (5430) | 2 | 1 | 98.8 | Eppendorf | 5427735003 | https://www.eppendorf.com/SP-en/
5427736000 | ADAP 30ml RND, F/LARGE BORE, PK/2 (5430) | 2 | 1 | 80 | Eppendorf | 5427736000 | https://www.eppendorf.com/SP-en/
5427737006 | ADAP 50ml RND, F/LARGE BORE, PK/2 (5430) | 2 | 1 | 80 | Eppendorf | 5427737006 | https://www.eppendorf.com/SP-en/
5427738002 | ADAP 17MM RND, F/LARGE BORE, PK/2 (5430) | 2 | 1 | 98.8 | Eppendorf | 5427738002 | https://www.eppendorf.com/SP-en/
5427740007 | ADAP BLOODTUBE SHORT F/SMALL BORE (5430) | 2 | 1 | 97.6 | Eppendorf | 5427740007 | https://www.eppendorf.com/SP-en/
5427741003 | ADAP BLOODTUBE LONG F/SMALL BORE (5430) | 2 | 1 | 97.6 | Eppendorf | 5427741003 | https://www.eppendorf.com/SP-en/
5427742000 | ADAP BLOODTUBE SHORT F/LARGE BORE (5430) | 2 | 1 | 97.6 | Eppendorf | 5427742000 | https://www.eppendorf.com/SP-en/
5427743006 | ADAP BLOODTUBE LONG F/LARGE BORE (5430) | 2 | 1 | 97.6 | Eppendorf | 5427743006 | https://www.eppendorf.com/SP-en/
5427746005 | Adapter 1x5ml Eppi D22, F-35-6-30 (2x) | 2 | 1 | 97.6 | Eppendorf | 5427746005 | https://www.eppendorf.com/SP-en/
5427747001 | Adapter 1x5ml Eppi D33, F-35-6-30 (2x) | 2 | 1 | 97.6 | Eppendorf | 5427747001 | https://www.eppendorf.com/SP-en/
5427751009 | LID FOR 16x5ML TUBE ROTOR (5430) | 1 | 1 | 243.8 | Eppendorf | 5427751009 | https://www.eppendorf.com/SP-en/
5427756000 | LID FOR 48x2ML ROTOR, PLASTIC (5430) | 1 | 1 | 154.1 | Eppendorf | 5427756000 | https://www.eppendorf.com/SP-en/
5427758003 | LID F/24x2ML SWINGOUT A-T QL ROTOR(5430) | 1 | 1 | 285.2 | Eppendorf | 5427758003 | https://www.eppendorf.com/SP-en/
5427760008 | LID F/24x2ML SPIN COL A-T QL ROTOR(5430) | 1 | 1 | 201.3 | Eppendorf | 5427760008 | https://www.eppendorf.com/SP-en/
5427761004 | LID F/30x2ML A-T QL ROTOR (5430) | 1 | 1 | 243.8 | Eppendorf | 5427761004 | https://www.eppendorf.com/SP-en/
5427762000 | LID F/48x2ML A-T QL ROTOR (5430) | 1 | 1 | 257.6 | Eppendorf | 5427762000 | https://www.eppendorf.com/SP-en/
5428850280 | USB cable, type A/B, length 3 m | 1 | 1 | 37.4 | Eppendorf | 5428850280 | https://www.eppendorf.com/SP-en/
5428850418 | Condensation tray 5430R | 1 | 1 | 37.1 | Eppendorf | 5428850418 | https://www.eppendorf.com/SP-en/
5452702000 | LID FOR 12x2ML ROTOR, METAL (MINISPIN) | 1 | 1 | 91.5 | Eppendorf | 5452702000 | https://www.eppendorf.com/SP-en/
5452730008 | Rotordeckel F-55-16-5-PCR E.T. | 1 | 1 | 91.5 | Eppendorf | 5452730008 | https://www.eppendorf.com/SP-en/
5490004302 | LID FOR 30x2ML BASIC ROTOR (5417C/R) | 1 | 1 | 139.2 | Eppendorf | 5490004302 | https://www.eppendorf.com/SP-en/
5490025806 | LID FOR 30x2ML A-T ROTOR (5417C/R) | 1 | 1 | 98.2 | Eppendorf | 5490025806 | https://www.eppendorf.com/SP-en/
5490063007 | LID FOR 24x2ML A-T ROTOR (5417C/R) | 1 | 1 | 227.7 | Eppendorf | 5490063007 | https://www.eppendorf.com/SP-en/
5492008810 | Buckets, rotors A-12-11&A-8-11 (8x) | 8 | 1 | 48.3 | Eppendorf | 5492008810 | https://www.eppendorf.com/SP-en/
5496102004 | Forensic - Adapter | 1 | 1 | 216.2 | Eppendorf | 5496102004 | https://www.eppendorf.com/SP-en/
5702701009 | Rubber mats 15ml tubes rotor A-8-17 (8x) | 8 | 1 | 18.6 | Eppendorf | 5702701009 | https://www.eppendorf.com/SP-en/
5702702005 | Adap. 15ml Falcon tubes rotor A-8-17(8x) | 8 | 1 | 79.4 | Eppendorf | 5702702005 | https://www.eppendorf.com/SP-en/
5702706000 | Adap. 15ml Falcon tubes F-35-30-17 (10x) | 10 | 1 | 97.9 | Eppendorf | 5702706000 | https://www.eppendorf.com/SP-en/
5702707007 | Steel sleeves 15ml rotor F-35-30-17(10x) | 10 | 1 | 162.2 | Eppendorf | 5702707007 | https://www.eppendorf.com/SP-en/
5702708003 | Rubber mats 15ml tubes F-35-30-17(10x) | 10 | 1 | 24.3 | Eppendorf | 5702708003 | https://www.eppendorf.com/SP-en/
5702709000 | Rect. buckets 90ml, rotor A-4-38 (4x) | 4 | 1 | 369.2 | Eppendorf | 5702709000 | https://www.eppendorf.com/SP-en/
5702710008 | Adapter 10x7ml verpackt (2x) | 2 | 1 | 93 | Eppendorf | 5702710008 | https://www.eppendorf.com/SP-en/
5702711004 | Adapter 8x9ml verpackt (2x) | 2 | 1 | 93 | Eppendorf | 5702711004 | https://www.eppendorf.com/SP-en/
5702712000 | Adapter 6x15ml verpackt (2x) | 2 | 1 | 65.4 | Eppendorf | 5702712000 | https://www.eppendorf.com/SP-en/
5702713007 | Adapter 4x20ml verpackt (2x) | 2 | 1 | 93 | Eppendorf | 5702713007 | https://www.eppendorf.com/SP-en/
5702716006 | Adapter 2x25ml verpackt (2x) | 2 | 1 | 93 | Eppendorf | 5702716006 | https://www.eppendorf.com/SP-en/
5702717002 | Adapter 1x25ml wrapped (2x) | 2 | 1 | 101.8 | Eppendorf | 5702717002 | https://www.eppendorf.com/SP-en/
5702718009 | Adapter 1x85/100ml wrapped (2x) | 2 | 1 | 101.8 | Eppendorf | 5702718009 | https://www.eppendorf.com/SP-en/
5702719005 | Adapter 4x7ml wrapped Vacut. (2x) | 2 | 1 | 182.9 | Eppendorf | 5702719005 | https://www.eppendorf.com/SP-en/
5702721000 | Cap 85/100ml wrapped (2x) | 2 | 1 | 65.4 | Eppendorf | 5702721000 | https://www.eppendorf.com/SP-en/
5702722006 | Round bucket 85/100ml wrapped (4x) | 4 | 1 | 613 | Eppendorf | 5702722006 | https://www.eppendorf.com/SP-en/
5702723002 | Adapter 2x15ml Falc. wrapped (2x) | 2 | 1 | 182.9 | Eppendorf | 5702723002 | https://www.eppendorf.com/SP-en/
5702724009 | Adapter 4x15ml wrapped (2x) | 2 | 1 | 182.9 | Eppendorf | 5702724009 | https://www.eppendorf.com/SP-en/
5702732001 | Adapter 1x15ml Falcon wrapped (2x) | 2 | 1 | 101.8 | Eppendorf | 5702732001 | https://www.eppendorf.com/SP-en/
5702733008 | Adapter 5ml Eppi for A-4-38 (2x) | 2 | 1 | 91.5 | Eppendorf | 5702733008 | https://www.eppendorf.com/SP-en/
5702734004 | Adapter 1x50ml Falc wrapped (2x) | 2 | 1 | 101.8 | Eppendorf | 5702734004 | https://www.eppendorf.com/SP-en/
5702735000 | Adapter 4x10ml wrapped Vacut.(2x) | 2 | 1 | 182.9 | Eppendorf | 5702735000 | https://www.eppendorf.com/SP-en/
5702736007 | Adapter 5x1.4ml wrapped (2x) | 2 | 1 | 182.9 | Eppendorf | 5702736007 | https://www.eppendorf.com/SP-en/
5702737003 | Adapter 5x7ml wrapped (2x) | 2 | 1 | 182.9 | Eppendorf | 5702737003 | https://www.eppendorf.com/SP-en/
5702741000 | 20 rubber mats for adapter 5702 737.003 | 20 | 1 | 35.3 | Eppendorf | 5702741000 | https://www.eppendorf.com/SP-en/
5702742007 | 20 rubber mats for adapter 5702 735.000 | 20 | 1 | 35.3 | Eppendorf | 5702742007 | https://www.eppendorf.com/SP-en/
5702745006 | Adapter 4x1,5/2ml wrapped (2x) | 2 | 1 | 189.8 | Eppendorf | 5702745006 | https://www.eppendorf.com/SP-en/
5702752002 | Adapter Rd13mm verpackt (6x) | 6 | 1 | 73.9 | Eppendorf | 5702752002 | https://www.eppendorf.com/SP-en/
5702759007 | Rubber mats for adapter 5702724009 (16x) | 16 | 1 | 35.3 | Eppendorf | 5702759007 | https://www.eppendorf.com/SP-en/
5702761001 | Round buckets 85/100ml f. rot.A-4-38(2x) | 2 | 1 | 325.5 | Eppendorf | 5702761001 | https://www.eppendorf.com/SP-en/
5702762008 | Rect. buckets 90ml, rotor A-4-38 (2x) | 2 | 1 | 195.5 | Eppendorf | 5702762008 | https://www.eppendorf.com/SP-en/
5702763004 | Adapter 9xD12 for A-4-38 (2x) | 2 | 1 | 91.5 | Eppendorf | 5702763004 | https://www.eppendorf.com/SP-en/
5703350102 | Captain Eppi (1 St) | 1 | 1 | 18.9 | Eppendorf | 5703350102 | https://www.eppendorf.com/SP-en/
5804706005 | Gehaenge 2x50ml (4 St) | 4 | 1 | 616.4 | Eppendorf | 5804706005 | https://www.eppendorf.com/SP-en/
5804712005 | Kappe 100 f. Rechteckb. (2 St) | 2 | 1 | 119.6 | Eppendorf | 5804712005 | https://www.eppendorf.com/SP-en/
5804715403 | Aluminium-spare lid F-45-30-11 | 1 | 1 | 96.8 | Eppendorf | 5804715403 | https://www.eppendorf.com/SP-en/
5804717007 | Falcon adapter 2x15/100 (2x) | 2 | 1 | 157.6 | Eppendorf | 5804717007 | https://www.eppendorf.com/SP-en/
5804718003 | Falcon adapter 1x50/100 (2)x | 2 | 1 | 157.6 | Eppendorf | 5804718003 | https://www.eppendorf.com/SP-en/
5804720008 | Rotorstaender kpl. | 1 | 1 | 83.4 | Eppendorf | 5804720008 | https://www.eppendorf.com/SP-en/
5804727509 | Rotor lid (F34-6-38) | 1 | 1 | 188.6 | Eppendorf | 5804727509 | https://www.eppendorf.com/SP-en/
5804728009 | Formeins. 50ml Falc verp.(8x) | 8 | 1 | 60.8 | Eppendorf | 5804728009 | https://www.eppendorf.com/SP-en/
5804731000 | Adapter 10x2,2ml kpl. (6x) | 6 | 1 | 223.1 | Eppendorf | 5804731000 | https://www.eppendorf.com/SP-en/
5804732006 | Adapter 20x0,4ml kpl. (6x) | 6 | 1 | 223.1 | Eppendorf | 5804732006 | https://www.eppendorf.com/SP-en/
5804736001 | Rotor lid (aluminium) FA-45-30-11 | 1 | 1 | 196.7 | Eppendorf | 5804736001 | https://www.eppendorf.com/SP-en/
5804737008 | Adapter 1x50ml Falcon (8x) | 8 | 1 | 104.2 | Eppendorf | 5804737008 | https://www.eppendorf.com/SP-en/
5804738004 | Adapter 3x7ml (75mm), 2 pcs. | 2 | 1 | 105.8 | Eppendorf | 5804738004 | https://www.eppendorf.com/SP-en/
5804739000 | Adapter 3x7ml (95mm), 2 pcs. | 2 | 1 | 105.8 | Eppendorf | 5804739000 | https://www.eppendorf.com/SP-en/
5804741005 | Rechteckbecher 100ml verp 4x | 4 | 1 | 879.8 | Eppendorf | 5804741005 | https://www.eppendorf.com/SP-en/
5804742001 | 2xMTP-buckets for rotor A-2-MTP | 1 | 1 | 452 | Eppendorf | 5804742001 | https://www.eppendorf.com/SP-en/
5804743008 | DWP-Gehänge verp. 2x | 2 | 1 | 509.5 | Eppendorf | 5804743008 | https://www.eppendorf.com/SP-en/
5804747003 | BUCKET 250ML RND F/S-4-72 PK/4 (5804/10) | 4 | 1 | 1014.3 | Eppendorf | 5804747003 | https://www.eppendorf.com/SP-en/
5804750004 | Adapter 14x5ml, (2St) verp. | 2 | 1 | 147.2 | Eppendorf | 5804750004 | https://www.eppendorf.com/SP-en/
5804751000 | Adapter 12x2ml, verp. | 2 | 1 | 147.2 | Eppendorf | 5804751000 | https://www.eppendorf.com/SP-en/
5804752007 | Adapter 9x7ml, verp. | 2 | 1 | 151.8 | Eppendorf | 5804752007 | https://www.eppendorf.com/SP-en/
5804753003 | Adapter 7x15ml, verp. | 2 | 1 | 151.8 | Eppendorf | 5804753003 | https://www.eppendorf.com/SP-en/
5804754000 | Adapter 6x17ml, verp. | 2 | 1 | 151.8 | Eppendorf | 5804754000 | https://www.eppendorf.com/SP-en/
5804755006 | Adapter 4x15ml Falcon | 2 | 1 | 157.6 | Eppendorf | 5804755006 | https://www.eppendorf.com/SP-en/
5804756002 | Adapter 4x18ml, verp. | 2 | 1 | 147.2 | Eppendorf | 5804756002 | https://www.eppendorf.com/SP-en/
5804757009 | Adapter 2x30ml, verp. | 2 | 1 | 147.2 | Eppendorf | 5804757009 | https://www.eppendorf.com/SP-en/
5804758005 | Adapter 1x50ml Falcon | 1 | 1 | 157.6 | Eppendorf | 5804758005 | https://www.eppendorf.com/SP-en/
5804759001 | Adapter 1x50ml, (2St) verp. | 2 | 1 | 147.2 | Eppendorf | 5804759001 | https://www.eppendorf.com/SP-en/
5804760000 | Adapter 1x75ml, verp. | 2 | 1 | 147.2 | Eppendorf | 5804760000 | https://www.eppendorf.com/SP-en/
5804761006 | Adapter 1x120ml, verp. | 2 | 1 | 147.2 | Eppendorf | 5804761006 | https://www.eppendorf.com/SP-en/
5804770005 | Adapter 4x2ml, verp. (2ST) | 2 | 1 | 140.3 | Eppendorf | 5804770005 | https://www.eppendorf.com/SP-en/
5804771001 | Adapter 2x15ml, verp. (2ST) | 2 | 1 | 105.8 | Eppendorf | 5804771001 | https://www.eppendorf.com/SP-en/
5804772008 | Adapter 1x18ml, verp. (2ST) | 2 | 1 | 105.8 | Eppendorf | 5804772008 | https://www.eppendorf.com/SP-en/
5804773004 | Adapter 1x30ml, verp. (2ST) | 2 | 1 | 85.7 | Eppendorf | 5804773004 | https://www.eppendorf.com/SP-en/
5804774000 | Adapter 1x50ml, verp. (2ST) | 2 | 1 | 85.7 | Eppendorf | 5804774000 | https://www.eppendorf.com/SP-en/
5804775007 | Adapter 1x50ml,Falc.verp.(2St) | 2 | 1 | 90.7 | Eppendorf | 5804775007 | https://www.eppendorf.com/SP-en/
5804776003 | Adapter 1x15ml,Falc.verp.(2ST) | 2 | 1 | 90.7 | Eppendorf | 5804776003 | https://www.eppendorf.com/SP-en/
5804777000 | Adapter 1x5ml Eppi for F-34-6-38 (2x) | 2 | 1 | 84.9 | Eppendorf | 5804777000 | https://www.eppendorf.com/SP-en/
5804781007 | Ersatz-Buegel 100, 2 St. verp. | 2 | 1 | 8.9 | Eppendorf | 5804781007 | https://www.eppendorf.com/SP-en/
5804782003 | Ersatz-Gummiplatte 100, verp. | 4 | 1 | 8.9 | Eppendorf | 5804782003 | https://www.eppendorf.com/SP-en/
5804783000 | ADAP 8x15ML CON F/S-4-72 PK/2 (5804/10) | 2 | 1 | 196.7 | Eppendorf | 5804783000 | https://www.eppendorf.com/SP-en/
5804784006 | ADAP 4x50ML CON F/S-4-72 PK/2 (5804/10) | 1 | 1 | 196.7 | Eppendorf | 5804784006 | https://www.eppendorf.com/SP-en/
5804785002 | ADAP 2x50ML CON-SK F/S-4-72 PK/2 5804/10 | 2 | 1 | 196.7 | Eppendorf | 5804785002 | https://www.eppendorf.com/SP-en/
5804787005 | Adapter for 250 mL bottles (2x) | 2 | 1 | 196.7 | Eppendorf | 5804787005 | https://www.eppendorf.com/SP-en/
5804789008 | ADAP 14x2.6-8ML F/S-4-72 PK/2 (5804/10) | 2 | 1 | 196.7 | Eppendorf | 5804789008 | https://www.eppendorf.com/SP-en/
5804791002 | ADAP 13x5.5-12ML F/S-4-72 PK/2 (5804/10) | 2 | 1 | 196.7 | Eppendorf | 5804791002 | https://www.eppendorf.com/SP-en/
5804792009 | ADAPTER 12x7-17ML F/S-4-72 PK/2 (5804/10 | 2 | 1 | 196.7 | Eppendorf | 5804792009 | https://www.eppendorf.com/SP-en/
5804793005 | ADAPTER 8x5ML CON F/S-4-72 PK/2 (5804/10 | 2 | 1 | 196.7 | Eppendorf | 5804793005 | https://www.eppendorf.com/SP-en/
5804794001 | ADAP 26x1.5/2ML F/S-4-72 PK/2 (5804/10) | 2 | 1 | 196.7 | Eppendorf | 5804794001 | https://www.eppendorf.com/SP-en/
5810350018 | Rotorschluessel 5810/5810R | 1 | 1 | 7.9 | Eppendorf | 5810350018 | https://www.eppendorf.com/SP-en/
5810702003 | MTP-Traeger kpl. (4x) | 4 | 1 | 1176.5 | Eppendorf | 5810702003 | https://www.eppendorf.com/SP-en/
5810710006 | Kappe 250/1 f.Rechteckb.(2 St) | 2 | 1 | 136.9 | Eppendorf | 5810710006 | https://www.eppendorf.com/SP-en/
5810713005 | Repl. gasket for aerosol-tight caps (4x) | 4 | 1 | 68.9 | Eppendorf | 5810713005 | https://www.eppendorf.com/SP-en/
5810718309 | Rotorschlüssel f. A-4-81 | 1 | 1 | 18.9 | Eppendorf | 5810718309 | https://www.eppendorf.com/SP-en/
5810720001 | Adapter 25x7ml (2x) | 2 | 1 | 199 | Eppendorf | 5810720001 | https://www.eppendorf.com/SP-en/
5810721008 | Adapter 16x15ml verpackt (2x) | 2 | 1 | 199 | Eppendorf | 5810721008 | https://www.eppendorf.com/SP-en/
5810722004 | Falconadapter 12x15ml verp(2x) | 2 | 1 | 199 | Eppendorf | 5810722004 | https://www.eppendorf.com/SP-en/
5810723000 | Falconadapter 5x50ml verp.(2x) | 2 | 1 | 199 | Eppendorf | 5810723000 | https://www.eppendorf.com/SP-en/
5810724007 | Lid 500ml (2x) | 2 | 1 | 182.9 | Eppendorf | 5810724007 | https://www.eppendorf.com/SP-en/
5810728002 | Formeinsatz 400ml verp. (2x) | 2 | 1 | 166.8 | Eppendorf | 5810728002 | https://www.eppendorf.com/SP-en/
5810729009 | Weithalsflasche 400ml verp(2x) | 2 | 1 | 203.6 | Eppendorf | 5810729009 | https://www.eppendorf.com/SP-en/
5810730007 | Rechteckbecher 500ml verp.(4x) | 4 | 1 | 1873.4 | Eppendorf | 5810730007 | https://www.eppendorf.com/SP-en/
5810733006 | Repl. cap sealing 500 ml (4x). | 4 | 1 | 79.4 | Eppendorf | 5810733006 | https://www.eppendorf.com/SP-en/
5810734002 | Gummiplatte E.T. (4x) | 4 | 1 | 16.4 | Eppendorf | 5810734002 | https://www.eppendorf.com/SP-en/
5810735009 | Bügel E.T. (2x) | 2 | 1 | 22.9 | Eppendorf | 5810735009 | https://www.eppendorf.com/SP-en/
5810739004 | Adapter 5x50ml Centriprep (2x) | 2 | 1 | 220.8 | Eppendorf | 5810739004 | https://www.eppendorf.com/SP-en/
5810741009 | MTP-Träger Flex verpA-4-18, S-4x500(4x) | 4 | 1 | 1485.8 | Eppendorf | 5810741009 | https://www.eppendorf.com/SP-en/
5810742005 | MTP-Flex bucket A-4-81, S-4x500(2x) | 2 | 1 | 805 | Eppendorf | 5810742005 | https://www.eppendorf.com/SP-en/
5810745004 | Adapter 20x2ml, 2 pcs. | 2 | 1 | 199 | Eppendorf | 5810745004 | https://www.eppendorf.com/SP-en/
5810746000 | Adapter 20x5ml, 2 pcs. | 2 | 1 | 199 | Eppendorf | 5810746000 | https://www.eppendorf.com/SP-en/
5810747007 | Adapter 2,6-7mL Vacu.500mL rectan. 2 pcs | 2 | 1 | 199 | Eppendorf | 5810747007 | https://www.eppendorf.com/SP-en/
5810748003 | Adapter 16x15ml, 2 pcs. | 2 | 1 | 199 | Eppendorf | 5810748003 | https://www.eppendorf.com/SP-en/
5810750008 | Adapter 25x5ml, verp. | 2 | 1 | 165.6 | Eppendorf | 5810750008 | https://www.eppendorf.com/SP-en/
5810751004 | Adapter 16x2ml, verp. | 2 | 1 | 165.6 | Eppendorf | 5810751004 | https://www.eppendorf.com/SP-en/
5810752000 | Adapter 15x7ml, verp. | 2 | 1 | 173.7 | Eppendorf | 5810752000 | https://www.eppendorf.com/SP-en/
5810753007 | Adapter 12x15ml, verp. | 2 | 1 | 173.7 | Eppendorf | 5810753007 | https://www.eppendorf.com/SP-en/
5810754003 | Adapter 12x17ml, verp. ) | 2 | 1 | 173.7 | Eppendorf | 5810754003 | https://www.eppendorf.com/SP-en/
5810755000 | Adapter 9x15ml Falcon | 2 | 1 | 187.5 | Eppendorf | 5810755000 | https://www.eppendorf.com/SP-en/
5810756006 | Adapter 8x18ml, verp. | 2 | 1 | 165.6 | Eppendorf | 5810756006 | https://www.eppendorf.com/SP-en/
5810757002 | Adapter 4x30ml, verp. (2 St) | 2 | 1 | 165.6 | Eppendorf | 5810757002 | https://www.eppendorf.com/SP-en/
5810758009 | Adapter 3x50ml Falcon | 1 | 1 | 187.5 | Eppendorf | 5810758009 | https://www.eppendorf.com/SP-en/
5810759005 | Adapter 4x50ml, verp. | 2 | 1 | 165.6 | Eppendorf | 5810759005 | https://www.eppendorf.com/SP-en/
5810760003 | Adapter 2x75ml, verp. (2 St) | 2 | 1 | 165.6 | Eppendorf | 5810760003 | https://www.eppendorf.com/SP-en/
5810761000 | Adapter 1x120ml, verp. (2 St) | 2 | 1 | 165.6 | Eppendorf | 5810761000 | https://www.eppendorf.com/SP-en/
5810763002 | Adapter 4x50ml Falcon verp. | 2 | 1 | 165.6 | Eppendorf | 5810763002 | https://www.eppendorf.com/SP-en/
5810770009 | Adapter 250ml für PWF | 2 | 1 | 193.2 | Eppendorf | 5810770009 | https://www.eppendorf.com/SP-en/
5810781000 | Ersatz-Buegel 250, verp. | 2 | 1 | 8.9 | Eppendorf | 5810781000 | https://www.eppendorf.com/SP-en/
5810782007 | Spare rubber mat 250, 4 pieces | 4 | 1 | 11 | Eppendorf | 5810782007 | https://www.eppendorf.com/SP-en/
5820705000 | Spare seals f. lids rotor A-2-DWP-AT | 2 | 1 | 99.1 | Eppendorf | 5820705000 | https://www.eppendorf.com/SP-en/
5820707003 | Wide-mouth bottle 500 ml, 2 pcs. | 2 | 1 | 203.6 | Eppendorf | 5820707003 | https://www.eppendorf.com/SP-en/
5820708000 | BOTTLE 750ML WIDE-MOUTH, PK/2 | 2 | 1 | 201.3 | Eppendorf | 5820708000 | https://www.eppendorf.com/SP-en/
5820711000 | Spare buckets Rotor A-2-DWP-AT, (2x) | 2 | 1 | 1105.2 | Eppendorf | 5820711000 | https://www.eppendorf.com/SP-en/
5820712007 | PLATE CARRIER F/A-2-DWP-AT PK/2 | 2 | 1 | 199 | Eppendorf | 5820712007 | https://www.eppendorf.com/SP-en/
5820713003 | Spare lids Rotor A-2-DWP-AT (2x) | 2 | 1 | 223.1 | Eppendorf | 5820713003 | https://www.eppendorf.com/SP-en/
5820716002 | Replacement lid for Rotor FA-45-6-30 | 1 | 1 | 242.7 | Eppendorf | 5820716002 | https://www.eppendorf.com/SP-en/
5820717009 | ADAP 15ML CON F/50ML CON BOREHOLES PK/2 | 2 | 1 | 86.1 | Eppendorf | 5820717009 | https://www.eppendorf.com/SP-en/
5820718005 | ADAP 15ML CON F/50ML CON BOREHOLES PK/7 | 7 | 1 | 242.7 | Eppendorf | 5820718005 | https://www.eppendorf.com/SP-en/
5820719001 | ADAP 16mm ROUND F/50ML CONICAL BORE PK/2 | 2 | 1 | 86.1 | Eppendorf | 5820719001 | https://www.eppendorf.com/SP-en/
5820720000 | ADAP 18mm ROUND F/50ML CONICAL BORE PK/2 | 2 | 1 | 86.1 | Eppendorf | 5820720000 | https://www.eppendorf.com/SP-en/
5820721006 | ADAP 26mm ROUND F/50ML CONICAL BORE PK/2 | 2 | 1 | 86.1 | Eppendorf | 5820721006 | https://www.eppendorf.com/SP-en/
5820722002 | ADAP 29mm CON F/50ML CONICAL BORE PK/2 | 2 | 1 | 86.1 | Eppendorf | 5820722002 | https://www.eppendorf.com/SP-en/
5820725001 | ADAP 1X 13x100MM F/50ML CON BORE PK/2 | 2 | 1 | 84.9 | Eppendorf | 5820725001 | https://www.eppendorf.com/SP-en/
5820726008 | ADAP 1X 13x75MM F/50ML CON BORE PK/2 | 2 | 1 | 84.9 | Eppendorf | 5820726008 | https://www.eppendorf.com/SP-en/
5820727004 | ADAP 1X 16x100MM F/50ML CON BORE PK/2 | 2 | 1 | 84.9 | Eppendorf | 5820727004 | https://www.eppendorf.com/SP-en/
5820728000 | ADAP 1X 16x75MM F/50ML CON BORE PK/2 | 2 | 1 | 84.9 | Eppendorf | 5820728000 | https://www.eppendorf.com/SP-en/
5820729007 | ADAP 1X 17.5x100MM F/50ML CON BORE PK/2 | 2 | 1 | 84.9 | Eppendorf | 5820729007 | https://www.eppendorf.com/SP-en/
5820730005 | Adapter 5ml Eppi for F-45-6-30 (2x) | 2 | 1 | 84.9 | Eppendorf | 5820730005 | https://www.eppendorf.com/SP-en/
5820732008 | Adapter 5ml Eppi universal (8x) | 8 | 1 | 26 | Eppendorf | 5820732008 | https://www.eppendorf.com/SP-en/
5820733004 | Adapter f. Tubes 25mL with snap cap,6pcs | 6 | 1 | 33 | Eppendorf | 5820733004 | https://www.eppendorf.com/SP-en/
5820734000 | Adapter f. Tubes 25mL w. screw cap,6pcs | 6 | 1 | 33.6 | Eppendorf | 5820734000 | https://www.eppendorf.com/SP-en/
5820741007 | BUCKET 750ML RND F/S-4-104 PK/4 (5810/R) | 4 | 1 | 1723.9 | Eppendorf | 5820741007 | https://www.eppendorf.com/SP-en/
5820742003 | BUCKET 750ML RND F/S-4-104 PK/2 (5810/R) | 2 | 1 | 902.8 | Eppendorf | 5820742003 | https://www.eppendorf.com/SP-en/
5820743000 | BUCKET DWP F/S-4-104 PK/4 (5810/R) | 4 | 1 | 1485.8 | Eppendorf | 5820743000 | https://www.eppendorf.com/SP-en/
5820744006 | BUCKET DWP F/S-4-104 PK/2 (5810/R) | 2 | 1 | 805 | Eppendorf | 5820744006 | https://www.eppendorf.com/SP-en/
5820747005 | A-T CAPS F/750ML BUCKETS PK/2 (5810/R) | 2 | 1 | 197.8 | Eppendorf | 5820747005 | https://www.eppendorf.com/SP-en/
5820748001 | A-T CAP F/DWP BKT S-4-104, PK/2, (5810/R | 2 | 1 | 217.4 | Eppendorf | 5820748001 | https://www.eppendorf.com/SP-en/
5820749008 | Spare sealing 750/1000ml (5x) | 5 | 1 | 97.8 | Eppendorf | 5820749008 | https://www.eppendorf.com/SP-en/
5820751002 | Plate bucket bottom element S-4-104 | 4 | 1 | 77.9 | Eppendorf | 5820751002 | https://www.eppendorf.com/SP-en/
5820756004 | PLATE CARRIER F/DWP BKT S-4-104, PK/2 | 2 | 1 | 309.4 | Eppendorf | 5820756004 | https://www.eppendorf.com/SP-en/
5820757000 | DWP-bucket, non biosafe (4x) | 4 | 1 | 1723.9 | Eppendorf | 5820757000 | https://www.eppendorf.com/SP-en/
5820761008 | Replacement rotor lid FA-45-48-11 | 1 | 1 | 216.2 | Eppendorf | 5820761008 | https://www.eppendorf.com/SP-en/
5820762004 | Spare sealing for rotor lid (5x) | 5 | 1 | 199 | Eppendorf | 5820762004 | https://www.eppendorf.com/SP-en/
5820766000 | Replacement rotor lid FA-45-20-17 | 1 | 1 | 211.6 | Eppendorf | 5820766000 | https://www.eppendorf.com/SP-en/
5820767006 | Spare sealing for rotor lid (5x) | 5 | 1 | 199 | Eppendorf | 5820767006 | https://www.eppendorf.com/SP-en/
5820768002 | Adapter 1,5-2ml Eppi, F/5.0mL rotor PK/4 | 4 | 1 | 37.7 | Eppendorf | 5820768002 | https://www.eppendorf.com/SP-en/
5820769009 | Adapter Cryo, F/5.0mL rotor PK/4 | 4 | 1 | 37.7 | Eppendorf | 5820769009 | https://www.eppendorf.com/SP-en/
5820770007 | Adapter HPLC, F/5.0mL rotor PK/4 | 4 | 1 | 37.7 | Eppendorf | 5820770007 | https://www.eppendorf.com/SP-en/
5820774002 | Steel sleeves 15ml (24x) | 24 | 1 | 316.3 | Eppendorf | 5820774002 | https://www.eppendorf.com/SP-en/
5820850442 | Motor cpl. | 1 | 1 | 844.1 | Eppendorf | 5820850442 | https://www.eppendorf.com/SP-en/
5825706005 | Adapter 12xslide verpackt (2x) | 2 | 1 | 319.7 | Eppendorf | 5825706005 | https://www.eppendorf.com/SP-en/
5825708008 | Adapter 24x0,5ml IsoR verp(2x) | 2 | 1 | 156.4 | Eppendorf | 5825708008 | https://www.eppendorf.com/SP-en/
5825709004 | Adapter 24x1,5/2ml verp. (2x) | 2 | 1 | 156.4 | Eppendorf | 5825709004 | https://www.eppendorf.com/SP-en/
5825711009 | PCR-Adapter 96-w verpackt (2x) | 2 | 1 | 162.2 | Eppendorf | 5825711009 | https://www.eppendorf.com/SP-en/
5825713001 | PCR-Adapter 384-w verpackt(2x) | 2 | 1 | 127.7 | Eppendorf | 5825713001 | https://www.eppendorf.com/SP-en/
5825718003 | Adapter, Frame for SBS-size plates. PK/2 | 2 | 1 | 148.4 | Eppendorf | 5825718003 | https://www.eppendorf.com/SP-en/
5825719000 | Adapter for cell culture flasks, 2 pcs. | 2 | 1 | 194.4 | Eppendorf | 5825719000 | https://www.eppendorf.com/SP-en/
5825721004 | IsoRack Start.Set verpackt(2x) | 1 | 1 | 458.9 | Eppendorf | 5825721004 | https://www.eppendorf.com/SP-en/
5825722000 | Adapter 1x250ml f.500ml verp(2x) | 2 | 1 | 200.1 | Eppendorf | 5825722000 | https://www.eppendorf.com/SP-en/
5825723007 | Adapter 80 - 120mL, 2 pcs | 2 | 1 | 196.7 | Eppendorf | 5825723007 | https://www.eppendorf.com/SP-en/
5825730003 | Buckets f. 7x50ml Falc.tubes packed (4x) | 1 | 1 | 1751.5 | Eppendorf | 5825730003 | https://www.eppendorf.com/SP-en/
5825732006 | Adapter for 5 x 50 mL conical tubes (2x) | 2 | 1 | 304.8 | Eppendorf | 5825732006 | https://www.eppendorf.com/SP-en/
5825733002 | ADAPTER 7x50ML CON F/4X750 PK/2 (5810/R) | 1 | 1 | 304.8 | Eppendorf | 5825733002 | https://www.eppendorf.com/SP-en/
5825734009 | Adapter for 14 x 15 mL conical tubes (2x | 2 | 1 | 304.8 | Eppendorf | 5825734009 | https://www.eppendorf.com/SP-en/
5825736001 | Adapter for 20 x round bottom tubes (2x) | 2 | 1 | 304.8 | Eppendorf | 5825736001 | https://www.eppendorf.com/SP-en/
5825738004 | Adapter for 23 x round bottom tubes (2x) | 2 | 1 | 304.8 | Eppendorf | 5825738004 | https://www.eppendorf.com/SP-en/
5825739000 | ADAPTER 14x5ML CON F/4X750 PK/2 (5810/R | 2 | 1 | 304.8 | Eppendorf | 5825739000 | https://www.eppendorf.com/SP-en/
5825740009 | Adapter for 50 x 1.5 mL/2 mL tubes (2x) | 2 | 1 | 304.8 | Eppendorf | 5825740009 | https://www.eppendorf.com/SP-en/
5825741005 | Adapter for 250 mL bottles (2x) | 2 | 1 | 304.8 | Eppendorf | 5825741005 | https://www.eppendorf.com/SP-en/
5825743008 | Adapter for 20 x round bottom tubes (2x) | 2 | 1 | 304.8 | Eppendorf | 5825743008 | https://www.eppendorf.com/SP-en/
5825744004 | Adapter for 750 mL bottle (2x) | 2 | 1 | 162.2 | Eppendorf | 5825744004 | https://www.eppendorf.com/SP-en/
5825745000 | Adapter 500ml Corning (2x) | 2 | 1 | 304.8 | Eppendorf | 5825745000 | https://www.eppendorf.com/SP-en/
5825747003 | Adapter 27x RBT 12x75 mm, S-4-104, RB | 2 | 1 | 304.8 | Eppendorf | 5825747003 | https://www.eppendorf.com/SP-en/
5825748000 | Adapter 14x14mL, 17.5x100mm, S-4-104, RB | 2 | 1 | 304.8 | Eppendorf | 5825748000 | https://www.eppendorf.com/SP-en/
5825755006 | Adapter 25x93 mm conical tubes / RB | 2 | 1 | 300.2 | Eppendorf | 5825755006 | https://www.eppendorf.com/SP-en/
5895151000 | Rotor lid for FA-6x50 | 1 | 1 | 242.7 | Eppendorf | 5895151000 | https://www.eppendorf.com/SP-en/
5910700008 | Round bucket caps, S-4x400, 2 pcs | 2 | 1 | 197.8 | Eppendorf | 5910700008 | https://www.eppendorf.com/SP-en/
5910710003 | Spare sealing for caps, S-4x400, 2 pcs | 2 | 1 | 121.9 | Eppendorf | 5910710003 | https://www.eppendorf.com/SP-en/
5910750005 | Caps, S-4xUniversal, 2 pcs | 2 | 1 | 217.4 | Eppendorf | 5910750005 | https://www.eppendorf.com/SP-en/
5920754009 | Sealings,for S-4xUniversal-Large (5x) | 5 | 1 | 93 | Eppendorf | 5920754009 | https://www.eppendorf.com/SP-en/
5921000010 | Mobile table for centrif., low | 1 | 1 | 1642.2 | Eppendorf | 5921000010 | https://www.eppendorf.com/SP-en/
5921000012 | Mobile table for centrif., high | 1 | 1 | 2052.8 | Eppendorf | 5921000012 | https://www.eppendorf.com/SP-en/
5490030001 | ROTOR 48x1.5/2ML(F-45-48-11) F/CONC/VACU | 1 | 1 | 423.2 | Eppendorf | 5490030001 | https://www.eppendorf.com/SP-en/
5490032004 | ROTOR 70x1.5/2ML(F-45-70-11) F/CONC/VACU | 1 | 1 | 423.2 | Eppendorf | 5490032004 | https://www.eppendorf.com/SP-en/
5490034007 | ROTOR 72x0.5ML (F-45-72-8) F/CONC/VACUF | 1 | 1 | 423.2 | Eppendorf | 5490034007 | https://www.eppendorf.com/SP-en/
5490035003 | ROTOR 36x2-4ML (F-45-36-15) F/CONC/VACUF | 1 | 1 | 423.2 | Eppendorf | 5490035003 | https://www.eppendorf.com/SP-en/
5490036000 | ROTOR 24x5-7ML (F-45-24-12) F/CONC/VACUF | 1 | 1 | 423.2 | Eppendorf | 5490036000 | https://www.eppendorf.com/SP-en/
5490037006 | ROTOR 18x10ML (F-40-18-19) F/ CONC/VACUF | 1 | 1 | 534.8 | Eppendorf | 5490037006 | https://www.eppendorf.com/SP-en/
5490038002 | ROTOR 8x15ML CON(F-45-8-17) F/CONC/VACUF | 1 | 1 | 534.8 | Eppendorf | 5490038002 | https://www.eppendorf.com/SP-en/
5490039009 | ROTOR 8x25ML (F-35-8-24) F/CONC/VACUF | 1 | 1 | 534.8 | Eppendorf | 5490039009 | https://www.eppendorf.com/SP-en/
5490040007 | ROTOR 36xHPLC (F-40-36-12) F/CONC/VACUF | 1 | 1 | 534.8 | Eppendorf | 5490040007 | https://www.eppendorf.com/SP-en/
5490041003 | ROTOR 8x8-12ML (F-50-8-16) F/CONC/VACUF | 1 | 1 | 534.8 | Eppendorf | 5490041003 | https://www.eppendorf.com/SP-en/
5490042000 | ROTOR 8x10-18ML (F-50-8-18) F/CONC/VACUF | 1 | 1 | 534.8 | Eppendorf | 5490042000 | https://www.eppendorf.com/SP-en/
5490043006 | ROTOR 16x6.5ML (F-45-16-20) F/CONC/VACUF | 1 | 1 | 534.8 | Eppendorf | 5490043006 | https://www.eppendorf.com/SP-en/
5490044002 | ROTOR 12x20ML (F-45-12-31) F/CONC/VACUF | 1 | 1 | 534.8 | Eppendorf | 5490044002 | https://www.eppendorf.com/SP-en/
5490045009 | ROTOR 2xMTP PLATE (A-2-VC) F/CONC/VACUF | 1 | 1 | 1136.2 | Eppendorf | 5490045009 | https://www.eppendorf.com/SP-en/
5490047001 | ROTOR 6x15/50ML (F-35-6-30) F/CONC/VACUF | 1 | 1 | 534.8 | Eppendorf | 5490047001 | https://www.eppendorf.com/SP-en/
5490048008 | Rotor F-45-22-17, for 5 mL tubes | 1 | 1 | 534.8 | Eppendorf | 5490048008 | https://www.eppendorf.com/SP-en/
5305000100 | CONC/VACUF, 48x2ML ROTOR, 230V | 1 | 1 | 4734.6 | Eppendorf | 5305000100 | https://www.eppendorf.com/SP-en/
5305000304 | CONC/VACUF +PUMP, 48x2ML ROTOR, 230V | 1 | 1 | 8437.6 | Eppendorf | 5305000304 | https://www.eppendorf.com/SP-en/
5305000509 | CONC/VACUF +PUMP, WITHOUT ROTOR, 230V | 1 | 1 | 8222.5 | Eppendorf | 5305000509 | https://www.eppendorf.com/SP-en/
5305000703 | CONC/VACUF +PUMP&JUNCTION, W/O RTR, 230V | 1 | 1 | 9791.1 | Eppendorf | 5305000703 | https://www.eppendorf.com/SP-en/
F101340001 | CryoCube F101h, 230V/50Hz, EU | 1 | 1 | 8247.8 | Eppendorf | F101340001 | https://www.eppendorf.com/SP-en/
F101340007 | CryoCube F101h, 230V CH | 1 | 1 | 8247.8 | Eppendorf | F101340007 | https://www.eppendorf.com/SP-en/
F101341001 | CryoCube F101h, CR, 230V/50 Hz, EU | 1 | 1 | 9394.4 | Eppendorf | F101341001 | https://www.eppendorf.com/SP-en/
F101342001 | CryoCube F101h, CO2, 230V/50 Hz, EU | 1 | 1 | 9955.6 | Eppendorf | F101342001 | https://www.eppendorf.com/SP-en/
F101343001 | CryoCube F101h, LN2, 230V/50 Hz, EU | 1 | 1 | 9955.6 | Eppendorf | F101343001 | https://www.eppendorf.com/SP-en/
R9260-0001 | Refurb,Prem U410,Upright, 230V | 1 | 1 | 7356.6 | Eppendorf | R9260-0001 | https://www.eppendorf.com/SP-en/
R9260-0001 | Refurb,Prem U410,Upright, 230V | 1 | 1 | 7356.6 | Eppendorf | R9260-0001 | https://www.eppendorf.com/SP-en/
6001000310 | 3''Rk(SS),AllChestFreezer | 1 | 1 | 92.8 | Eppendorf | 6001000310 | https://www.eppendorf.com/SP-en/
6001000311 | 3''Rk(SS),AllChestFreezer+LockRod | 1 | 1 | 111.7 | Eppendorf | 6001000311 | https://www.eppendorf.com/SP-en/
6001000410 | 4''Rk(SS),AllChestFreezer | 1 | 1 | 104.7 | Eppendorf | 6001000410 | https://www.eppendorf.com/SP-en/
6001000411 | 4''Rk(SS),AllChestFreezer+LockRod | 1 | 1 | 115 | Eppendorf | 6001000411 | https://www.eppendorf.com/SP-en/
6001000510 | 5''Rk(SS),AllChestFreezer | 1 | 1 | 115 | Eppendorf | 6001000510 | https://www.eppendorf.com/SP-en/
6001000910 | 2.5''Rk(SS),AllChestFreezer | 1 | 1 | 97.6 | Eppendorf | 6001000910 | https://www.eppendorf.com/SP-en/
6001000911 | 2.5''Rk(SS),AllChestFrzr+LockRod | 1 | 1 | 110.3 | Eppendorf | 6001000911 | https://www.eppendorf.com/SP-en/
6001011110 | DWPSideAcc.Rk(SS)InnUprgtFrzr | 1 | 1 | 210.5 | Eppendorf | 6001011110 | https://www.eppendorf.com/SP-en/
6001011210 | 2''SideAcc.Rk(SS)InnUprgtFrzr | 1 | 1 | 179.4 | Eppendorf | 6001011210 | https://www.eppendorf.com/SP-en/
6001011310 | 3''SideAcc.Rk(SS)InnUprgtFrzr | 1 | 1 | 177.1 | Eppendorf | 6001011310 | https://www.eppendorf.com/SP-en/
6001011410 | 4''SideAcc.Rk(SS)InnUprgtFrzr | 1 | 1 | 136.9 | Eppendorf | 6001011410 | https://www.eppendorf.com/SP-en/
6001011510 | 5''SideAcc.Rk(SS)InnUprgtFrzr | 1 | 1 | 136.9 | Eppendorf | 6001011510 | https://www.eppendorf.com/SP-en/
6001011910 | 2.5''SideAcc.Rk(SS)InnUprgtFrzr | 1 | 1 | 180.6 | Eppendorf | 6001011910 | https://www.eppendorf.com/SP-en/
6001012210 | 2''DrawerRk(SS)InnUprightFreezer | 1 | 1 | 203.6 | Eppendorf | 6001012210 | https://www.eppendorf.com/SP-en/
6001012310 | 3''DrawerRk(SS)InnUprightFreezer | 1 | 1 | 184 | Eppendorf | 6001012310 | https://www.eppendorf.com/SP-en/
6001012410 | 4''DrawerRk(SS)InnUprightFreezer | 1 | 1 | 171.4 | Eppendorf | 6001012410 | https://www.eppendorf.com/SP-en/
6001012510 | 5''DrawerRk(SS)InnUprightFreezer | 1 | 1 | 171.4 | Eppendorf | 6001012510 | https://www.eppendorf.com/SP-en/
6001012910 | 2.5''DrawerRk(SS)InnUprightFrzr | 1 | 1 | 188.6 | Eppendorf | 6001012910 | https://www.eppendorf.com/SP-en/
6001021110 | DWPSideAccRk(SS)Pr/HEF/F570/hUprgtFrzr | 1 | 1 | 185.2 | Eppendorf | 6001021110 | https://www.eppendorf.com/SP-en/
6001021210 | 2''SideAccRk(SS)Pr/HEF/F570/hUprgtFrzr | 1 | 1 | 139.2 | Eppendorf | 6001021210 | https://www.eppendorf.com/SP-en/
6001021310 | 3''SideAccRk(SS)Pr/HEF/F570/hUprgtFrzr | 1 | 1 | 127.7 | Eppendorf | 6001021310 | https://www.eppendorf.com/SP-en/
6001021410 | 4''SideAccRk(SS)Pr/HEF/F570/hUprgtFrzr | 1 | 1 | 128.8 | Eppendorf | 6001021410 | https://www.eppendorf.com/SP-en/
6001021910 | 2.5''SideAccRK(SS)Pr/HEF/F570/hUprgtFrzr | 1 | 1 | 136.9 | Eppendorf | 6001021910 | https://www.eppendorf.com/SP-en/
6001022210 | 2''DrawerRk(SS)Pr/HEF/F570/hUprgtFrzr | 1 | 1 | 173.7 | Eppendorf | 6001022210 | https://www.eppendorf.com/SP-en/
6001022310 | 3''DrawerRk(SS)Pr/HEF/F570/hUprgtFrzr | 1 | 1 | 167.9 | Eppendorf | 6001022310 | https://www.eppendorf.com/SP-en/
6001022410 | 4''DrawerRk(SS)Pr/HEF/F570/hUprgtFrzr | 1 | 1 | 167.9 | Eppendorf | 6001022410 | https://www.eppendorf.com/SP-en/
6001022910 | 2.5''DrawerRkPr/HEF/F570/hUprgtFrzr | 1 | 1 | 171.4 | Eppendorf | 6001022910 | https://www.eppendorf.com/SP-en/
6001040010 | MTPRk(SS)InnChestFreezer | 1 | 1 | 195.5 | Eppendorf | 6001040010 | https://www.eppendorf.com/SP-en/
6001040011 | MTPRk(SS)InnChestFreezer+LockRod | 1 | 1 | 210.5 | Eppendorf | 6001040011 | https://www.eppendorf.com/SP-en/
6001040110 | DWPRk(SS)ChestFreezer | 1 | 1 | 126.5 | Eppendorf | 6001040110 | https://www.eppendorf.com/SP-en/
6001040111 | DWPRk(SS)InnChestFrzr+LockRod | 1 | 1 | 138 | Eppendorf | 6001040111 | https://www.eppendorf.com/SP-en/
6001040210 | 2''Rk(SS)InnChestFreezer | 1 | 1 | 115 | Eppendorf | 6001040210 | https://www.eppendorf.com/SP-en/
6001040211 | 2''Rk(SS)InnChestFrzr+LockRod | 1 | 1 | 126.5 | Eppendorf | 6001040211 | https://www.eppendorf.com/SP-en/
6001050010 | MTP Rk(SS) CryoCube FC660/h ChestFreezer | 1 | 1 | 192.1 | Eppendorf | 6001050010 | https://www.eppendorf.com/SP-en/
6001050011 | MTP Rk(SS) CryoCube FC660/h Chest+LockRd | 1 | 1 | 203.6 | Eppendorf | 6001050011 | https://www.eppendorf.com/SP-en/
6001050110 | DWP Rk(SS) CryoCube FC660/h ChestFreezer | 1 | 1 | 114 | Eppendorf | 6001050110 | https://www.eppendorf.com/SP-en/
6001050111 | DWP Rk(SS) CryoCube FC660/h Chest+LockRd | 1 | 1 | 126.5 | Eppendorf | 6001050111 | https://www.eppendorf.com/SP-en/
6001050210 | 2'' Rk(SS) CryoCube FC660/h ChestFreezer | 1 | 1 | 101.7 | Eppendorf | 6001050210 | https://www.eppendorf.com/SP-en/
6001050211 | 2'' Rk(SS) CryoCube FC660/h Chest+LockRd | 1 | 1 | 115 | Eppendorf | 6001050211 | https://www.eppendorf.com/SP-en/
6001061210 | 2''SideAcc.Rk(SS)InnU101UprgtFrzr | 1 | 1 | 127.7 | Eppendorf | 6001061210 | https://www.eppendorf.com/SP-en/
6001061310 | 3''SideAcc.Rk(SS)InnU101UprgtFrzr | 1 | 1 | 121.9 | Eppendorf | 6001061310 | https://www.eppendorf.com/SP-en/
6001061410 | 4''SideAcc.Rk(SS)InnU101UprgtFrzr | 1 | 1 | 106.7 | Eppendorf | 6001061410 | https://www.eppendorf.com/SP-en/
6001061510 | 5''SideAcc.Rk(SS)InnU101UprgtFrzr | 1 | 1 | 121.9 | Eppendorf | 6001061510 | https://www.eppendorf.com/SP-en/
6001061910 | 2.5''SideAccRk(SS)InnU101UprgtFrzr | 1 | 1 | 127.7 | Eppendorf | 6001061910 | https://www.eppendorf.com/SP-en/
6001062210 | 2''DrawerRk(SS)InnU101UprgtFrzr | 1 | 1 | 171.4 | Eppendorf | 6001062210 | https://www.eppendorf.com/SP-en/
6001062310 | 3''DrawerRk(SS)InnU101UprgtFrzr | 1 | 1 | 161 | Eppendorf | 6001062310 | https://www.eppendorf.com/SP-en/
6001062410 | 4''DrawerRk(SS)InnU101UprgtFrzr | 1 | 1 | 144.9 | Eppendorf | 6001062410 | https://www.eppendorf.com/SP-en/
6001062510 | 5''DrawerRk(SS)InnU101UprgtFrzr | 1 | 1 | 144.9 | Eppendorf | 6001062510 | https://www.eppendorf.com/SP-en/
6001062910 | 2.5''DrawerRk(SS)InnU101UprgtFrzr | 1 | 1 | 171.4 | Eppendorf | 6001062910 | https://www.eppendorf.com/SP-en/
6001071110 | DWP SideAcc Rack F740 3-Max.Cap. Steel | 1 | 1 | 245 | Eppendorf | 6001071110 | https://www.eppendorf.com/SP-en/
6001071210 | 2'' SideAcc Rack F740 3-Max.Cap. Steel | 1 | 1 | 208.2 | Eppendorf | 6001071210 | https://www.eppendorf.com/SP-en/
6001071310 | 3'' SideAcc Rack F740 3-Max.Cap. Steel | 1 | 1 | 177.1 | Eppendorf | 6001071310 | https://www.eppendorf.com/SP-en/
6001071410 | 4'' SideAcc Rack F740 3-Max.Cap. Steel | 1 | 1 | 182.9 | Eppendorf | 6001071410 | https://www.eppendorf.com/SP-en/
6001071510 | 5'' SideAcc Rack F740 3-Max.Cap. Steel | 1 | 1 | 136.9 | Eppendorf | 6001071510 | https://www.eppendorf.com/SP-en/
6001071910 | 2.5'' SideAcc Rack F740 3-Max.Cap. Steel | 1 | 1 | 180.6 | Eppendorf | 6001071910 | https://www.eppendorf.com/SP-en/
6001072210 | 2'' Drawer Rack F740 3-Max.Cap. Steel | 1 | 1 | 235.8 | Eppendorf | 6001072210 | https://www.eppendorf.com/SP-en/
6001072310 | 3'' Drawer Rack F740 3-Max.Cap. Steel | 1 | 1 | 184 | Eppendorf | 6001072310 | https://www.eppendorf.com/SP-en/
6001072410 | 4'' Drawer Rack F740 3-Max.Cap. Steel | 1 | 1 | 211.6 | Eppendorf | 6001072410 | https://www.eppendorf.com/SP-en/
6001072510 | 5'' Drawer Rack F740 3-Max.Cap. Steel | 1 | 1 | 171.4 | Eppendorf | 6001072510 | https://www.eppendorf.com/SP-en/
6001072910 | 2.5'' Drawer Rack F740 3-Max.Cap. Steel | 1 | 1 | 188.6 | Eppendorf | 6001072910 | https://www.eppendorf.com/SP-en/
6001081110 | DWP SideAcc Rack F740 5-Max.Cap. Steel | 1 | 1 | 222 | Eppendorf | 6001081110 | https://www.eppendorf.com/SP-en/
6001081210 | 2'' SideAcc Rack F740 5-Max.Cap. Steel | 1 | 1 | 194.4 | Eppendorf | 6001081210 | https://www.eppendorf.com/SP-en/
6001081310 | 3'' SideAcc Rack F740 5-Max.Cap. Steel | 1 | 1 | 171.4 | Eppendorf | 6001081310 | https://www.eppendorf.com/SP-en/
6001081410 | 4'' SideAcc Rack F740 5-Max.Cap. Steel | 1 | 1 | 159.9 | Eppendorf | 6001081410 | https://www.eppendorf.com/SP-en/
6001081510 | 5'' SideAcc Rack F740 5-Max.Cap. Steel | 1 | 1 | 144.9 | Eppendorf | 6001081510 | https://www.eppendorf.com/SP-en/
6001081910 | 2.5'' SideAcc Rack F740 5-Max.Cap. Steel | 1 | 1 | 182.9 | Eppendorf | 6001081910 | https://www.eppendorf.com/SP-en/
6001082210 | 2'' Drawer Rack F740 5-Max.Cap. Steel | 1 | 1 | 235.8 | Eppendorf | 6001082210 | https://www.eppendorf.com/SP-en/
6001082310 | 3'' Drawer Rack F740 5-Max.Cap. Steel | 1 | 1 | 201.3 | Eppendorf | 6001082310 | https://www.eppendorf.com/SP-en/
6001082410 | 4'' Drawer Rack F740 5-Max.Cap. Steel | 1 | 1 | 184 | Eppendorf | 6001082410 | https://www.eppendorf.com/SP-en/
6001082510 | 5'' Drawer Rack F740 5-Max.Cap. Steel | 1 | 1 | 178.3 | Eppendorf | 6001082510 | https://www.eppendorf.com/SP-en/
6001082910 | 2.5'' Drawer Rack F740 5-Max.Cap. Steel | 1 | 1 | 196.7 | Eppendorf | 6001082910 | https://www.eppendorf.com/SP-en/
K0641-1690 | FRZR RACK, F/2" BOX C340,C585,C660,C760 | 1 | 1 | 156.4 | Eppendorf | K0641-1690 | https://www.eppendorf.com/SP-en/
K0641-1690 | FRZR RACK, F/2" BOX C340,C585,C660,C760 | 1 | 1 | 156.4 | Eppendorf | K0641-1690 | https://www.eppendorf.com/SP-en/
K0641-1700 | FRZR RACK F/3" BOX C340,C585,C660,C760 | 1 | 1 | 148.4 | Eppendorf | K0641-1700 | https://www.eppendorf.com/SP-en/
K0641-1750 | FRZR RACK F/4" BOX C340,C585,C660,C760 | 1 | 1 | 142.6 | Eppendorf | K0641-1750 | https://www.eppendorf.com/SP-en/
K0641-1750 | FRZR RACK F/4" BOX C340,C585,C660,C760 | 1 | 1 | 142.6 | Eppendorf | K0641-1750 | https://www.eppendorf.com/SP-en/
K0641-1880 | FREEZR RACK F/ 4" BOXES ,U410&U570 | 1 | 1 | 156.4 | Eppendorf | K0641-1880 | https://www.eppendorf.com/SP-en/
K0641-1890 | FREEZER RACK F/3" BOXES, U410&U570 | 1 | 1 | 173.7 | Eppendorf | K0641-1890 | https://www.eppendorf.com/SP-en/
K0641-1900 | FRZR RACK UPRT, HT 50 MM, U410,U570,U700 | 1 | 1 | 189.8 | Eppendorf | K0641-1900 | https://www.eppendorf.com/SP-en/
K0641-3000 | FREEZER RACK F/ 2" BOXES, U360,U535,U725 | 1 | 1 | 319.7 | Eppendorf | K0641-3000 | https://www.eppendorf.com/SP-en/
K0641-3001 | FREEZER RACK F/ 3" BOXES, U360,U535&U725 | 1 | 1 | 249.6 | Eppendorf | K0641-3001 | https://www.eppendorf.com/SP-en/
K0641-3001 | FREEZER RACK F/ 3" BOXES, U360,U535&U725 | 1 | 1 | 249.6 | Eppendorf | K0641-3001 | https://www.eppendorf.com/SP-en/
K0641-3002 | FREEZER RACK F/4" BOXES, U360,U535&U725 | 1 | 1 | 177.1 | Eppendorf | K0641-3002 | https://www.eppendorf.com/SP-en/
K0641-3003 | FREEZER RACK FOR 2" (50mm) BOXES, U101 | 1 | 1 | 217.4 | Eppendorf | K0641-3003 | https://www.eppendorf.com/SP-en/
K0641-3004 | FREEZER RACK FOR 3" (75MM) BOXES, U101 | 1 | 1 | 167.9 | Eppendorf | K0641-3004 | https://www.eppendorf.com/SP-en/
K0641-3004 | FREEZER RACK FOR 3" (75MM) BOXES, U101 | 1 | 1 | 167.9 | Eppendorf | K0641-3004 | https://www.eppendorf.com/SP-en/
K0641-3005 | FREEZER RACK FOR 4" (100mm) BOXES, U101 | 1 | 1 | 119.6 | Eppendorf | K0641-3005 | https://www.eppendorf.com/SP-en/
K0641-3005 | FREEZER RACK FOR 4" (100mm) BOXES, U101 | 1 | 1 | 119.6 | Eppendorf | K0641-3005 | https://www.eppendorf.com/SP-en/
K0641-306A | 1/2 Height Chest Rack, 2" Box | 1 | 1 | 150.7 | Eppendorf | K0641-306A | https://www.eppendorf.com/SP-en/
K0641-306A | 1/2 Height Chest Rack, 2" Box | 1 | 1 | 150.7 | Eppendorf | K0641-306A | https://www.eppendorf.com/SP-en/
F652999002 | Chart Recorder T2 208/230V,50-60Hz | 1 | 1 | 1170.7 | Eppendorf | F652999002 | https://www.eppendorf.com/SP-en/
F652999003 | Paper discs for chart rec T2, 50 p | 50 | 1 | 96.1 | Eppendorf | F652999003 | https://www.eppendorf.com/SP-en/
F652999004 | Inkless stylus replacement for CR T2 | 1 | 1 | 63.1 | Eppendorf | F652999004 | https://www.eppendorf.com/SP-en/
K0540-0025 | PAPER F/CHART RECORDER, PK 60 CHARTS | 1 | 1 | 87.4 | Eppendorf | K0540-0025 | https://www.eppendorf.com/SP-en/
K0660-0051 | Pens (3),Recrdr, K0440-0355, P0625-2100 | 1 | 1 | 61.8 | Eppendorf | K0660-0051 | https://www.eppendorf.com/SP-en/
P0625-2100 | Chart Recorder - Mini-Chart MR | 1 | 1 | 1092.5 | Eppendorf | P0625-2100 | https://www.eppendorf.com/SP-en/
P0625-2110 | Chrt Recrdr Paper, 60shts (-50 to -100) | 1 | 1 | 87.4 | Eppendorf | P0625-2110 | https://www.eppendorf.com/SP-en/
P0625-2111 | Chrt Recrdr Paper, 60shts (0 to -50) | 1 | 1 | 87.4 | Eppendorf | P0625-2111 | https://www.eppendorf.com/SP-en/
F652999005 | CO2 Backup, short, Japan, 100V/50-60Hz | 1 | 1 | 1742.3 | Eppendorf | F652999005 | https://www.eppendorf.com/SP-en/
F652999006 | LN2 Backup, short, Japan, 100V/50-60Hz | 1 | 1 | 1742.3 | Eppendorf | F652999006 | https://www.eppendorf.com/SP-en/
U9043-0002 | Innova CO2 Backup, 115-220V | 1 | 1 | 1470.9 | Eppendorf | U9043-0002 | https://www.eppendorf.com/SP-en/
U9043-0004 | INNOVA CO2 BACKUP, 115-230V 50/60 HZ | 1 | 1 | 1742.3 | Eppendorf | U9043-0004 | https://www.eppendorf.com/SP-en/
U9043-0008 | CryoCube, Premium & HEF CO2 Backup, 230V | 1 | 1 | 1742.3 | Eppendorf | U9043-0008 | https://www.eppendorf.com/SP-en/
U9044-0002 | LN2 VIP BACKUP, 115-220V 60HZ, Innova | 1 | 1 | 1470.9 | Eppendorf | U9044-0002 | https://www.eppendorf.com/SP-en/
U9044-0004 | INNOVA LN2 BACKUP, 115 - 230V, 50/60HZ | 1 | 1 | 1742.3 | Eppendorf | U9044-0004 | https://www.eppendorf.com/SP-en/
U9044-0008 | CryoCube, Premium & HEF LN2 Backup, 230V | 1 | 1 | 1742.3 | Eppendorf | U9044-0008 | https://www.eppendorf.com/SP-en/
F651570003 | F570 Handle Padlock Adaptor Kit | 1 | 1 | 432.4 | Eppendorf | F651570003 | https://www.eppendorf.com/SP-en/
F652999007 | RS-485 interface kit ULT Pr/Inn/HEF/F570 | 1 | 1 | 169.1 | Eppendorf | F652999007 | https://www.eppendorf.com/SP-en/
K0280-1030 | U570 Inner Shelf K.O.P. | 1 | 1 | 125.4 | Eppendorf | K0280-1030 | https://www.eppendorf.com/SP-en/
K0280-1031 | EXTRA SHELF FOR MODEL U410 | 1 | 1 | 113.2 | Eppendorf | K0280-1031 | https://www.eppendorf.com/SP-en/
K0280-1034 | EXTRA SHELF FOR MODEL U535 | 1 | 1 | 179.4 | Eppendorf | K0280-1034 | https://www.eppendorf.com/SP-en/
K0280-1036 | EXTRA SHELF FOR MODEL U725 | 1 | 1 | 192.1 | Eppendorf | K0280-1036 | https://www.eppendorf.com/SP-en/
K0641-3007 | 1/2 Height Chest Rack, 3" Box | 1 | 1 | 125.4 | Eppendorf | K0641-3007 | https://www.eppendorf.com/SP-en/
K0641-3007 | 1/2 Height Chest Rack, 3" Box | 1 | 1 | 125.4 | Eppendorf | K0641-3007 | https://www.eppendorf.com/SP-en/
K0641-3008 | 1/2 Height Chest Rack, 4" Box | 1 | 1 | 125.4 | Eppendorf | K0641-3008 | https://www.eppendorf.com/SP-en/
K0641-3008 | 1/2 Height Chest Rack, 4" Box | 1 | 1 | 125.4 | Eppendorf | K0641-3008 | https://www.eppendorf.com/SP-en/
M1322-0002 | EXT VOLTAGE STABILIZER 208/230V 50/60Hz | 1 | 1 | 1989.5 | Eppendorf | M1322-0002 | https://www.eppendorf.com/SP-en/
P0620-5960 | ULT Freezer Alarm Autodialer Sys | 1 | 1 | 695.8 | Eppendorf | P0620-5960 | https://www.eppendorf.com/SP-en/
P0625-0020 | STACKING KIT U101 TO U101 | 1 | 1 | 296.7 | Eppendorf | P0625-0020 | https://www.eppendorf.com/SP-en/
P0625-0385 | Power Cord, Switzerland Type | 1 | 1 | 17.6 | Eppendorf | P0625-0385 | https://www.eppendorf.com/SP-en/
P0625-1147 | Compressor NT2192GK (230V 50Hz) | 1 | 1 | 1012 | Eppendorf | P0625-1147 | https://www.eppendorf.com/SP-en/
P0625-1170 | PADLOCK ADAPTER KIT, UPRIGHT MODELS | 1 | 1 | 158.7 | Eppendorf | P0625-1170 | https://www.eppendorf.com/SP-en/
P0625-1180 | EXTRA SHELF, MODEL U360 | 1 | 1 | 120.8 | Eppendorf | P0625-1180 | https://www.eppendorf.com/SP-en/
P0625-1185 | Xtra Shelf, U700 | 1 | 1 | 147.2 | Eppendorf | P0625-1185 | https://www.eppendorf.com/SP-en/
P0625-1840 | Hinge inner door, door handle left | 1 | 1 | 68.9 | Eppendorf | P0625-1840 | https://www.eppendorf.com/SP-en/
UE9280-2008-500 | Inner Shelf, U700 | 1 | 1 | 134.6 | Eppendorf | UE9280-2008-500 | https://www.eppendorf.com/SP-en/
UE9280-2008-500 | Inner Shelf, U700 | 1 | 1 | 134.6 | Eppendorf | UE9280-2008-500 | https://www.eppendorf.com/SP-en/
UE9280-5555-096 | Acc Pkge, 4 Shelves, U700 | 1 | 1 | 514.1 | Eppendorf | UE9280-5555-096 | https://www.eppendorf.com/SP-en/
UE9280-5555-096 | Acc Pkge, 4 Shelves, U700 | 1 | 1 | 514.1 | Eppendorf | UE9280-5555-096 | https://www.eppendorf.com/SP-en/
UE9420-1002-002 | Chart Recorder Blank (Charcoal) for U700 | 1 | 1 | 52.2 | Eppendorf | UE9420-1002-002 | https://www.eppendorf.com/SP-en/
UE9420-1002-002 | Chart Recorder Blank (Charcoal) for U700 | 1 | 1 | 52.2 | Eppendorf | UE9420-1002-002 | https://www.eppendorf.com/SP-en/
UE9440-1005-001 | Freezer Filter Grill | 1 | 1 | 104.3 | Eppendorf | UE9440-1005-001 | https://www.eppendorf.com/SP-en/
UE9440-1005-001 | Freezer Filter Grill | 1 | 1 | 104.3 | Eppendorf | UE9440-1005-001 | https://www.eppendorf.com/SP-en/
UE9440-5555-037 | ACCESSORY KIT, U725 208 | 1 | 1 | 262.2 | Eppendorf | UE9440-5555-037 | https://www.eppendorf.com/SP-en/
6002000006 | RackScan b, 2D Code Bottom Scanner w. SW | 1 | 1 | 10327 | Eppendorf | 6002000006 | https://www.eppendorf.com/SP-en/
6002000014 | RackScan s, Code Scanner, side reading | 1 | 1 | 1513.4 | Eppendorf | 6002000014 | https://www.eppendorf.com/SP-en/
6002000103 | RackSc b US, 2D Bottom Scanner w. SW | 1 | 1 | 10327 | Eppendorf | 6002000103 | https://www.eppendorf.com/SP-en/
6002000111 | RackSc b UK, 2D Bottom Scanner w. SW | 1 | 1 | 10327 | Eppendorf | 6002000111 | https://www.eppendorf.com/SP-en/
6002000120 | RackSc b AUS, 2D Bottom Scanner w. SW | 1 | 1 | 10327 | Eppendorf | 6002000120 | https://www.eppendorf.com/SP-en/
BIT0100101 | eLABJournal Cloud 5-seat,1 year,Acad. | 1 | 1 | 1073 | Eppendorf | BIT0100101 | https://www.eppendorf.com/SP-en/
BIT0100103 | eLABJournal Cloud 5-seat,1 year,Ind. | 1 | 1 | 3226.9 | Eppendorf | BIT0100103 | https://www.eppendorf.com/SP-en/
BIT0100201 | eLABJournal Cloud 10-seat,1 year,Acad. | 1 | 1 | 2002.2 | Eppendorf | BIT0100201 | https://www.eppendorf.com/SP-en/
BIT0100203 | eLABJournal Cloud 10-seat,1 year,Ind. | 1 | 1 | 6023.7 | Eppendorf | BIT0100203 | https://www.eppendorf.com/SP-en/
BIT0100301 | eLABJournal Cloud 25-seat,1 year,Acad. | 1 | 1 | 4289.5 | Eppendorf | BIT0100301 | https://www.eppendorf.com/SP-en/
BIT0100401 | eLABJournal Cloud 50-seat,1 year,Acad. | 1 | 1 | 7142.7 | Eppendorf | BIT0100401 | https://www.eppendorf.com/SP-en/
BIT0100501 | eLABJournal Cloud 3-seat,1 year,Acad. | 1 | 1 | 772.8 | Eppendorf | BIT0100501 | https://www.eppendorf.com/SP-en/
BIT0100503 | eLABJournal Cloud 3-seat,1 year,Ind. | 1 | 1 | 2108 | Eppendorf | BIT0100503 | https://www.eppendorf.com/SP-en/
BIT0140101 | eLABInventory Cloud 5-seat,1 year,acad. | 1 | 1 | 822.3 | Eppendorf | BIT0140101 | https://www.eppendorf.com/SP-en/
BIT0140103 | eLABInventory Cloud 5-seat,1 year,ind. | 1 | 1 | 2401.2 | Eppendorf | BIT0140103 | https://www.eppendorf.com/SP-en/
BIT0140201 | eLABInventory Cloud 10-seat,1 year,acad. | 1 | 1 | 1500.8 | Eppendorf | BIT0140201 | https://www.eppendorf.com/SP-en/
BIT0140203 | eLABInventory Cloud 10-seat,1 year,ind. | 1 | 1 | 4514.9 | Eppendorf | BIT0140203 | https://www.eppendorf.com/SP-en/
BIT0140301 | eLABInventory Cloud 25-seat,1 year,acad. | 1 | 1 | 3033.7 | Eppendorf | BIT0140301 | https://www.eppendorf.com/SP-en/
BIT0140303 | eLABInventory Cloud 25-seat,1 year,ind. | 1 | 1 | 9853.2 | Eppendorf | BIT0140303 | https://www.eppendorf.com/SP-en/
BIT0140401 | eLABInventory Cloud 50-seat,1 year,acad. | 1 | 1 | 5347.5 | Eppendorf | BIT0140401 | https://www.eppendorf.com/SP-en/
BIT0140501 | eLABInventory Cloud 3-seat,1 year,acad. | 1 | 1 | 623.3 | Eppendorf | BIT0140501 | https://www.eppendorf.com/SP-en/
BIT0140503 | eLABInventory Cloud 3-seat,1 year,ind. | 1 | 1 | 1507.7 | Eppendorf | BIT0140503 | https://www.eppendorf.com/SP-en/
6135000009 | BioSpectrometer basic 230V | 1 | 1 | 8021.3 | Eppendorf | 6135000009 | https://www.eppendorf.com/SP-en/
6135000904 | µCuvette G1.0 + BioSpectrom.basic intern | 1 | 1 | 9200 | Eppendorf | 6135000904 | https://www.eppendorf.com/SP-en/
6136000002 | BioSpectrometer kinetic INTERNATIONAL | 1 | 1 | 9701.4 | Eppendorf | 6136000002 | https://www.eppendorf.com/SP-en/
6133000001 | BioPhotometer D30 230V/50-60Hz INTERNAT. | 1 | 1 | 6108.8 | Eppendorf | 6133000001 | https://www.eppendorf.com/SP-en/
6133000907 | µCuvetteG1.0+BioPhotometerD30 230V INTER | 1 | 1 | 7446.3 | Eppendorf | 6133000907 | https://www.eppendorf.com/SP-en/
6138000018 | µCuvette G1.0 | 1 | 1 | 2203.4 | Eppendorf | 6138000018 | https://www.eppendorf.com/SP-en/
0013021566 | Thermopap.Typ MM112-402 5x | 5 | 1 | 60.8 | Eppendorf | 0013021566 | https://www.eppendorf.com/SP-en/
0013608156 | Connecting cable f. printer DPU 414-40B | 1 | 1 | 86.8 | Eppendorf | 0013608156 | https://www.eppendorf.com/SP-en/
0013614318 | DPU-S445 Spare part | 1 | 1 | 608.4 | Eppendorf | 0013614318 | https://www.eppendorf.com/SP-en/
0013614355 | DPU-S445 Mains/power supply device | 1 | 1 | 157.6 | Eppendorf | 0013614355 | https://www.eppendorf.com/SP-en/
0013614356 | DPU-S445 USB/Interface cable | 1 | 1 | 22.3 | Eppendorf | 0013614356 | https://www.eppendorf.com/SP-en/
0013614357 | DPU-S445 Mains/power cord Europe | 1 | 1 | 15.8 | Eppendorf | 0013614357 | https://www.eppendorf.com/SP-en/
4099001009 | Adapter,kpl. 8,5mm | 1 | 1 | 77.2 | Eppendorf | 4099001009 | https://www.eppendorf.com/SP-en/
4099002005 | Adapter,kpl. 10mm | 1 | 1 | 77.2 | Eppendorf | 4099002005 | https://www.eppendorf.com/SP-en/
4099003001 | Adapter,kpl. 15mm | 1 | 1 | 77.2 | Eppendorf | 4099003001 | https://www.eppendorf.com/SP-en/
4099004008 | Adapter,kpl. 15mm | 1 | 1 | 77.2 | Eppendorf | 4099004008 | https://www.eppendorf.com/SP-en/
4099005004 | UVETTE ADPTR,20MM HT | 1 | 1 | 77.2 | Eppendorf | 4099005004 | https://www.eppendorf.com/SP-en/
6131011006 | Printer-Set 230V, incl.cable 0013610517 | 1 | 1 | 616.4 | Eppendorf | 6131011006 | https://www.eppendorf.com/SP-en/
6131928007 | Sekundär-UV-VIS-Filter, Kunde | 1 | 1 | 1592.8 | Eppendorf | 6131928007 | https://www.eppendorf.com/SP-en/
6132854007 | SW-Package (c/s) | 1 | 1 | 431.3 | Eppendorf | 6132854007 | https://www.eppendorf.com/SP-en/
6133928004 | BioPhotometerD30 reference filter set | 1 | 1 | 1652.6 | Eppendorf | 6133928004 | https://www.eppendorf.com/SP-en/
6135011000 | Thermal printer DPU-S445 INTERNAT. | 1 | 1 | 803.9 | Eppendorf | 6135011000 | https://www.eppendorf.com/SP-en/
6135928001 | BioSpectrometer reference filter set | 1 | 1 | 1930.9 | Eppendorf | 6135928001 | https://www.eppendorf.com/SP-en/
6137928009 | BioSpectrom.fluores.reference filter set | 1 | 1 | 3539.7 | Eppendorf | 6137928009 | https://www.eppendorf.com/SP-en/
0030106300 | 80 UV-Einmal-Kuevetten, UVette | 80 | 1 | 67 | Eppendorf | 0030106300 | https://www.eppendorf.com/SP-en/
0030106318 | 200 UVette routine pack | 200 | 1 | 140.3 | Eppendorf | 0030106318 | https://www.eppendorf.com/SP-en/
4099100007 | Starter Set (UVette + Adapter) | 1 | 1 | 100.6 | Eppendorf | 4099100007 | https://www.eppendorf.com/SP-en/
0030079345 | Macro Vis Cuvettes (PMMA) 10x100 | 1000 | 1 | 138 | Eppendorf | 0030079345 | https://www.eppendorf.com/SP-en/
0030079353 | Semi-micro VIS Cuvettes (PMMA) 10x100 | 1000 | 1 | 147.2 | Eppendorf | 0030079353 | https://www.eppendorf.com/SP-en/
0013031029 | Spectral Lamp Hg ST 43 | 1 | 1 | 583.1 | Eppendorf | 0013031029 | https://www.eppendorf.com/SP-en/
0013614115 | Mains unit for printer DPU414 / Euro | 1 | 1 | 167.9 | Eppendorf | 0013614115 | https://www.eppendorf.com/SP-en/
3860000007 | Stand 3860 f/6 K-Cuvettes 4071 | 1 | 1 | 10.5 | Eppendorf | 3860000007 | https://www.eppendorf.com/SP-en/
4001100004 | Cuvette 4001 1 cm Sp.Opt.Glass | 1 | 1 | 83.6 | Eppendorf | 4001100004 | https://www.eppendorf.com/SP-en/
4002100008 | Cuvette 4002 1cm Mirr.Glass | 1 | 1 | 30.7 | Eppendorf | 4002100008 | https://www.eppendorf.com/SP-en/
4011100002 | Cuvette 4011 Semi-Micro, 1 cm | 1 | 1 | 101.7 | Eppendorf | 4011100002 | https://www.eppendorf.com/SP-en/
4052102001 | Flow-through cuvette 4052, 10mm | 1 | 1 | 525.6 | Eppendorf | 4052102001 | https://www.eppendorf.com/SP-en/
6122070016 | Cuvette stand for 2x10E or 20K cuvettes | 1 | 1 | 99.7 | Eppendorf | 6122070016 | https://www.eppendorf.com/SP-en/
5325255007 | KUEHLBLOCK EINGESCHAEUMT | 1 | 1 | 676.2 | Eppendorf | 5325255007 | https://www.eppendorf.com/SP-en/
5325605008 | LCD-ANZEIGE MIT KABEL | 1 | 1 | 435.9 | Eppendorf | 5325605008 | https://www.eppendorf.com/SP-en/
5325613000 | PELTIERELEMENT | 1 | 1 | 155.3 | Eppendorf | 5325613000 | https://www.eppendorf.com/SP-en/
5325620007 | PC KABEL | 1 | 1 | 124.2 | Eppendorf | 5325620007 | https://www.eppendorf.com/SP-en/
0013614639 | Powercord Switzerland 2m | 1 | 1 | 41.1 | Eppendorf | 0013614639 | https://www.eppendorf.com/SP-en/
0056000003 | Temp.Veri.SystemUSB 1channel w/o sensor | 1 | 1 | 3617.9 | Eppendorf | 0056000003 | https://www.eppendorf.com/SP-en/
0056001000 | Temperature sensor TVS USB 1ch. 96well | 1 | 1 | 1119 | Eppendorf | 0056001000 | https://www.eppendorf.com/SP-en/
0056001506 | Sensor 96 well TVS USB single, ISO17025 | 1 | 1 | 1598.5 | Eppendorf | 0056001506 | https://www.eppendorf.com/SP-en/
0056002006 | Temperature sensor TVS USB 1ch. 384well | 1 | 1 | 983.3 | Eppendorf | 0056002006 | https://www.eppendorf.com/SP-en/
0056002502 | Sensor 384 well TVS USB single, ISO17025 | 1 | 1 | 1598.5 | Eppendorf | 0056002502 | https://www.eppendorf.com/SP-en/
0056003509 | Sensor 1,5 mL TVS USB single, ISO17025 | 1 | 1 | 1598.5 | Eppendorf | 0056003509 | https://www.eppendorf.com/SP-en/
0056004505 | Sensor cuvette TVS USB single, ISO17025 | 1 | 1 | 1598.5 | Eppendorf | 0056004505 | https://www.eppendorf.com/SP-en/
0056852000 | Plug-head cord | 1 | 1 | 156.4 | Eppendorf | 0056852000 | https://www.eppendorf.com/SP-en/
5331220002 | IN SITU ADAPTER | 1 | 1 | 1267.3 | Eppendorf | 5331220002 | https://www.eppendorf.com/SP-en/
5331238009 | Chip card 96 | 1 | 1 | 40 | Eppendorf | 5331238009 | https://www.eppendorf.com/SP-en/
5331872000 | Spacer for Mastercycler 384 (s) | 1 | 1 | 50.5 | Eppendorf | 5331872000 | https://www.eppendorf.com/SP-en/
5332300018 | Chipkarte | 1 | 1 | 26.3 | Eppendorf | 5332300018 | https://www.eppendorf.com/SP-en/
5340000015 | Bedienpult -Cycler- | 1 | 1 | 2275.9 | Eppendorf | 5340000015 | https://www.eppendorf.com/SP-en/
5341611000 | CAN-Bus Vebindungskabel, 150cm | 1 | 1 | 76.6 | Eppendorf | 5341611000 | https://www.eppendorf.com/SP-en/
5341612006 | CAN-Bus Verbindungskabel, 50cm | 1 | 1 | 59.6 | Eppendorf | 5341612006 | https://www.eppendorf.com/SP-en/
5349810001 | Mastercycler ep CycleManager set cpl. | 1 | 1 | 3865.2 | Eppendorf | 5349810001 | https://www.eppendorf.com/SP-en/
5349820007 | Mastercycler ep CycleManager, CD ONLY | 1 | 1 | 3552.4 | Eppendorf | 5349820007 | https://www.eppendorf.com/SP-en/
5349840008 | CycleManager MC pro XL (with cable) | 1 | 1 | 8350.2 | Eppendorf | 5349840008 | https://www.eppendorf.com/SP-en/
5349851000 | USB CAN adapter | 1 | 1 | 716.5 | Eppendorf | 5349851000 | https://www.eppendorf.com/SP-en/
5349852006 | CAN bus adapter cable | 1 | 1 | 77.4 | Eppendorf | 5349852006 | https://www.eppendorf.com/SP-en/
5390100029 | Base Plate für 384 Well Plate | 1 | 1 | 357.7 | Eppendorf | 5390100029 | https://www.eppendorf.com/SP-en/
5391070018 | Adapter, low profile, HeatSealer S100 | 1 | 1 | 353.1 | Eppendorf | 5391070018 | https://www.eppendorf.com/SP-en/
5391070026 | 96-well Adapter, HeatSealer S100 | 1 | 1 | 353.1 | Eppendorf | 5391070026 | https://www.eppendorf.com/SP-en/
5391070034 | Adapter, high profile, HeatSealer S100 | 1 | 1 | 353.1 | Eppendorf | 5391070034 | https://www.eppendorf.com/SP-en/
5392070011 | Adapter, high profile, HeatSealer S200 | 1 | 1 | 353.1 | Eppendorf | 5392070011 | https://www.eppendorf.com/SP-en/
5392070020 | Adapter, low profile, HeatSealer S200 | 1 | 1 | 353.1 | Eppendorf | 5392070020 | https://www.eppendorf.com/SP-en/
5392070038 | 96-well Adapter, HeatSealer S200 | 1 | 1 | 353.1 | Eppendorf | 5392070038 | https://www.eppendorf.com/SP-en/
6313070040 | Ethernet cable 5 m | 1 | 1 | 43.2 | Eppendorf | 6313070040 | https://www.eppendorf.com/SP-en/
6313850100 | Demo case Mastercycler X50 | 1 | 1 | 1090.2 | Eppendorf | 6313850100 | https://www.eppendorf.com/SP-en/
6320000007 | Control Panel MasterCycler pro | 1 | 1 | 2296.6 | Eppendorf | 6320000007 | https://www.eppendorf.com/SP-en/
6321070033 | Demo-case Mastercycler pro | 1 | 1 | 856.8 | Eppendorf | 6321070033 | https://www.eppendorf.com/SP-en/
6328000715 | EasyCon Tablet TVS T6 | 1 | 1 | 4121.6 | Eppendorf | 6328000715 | https://www.eppendorf.com/SP-en/
6328000820 | Temp Verif System T6 software | 1 | 1 | 284.1 | Eppendorf | 6328000820 | https://www.eppendorf.com/SP-en/
6328000910 | Upgrade-Set MTV(6328) | 1 | 1 | 2393.2 | Eppendorf | 6328000910 | https://www.eppendorf.com/SP-en/
6328006500 | Temperature Verification System T6 | 1 | 1 | 10148.8 | Eppendorf | 6328006500 | https://www.eppendorf.com/SP-en/
6328007000 | Sensor unit 96-well ISO 9001 | 1 | 1 | 7813.1 | Eppendorf | 6328007000 | https://www.eppendorf.com/SP-en/
6328007507 | Sensor unit 96-well ISO 17025 | 1 | 1 | 9670.4 | Eppendorf | 6328007507 | https://www.eppendorf.com/SP-en/
6328008007 | Sensor unit 384-well ISO 9001 | 1 | 1 | 7813.1 | Eppendorf | 6328008007 | https://www.eppendorf.com/SP-en/
6328008503 | Sensor unit 384-well ISO 17025 | 1 | 1 | 9670.4 | Eppendorf | 6328008503 | https://www.eppendorf.com/SP-en/
6328009003 | Sensor plate Flat ISO 9001 | 1 | 1 | 7813.1 | Eppendorf | 6328009003 | https://www.eppendorf.com/SP-en/
6328009500 | Sensor plate Flat ISO 17025 | 1 | 1 | 9670.4 | Eppendorf | 6328009500 | https://www.eppendorf.com/SP-en/
6328071000 | 96 well sensor plate for Temp Ver Syst | 1 | 1 | 6497.5 | Eppendorf | 6328071000 | https://www.eppendorf.com/SP-en/
6328071507 | 96-well sensor plate not adjusted | 1 | 1 | 6497.5 | Eppendorf | 6328071507 | https://www.eppendorf.com/SP-en/
6328072007 | 384 well sensor plate for Temp Ver Syst | 1 | 1 | 6497.5 | Eppendorf | 6328072007 | https://www.eppendorf.com/SP-en/
6328072503 | 384-well sensor plate not adjusted | 1 | 1 | 6497.5 | Eppendorf | 6328072503 | https://www.eppendorf.com/SP-en/
6328076002 | Sensorplate flat | 1 | 1 | 6497.5 | Eppendorf | 6328076002 | https://www.eppendorf.com/SP-en/
6328853009 | Adapter plate 96-well | 1 | 1 | 62 | Eppendorf | 6328853009 | https://www.eppendorf.com/SP-en/
6328854005 | Adapter plate 384-well | 1 | 1 | 62 | Eppendorf | 6328854005 | https://www.eppendorf.com/SP-en/
6328855001 | Adapter plates 64/32-well | 1 | 1 | 62 | Eppendorf | 6328855001 | https://www.eppendorf.com/SP-en/
6328856008 | O-rings for 96-well sensor unit,20 pcs | 20 | 1 | 48.3 | Eppendorf | 6328856008 | https://www.eppendorf.com/SP-en/
6328857004 | O-rings for 384-well sensor unit,20 pcs. | 20 | 1 | 48.3 | Eppendorf | 6328857004 | https://www.eppendorf.com/SP-en/
6331980003 | Transport-case for Mastercycler pro | 1 | 1 | 815.4 | Eppendorf | 6331980003 | https://www.eppendorf.com/SP-en/
6349000014 | CycleManager X50 | 1 | 1 | 286.4 | Eppendorf | 6349000014 | https://www.eppendorf.com/SP-en/
6331000017 | Masterc. Nexus gradient 230V/50-60Hz | 1 | 1 | 9266.7 | Eppendorf | 6331000017 | https://www.eppendorf.com/SP-en/
6333000014 | Mastercycler Nexus 230V/50-60Hz | 1 | 1 | 7741.8 | Eppendorf | 6333000014 | https://www.eppendorf.com/SP-en/
6332000010 | Mastercycler Nexus eco 230V/50-60Hz | 1 | 1 | 5976.6 | Eppendorf | 6332000010 | https://www.eppendorf.com/SP-en/
6334000018 | M-cycler nexus grad.eco 230V INTERNAT. | 1 | 1 | 7538.3 | Eppendorf | 6334000018 | https://www.eppendorf.com/SP-en/
6347000017 | Mastercycler nexus GSX1e 230V INTERNAT. | 1 | 1 | 8668.6 | Eppendorf | 6347000017 | https://www.eppendorf.com/SP-en/
6348000010 | Mastercycler nexus SX1e 230V INTERNAT. | 1 | 1 | 7160.5 | Eppendorf | 6348000010 | https://www.eppendorf.com/SP-en/
6330000013 | M-cycler nexus flat eco 230V INTERNAT. | 1 | 1 | 6699.9 | Eppendorf | 6330000013 | https://www.eppendorf.com/SP-en/
6335000011 | Mastercycler Nexus flat 230V/50-60Hz | 1 | 1 | 8614.7 | Eppendorf | 6335000011 | https://www.eppendorf.com/SP-en/
6337000019 | Mastercycler nexus X2 230V INTERNATIONAL | 1 | 1 | 9274.8 | Eppendorf | 6337000019 | https://www.eppendorf.com/SP-en/
6338000012 | Mastercycler nexus GX2e 230V INTERNAT. | 1 | 1 | 8421.5 | Eppendorf | 6338000012 | https://www.eppendorf.com/SP-en/
6339000016 | Mastercycler nexus X2e 230V INTERNAT. | 1 | 1 | 7078.3 | Eppendorf | 6339000016 | https://www.eppendorf.com/SP-en/
6346000013 | Mastercycler nexus SX1 230V INTERNAT. | 1 | 1 | 9171 | Eppendorf | 6346000013 | https://www.eppendorf.com/SP-en/
6313000018 | Mastercycler X50a, 110-230V EU/US/JP/TW | 1 | 1 | 9775 | Eppendorf | 6313000018 | https://www.eppendorf.com/SP-en/
6301000012 | Mastercycler X50i, 110-230V EU/US/JP/TW | 1 | 1 | 8810.2 | Eppendorf | 6301000012 | https://www.eppendorf.com/SP-en/
6303000010 | Mastercycler X50l, 110-230V EU/US/JP/TW | 1 | 1 | 8215.6 | Eppendorf | 6303000010 | https://www.eppendorf.com/SP-en/
6305000017 | Mastercycler X50r, 110-230V EU/US/JP/TW | 1 | 1 | 8810.2 | Eppendorf | 6305000017 | https://www.eppendorf.com/SP-en/
6306000010 | Mastercycler X50t, 110-230V EU/US/JP/TW | 1 | 1 | 9405.9 | Eppendorf | 6306000010 | https://www.eppendorf.com/SP-en/
5391000001 | HeatSealer S100 INTER. | 1 | 1 | 2898 | Eppendorf | 5391000001 | https://www.eppendorf.com/SP-en/
5392000005 | HeatSealer S200 INTER. | 1 | 1 | 4159.6 | Eppendorf | 5392000005 | https://www.eppendorf.com/SP-en/
6302070030 | Case for Mastercycler ep realplex | 1 | 1 | 1198.3 | Eppendorf | 6302070030 | https://www.eppendorf.com/SP-en/
6302070405 | Peak-Adapter incl. connection cable | 1 | 1 | 593.4 | Eppendorf | 6302070405 | https://www.eppendorf.com/SP-en/
6302070456 | Connection cable realplex<=>Cycler | 1 | 1 | 35.4 | Eppendorf | 6302070456 | https://www.eppendorf.com/SP-en/
6302862506 | CD, kpl realplex Software V2.1 | 1 | 1 | 5873.1 | Eppendorf | 6302862506 | https://www.eppendorf.com/SP-en/
6302897008 | CD, cpl. realplex Software | 1 | 1 | 38.3 | Eppendorf | 6302897008 | https://www.eppendorf.com/SP-en/
5309000333 | Thermoblock 8x 5,0 mL tubes | 1 | 1 | 634.8 | Eppendorf | 5309000333 | https://www.eppendorf.com/SP-en/
5360000011 | Wechselblock 1,5ml | 1 | 1 | 634.8 | Eppendorf | 5360000011 | https://www.eppendorf.com/SP-en/
5361000015 | Wechselblock 0,5ml | 1 | 1 | 634.8 | Eppendorf | 5361000015 | https://www.eppendorf.com/SP-en/
5363007009 | MTP-Adapterplatte 0,2ml | 1 | 1 | 208.2 | Eppendorf | 5363007009 | https://www.eppendorf.com/SP-en/
5365000010 | Wechselblock 50ml Internat. | 1 | 1 | 634.8 | Eppendorf | 5365000010 | https://www.eppendorf.com/SP-en/
5368000010 | Thermoblock f. slides -intern. | 1 | 1 | 836.1 | Eppendorf | 5368000010 | https://www.eppendorf.com/SP-en/
5368000100 | Exchangeable thermoblock for 4 DualChips | 1 | 1 | 1276.5 | Eppendorf | 5368000100 | https://www.eppendorf.com/SP-en/
5353000510 | MixMate, 230 V EU | 1 | 1 | 2034.4 | Eppendorf | 5353000510 | https://www.eppendorf.com/SP-en/
5384000012 | ThermoMixer F1.5 w.thermob. 220-240V INT | 1 | 1 | 2937.1 | Eppendorf | 5384000012 | https://www.eppendorf.com/SP-en/
5385000016 | ThermoMixer FP w.thermob. 220-240V INT | 1 | 1 | 3136.1 | Eppendorf | 5385000016 | https://www.eppendorf.com/SP-en/
5386000010 | Thermomixer F0.5 200-240V INTERNAT. | 1 | 1 | 3010.7 | Eppendorf | 5386000010 | https://www.eppendorf.com/SP-en/
5387000013 | Thermomixer F2.0 200-240V INTERNAT. | 1 | 1 | 2937.1 | Eppendorf | 5387000013 | https://www.eppendorf.com/SP-en/
5382000015 | ThermoMixer C w/o thermob. 220-240V INT | 1 | 1 | 3070.5 | Eppendorf | 5382000015 | https://www.eppendorf.com/SP-en/
5306000006 | SmartBlock PCR 96, incl. Lid | 1 | 1 | 792.4 | Eppendorf | 5306000006 | https://www.eppendorf.com/SP-en/
5307000000 | SmartBlock PCR 384, incl. Lid | 1 | 1 | 792.4 | Eppendorf | 5307000000 | https://www.eppendorf.com/SP-en/
5308000003 | ThermoTop with condens.protect-technol. | 1 | 1 | 538.2 | Eppendorf | 5308000003 | https://www.eppendorf.com/SP-en/
5309000007 | SmartBlock 8x 5mL tubes | 1 | 1 | 637.1 | Eppendorf | 5309000007 | https://www.eppendorf.com/SP-en/
5310000002 | SmartBlock DWP 1000 µL | 1 | 1 | 792.4 | Eppendorf | 5310000002 | https://www.eppendorf.com/SP-en/
5316000004 | SmartBlock DWP 500 µL | 1 | 1 | 792.4 | Eppendorf | 5316000004 | https://www.eppendorf.com/SP-en/
5322000008 | SmartExtender 1.5 mL | 1 | 1 | 837.2 | Eppendorf | 5322000008 | https://www.eppendorf.com/SP-en/
5360000038 | SmartBlock 24x 1.5mL tubes | 1 | 1 | 637.1 | Eppendorf | 5360000038 | https://www.eppendorf.com/SP-en/
5361000031 | SmartBlock 24x 0.5mL tubes | 1 | 1 | 637.1 | Eppendorf | 5361000031 | https://www.eppendorf.com/SP-en/
5362000035 | SmartBlock 24x 2.0mL tubes | 1 | 1 | 637.1 | Eppendorf | 5362000035 | https://www.eppendorf.com/SP-en/
5363000039 | SmartBlock plates, incl. Lid | 1 | 1 | 792.4 | Eppendorf | 5363000039 | https://www.eppendorf.com/SP-en/
5363000233 | Lid for F1.5/FP + SmartBlocks | 1 | 1 | 142.6 | Eppendorf | 5363000233 | https://www.eppendorf.com/SP-en/
5364000024 | SmartBlock 24x 12mm tubes | 1 | 1 | 792.4 | Eppendorf | 5364000024 | https://www.eppendorf.com/SP-en/
5365000028 | SmartBlock 4x 50mL conical tubes | 1 | 1 | 637.1 | Eppendorf | 5365000028 | https://www.eppendorf.com/SP-en/
5365000109 | Adapter 25 mL for SmartBlock 50 mL | 1 | 1 | 166.8 | Eppendorf | 5365000109 | https://www.eppendorf.com/SP-en/
5366000021 | SmartBlock 8x 15mL conical tubes | 1 | 1 | 637.1 | Eppendorf | 5366000021 | https://www.eppendorf.com/SP-en/
5367000025 | SmartBlock cryo 24x 1,5mL-2mL | 1 | 1 | 637.1 | Eppendorf | 5367000025 | https://www.eppendorf.com/SP-en/
5353040113 | Tube Holder PCR 96 (c) | 1 | 1 | 107.6 | Eppendorf | 5353040113 | https://www.eppendorf.com/SP-en/
5353040121 | Tube Holder 0,5 (c) | 1 | 1 | 107.6 | Eppendorf | 5353040121 | https://www.eppendorf.com/SP-en/
5353040130 | Tube holder 1,5/2,0 (c) | 1 | 1 | 107.6 | Eppendorf | 5353040130 | https://www.eppendorf.com/SP-en/
5353040148 | Tube Holder 5/15 mL | 1 | 1 | 107.6 | Eppendorf | 5353040148 | https://www.eppendorf.com/SP-en/
5353040156 | Tube Holder 25/50 mL | 1 | 1 | 107.6 | Eppendorf | 5353040156 | https://www.eppendorf.com/SP-en/
5365850005 | Removal tool 25 mL adapter | 1 | 1 | 41.9 | Eppendorf | 5365850005 | https://www.eppendorf.com/SP-en/
5382000201 | VisioNize box adapter for TMC | 1 | 1 | 69.3 | Eppendorf | 5382000201 | https://www.eppendorf.com/SP-en/
3880000011 | IsoTherm-System (Starter Kit) | 1 | 1 | 176 | Eppendorf | 3880000011 | https://www.eppendorf.com/SP-en/
3880000020 | IsoSafe plus IsoPack | 1 | 1 | 192.1 | Eppendorf | 3880000020 | https://www.eppendorf.com/SP-en/
3880000038 | 4 ISORACK 0,5 ML | 4 | 1 | 151.8 | Eppendorf | 3880000038 | https://www.eppendorf.com/SP-en/
3880000046 | IsoSafe plus IsoPack | 1 | 1 | 192.1 | Eppendorf | 3880000046 | https://www.eppendorf.com/SP-en/
3880000151 | Transfer Rack 1.5/2.0 mL | 1 | 1 | 49.9 | Eppendorf | 3880000151 | https://www.eppendorf.com/SP-en/
3880000160 | IsoPack/Rack 0/0,5ml verpackt | 1 | 1 | 58 | Eppendorf | 3880000160 | https://www.eppendorf.com/SP-en/
3880000178 | IsoPack/Rack-21/0,5ml verpackt | 1 | 1 | 58 | Eppendorf | 3880000178 | https://www.eppendorf.com/SP-en/
3880000305 | Transfer Rack 0.5 mL | 1 | 1 | 49.9 | Eppendorf | 3880000305 | https://www.eppendorf.com/SP-en/
3880001018 | IsoTherm-System (Starter Set) | 1 | 1 | 176 | Eppendorf | 3880001018 | https://www.eppendorf.com/SP-en/
3880001026 | IsoSafe plus IsoPack | 1 | 1 | 192.1 | Eppendorf | 3880001026 | https://www.eppendorf.com/SP-en/
3880001034 | 4 ISORACK 1,5/2,0 ml | 4 | 1 | 151.8 | Eppendorf | 3880001034 | https://www.eppendorf.com/SP-en/
3880001042 | IsoSafe plus IsoPack | 1 | 1 | 192.1 | Eppendorf | 3880001042 | https://www.eppendorf.com/SP-en/
3880001166 | IsoPack/Rack 0/1,5ml verpackt | 1 | 1 | 58 | Eppendorf | 3880001166 | https://www.eppendorf.com/SP-en/
3880001174 | IsoPack/Rack-21/1,5ml verpackt | 1 | 1 | 58 | Eppendorf | 3880001174 | https://www.eppendorf.com/SP-en/
3880002049 | ISOPACK O,5ML,-21 C, BL | 1 | 1 | 80 | Eppendorf | 3880002049 | https://www.eppendorf.com/SP-en/
3881000015 | PCR-Cooler Starter Set | 2 | 1 | 116.2 | Eppendorf | 3881000015 | https://www.eppendorf.com/SP-en/
3881000023 | PCR-Cooler pink | 1 | 1 | 63.4 | Eppendorf | 3881000023 | https://www.eppendorf.com/SP-en/
3881000031 | PCR-Cooler blau | 1 | 1 | 63.4 | Eppendorf | 3881000031 | https://www.eppendorf.com/SP-en/
5383000019 | ThermoStat C w/o thermob. 220-240V INT | 1 | 1 | 2099.9 | Eppendorf | 5383000019 | https://www.eppendorf.com/SP-en/
M1299-0081 | Innova 40, 100V 60Hz, 3/4" Orbit | 1 | 1 | 9839.4 | Eppendorf | M1299-0081 | https://www.eppendorf.com/SP-en/
M1299-0082 | Innova 40, 230V 50Hz, 3/4" Orbit | 1 | 1 | 9839.4 | Eppendorf | M1299-0082 | https://www.eppendorf.com/SP-en/
M1299-0083 | Innova 40, 100V 50Hz, 3/4" Orbit | 1 | 1 | 9839.4 | Eppendorf | M1299-0083 | https://www.eppendorf.com/SP-en/
M1299-0091 | Innova 40, 100V 60Hz, 1" Orbit | 1 | 1 | 9839.4 | Eppendorf | M1299-0091 | https://www.eppendorf.com/SP-en/
M1299-0092 | Innova 40, 230V 50Hz, 1" Orbit | 1 | 1 | 9839.4 | Eppendorf | M1299-0092 | https://www.eppendorf.com/SP-en/
M1299-0093 | Innova 40, 100V 50Hz, 1" Orbit | 1 | 1 | 9839.4 | Eppendorf | M1299-0093 | https://www.eppendorf.com/SP-en/
M1335-0315 | Fuse holder | 1 | 1 | 70.4 | Eppendorf | M1335-0315 | https://www.eppendorf.com/SP-en/
M1335-9952 | Screw kit Platform I42,I40,E24,I2100 | 1 | 1 | 217.4 | Eppendorf | M1335-9952 | https://www.eppendorf.com/SP-en/
M1282-9952 | Screw kit Platform I44, I-26 | 1 | 1 | 217.4 | Eppendorf | M1282-9952 | https://www.eppendorf.com/SP-en/
S44I852031 | S44i PCB Mainboard (Gen. 2) | 1 | 1 | 485.3 | Eppendorf | S44I852031 | https://www.eppendorf.com/SP-en/
S44I852032 | S44i-PCB Compressor (Gen 2) | 1 | 1 | 669.3 | Eppendorf | S44I852032 | https://www.eppendorf.com/SP-en/
S44I852033 | S44i PCB power supply device (Gen. 2) | 1 | 1 | 411.7 | Eppendorf | S44I852033 | https://www.eppendorf.com/SP-en/
S44I854190 | S44i-Spare parts kit | 1 | 1 | 131.1 | Eppendorf | S44I854190 | https://www.eppendorf.com/SP-en/
S44I856020 | S44i Heater (Gen.2) | 1 | 1 | 246.1 | Eppendorf | S44I856020 | https://www.eppendorf.com/SP-en/
S44I856067 | S44i cooling unit (Gen. 2) | 1 | 1 | 1988.4 | Eppendorf | S44I856067 | https://www.eppendorf.com/SP-en/
M1190-0002 | INNOVA 2000, 220V 50/60 HZ | 1 | 1 | 3103.9 | Eppendorf | M1190-0002 | https://www.eppendorf.com/SP-en/
M1190-0003 | INNOVA 2000, 240V 50/60 HZ | 1 | 1 | 3103.9 | Eppendorf | M1190-0003 | https://www.eppendorf.com/SP-en/
M1190-0012 | INNOVA 2050, 220/230V 50/60 HZ SINGLE FU | 1 | 1 | 3312 | Eppendorf | M1190-0012 | https://www.eppendorf.com/SP-en/
M1190-0013 | INNOVA 2050, 240V 50/60 HZ SINGLE FUSE | 1 | 1 | 3312 | Eppendorf | M1190-0013 | https://www.eppendorf.com/SP-en/
M1194-0001 | Innova 2100, 100V 50/60 Hz | 1 | 1 | 4588.5 | Eppendorf | M1194-0001 | https://www.eppendorf.com/SP-en/
M1194-0002 | INNOVA 2100, 220/230V 50/60 HZ | 1 | 1 | 4588.5 | Eppendorf | M1194-0002 | https://www.eppendorf.com/SP-en/
M1194-0003 | INNOVA 2100, 240V 50/60HZ | 1 | 1 | 4588.5 | Eppendorf | M1194-0003 | https://www.eppendorf.com/SP-en/
M1194-0012 | INNOVA 2150, 220/230V 50/60 HZ SINGLE FU | 1 | 1 | 5007.1 | Eppendorf | M1194-0012 | https://www.eppendorf.com/SP-en/
M1194-0013 | INNOVA 2150, 240V 50/60 HZ SINGLE FUSE | 1 | 1 | 5007.1 | Eppendorf | M1194-0013 | https://www.eppendorf.com/SP-en/
M1191-0002 | INNOVA 2300 220/230V 50/60 HZ, 1" STROKE | 1 | 1 | 7616.5 | Eppendorf | M1191-0002 | https://www.eppendorf.com/SP-en/
M1191-0003 | INNOVA 2300 240V 50/60 HZ, 1" STROKE | 1 | 1 | 7616.5 | Eppendorf | M1191-0003 | https://www.eppendorf.com/SP-en/
M1191-0022 | INNOVA 2300 220/230V 50/60 HZ, 2" STROKE | 1 | 1 | 8029.3 | Eppendorf | M1191-0022 | https://www.eppendorf.com/SP-en/
M1191-0023 | INNOVA 2300 240V 50/60 HZ, 2" STROKE | 1 | 1 | 8029.3 | Eppendorf | M1191-0023 | https://www.eppendorf.com/SP-en/
M1191-9952 | Screw kit Platform I2300/2350 | 1 | 1 | 217.4 | Eppendorf | M1191-9952 | https://www.eppendorf.com/SP-en/
M1191-0012 | INNOVA 2350 220/230V 50/60 HZ, 1" STROKE | 1 | 1 | 8299.6 | Eppendorf | M1191-0012 | https://www.eppendorf.com/SP-en/
M1191-0013 | INNOVA 2350 240V 50/60 HZ, 1" STROKE | 1 | 1 | 8299.6 | Eppendorf | M1191-0013 | https://www.eppendorf.com/SP-en/
M1191-0032 | INNOVA 2350 220/230V 50/60 HZ, 2" STROKE | 1 | 1 | 8697.5 | Eppendorf | M1191-0032 | https://www.eppendorf.com/SP-en/
M1191-0033 | INNOVA 2350 240V 50/60 HZ, 2" STROKE | 1 | 1 | 8697.5 | Eppendorf | M1191-0033 | https://www.eppendorf.com/SP-en/
M1352-0002 | EXCELLA E-24 230V 50HZ | 1 | 1 | 7587.7 | Eppendorf | M1352-0002 | https://www.eppendorf.com/SP-en/
M1352-0006 | EXCELLA E-24R 230V 50HZ | 1 | 1 | 10000 | Eppendorf | M1352-0006 | https://www.eppendorf.com/SP-en/
M1350-0001 | EXCELLA E-2 230V 50/60HZ | 1 | 1 | 2439.2 | Eppendorf | M1350-0001 | https://www.eppendorf.com/SP-en/
M1351-0001 | EXCELLA E-10 230V 50/60HZ | 1 | 1 | 5921.4 | Eppendorf | M1351-0001 | https://www.eppendorf.com/SP-en/
ACE-1000S | 1L ERLENMEYER CLAMP | 1 | 1 | 53 | Eppendorf | ACE-1000S | https://www.eppendorf.com/SP-en/
ACE-10S | 10ML ERLENMEYER CLAMP | 1 | 1 | 21.5 | Eppendorf | ACE-10S | https://www.eppendorf.com/SP-en/
ACE-2000S | 2L ERLENMEYER CLAMP | 1 | 1 | 83.3 | Eppendorf | ACE-2000S | https://www.eppendorf.com/SP-en/
ACE-3000S | 3L ERLENMEYER CLAMP | 1 | 1 | 96.7 | Eppendorf | ACE-3000S | https://www.eppendorf.com/SP-en/
ACE-4000S | 4L ERLENMEYER CLAMP | 1 | 1 | 95.1 | Eppendorf | ACE-4000S | https://www.eppendorf.com/SP-en/
ACE-5000S | 5L ERLENMEYER CLAMP | 1 | 1 | 103.3 | Eppendorf | ACE-5000S | https://www.eppendorf.com/SP-en/
ACE-6000S | 6L ERLENMEYER CLAMP | 1 | 1 | 114 | Eppendorf | ACE-6000S | https://www.eppendorf.com/SP-en/
ACFE-2800S | 2800ML FERNBACH CLAMP | 1 | 1 | 105.8 | Eppendorf | ACFE-2800S | https://www.eppendorf.com/SP-en/
ACSB-1000S | 1L MEDIA BOTTLE CLAMP WITH SPRING RETAIN | 1 | 1 | 111.2 | Eppendorf | ACSB-1000S | https://www.eppendorf.com/SP-en/
ACSB-500S | 500ML MEDIA BOTTLE CLAMP WITH SPRING RET | 1 | 1 | 111.2 | Eppendorf | ACSB-500S | https://www.eppendorf.com/SP-en/
M1190-9000 | 50ML ERLENMEYER CLAMP WITH SPRING RETAIN | 1 | 1 | 23.8 | Eppendorf | M1190-9000 | https://www.eppendorf.com/SP-en/
M1190-9001 | 125ML ERLENMEYER CLAMP WITH SPRING RETAI | 1 | 1 | 25.1 | Eppendorf | M1190-9001 | https://www.eppendorf.com/SP-en/
M1190-9002 | 250ML ERLENMEYER CLAMP WITH SPRING RETAI | 1 | 1 | 35.8 | Eppendorf | M1190-9002 | https://www.eppendorf.com/SP-en/
M1190-9003 | 500ML ERLENMEYER CLAMP WITH SPRING RETAI | 1 | 1 | 42.3 | Eppendorf | M1190-9003 | https://www.eppendorf.com/SP-en/
M1190-9004 | 25ML ERLENMEYER CLAMP | 1 | 1 | 22.7 | Eppendorf | M1190-9004 | https://www.eppendorf.com/SP-en/
M1190-9005 | CLAMP, SHAKER, 2L LAUBER CLAMP W/ SPRING | 1 | 1 | 127.7 | Eppendorf | M1190-9005 | https://www.eppendorf.com/SP-en/
M1190-9921 | Kit, Starter, Clamps | 1 | 1 | 430.1 | Eppendorf | M1190-9921 | https://www.eppendorf.com/SP-en/
AG-1 | 1L ERLENMEYER PLATFORM, FOR INNOVA 2300 | 1 | 1 | 1389.2 | Eppendorf | AG-1 | https://www.eppendorf.com/SP-en/
AG-2 | 2L ERLENMEYER PLATFORM, SLIDE-OUT, 2300 | 1 | 1 | 1367.4 | Eppendorf | AG-2 | https://www.eppendorf.com/SP-en/
AG-28 | 2800ML FERNBACH PLATFORM, INNOVA 2300 | 1 | 1 | 1389.2 | Eppendorf | AG-28 | https://www.eppendorf.com/SP-en/
AG-4 | 4L ERLENMEYER PLATFORM, FOR INNOVA 2300 | 1 | 1 | 1307.6 | Eppendorf | AG-4 | https://www.eppendorf.com/SP-en/
AG-6 | 6L ERLENMEYER PLATFORM, FOR INNOVA 2300 | 1 | 1 | 1343.2 | Eppendorf | AG-6 | https://www.eppendorf.com/SP-en/
AG2-10 | 10ML ERLENMEYER PLATFORM, FOR INNOVA 200 | 1 | 1 | 601.5 | Eppendorf | AG2-10 | https://www.eppendorf.com/SP-en/
AG7-125 | 125ML ERLENMEYER HALF PLATFORM, FOR INNO | 1 | 1 | 515.2 | Eppendorf | AG7-125 | https://www.eppendorf.com/SP-en/
AG7-250 | 250/300ML ERLENMEYER HALF PLATFORM, FOR | 1 | 1 | 500.3 | Eppendorf | AG7-250 | https://www.eppendorf.com/SP-en/
AG7-50 | 50ML ERLENMEYER HALF PLATFORM, FOR INNOV | 1 | 1 | 523.3 | Eppendorf | AG7-50 | https://www.eppendorf.com/SP-en/
M1001-0240 | UNIVERSAL PLATFORM, FOR INNOVA 2000, C1 | 1 | 1 | 495.7 | Eppendorf | M1001-0240 | https://www.eppendorf.com/SP-en/
M1190-9900 | UNIVERSAL PLATFORM, FOR INNOVA 2050 | 1 | 1 | 638.3 | Eppendorf | M1190-9900 | https://www.eppendorf.com/SP-en/
M1190-9901 | 10ML ERLENMEYER PLATFORM FOR INNOVA 2050 | 1 | 1 | 1052.3 | Eppendorf | M1190-9901 | https://www.eppendorf.com/SP-en/
M1190-9902 | 25ML ERLENMEYER PLATFORM FOR INNOVA 2050 | 1 | 1 | 834.9 | Eppendorf | M1190-9902 | https://www.eppendorf.com/SP-en/
M1190-9903 | 50ML ERLENMEYER PLATFORM FOR INNOVA 2050 | 1 | 1 | 806.2 | Eppendorf | M1190-9903 | https://www.eppendorf.com/SP-en/
M1190-9904 | 125ML ERLENMEYER PLATFORM, FOR INNOVA 20 | 1 | 1 | 834.9 | Eppendorf | M1190-9904 | https://www.eppendorf.com/SP-en/
M1190-9905 | 250ML ERLENMEYER PLATFORM, FOR INNOVA 20 | 1 | 1 | 749.8 | Eppendorf | M1190-9905 | https://www.eppendorf.com/SP-en/
M1190-9906 | 500ML ERLENMEYER PLATFORM, FOR INNOVA 20 | 1 | 1 | 657.8 | Eppendorf | M1190-9906 | https://www.eppendorf.com/SP-en/
M1190-9911 | 1L ERLENMEYER PLATFORM, FOR INNOVA 2050 | 1 | 1 | 639.4 | Eppendorf | M1190-9911 | https://www.eppendorf.com/SP-en/
M1190-9915 | 50ML ERLENMEYER PLATFORM, FOR INNOVA 200 | 1 | 1 | 515.2 | Eppendorf | M1190-9915 | https://www.eppendorf.com/SP-en/
M1190-9916 | 125ML ERLENMEYER PLATFORM, FOR INNOVA 20 | 1 | 1 | 515.2 | Eppendorf | M1190-9916 | https://www.eppendorf.com/SP-en/
M1190-9917 | 250ML ERLENMEYER PLATFORM, FOR INNOVA 20 | 1 | 1 | 546.3 | Eppendorf | M1190-9917 | https://www.eppendorf.com/SP-en/
M1190-9918 | 500ML ERLENMEYER PLATFORM, FOR INNOVA 20 | 1 | 1 | 546.3 | Eppendorf | M1190-9918 | https://www.eppendorf.com/SP-en/
M1190-9919 | 25ML ERLENMEYER PLATFORM, FOR INNOVA 200 | 1 | 1 | 546.3 | Eppendorf | M1190-9919 | https://www.eppendorf.com/SP-en/
M1191-9904 | INNOVA 2300 QUICK CHANGE PLATFORM, FOR I | 1 | 1 | 578.5 | Eppendorf | M1191-9904 | https://www.eppendorf.com/SP-en/
M1191-9908 | 50ML ERLENMEYER PLATFORM, FOR INNOVA 230 | 1 | 1 | 1741.1 | Eppendorf | M1191-9908 | https://www.eppendorf.com/SP-en/
M1191-9909 | 125ML ERLENMEYER PLATFORM, FOR INNOVA 23 | 1 | 1 | 1692.8 | Eppendorf | M1191-9909 | https://www.eppendorf.com/SP-en/
M1191-9910 | 250ML ERLENMEYER PLATFORM, FOR INNOVA 23 | 1 | 1 | 1567.5 | Eppendorf | M1191-9910 | https://www.eppendorf.com/SP-en/
M1191-9911 | 500ML ERLENMEYER PLATFORM, FOR INNOVA 23 | 1 | 1 | 1468.6 | Eppendorf | M1191-9911 | https://www.eppendorf.com/SP-en/
M1191-9912 | 125ML ERLENMEYER PLATFORM, FOR INNOVA 23 | 1 | 1 | 2203.4 | Eppendorf | M1191-9912 | https://www.eppendorf.com/SP-en/
M1191-9913 | 250ML ERLENMEYER PLATFORM, FOR INNOVA 23 | 1 | 1 | 2164.3 | Eppendorf | M1191-9913 | https://www.eppendorf.com/SP-en/
M1191-9914 | 500ML ERLENMEYER PLATFORM, FOR INNOVA 23 | 1 | 1 | 1918.2 | Eppendorf | M1191-9914 | https://www.eppendorf.com/SP-en/
M1194-9903 | 50ML ERLENMEYER PLATFORM, FOR INNOVA 210 | 1 | 1 | 1186.8 | Eppendorf | M1194-9903 | https://www.eppendorf.com/SP-en/
M1194-9904 | 125ML ERLENMEYER PLATFORM, FOR INNOVA 21 | 1 | 1 | 1012 | Eppendorf | M1194-9904 | https://www.eppendorf.com/SP-en/
M1194-9905 | 250ML ERLENMEYER PLATFORM, FOR INNOVA 21 | 1 | 1 | 1048.8 | Eppendorf | M1194-9905 | https://www.eppendorf.com/SP-en/
M1194-9906 | 500ML ERLENMEYER PLATFORM, FOR INNOVA 21 | 1 | 1 | 1012 | Eppendorf | M1194-9906 | https://www.eppendorf.com/SP-en/
M1194-9907 | 1L ERLENMEYER PLATFORM, FOR INNOVA 2100, | 1 | 1 | 969.5 | Eppendorf | M1194-9907 | https://www.eppendorf.com/SP-en/
M1194-9908 | 2L ERLENMEYER PLATFORM, FOR INNOVA 2100, | 1 | 1 | 969.5 | Eppendorf | M1194-9908 | https://www.eppendorf.com/SP-en/
M1194-9912 | UNIVERSAL PLATFORM, FOR INNOVA 2150 | 1 | 1 | 1012 | Eppendorf | M1194-9912 | https://www.eppendorf.com/SP-en/
M1194-9915 | 50ML ERLENMEYER PLATFORM, FOR INNOVA 215 | 1 | 1 | 1501.9 | Eppendorf | M1194-9915 | https://www.eppendorf.com/SP-en/
M1194-9916 | 125ML ERLENMEYER PLATFORM, FOR INNOVA 21 | 1 | 1 | 1280 | Eppendorf | M1194-9916 | https://www.eppendorf.com/SP-en/
M1194-9917 | 250ML ERLENMEYER PLATFORM, FOR INNOVA 21 | 1 | 1 | 1317.9 | Eppendorf | M1194-9917 | https://www.eppendorf.com/SP-en/
M1194-9918 | 500ML ERLENMEYER PLATFORM, FOR INNOVA 21 | 1 | 1 | 1283.4 | Eppendorf | M1194-9918 | https://www.eppendorf.com/SP-en/
M1194-9919 | 1L ERLENMEYER PLATFORM, FOR INNOVA 2150 | 1 | 1 | 1167.3 | Eppendorf | M1194-9919 | https://www.eppendorf.com/SP-en/
M1194-9920 | 2L ERLENMEYER PLATFORM, FOR INNOVA 2150 | 1 | 1 | 969.5 | Eppendorf | M1194-9920 | https://www.eppendorf.com/SP-en/
M1194-9927 | INNOVA 2150 QUICK-CHANGE PLATFORM | 1 | 1 | 546.3 | Eppendorf | M1194-9927 | https://www.eppendorf.com/SP-en/
M1196-9447 | UNIVERSAL PLATFORM, FOR INNOVA 5000 | 1 | 1 | 1330.6 | Eppendorf | M1196-9447 | https://www.eppendorf.com/SP-en/
M1196-9900 | 125ML ERLENMEYER PLATFORM, FOR INNOVA 50 | 1 | 1 | 2083.8 | Eppendorf | M1196-9900 | https://www.eppendorf.com/SP-en/
M1196-9901 | 250/300ML ERLENMEYER PLATFORM, FOR INNOV | 1 | 1 | 2083.8 | Eppendorf | M1196-9901 | https://www.eppendorf.com/SP-en/
M1196-9902 | 500ML ERLENMEYER PLATFORM, FOR INNOVA 50 | 1 | 1 | 1878 | Eppendorf | M1196-9902 | https://www.eppendorf.com/SP-en/
M1196-9903 | 1L ERLENMEYER PLATFORM, FOR INNOVA 5000 | 1 | 1 | 1779.1 | Eppendorf | M1196-9903 | https://www.eppendorf.com/SP-en/
M1196-9904 | 2L ERLENMEYER PLATFORM, FOR INNOVA 5000 | 1 | 1 | 1718.1 | Eppendorf | M1196-9904 | https://www.eppendorf.com/SP-en/
M1196-9905 | 2800ML FERNBACH PLATFORM, FOR INNOVA 500 | 1 | 1 | 1712.4 | Eppendorf | M1196-9905 | https://www.eppendorf.com/SP-en/
M1196-9906 | 4L ERLENMEYER PLATFORM, FOR INNOVA 5000 | 1 | 1 | 1593.9 | Eppendorf | M1196-9906 | https://www.eppendorf.com/SP-en/
M1196-9907 | 6L ERLENMEYER PLATFORM, FOR INNOVA 5000 | 1 | 1 | 1593.9 | Eppendorf | M1196-9907 | https://www.eppendorf.com/SP-en/
M1231-9930 | UNIVERSAL PLATFORM | 1 | 1 | 609.5 | Eppendorf | M1231-9930 | https://www.eppendorf.com/SP-en/
M1231-9933 | 50 ML ERLENMEYER PLATFORM | 1 | 1 | 1101.7 | Eppendorf | M1231-9933 | https://www.eppendorf.com/SP-en/
M1231-9934 | 125ML ERLENMEYER PLATFORM | 1 | 1 | 1012 | Eppendorf | M1231-9934 | https://www.eppendorf.com/SP-en/
M1231-9935 | 250ML ERLENMEYER PLATFORM | 1 | 1 | 948.8 | Eppendorf | M1231-9935 | https://www.eppendorf.com/SP-en/
M1231-9936 | 500ML ERLENMEYER PLATFORM | 1 | 1 | 854.5 | Eppendorf | M1231-9936 | https://www.eppendorf.com/SP-en/
M1231-9937 | 1L ERLENMEYER PLATFORM | 1 | 1 | 795.8 | Eppendorf | M1231-9937 | https://www.eppendorf.com/SP-en/
M1231-9938 | 2L ERLENMEYER PLATFORM | 1 | 1 | 731.4 | Eppendorf | M1231-9938 | https://www.eppendorf.com/SP-en/
M1231-9939 | SUB-PLATFORM FOR MOUNTING HALF-SIZE PLAT | 1 | 1 | 264.5 | Eppendorf | M1231-9939 | https://www.eppendorf.com/SP-en/
M1249-0130 | Universal Platform, Lift Out | 1 | 1 | 1170.7 | Eppendorf | M1249-0130 | https://www.eppendorf.com/SP-en/
M1249-0140 | PLATFORM ASS'Y (STICKY) | 1 | 1 | 956.8 | Eppendorf | M1249-0140 | https://www.eppendorf.com/SP-en/
M1249-0141 | Universal Platform for 2" orbit | 1 | 1 | 1099.4 | Eppendorf | M1249-0141 | https://www.eppendorf.com/SP-en/
M1250-9902 | UNIVERSAL PLATFORM 18" x 18" | 1 | 1 | 948.8 | Eppendorf | M1250-9902 | https://www.eppendorf.com/SP-en/
M1250-9903 | STICKY PLAT 18 X 18 | 1 | 1 | 680.8 | Eppendorf | M1250-9903 | https://www.eppendorf.com/SP-en/
M1250-9904 | Sticky Pad Platform | 1 | 1 | 897 | Eppendorf | M1250-9904 | https://www.eppendorf.com/SP-en/
M1250-9920 | UNIV PLATFORM 30"x18" E25/IN43 | 1 | 1 | 1307.6 | Eppendorf | M1250-9920 | https://www.eppendorf.com/SP-en/
M1282-9904 | UNIV PLATFORM,18"x 30" 44/44R | 1 | 1 | 1267.3 | Eppendorf | M1282-9904 | https://www.eppendorf.com/SP-en/
M1282-9905 | PLATFORM ASS'Y 125 ERL | 1 | 1 | 1654.9 | Eppendorf | M1282-9905 | https://www.eppendorf.com/SP-en/
M1282-9906 | PLATFORM ASS'Y 250 ERL | 1 | 1 | 1529.5 | Eppendorf | M1282-9906 | https://www.eppendorf.com/SP-en/
M1282-9907 | PLATFORM ASS'Y 500 ERL | 1 | 1 | 1435.2 | Eppendorf | M1282-9907 | https://www.eppendorf.com/SP-en/
M1282-9908 | PLATFORM ASS'Y 1L ERL | 1 | 1 | 1358.2 | Eppendorf | M1282-9908 | https://www.eppendorf.com/SP-en/
M1282-9909 | PLATFORM ASS'Y 2L ERL | 1 | 1 | 1282.3 | Eppendorf | M1282-9909 | https://www.eppendorf.com/SP-en/
M1282-9910 | PLATFORM ASS'Y 2.8L ERL | 1 | 1 | 1358.2 | Eppendorf | M1282-9910 | https://www.eppendorf.com/SP-en/
M1282-9911 | PLATFORM ASS'Y 4L ERL | 1 | 1 | 1282.3 | Eppendorf | M1282-9911 | https://www.eppendorf.com/SP-en/
M1282-9913 | STICKY PLAT.I44/R | 1 | 1 | 897 | Eppendorf | M1282-9913 | https://www.eppendorf.com/SP-en/
M1282-9914 | PLATFORM ASS'Y 2L (18 X 30) | 1 | 1 | 1534.1 | Eppendorf | M1282-9914 | https://www.eppendorf.com/SP-en/
M1282-9915 | UNIVERSAL PLATFORM 3/8" ALUMINUM, 44/R | 1 | 1 | 1521.5 | Eppendorf | M1282-9915 | https://www.eppendorf.com/SP-en/
M1282-9925 | 1 LITER DEDICATED PLATFORM 3/8" ALUMINUM | 1 | 1 | 1633 | Eppendorf | M1282-9925 | https://www.eppendorf.com/SP-en/
M1282-9926 | 2 LITER DEDICATED PLATFORM 3/8" ALUMINUM | 1 | 1 | 1546.8 | Eppendorf | M1282-9926 | https://www.eppendorf.com/SP-en/
M1282-9927 | 2.8 LITER DEDICATED PLATFORM 3/8" ALUMIN | 1 | 1 | 1633 | Eppendorf | M1282-9927 | https://www.eppendorf.com/SP-en/
M1282-9928 | 4 LITER DEDICATED PLATFORM 3/8" ALUMINUM | 1 | 1 | 1546.8 | Eppendorf | M1282-9928 | https://www.eppendorf.com/SP-en/
M1282-9986 | PLATFORM DR. 2L (18 X 30) | 1 | 1 | 527.9 | Eppendorf | M1282-9986 | https://www.eppendorf.com/SP-en/
M1324-5070 | I26 PLATFORM, SLIDE OUT ASSEMBLY | 1 | 1 | 671.6 | Eppendorf | M1324-5070 | https://www.eppendorf.com/SP-en/
M1324-9271 | I26 PLATFORM, ASSEMBLY UNIVERSAL | 1 | 1 | 1806 | Eppendorf | M1324-9271 | https://www.eppendorf.com/SP-en/
M1324-9904 | UNIVERSAL PLATFORM FOR I 26 SHAKERS | 1 | 1 | 1223.6 | Eppendorf | M1324-9904 | https://www.eppendorf.com/SP-en/
M1324-9904B | Universal Platform & Sub-platform, I26 | 1 | 1 | 1242 | Eppendorf | M1324-9904B | https://www.eppendorf.com/SP-en/
M1324-9905 | 125 ML ERLENMEYER PLATFORM FOR I 26 SHAK | 1 | 1 | 1593.9 | Eppendorf | M1324-9905 | https://www.eppendorf.com/SP-en/
M1324-9905B | 125mL Erlenmeyer Platform & Sub-platform | 1 | 1 | 1619.2 | Eppendorf | M1324-9905B | https://www.eppendorf.com/SP-en/
M1324-9906 | 250 ML ERLENMEYER PLATFORM FOR I 26 SHAK | 1 | 1 | 1481.2 | Eppendorf | M1324-9906 | https://www.eppendorf.com/SP-en/
M1324-9906B | 250mL Erlenmeyer Platform & Sub-platform | 1 | 1 | 1504.2 | Eppendorf | M1324-9906B | https://www.eppendorf.com/SP-en/
M1324-9907 | 500 ML ERLENMEYER PLATFORM FOR I 26 SHAK | 1 | 1 | 1389.2 | Eppendorf | M1324-9907 | https://www.eppendorf.com/SP-en/
M1324-9907B | 500mL Erlenmeyer Platform & Sub-platform | 1 | 1 | 1409.9 | Eppendorf | M1324-9907B | https://www.eppendorf.com/SP-en/
M1324-9908 | 1 LITER ERLENMEYER PLATFORM FOR I 26 SHA | 1 | 1 | 1313.3 | Eppendorf | M1324-9908 | https://www.eppendorf.com/SP-en/
M1324-9908B | 1 L Erlenmeyer Platform & Sub-platform | 1 | 1 | 1332.9 | Eppendorf | M1324-9908B | https://www.eppendorf.com/SP-en/
M1324-9909 | 2 LITER ERLENMEYER PLATFORM FOR I 26 SHA | 1 | 1 | 1242 | Eppendorf | M1324-9909 | https://www.eppendorf.com/SP-en/
M1324-9909B | 2 L Erlenmeyer Platform & Sub-platform | 1 | 1 | 1261.6 | Eppendorf | M1324-9909B | https://www.eppendorf.com/SP-en/
M1324-9910 | 2.8 LITER FERNBACH PLATFORM FOR I 26 SHA | 1 | 1 | 1313.3 | Eppendorf | M1324-9910 | https://www.eppendorf.com/SP-en/
M1324-9910B | 2.8L Fernbach Platform & Sub-platform | 1 | 1 | 1332.9 | Eppendorf | M1324-9910B | https://www.eppendorf.com/SP-en/
M1324-9911 | STICKY PAD PLATFORM FOR I 26 SHAKERS | 1 | 1 | 868.3 | Eppendorf | M1324-9911 | https://www.eppendorf.com/SP-en/
M1324-9911B | Sticky Pad Platform & Sub-platform, I26 | 1 | 1 | 880.9 | Eppendorf | M1324-9911B | https://www.eppendorf.com/SP-en/
M1334-9920 | PLATFORM, UNIVERSAL 14" x 24" | 1 | 1 | 786.6 | Eppendorf | M1334-9920 | https://www.eppendorf.com/SP-en/
M1334-9921 | 125 mL Dedicated Platform | 1 | 1 | 902.8 | Eppendorf | M1334-9921 | https://www.eppendorf.com/SP-en/
M1334-9922 | 250 mL Dedicated Platform | 1 | 1 | 846.4 | Eppendorf | M1334-9922 | https://www.eppendorf.com/SP-en/
M1334-9923 | 500 mL Dedicated Platform | 1 | 1 | 832.6 | Eppendorf | M1334-9923 | https://www.eppendorf.com/SP-en/
M1334-9924 | 1 L Dedicated Platform | 1 | 1 | 822.3 | Eppendorf | M1334-9924 | https://www.eppendorf.com/SP-en/
M1334-9925 | 2 L Dedicated Platform | 1 | 1 | 822.3 | Eppendorf | M1334-9925 | https://www.eppendorf.com/SP-en/
M1334-9926 | 2.8 L Dedicated Platform | 1 | 1 | 822.3 | Eppendorf | M1334-9926 | https://www.eppendorf.com/SP-en/
M1334-9927 | 4 L Dedicated Platform | 1 | 1 | 822.3 | Eppendorf | M1334-9927 | https://www.eppendorf.com/SP-en/
PTL-103 | TABLE LAYOUT AG-50 | 1 | 1 | 573.9 | Eppendorf | PTL-103 | https://www.eppendorf.com/SP-en/
PTL-106 | TABLE LAYOUT AG-25 | 1 | 1 | 360 | Eppendorf | PTL-106 | https://www.eppendorf.com/SP-en/
PTL-107 | TABLE LAYOUT AG-50 | 1 | 1 | 330.1 | Eppendorf | PTL-107 | https://www.eppendorf.com/SP-en/
PTL-140 | TABLE LAYOUT AG-21 | 1 | 1 | 476.1 | Eppendorf | PTL-140 | https://www.eppendorf.com/SP-en/
PTL-142 | TABLE LAYOUT AG-21 | 1 | 1 | 475 | Eppendorf | PTL-142 | https://www.eppendorf.com/SP-en/
PTL-334 | TABLE LAYOUT | 1 | 1 | 123.1 | Eppendorf | PTL-334 | https://www.eppendorf.com/SP-en/
PTL-334 | TABLE LAYOUT | 1 | 1 | 123.1 | Eppendorf | PTL-334 | https://www.eppendorf.com/SP-en/
PTL-386 | UNIVERSAL PLATFORM FOR INNOVA 2350 | 1 | 1 | 1296.1 | Eppendorf | PTL-386 | https://www.eppendorf.com/SP-en/
PTL-391 | Reflective (white) Universal platform (f | 1 | 1 | 1146.6 | Eppendorf | PTL-391 | https://www.eppendorf.com/SP-en/
PTL-393 | UNIVERSAL PLATFORM FOR INNOVA 2350 | 1 | 1 | 799.3 | Eppendorf | PTL-393 | https://www.eppendorf.com/SP-en/
S3-130 | ROD UTILITY TABLE | 1 | 1 | 60.5 | Eppendorf | S3-130 | https://www.eppendorf.com/SP-en/
S3-130 | ROD UTILITY TABLE | 1 | 1 | 60.5 | Eppendorf | S3-130 | https://www.eppendorf.com/SP-en/
S44I040001 | Universal platform, Innova S44i | 1 | 1 | 1298.4 | Eppendorf | S44I040001 | https://www.eppendorf.com/SP-en/
S44I040002 | Dedicated platform for flasks 125 mL | 1 | 1 | 1696.3 | Eppendorf | S44I040002 | https://www.eppendorf.com/SP-en/
S44I040003 | Dedicated platform for flasks 250 mL | 1 | 1 | 1567.5 | Eppendorf | S44I040003 | https://www.eppendorf.com/SP-en/
S44I040004 | Dedicated platform for flasks 500 mL | 1 | 1 | 1470.9 | Eppendorf | S44I040004 | https://www.eppendorf.com/SP-en/
S44I040005 | Dedicated platform for flasks 1000 mL | 1 | 1 | 1392.7 | Eppendorf | S44I040005 | https://www.eppendorf.com/SP-en/
S44I040006 | Dedicated platform for flasks 2000 mL | 1 | 1 | 1314.5 | Eppendorf | S44I040006 | https://www.eppendorf.com/SP-en/
S44I040007 | Dedicated platform Fernbach 2,8 L | 1 | 1 | 1392.7 | Eppendorf | S44I040007 | https://www.eppendorf.com/SP-en/
S44I040008 | Dedicated platform for flasks 4000 mL | 1 | 1 | 1314.5 | Eppendorf | S44I040008 | https://www.eppendorf.com/SP-en/
S44I040009 | Platform for sticky pads | 1 | 1 | 918.9 | Eppendorf | S44I040009 | https://www.eppendorf.com/SP-en/
S44I040010 | Dedicated platform for flasks 2L LBR | 1 | 1 | 1538.7 | Eppendorf | S44I040010 | https://www.eppendorf.com/SP-en/
TTR-178 | ROD LOCK ASSEMBLY | 1 | 1 | 176 | Eppendorf | TTR-178 | https://www.eppendorf.com/SP-en/
TTR-212 | CLAMPING BAR | 1 | 1 | 154.1 | Eppendorf | TTR-212 | https://www.eppendorf.com/SP-en/
20-003.1 | PLATFORM INNOVA 44 / 44R | 1 | 1 | 1286.9 | Eppendorf | 20-003.1 | https://www.eppendorf.com/SP-en/
20-003.1 | PLATFORM INNOVA 44 / 44R | 1 | 1 | 1286.9 | Eppendorf | 20-003.1 | https://www.eppendorf.com/SP-en/
AG-00 | UTILITY TRAY, FOR INNOVA 2300 & 4300/440 | 1 | 1 | 1002.8 | Eppendorf | AG-00 | https://www.eppendorf.com/SP-en/
AG-21-00 | UTILITY TRAY, FOR INNOVA 2350 | 1 | 1 | 1174.2 | Eppendorf | AG-21-00 | https://www.eppendorf.com/SP-en/
AG2-00 | UTILITY TRAY, FOR INNOVA 2000, C1 AND C2 | 1 | 1 | 546.3 | Eppendorf | AG2-00 | https://www.eppendorf.com/SP-en/
AG2-UT | UTILITY CARRIER, FOR INNOVA 2000, C1 & C | 1 | 1 | 731.4 | Eppendorf | AG2-UT | https://www.eppendorf.com/SP-en/
AG7-TT13 | RACK FOR 13MM TUBES, FOR INNOVA 3100 & C | 1 | 1 | 384.1 | Eppendorf | AG7-TT13 | https://www.eppendorf.com/SP-en/
AG7-TT16 | RACK FOR 16 MM TUBES, FOR INNOVA 3100 & | 1 | 1 | 384.1 | Eppendorf | AG7-TT16 | https://www.eppendorf.com/SP-en/
AG7-TT20 | RACK FOR 20 MM TUBES, FOR INNOVA 3100 & | 1 | 1 | 384.1 | Eppendorf | AG7-TT20 | https://www.eppendorf.com/SP-en/
AG7-TT25 | RACK FOR 25 MM TUBES, FOR INNOVA 3100 & | 1 | 1 | 384.1 | Eppendorf | AG7-TT25 | https://www.eppendorf.com/SP-en/
G77-180 | RECTIFIER ASSEMBLY | 1 | 1 | 124.2 | Eppendorf | G77-180 | https://www.eppendorf.com/SP-en/
M1001-0590 | KEY WOODRUFF MODIF | 1 | 1 | 6 | Eppendorf | M1001-0590 | https://www.eppendorf.com/SP-en/
M1001-9920 | Rod Kit for Utility Carrier | 1 | 1 | 224.3 | Eppendorf | M1001-9920 | https://www.eppendorf.com/SP-en/
M1020-1220 | PORTABLE CART, FOR INNOVA 3100 | 1 | 1 | 1123.6 | Eppendorf | M1020-1220 | https://www.eppendorf.com/SP-en/
M1164-0100 | CONDENSER UNIT | 1 | 1 | 123.1 | Eppendorf | M1164-0100 | https://www.eppendorf.com/SP-en/
M1164-0231 | FAN SHROUD | 1 | 1 | 65.3 | Eppendorf | M1164-0231 | https://www.eppendorf.com/SP-en/
M1164-0930 | FAN & MOTOR REPLACEMENT KIT | 1 | 1 | 438.2 | Eppendorf | M1164-0930 | https://www.eppendorf.com/SP-en/
M1190-9907 | UTILITY CARRIER, FOR INNOVA 2050 | 1 | 1 | 775.1 | Eppendorf | M1190-9907 | https://www.eppendorf.com/SP-en/
M1190-9908 | UTILITY TRAY, FOR INNOVA 2050 | 1 | 1 | 686.6 | Eppendorf | M1190-9908 | https://www.eppendorf.com/SP-en/
M1190-9909 | TEMP & SPEED MONITORING KIT, FOR INNOVA | 1 | 1 | 1238.6 | Eppendorf | M1190-9909 | https://www.eppendorf.com/SP-en/
M1190-9910 | CAPACITY UPGRADE KIT, UPGRADES I-2000 TO | 1 | 1 | 594.6 | Eppendorf | M1190-9910 | https://www.eppendorf.com/SP-en/
M1190-9920 | ROD KIT FOR UTILITY CARRIER (ONE ADDITIO | 1 | 1 | 224.3 | Eppendorf | M1190-9920 | https://www.eppendorf.com/SP-en/
M1191-9905 | CAPACITY UPGRADE KIT, FOR INNOVA 2300 | 1 | 1 | 609.5 | Eppendorf | M1191-9905 | https://www.eppendorf.com/SP-en/
M1192-7050 | PCB ASS'Y TEMP. CONTROL | 1 | 1 | 435.9 | Eppendorf | M1192-7050 | https://www.eppendorf.com/SP-en/
M1192-9200 | UPPER BEARING HSG MACHINING | 1 | 1 | 184 | Eppendorf | M1192-9200 | https://www.eppendorf.com/SP-en/
M1192-9901 | INNOVA 2100/4000/4080/4230 QUICK-CHANGE | 1 | 1 | 546.3 | Eppendorf | M1192-9901 | https://www.eppendorf.com/SP-en/
M1193-2003 | PUSH ROD ASSY | 1 | 1 | 292.1 | Eppendorf | M1193-2003 | https://www.eppendorf.com/SP-en/
M1193-3001 | CABLE ASSY | 1 | 1 | 35.8 | Eppendorf | M1193-3001 | https://www.eppendorf.com/SP-en/
M1193-4000 | HINGE ASSY, L.H | 1 | 1 | 133.4 | Eppendorf | M1193-4000 | https://www.eppendorf.com/SP-en/
M1193-4010 | HINGE ASSY, R.H. | 1 | 1 | 144.9 | Eppendorf | M1193-4010 | https://www.eppendorf.com/SP-en/
M1193-6331 | BEARING HOUSING | 1 | 1 | 1973.4 | Eppendorf | M1193-6331 | https://www.eppendorf.com/SP-en/
M1193-8002 | RTD CABLE | 1 | 1 | 233.5 | Eppendorf | M1193-8002 | https://www.eppendorf.com/SP-en/
M1193-8004 | C0VER CABLE ASSY (4300) | 1 | 1 | 361.1 | Eppendorf | M1193-8004 | https://www.eppendorf.com/SP-en/
M1193-9218 | VENT WELDMENT | 1 | 1 | 123.1 | Eppendorf | M1193-9218 | https://www.eppendorf.com/SP-en/
M1193-9365 | CABLE BRACKET | 1 | 1 | 13.8 | Eppendorf | M1193-9365 | https://www.eppendorf.com/SP-en/
M1193-9366 | CABLE BRACKET | 1 | 1 | 22 | Eppendorf | M1193-9366 | https://www.eppendorf.com/SP-en/
M1193-9400 | TANK SUPPORT ROD | 1 | 1 | 6 | Eppendorf | M1193-9400 | https://www.eppendorf.com/SP-en/
M1193-9403 | COUNTERWEIGHT 1" STROKE | 1 | 1 | 238.1 | Eppendorf | M1193-9403 | https://www.eppendorf.com/SP-en/
M1193-9407 | WASHER/GASKET | 1 | 1 | 6.9 | Eppendorf | M1193-9407 | https://www.eppendorf.com/SP-en/
M1193-9412 | PUSH ROD | 1 | 1 | 26.3 | Eppendorf | M1193-9412 | https://www.eppendorf.com/SP-en/
M1193-9414 | PULLEY, DRIVEN | 1 | 1 | 105.8 | Eppendorf | M1193-9414 | https://www.eppendorf.com/SP-en/
M1193-9417 | RETAINER BEARING | 1 | 1 | 57.4 | Eppendorf | M1193-9417 | https://www.eppendorf.com/SP-en/
M1193-9446 | GIRDLE TUBE | 1 | 1 | 3.1 | Eppendorf | M1193-9446 | https://www.eppendorf.com/SP-en/
M1193-9462 | TIMER BRACKET | 1 | 1 | 98.9 | Eppendorf | M1193-9462 | https://www.eppendorf.com/SP-en/
M1193-9901 | GASKET MAGNETIC | 1 | 1 | 45.4 | Eppendorf | M1193-9901 | https://www.eppendorf.com/SP-en/
M1193-9902 | WINDOW | 1 | 1 | 169.1 | Eppendorf | M1193-9902 | https://www.eppendorf.com/SP-en/
M1193-9912 | INSULATOR P.C.B. | 1 | 1 | 3.1 | Eppendorf | M1193-9912 | https://www.eppendorf.com/SP-en/
M1193-9928 | LIFT SPRING | 1 | 1 | 6 | Eppendorf | M1193-9928 | https://www.eppendorf.com/SP-en/
M1193-9949 | COOLING COIL | 1 | 1 | 207 | Eppendorf | M1193-9949 | https://www.eppendorf.com/SP-en/
M1194-9909 | UTILITY CARRIER, FOR INNOVA 2100, 4000/4 | 1 | 1 | 854.5 | Eppendorf | M1194-9909 | https://www.eppendorf.com/SP-en/
M1194-9910 | UTILITY TRAY, FOR INNOVA 2100, 4000/4200 | 1 | 1 | 777.4 | Eppendorf | M1194-9910 | https://www.eppendorf.com/SP-en/
M1194-9921 | UTILITY CARRIER, FOR INNOVA 2150 | 1 | 1 | 969.5 | Eppendorf | M1194-9921 | https://www.eppendorf.com/SP-en/
M1194-9922 | UTILITY TRAY, FOR INNOVA 2150 | 1 | 1 | 906.2 | Eppendorf | M1194-9922 | https://www.eppendorf.com/SP-en/
M1194-9923 | ROD KIT FOR UTILITY CARRIER, FOR INNOVA | 1 | 1 | 265.7 | Eppendorf | M1194-9923 | https://www.eppendorf.com/SP-en/
M1194-9924 | TEMPERATURE & SPEED MONITORING KIT, FOR | 1 | 1 | 1280 | Eppendorf | M1194-9924 | https://www.eppendorf.com/SP-en/
M1194-9925 | ROD KIT FOR UTILITY CARRIER (ONE ADDITIO | 1 | 1 | 266.8 | Eppendorf | M1194-9925 | https://www.eppendorf.com/SP-en/
M1194-9926 | CAPACITY UPGRADE KIT - CONVERTS MODEL 21 | 1 | 1 | 594.6 | Eppendorf | M1194-9926 | https://www.eppendorf.com/SP-en/
M1195-1020 | SPACE-SAVING DOLLY, FOR INNOVA 3100 | 1 | 1 | 854.5 | Eppendorf | M1195-1020 | https://www.eppendorf.com/SP-en/
M1195-3010 | LEVEL CONTROL ASSY | 1 | 1 | 404.8 | Eppendorf | M1195-3010 | https://www.eppendorf.com/SP-en/
M1195-3020 | LEVEL CONTROL UNIT | 1 | 1 | 369.2 | Eppendorf | M1195-3020 | https://www.eppendorf.com/SP-en/
M1195-4001 | MOTOR ASSEMBLY-MED SIZE | 1 | 1 | 489.9 | Eppendorf | M1195-4001 | https://www.eppendorf.com/SP-en/
M1195-8001 | RTD ASSEMBLY | 1 | 1 | 226.6 | Eppendorf | M1195-8001 | https://www.eppendorf.com/SP-en/
M1195-9208 | LEVEL CONTROL WELDMENT | 1 | 1 | 225.4 | Eppendorf | M1195-9208 | https://www.eppendorf.com/SP-en/
M1195-9322 | BAFFLE FRONT | 1 | 1 | 46.6 | Eppendorf | M1195-9322 | https://www.eppendorf.com/SP-en/
M1195-9323 | BAFFLE REAR | 1 | 1 | 35.5 | Eppendorf | M1195-9323 | https://www.eppendorf.com/SP-en/
M1195-9407 | HOUSING SEAL - BOTTOM | 1 | 1 | 7.2 | Eppendorf | M1195-9407 | https://www.eppendorf.com/SP-en/
M1197-9434 | EXTRACTOR PLATE KIT | 1 | 1 | 111.7 | Eppendorf | M1197-9434 | https://www.eppendorf.com/SP-en/
M1197-9474 | CALIBRATER - MAINTENANCE | 1 | 1 | 94.2 | Eppendorf | M1197-9474 | https://www.eppendorf.com/SP-en/
M1231-0730 | SPARE SET OF ARMS | 1 | 1 | 302.5 | Eppendorf | M1231-0730 | https://www.eppendorf.com/SP-en/
M1231-2000 | GABLE COVER, STAINLESS STEEL | 1 | 1 | 870.6 | Eppendorf | M1231-2000 | https://www.eppendorf.com/SP-en/
M1231-2010 | GABLE COVER, PLEXIGLASS | 1 | 1 | 870.6 | Eppendorf | M1231-2010 | https://www.eppendorf.com/SP-en/
M1231-6000 | SPARE PARTS KIT 120V-CUST. | 1 | 1 | 164.5 | Eppendorf | M1231-6000 | https://www.eppendorf.com/SP-en/
M1231-9920 | Cooling Assembly | 1 | 1 | 912 | Eppendorf | M1231-9920 | https://www.eppendorf.com/SP-en/
M1232-0101 | INNOVA 5050 RACK SYSTEM 230V/240V 50/60 | 1 | 1 | 6874.7 | Eppendorf | M1232-0101 | https://www.eppendorf.com/SP-en/
M1232-0111 | INNOVA 5051 RACK EXTENS. 230V/240V 50/60 | 1 | 1 | 4636.8 | Eppendorf | M1232-0111 | https://www.eppendorf.com/SP-en/
M1243-0930 | SHIM KIT | 1 | 1 | 324.3 | Eppendorf | M1243-0930 | https://www.eppendorf.com/SP-en/
M1244-0401 | PULLEY W/SENSOR DISC | 1 | 1 | 48.4 | Eppendorf | M1244-0401 | https://www.eppendorf.com/SP-en/
M1244-0500 | SENSOR ASSEMBLY | 1 | 1 | 120.8 | Eppendorf | M1244-0500 | https://www.eppendorf.com/SP-en/
M1244-5000 | SWITCH PANEL,BRUSHLESS SHAKER | 1 | 1 | 67.7 | Eppendorf | M1244-5000 | https://www.eppendorf.com/SP-en/
M1244-6331 | BEARING HOUSING ASS'Y-3/4"STR. | 1 | 1 | 506 | Eppendorf | M1244-6331 | https://www.eppendorf.com/SP-en/
M1244-7010 | PCB ASSY, MAIN CNTRL W/O TEMP | 1 | 1 | 517.5 | Eppendorf | M1244-7010 | https://www.eppendorf.com/SP-en/
M1244-7050 | P.C.B. ASS'Y, MAIN CONTROL | 1 | 1 | 596.9 | Eppendorf | M1244-7050 | https://www.eppendorf.com/SP-en/
M1244-9103 | SENSOR PLATE BASE | 1 | 1 | 20.9 | Eppendorf | M1244-9103 | https://www.eppendorf.com/SP-en/
M1244-9342 | RETAINER | 1 | 1 | 6.4 | Eppendorf | M1244-9342 | https://www.eppendorf.com/SP-en/
M1244-9406 | MAIN BEARING HOUSING | 1 | 1 | 132.3 | Eppendorf | M1244-9406 | https://www.eppendorf.com/SP-en/
M1244-9417 | CALIBRATER - MAINTENANCE | 1 | 1 | 103.8 | Eppendorf | M1244-9417 | https://www.eppendorf.com/SP-en/
M1244-9940 | MAIN CONT. PCB REPLACEMENT KIT | 1 | 1 | 624.5 | Eppendorf | M1244-9940 | https://www.eppendorf.com/SP-en/
M1246-9111 | HINGE - PAINTED | 1 | 1 | 127.7 | Eppendorf | M1246-9111 | https://www.eppendorf.com/SP-en/
M1247-0310 | COVER DETAIL | 1 | 1 | 318.6 | Eppendorf | M1247-0310 | https://www.eppendorf.com/SP-en/
M1247-0510 | LID SWITCH ASSEMBLY | 1 | 1 | 86 | Eppendorf | M1247-0510 | https://www.eppendorf.com/SP-en/
M1247-0601 | POWER KIT 220V 50/60HZ | 1 | 1 | 119.6 | Eppendorf | M1247-0601 | https://www.eppendorf.com/SP-en/
M1247-9400 | Spacer, Door Magnet | 1 | 1 | 3.2 | Eppendorf | M1247-9400 | https://www.eppendorf.com/SP-en/
M1247-9940 | MAIN CONT. PCB REPLACEMENT KIT | 1 | 1 | 815.4 | Eppendorf | M1247-9940 | https://www.eppendorf.com/SP-en/
M1247-9970 | COVER REPLACEMENT KIT | 1 | 1 | 501.4 | Eppendorf | M1247-9970 | https://www.eppendorf.com/SP-en/
M1250-9504 | STICKY ADAPTR KIT | 1 | 1 | 219.7 | Eppendorf | M1250-9504 | https://www.eppendorf.com/SP-en/
M1250-9600 | STICKY MATT TAPE 16.4"X1.6" WIDE | 1 | 1 | 320.9 | Eppendorf | M1250-9600 | https://www.eppendorf.com/SP-en/
M1250-9700 | STICKY PAD 8" X 8" | 1 | 1 | 91.4 | Eppendorf | M1250-9700 | https://www.eppendorf.com/SP-en/
M1250-9906 | DRIP PAN FOR 18X18 PLATFORM | 1 | 1 | 245 | Eppendorf | M1250-9906 | https://www.eppendorf.com/SP-en/
M1250-9921 | Drip Pan for 30x18 Platform | 1 | 1 | 265.7 | Eppendorf | M1250-9921 | https://www.eppendorf.com/SP-en/
M1258-7000 | P.C.B. ASSY, MAIN CONTROL | 1 | 1 | 364.6 | Eppendorf | M1258-7000 | https://www.eppendorf.com/SP-en/
M1282-0291 | 12-Port Gassing Manifold, INNOVA 44 | 1 | 1 | 813.1 | Eppendorf | M1282-0291 | https://www.eppendorf.com/SP-en/
M1282-0500 | STACKING KIT INNOVA 44 | 1 | 1 | 399.1 | Eppendorf | M1282-0500 | https://www.eppendorf.com/SP-en/
M1282-0501 | STACKING KIT INNOVA 44 TO 4400 | 1 | 1 | 399.1 | Eppendorf | M1282-0501 | https://www.eppendorf.com/SP-en/
M1282-0510 | I44 Door Replacement Kit | 1 | 1 | 939.6 | Eppendorf | M1282-0510 | https://www.eppendorf.com/SP-en/
M1282-0600 | STAND 4" Riser (SHORT) | 1 | 1 | 725.7 | Eppendorf | M1282-0600 | https://www.eppendorf.com/SP-en/
M1282-0610 | KIT, STACKING HARDWARE (I44 - SHORT) | 1 | 1 | 341.6 | Eppendorf | M1282-0610 | https://www.eppendorf.com/SP-en/
M1282-0700 | STAND, 16" RISER (TALL) | 1 | 1 | 1442.1 | Eppendorf | M1282-0700 | https://www.eppendorf.com/SP-en/
M1282-0800 | STAND, 12" Riser, Medium | 1 | 1 | 1330.6 | Eppendorf | M1282-0800 | https://www.eppendorf.com/SP-en/
M1282-5011 | Humidity Monitor, Innova 44 | 1 | 1 | 1099.4 | Eppendorf | M1282-5011 | https://www.eppendorf.com/SP-en/
M1282-9222 | EXTENSION STAND WELDMENT-4" | 1 | 1 | 418.6 | Eppendorf | M1282-9222 | https://www.eppendorf.com/SP-en/
M1282-9921 | UV Germicidal Lamp, Innova 44R | 1 | 1 | 2195.4 | Eppendorf | M1282-9921 | https://www.eppendorf.com/SP-en/
M1282-9922 | Photosynthetic Light Bank, I44R | 1 | 1 | 2195.4 | Eppendorf | M1282-9922 | https://www.eppendorf.com/SP-en/
M1282-9999 | Kit, Control and Display Board | 1 | 1 | 632.5 | Eppendorf | M1282-9999 | https://www.eppendorf.com/SP-en/
M1289-0001 | SMALL TEST TUBE RACK, 8-11 MM SIZE | 1 | 1 | 369.2 | Eppendorf | M1289-0001 | https://www.eppendorf.com/SP-en/
M1289-0002 | SMALL TEST TUBE RACK, 12-15MM SIZE | 1 | 1 | 369.2 | Eppendorf | M1289-0002 | https://www.eppendorf.com/SP-en/
M1289-0003 | SMALL TEST TUBE RACK, 15-18 MM SIZE | 1 | 1 | 369.2 | Eppendorf | M1289-0003 | https://www.eppendorf.com/SP-en/
M1289-0004 | SMALL TEST TUBE RACK, 18-21 MM SIZE | 1 | 1 | 369.2 | Eppendorf | M1289-0004 | https://www.eppendorf.com/SP-en/
M1289-0004 | SMALL TEST TUBE RACK, 18-21 MM SIZE | 1 | 1 | 369.2 | Eppendorf | M1289-0004 | https://www.eppendorf.com/SP-en/
M1289-0005 | SMALL TEST TUBE RACK, 22-26 MM SIZE | 1 | 1 | 369.2 | Eppendorf | M1289-0005 | https://www.eppendorf.com/SP-en/
M1289-0005 | SMALL TEST TUBE RACK, 22-26 MM SIZE | 1 | 1 | 369.2 | Eppendorf | M1289-0005 | https://www.eppendorf.com/SP-en/
M1289-0006 | SMALL TEST TUBE RACK, 26-30 MM SIZE | 1 | 1 | 369.2 | Eppendorf | M1289-0006 | https://www.eppendorf.com/SP-en/
M1289-0010 | MEDIUM TEST TUBE RACK, 8-11 MM SIZE | 1 | 1 | 369.2 | Eppendorf | M1289-0010 | https://www.eppendorf.com/SP-en/
M1289-0020 | MEDIUM TEST TUBE RACK, 12-15 MM SIZE | 1 | 1 | 369.2 | Eppendorf | M1289-0020 | https://www.eppendorf.com/SP-en/
M1289-0030 | MEDIUM TEST TUBE RACK, 15-18 MM SIZE | 1 | 1 | 369.2 | Eppendorf | M1289-0030 | https://www.eppendorf.com/SP-en/
M1289-0040 | MEDIUM TEST TUBE RACK, 18-21 MM SIZE | 1 | 1 | 369.2 | Eppendorf | M1289-0040 | https://www.eppendorf.com/SP-en/
M1289-0040 | MEDIUM TEST TUBE RACK, 18-21 MM SIZE | 1 | 1 | 369.2 | Eppendorf | M1289-0040 | https://www.eppendorf.com/SP-en/
M1289-0050 | MEDIUM TEST TUBE RACK, 22-26 MM SIZE | 1 | 1 | 369.2 | Eppendorf | M1289-0050 | https://www.eppendorf.com/SP-en/
M1289-0050 | MEDIUM TEST TUBE RACK, 22-26 MM SIZE | 1 | 1 | 369.2 | Eppendorf | M1289-0050 | https://www.eppendorf.com/SP-en/
M1289-0060 | MEDIUM TEST TUBE RACK, 26-30 MM SIZE | 1 | 1 | 369.2 | Eppendorf | M1289-0060 | https://www.eppendorf.com/SP-en/
M1289-0100 | TEST TUBE RACK, 8-11 MM SIZE (NEW SIZE) | 1 | 1 | 369.2 | Eppendorf | M1289-0100 | https://www.eppendorf.com/SP-en/
M1289-0200 | TEST TUBE RACK,12-15 MM SIZE (REPLACES T | 1 | 1 | 369.2 | Eppendorf | M1289-0200 | https://www.eppendorf.com/SP-en/
M1289-0300 | TEST TUBE RACK 15-18 MM SIZE (REPLACES T | 1 | 1 | 369.2 | Eppendorf | M1289-0300 | https://www.eppendorf.com/SP-en/
M1289-0400 | TEST TUBE RACK 18-21 MM SIZE (REPLACES T | 1 | 1 | 369.2 | Eppendorf | M1289-0400 | https://www.eppendorf.com/SP-en/
M1289-0500 | TEST TUBE RACK 22-26 MM SIZE (REPLACES T | 1 | 1 | 369.2 | Eppendorf | M1289-0500 | https://www.eppendorf.com/SP-en/
M1289-0600 | TEST TUBE RACK 26-30 MM SIZE (REPLACES T | 1 | 1 | 369.2 | Eppendorf | M1289-0600 | https://www.eppendorf.com/SP-en/
M1289-0700 | MICROPLATE HOLDER, STACK | 1 | 1 | 369.2 | Eppendorf | M1289-0700 | https://www.eppendorf.com/SP-en/
M1299-6000 | SPARE PARTS KIT INNOVA 40/R | 1 | 1 | 139.2 | Eppendorf | M1299-6000 | https://www.eppendorf.com/SP-en/
M1320-0300 | Photosynthetic Light Bank, I43R | 1 | 1 | 2195.4 | Eppendorf | M1320-0300 | https://www.eppendorf.com/SP-en/
M1320-0400 | UV Germicidal Lamp, I43R | 1 | 1 | 2195.4 | Eppendorf | M1320-0400 | https://www.eppendorf.com/SP-en/
M1320-0500 | 12-Port Gassing Manifold, I43 | 1 | 1 | 813.1 | Eppendorf | M1320-0500 | https://www.eppendorf.com/SP-en/
M1320-0600 | Humidity Monitor, I43/43R | 1 | 1 | 1099.4 | Eppendorf | M1320-0600 | https://www.eppendorf.com/SP-en/
M1324-0500 | STACKING KIT FOR I 26 SHAKERS | 1 | 1 | 385.3 | Eppendorf | M1324-0500 | https://www.eppendorf.com/SP-en/
M1324-0600 | SHORT BASE FOR I 26 SHAKERS | 1 | 1 | 699.2 | Eppendorf | M1324-0600 | https://www.eppendorf.com/SP-en/
M1324-0610 | KIT, STACKING HARDWARE (I26 - SHORT) | 1 | 1 | 509.5 | Eppendorf | M1324-0610 | https://www.eppendorf.com/SP-en/
M1324-0700 | TALL BASE FOR I 26 SHAKERS | 1 | 1 | 1397.3 | Eppendorf | M1324-0700 | https://www.eppendorf.com/SP-en/
M1324-0800 | MEDIUM BASE FOR I 26 SHAKERS | 1 | 1 | 1283.4 | Eppendorf | M1324-0800 | https://www.eppendorf.com/SP-en/
M1335-0080 | KIT, SHELF/BRACKETS - I42/I42R | 1 | 1 | 264.5 | Eppendorf | M1335-0080 | https://www.eppendorf.com/SP-en/
M1335-0300 | Photosynthetic Light Bank, I42R | 1 | 1 | 2195.4 | Eppendorf | M1335-0300 | https://www.eppendorf.com/SP-en/
M1335-0400 | UV Germicidal Lamp, I42R | 1 | 1 | 2195.4 | Eppendorf | M1335-0400 | https://www.eppendorf.com/SP-en/
M1335-0500 | Humidity Monitor, I42/I42R | 1 | 1 | 1099.4 | Eppendorf | M1335-0500 | https://www.eppendorf.com/SP-en/
M1335-0501 | CULTURE DRAWER INNOVA 42/R ASS'Y | 1 | 1 | 925.8 | Eppendorf | M1335-0501 | https://www.eppendorf.com/SP-en/
M1335-0600 | 12-Port Gassing Manifold, I42 | 1 | 1 | 813.1 | Eppendorf | M1335-0600 | https://www.eppendorf.com/SP-en/
M1335-0800 | STACKING KIT | 1 | 1 | 397.9 | Eppendorf | M1335-0800 | https://www.eppendorf.com/SP-en/
M1335-0810 | STACKING KIT I42 TO I4200 | 1 | 1 | 569.3 | Eppendorf | M1335-0810 | https://www.eppendorf.com/SP-en/
M1335-0900 | I42 RETRO-FIT STACKING KIT | 1 | 1 | 744.1 | Eppendorf | M1335-0900 | https://www.eppendorf.com/SP-en/
S44I041001 | 10,16 cm (4'') Positioning Base | 1 | 1 | 744.1 | Eppendorf | S44I041001 | https://www.eppendorf.com/SP-en/
S44I041002 | 30,48 cm (12'') Positioning Base | 1 | 1 | 1362.8 | Eppendorf | S44I041002 | https://www.eppendorf.com/SP-en/
S44I041003 | Accessories triple stack | 1 | 1 | 1222.5 | Eppendorf | S44I041003 | https://www.eppendorf.com/SP-en/
S44I041005 | Stacking kit, Innova S44i | 1 | 1 | 408.3 | Eppendorf | S44I041005 | https://www.eppendorf.com/SP-en/
S44I041006 | Stacking kit, Innova S44i-I44/R | 1 | 1 | 408.3 | Eppendorf | S44I041006 | https://www.eppendorf.com/SP-en/
S44I042001 | Static incubation shelf | 1 | 1 | 412.9 | Eppendorf | S44I042001 | https://www.eppendorf.com/SP-en/
S44I042002 | Window shade/darkening shade | 1 | 1 | 312.8 | Eppendorf | S44I042002 | https://www.eppendorf.com/SP-en/
TTR-210 | ANGLED TEST TUBE RACK HOLDER | 1 | 1 | 366.9 | Eppendorf | TTR-210 | https://www.eppendorf.com/SP-en/
TTR-211 | SLANT TEST TUBE RACK | 1 | 1 | 281.8 | Eppendorf | TTR-211 | https://www.eppendorf.com/SP-en/
TTR-215 | SPACE BAR FOR TTR-210 | 1 | 1 | 123.1 | Eppendorf | TTR-215 | https://www.eppendorf.com/SP-en/
TTR-221 | MICROPLATE CARRIER, SINGLE LAYER | 1 | 1 | 366.9 | Eppendorf | TTR-221 | https://www.eppendorf.com/SP-en/
M1107-1160 | Shaft Assembly | 1 | 1 | 653.2 | Eppendorf | M1107-1160 | https://www.eppendorf.com/SP-en/
M1107-1220 | MOTOR SPUR GEAR ASY | 1 | 1 | 729.1 | Eppendorf | M1107-1220 | https://www.eppendorf.com/SP-en/
M1107-1250 | FLIPPER ASSY | 1 | 1 | 247.3 | Eppendorf | M1107-1250 | https://www.eppendorf.com/SP-en/
M1107-1260 | HINGE FLIPPER | 1 | 1 | 9.4 | Eppendorf | M1107-1260 | https://www.eppendorf.com/SP-en/
M1107-1270 | FLIPPER | 1 | 1 | 16.3 | Eppendorf | M1107-1270 | https://www.eppendorf.com/SP-en/
M1107-1280 | SP TORSION MODIFIC | 1 | 1 | 16.9 | Eppendorf | M1107-1280 | https://www.eppendorf.com/SP-en/
M1107-1290 | PIN HNGE1.81X0.062 | 1 | 1 | 10.8 | Eppendorf | M1107-1290 | https://www.eppendorf.com/SP-en/
M1107-1310 | PLATFORM DISH UNLO | 1 | 1 | 179.4 | Eppendorf | M1107-1310 | https://www.eppendorf.com/SP-en/
M1107-1320 | CAROUSEL ASSY | 1 | 1 | 1734.2 | Eppendorf | M1107-1320 | https://www.eppendorf.com/SP-en/
M1107-1330 | PLATFORM ELEVATOR | 1 | 1 | 45.4 | Eppendorf | M1107-1330 | https://www.eppendorf.com/SP-en/
M1107-1360 | SHAFT ELEVATOR | 1 | 1 | 63.4 | Eppendorf | M1107-1360 | https://www.eppendorf.com/SP-en/
M1107-1421 | HOUSING BUSHING ELEVATOR | 1 | 1 | 121.9 | Eppendorf | M1107-1421 | https://www.eppendorf.com/SP-en/
M1107-1431 | STUD BRG HOUSING E | 1 | 1 | 15 | Eppendorf | M1107-1431 | https://www.eppendorf.com/SP-en/
M1107-1451 | SUPPORT ELEVATOR S | 1 | 1 | 135.7 | Eppendorf | M1107-1451 | https://www.eppendorf.com/SP-en/
M1107-1461 | PIVOT/BRACKET ASSE | 1 | 1 | 294.4 | Eppendorf | M1107-1461 | https://www.eppendorf.com/SP-en/
M1107-1512 | SHAFT/CRANK ASSEMB | 1 | 1 | 217.4 | Eppendorf | M1107-1512 | https://www.eppendorf.com/SP-en/
M1107-1541 | WHEEL DRIVE ELEVAT | 1 | 1 | 93.7 | Eppendorf | M1107-1541 | https://www.eppendorf.com/SP-en/
M1107-1562 | BEARING CRANK | 1 | 1 | 72.2 | Eppendorf | M1107-1562 | https://www.eppendorf.com/SP-en/
M1107-1632 | FINGER DISH SENSOR | 1 | 1 | 91.9 | Eppendorf | M1107-1632 | https://www.eppendorf.com/SP-en/
M1107-1641 | POST NOZZLE SUPPOR | 1 | 1 | 112.7 | Eppendorf | M1107-1641 | https://www.eppendorf.com/SP-en/
M1107-1710 | Dust Cover Finish | 1 | 1 | 233.5 | Eppendorf | M1107-1710 | https://www.eppendorf.com/SP-en/
M1107-1721 | SUPPORT NOZZLE | 1 | 1 | 167.9 | Eppendorf | M1107-1721 | https://www.eppendorf.com/SP-en/
M1107-1732 | NOZZLE DEFLECT | 1 | 1 | 285.2 | Eppendorf | M1107-1732 | https://www.eppendorf.com/SP-en/
M1107-1750 | KNOB MODIFICATN CA | 1 | 1 | 45.4 | Eppendorf | M1107-1750 | https://www.eppendorf.com/SP-en/
M1107-1780 | DISC SENSOR ASY | 1 | 1 | 91.9 | Eppendorf | M1107-1780 | https://www.eppendorf.com/SP-en/
M1107-1810 | DISC SENSOR ASY | 1 | 1 | 66.1 | Eppendorf | M1107-1810 | https://www.eppendorf.com/SP-en/
M1107-1840 | DISC SENSOR ASY | 1 | 1 | 64.4 | Eppendorf | M1107-1840 | https://www.eppendorf.com/SP-en/
M1107-1860 | BUSHING ELEVATOR | 1 | 1 | 99.8 | Eppendorf | M1107-1860 | https://www.eppendorf.com/SP-en/
M1107-1880 | BRACKET SENSOR PUMP | 1 | 1 | 30.7 | Eppendorf | M1107-1880 | https://www.eppendorf.com/SP-en/
M1107-1890 | BRACKET UV LAMP | 1 | 1 | 29.8 | Eppendorf | M1107-1890 | https://www.eppendorf.com/SP-en/
M1107-1960 | MOTOR STEPPER MOD | 1 | 1 | 725.7 | Eppendorf | M1107-1960 | https://www.eppendorf.com/SP-en/
M1107-2051 | BODY NOZZLE | 1 | 1 | 63.4 | Eppendorf | M1107-2051 | https://www.eppendorf.com/SP-en/
M1107-2110 | SPRING ROD CAROUSE | 1 | 1 | 7.8 | Eppendorf | M1107-2110 | https://www.eppendorf.com/SP-en/
M1107-2320 | BRACKET ASY DISH L | 1 | 1 | 25.5 | Eppendorf | M1107-2320 | https://www.eppendorf.com/SP-en/
M1107-2550 | DUST COVER ASSY | 1 | 1 | 442.8 | Eppendorf | M1107-2550 | https://www.eppendorf.com/SP-en/
M1107-2550-1 | COVER ASSEMBLY A | 1 | 1 | 348.5 | Eppendorf | M1107-2550-1 | https://www.eppendorf.com/SP-en/
M1107-2560 | ACTUATOR SWITCH UV | 1 | 1 | 12.9 | Eppendorf | M1107-2560 | https://www.eppendorf.com/SP-en/
M1107-2570 | CLIP SPRING DUST C | 1 | 1 | 20.5 | Eppendorf | M1107-2570 | https://www.eppendorf.com/SP-en/
M1107-2830 | TAB BOTTOM DISH AR | 1 | 1 | 33.1 | Eppendorf | M1107-2830 | https://www.eppendorf.com/SP-en/
M1107-3270 | PIN ALIGNMENT | 1 | 1 | 6 | Eppendorf | M1107-3270 | https://www.eppendorf.com/SP-en/
M1107-3350 | MOTOR STEPPER ASY | 1 | 1 | 772.8 | Eppendorf | M1107-3350 | https://www.eppendorf.com/SP-en/
M1107-3370 | GUIDE RESTACKING | 1 | 1 | 38.5 | Eppendorf | M1107-3370 | https://www.eppendorf.com/SP-en/
M1107-3380 | SHIELD SPILL RUB | 1 | 1 | 6 | Eppendorf | M1107-3380 | https://www.eppendorf.com/SP-en/
M1107-9805 | FINISH - TOP SUPPORT 100mm | 1 | 1 | 144.9 | Eppendorf | M1107-9805 | https://www.eppendorf.com/SP-en/
M1110-3000 | VENT VALVE ASSY | 1 | 1 | 2274.7 | Eppendorf | M1110-3000 | https://www.eppendorf.com/SP-en/
M1110-9550 | PLUNGER ASSY | 1 | 1 | 308.2 | Eppendorf | M1110-9550 | https://www.eppendorf.com/SP-en/
M1113-0590 | BOARD ASSY MAIN AL | 1 | 1 | 645.2 | Eppendorf | M1113-0590 | https://www.eppendorf.com/SP-en/
M1113-0590 | BOARD ASSY MAIN AL | 1 | 1 | 645.2 | Eppendorf | M1113-0590 | https://www.eppendorf.com/SP-en/
M1113-0610 | BOARD ASSY AUX ALU | 1 | 1 | 383 | Eppendorf | M1113-0610 | https://www.eppendorf.com/SP-en/
M1113-0610 | BOARD ASSY AUX ALU | 1 | 1 | 383 | Eppendorf | M1113-0610 | https://www.eppendorf.com/SP-en/
M1224-0100 | CONVERSION KIT FROM 60MM TO 100MM PLATES | 1 | 1 | 4245.8 | Eppendorf | M1224-0100 | https://www.eppendorf.com/SP-en/
M1224-3000 | DISPENSING LINE KIT | 1 | 1 | 364.6 | Eppendorf | M1224-3000 | https://www.eppendorf.com/SP-en/
M1224-3002 | MOTOR ASSEMBLY | 1 | 1 | 776.3 | Eppendorf | M1224-3002 | https://www.eppendorf.com/SP-en/
M1224-5000 | TABLE, TRANSFER ASSY, 60mm | 1 | 1 | 1386.9 | Eppendorf | M1224-5000 | https://www.eppendorf.com/SP-en/
M1224-5001 | TABLE, TRANSFER ASSY, 100mm | 1 | 1 | 886.7 | Eppendorf | M1224-5001 | https://www.eppendorf.com/SP-en/
M1224-5012 | NOZZLE ASS'Y DUAL | 1 | 1 | 1135.1 | Eppendorf | M1224-5012 | https://www.eppendorf.com/SP-en/
M1224-5013 | TRAY ASSEMBLY | 1 | 1 | 131.1 | Eppendorf | M1224-5013 | https://www.eppendorf.com/SP-en/
M1224-5031 | ELEVATOR ASSY 100mm | 1 | 1 | 2072.3 | Eppendorf | M1224-5031 | https://www.eppendorf.com/SP-en/
M1224-5100 | STATIONARY PLATFORM ASSY 100mm | 1 | 1 | 1610 | Eppendorf | M1224-5100 | https://www.eppendorf.com/SP-en/
M1224-7000 | MAIN CONTROL PCB ASSY | 1 | 1 | 787.8 | Eppendorf | M1224-7000 | https://www.eppendorf.com/SP-en/
M1224-7001 | PC BOARD, DISPLAY | 1 | 1 | 317.4 | Eppendorf | M1224-7001 | https://www.eppendorf.com/SP-en/
M1224-7003 | MP-1000 SW Debounce Assembly | 1 | 1 | 195.5 | Eppendorf | M1224-7003 | https://www.eppendorf.com/SP-en/
M1224-7010 | KEYPAD OVERLAY ASSY MP-1000 | 1 | 1 | 438.2 | Eppendorf | M1224-7010 | https://www.eppendorf.com/SP-en/
M1224-9100 | SPRING, CAROUSEL ROD | 1 | 1 | 73.1 | Eppendorf | M1224-9100 | https://www.eppendorf.com/SP-en/
M1224-9124 | SHIM, SENSOR | 1 | 1 | 16.9 | Eppendorf | M1224-9124 | https://www.eppendorf.com/SP-en/
M1224-9125 | SHIM-ELEVATOR | 1 | 1 | 37.6 | Eppendorf | M1224-9125 | https://www.eppendorf.com/SP-en/
M1224-9127 | 60MM STACKING PLATE | 1 | 1 | 38.5 | Eppendorf | M1224-9127 | https://www.eppendorf.com/SP-en/
M1224-9128 | LOCKING PLATE | 1 | 1 | 53.4 | Eppendorf | M1224-9128 | https://www.eppendorf.com/SP-en/
M1224-9200 | STAINLESS STEEL DISPENSING NOZZLE (SPARE | 1 | 1 | 289.8 | Eppendorf | M1224-9200 | https://www.eppendorf.com/SP-en/
M1224-9201 | OVERFLOW TUBE | 1 | 1 | 311.7 | Eppendorf | M1224-9201 | https://www.eppendorf.com/SP-en/
M1224-9206 | SENSOR DISK ASSEMBLY | 1 | 1 | 139.2 | Eppendorf | M1224-9206 | https://www.eppendorf.com/SP-en/
M1224-9401 | SUPPORT, TRANSFER TABLE | 1 | 1 | 115 | Eppendorf | M1224-9401 | https://www.eppendorf.com/SP-en/
M1224-9406 | PLATFORM, ELEVATOR, 60mm | 1 | 1 | 47.5 | Eppendorf | M1224-9406 | https://www.eppendorf.com/SP-en/
M1224-9416 | SCREW, TRANSFER TABLE | 1 | 1 | 32.5 | Eppendorf | M1224-9416 | https://www.eppendorf.com/SP-en/
M1224-9427 | COUPLING, PUMP MOTOR | 1 | 1 | 201.3 | Eppendorf | M1224-9427 | https://www.eppendorf.com/SP-en/
M1224-9428 | TABLE, TRANSFER, MACH. 100MM | 1 | 1 | 1209.8 | Eppendorf | M1224-9428 | https://www.eppendorf.com/SP-en/
M1224-9740 | PUMP FOOT PEDAL, FACTORY INSTALLED | 1 | 1 | 657.8 | Eppendorf | M1224-9740 | https://www.eppendorf.com/SP-en/
M1224-9806 | SHROUD, FINISH | 1 | 1 | 644 | Eppendorf | M1224-9806 | https://www.eppendorf.com/SP-en/
M1224-9900 | PUMP MODIFICATION | 1 | 1 | 571.6 | Eppendorf | M1224-9900 | https://www.eppendorf.com/SP-en/
M1224-9950 | OPTIC SENSOR KIT ASS'Y | 1 | 1 | 371.5 | Eppendorf | M1224-9950 | https://www.eppendorf.com/SP-en/
M1224-9960 | PUMP REPLACEMENT KIT | 1 | 1 | 760.2 | Eppendorf | M1224-9960 | https://www.eppendorf.com/SP-en/
M1240-1000 | BRACKET & PHOTO OPTIC SENSOR ASSY & FOR | 1 | 1 | 1085.6 | Eppendorf | M1240-1000 | https://www.eppendorf.com/SP-en/
M1240-5000 | DUST COVER ASSEMBLY | 1 | 1 | 621 | Eppendorf | M1240-5000 | https://www.eppendorf.com/SP-en/
M1240-9100 | BRACKET, PRINT SENSOR | 1 | 1 | 94.9 | Eppendorf | M1240-9100 | https://www.eppendorf.com/SP-en/
M1240-9400 | BRACKET, PRINT HEAD | 1 | 1 | 155.3 | Eppendorf | M1240-9400 | https://www.eppendorf.com/SP-en/
M1240-9401 | MOUNTING PLATE, PRINT HEAD | 1 | 1 | 86.1 | Eppendorf | M1240-9401 | https://www.eppendorf.com/SP-en/
P0160-4440 | SPRING CLAMP FOR SECURING TUBING | 1 | 1 | 3.1 | Eppendorf | P0160-4440 | https://www.eppendorf.com/SP-en/
P0160-8210 | SPRING,TORSION,.103"OD | 1 | 1 | 6 | Eppendorf | P0160-8210 | https://www.eppendorf.com/SP-en/
P0180-0280 | Bearing Ball, 0.7874" Bore | 1 | 1 | 7.4 | Eppendorf | P0180-0280 | https://www.eppendorf.com/SP-en/
P0380-0120 | HOLDER LAMP GERMCD | 1 | 1 | 20.9 | Eppendorf | P0380-0120 | https://www.eppendorf.com/SP-en/
P0380-1913 | CONNECTOR,3 PINS,NYLON | 1 | 1 | 6 | Eppendorf | P0380-1913 | https://www.eppendorf.com/SP-en/
P0380-8610 | PLUG 20 PINS 250VAC 12 AMPS | 1 | 1 | 52.3 | Eppendorf | P0380-8610 | https://www.eppendorf.com/SP-en/
P0420-1990 | TRANSFORMER 100/120/220/240VAC | 1 | 1 | 238.1 | Eppendorf | P0420-1990 | https://www.eppendorf.com/SP-en/
P0420-5110 | BALLAST,GERMICIDAL LMP,118VAC | 1 | 1 | 43.9 | Eppendorf | P0420-5110 | https://www.eppendorf.com/SP-en/
P0460-2270 | SENSOR HEAD FIBER OPTIC ASSY. | 1 | 1 | 179.4 | Eppendorf | P0460-2270 | https://www.eppendorf.com/SP-en/
P0460-3440 | Power Supply for MP-1000 | 1 | 1 | 104.9 | Eppendorf | P0460-3440 | https://www.eppendorf.com/SP-en/
P0480-0494 | MOTOR AC 1/20HP 115/230V 30RPM | 1 | 1 | 194.4 | Eppendorf | P0480-0494 | https://www.eppendorf.com/SP-en/
P0480-0499 | MOTOR AC 1/20HP 50HP 206RPM | 1 | 1 | 225.4 | Eppendorf | P0480-0499 | https://www.eppendorf.com/SP-en/
P0626-0091 | 430BLE PT-100 TEMPERATURE SENSOR, NON-FL | 1 | 1 | 598 | Eppendorf | P0626-0091 | https://www.eppendorf.com/SP-en/
P0626-0111 | PANEL,MAGNETIC DISPLAY OVERLAY | 1 | 1 | 374.9 | Eppendorf | P0626-0111 | https://www.eppendorf.com/SP-en/
P0626-0150 | TUBING,WATER INLET,MEDIAMATIC | 1 | 1 | 178.3 | Eppendorf | P0626-0150 | https://www.eppendorf.com/SP-en/
P0626-0160 | SAFETY DEVICE,OVERTEMP.CUTOUT | 1 | 1 | 144.9 | Eppendorf | P0626-0160 | https://www.eppendorf.com/SP-en/
P0626-0170 | PRINTER UNIT,FOR MEDIAMATIC | 1 | 1 | 1902.1 | Eppendorf | P0626-0170 | https://www.eppendorf.com/SP-en/
P0626-0180 | SAFETY LID MAGNETIC SENSOR | 1 | 1 | 165.6 | Eppendorf | P0626-0180 | https://www.eppendorf.com/SP-en/
P0626-0190 | INSTRUMENT FOOT, M4 X 8MM | 1 | 1 | 7.2 | Eppendorf | P0626-0190 | https://www.eppendorf.com/SP-en/
P0626-0190 | INSTRUMENT FOOT, M4 X 8MM | 1 | 1 | 7.2 | Eppendorf | P0626-0190 | https://www.eppendorf.com/SP-en/
P0626-0200 | FRONT INSTRUMENT PANEL | 1 | 1 | 1077.6 | Eppendorf | P0626-0200 | https://www.eppendorf.com/SP-en/
P0626-0200 | FRONT INSTRUMENT PANEL | 1 | 1 | 1077.6 | Eppendorf | P0626-0200 | https://www.eppendorf.com/SP-en/
P0626-0210 | LEFT SIDE PANEL | 1 | 1 | 739.5 | Eppendorf | P0626-0210 | https://www.eppendorf.com/SP-en/
P0626-0210 | LEFT SIDE PANEL | 1 | 1 | 739.5 | Eppendorf | P0626-0210 | https://www.eppendorf.com/SP-en/
P0626-0220 | VESSEL LID LIFT SPRING | 1 | 1 | 24.3 | Eppendorf | P0626-0220 | https://www.eppendorf.com/SP-en/
P0626-0230 | FLOAT SWITCH GASKET | 1 | 1 | 22.8 | Eppendorf | P0626-0230 | https://www.eppendorf.com/SP-en/
P0626-0240 | OUTER VESSEL FLOAT SWITCH | 1 | 1 | 1209.8 | Eppendorf | P0626-0240 | https://www.eppendorf.com/SP-en/
P0626-0250 | RIGHT SIDE PANEL | 1 | 1 | 711.9 | Eppendorf | P0626-0250 | https://www.eppendorf.com/SP-en/
P0626-0250 | RIGHT SIDE PANEL | 1 | 1 | 711.9 | Eppendorf | P0626-0250 | https://www.eppendorf.com/SP-en/
P0626-0260 | SAFETY COVER SPRING | 1 | 1 | 17.7 | Eppendorf | P0626-0260 | https://www.eppendorf.com/SP-en/
P0626-0270 | TOP SAFETY COVER, COMPLETE | 1 | 1 | 1331.7 | Eppendorf | P0626-0270 | https://www.eppendorf.com/SP-en/
P0626-0270 | TOP SAFETY COVER, COMPLETE | 1 | 1 | 1331.7 | Eppendorf | P0626-0270 | https://www.eppendorf.com/SP-en/
P0626-0280 | DISPLAY & DISPLAY BOARD | 1 | 1 | 1459.4 | Eppendorf | P0626-0280 | https://www.eppendorf.com/SP-en/
P0626-0300 | LID PRESSURE VALVE CAP | 1 | 1 | 101.8 | Eppendorf | P0626-0300 | https://www.eppendorf.com/SP-en/
P0626-0310 | SAMPLE PORT CAP, PLASTIC | 1 | 1 | 125.4 | Eppendorf | P0626-0310 | https://www.eppendorf.com/SP-en/
P0626-0320 | LID ROTATION STOP | 1 | 1 | 157.6 | Eppendorf | P0626-0320 | https://www.eppendorf.com/SP-en/
P0626-0330 | PRESSURE GAUGE TUBE | 1 | 1 | 326.6 | Eppendorf | P0626-0330 | https://www.eppendorf.com/SP-en/
P0626-0340 | PRESSURE SAFETY VALVE | 1 | 1 | 539.4 | Eppendorf | P0626-0340 | https://www.eppendorf.com/SP-en/
P0626-0350 | PRESSURE VENT TUBE | 1 | 1 | 420.9 | Eppendorf | P0626-0350 | https://www.eppendorf.com/SP-en/
P0626-0370 | BACK INSTRUMENT PANEL | 1 | 1 | 1162.7 | Eppendorf | P0626-0370 | https://www.eppendorf.com/SP-en/
P0626-0380 | SAMPLE DISP. FITTING CAP | 1 | 1 | 200.1 | Eppendorf | P0626-0380 | https://www.eppendorf.com/SP-en/
P0626-0380 | SAMPLE DISP. FITTING CAP | 1 | 1 | 200.1 | Eppendorf | P0626-0380 | https://www.eppendorf.com/SP-en/
P0626-0390 | SAMPLE DISP. FITTING O-RING | 1 | 1 | 22.7 | Eppendorf | P0626-0390 | https://www.eppendorf.com/SP-en/
P0626-0400 | 2.540RIGID TEMPERATURE PROBE O-RING | 1 | 1 | 9.9 | Eppendorf | P0626-0400 | https://www.eppendorf.com/SP-en/
P0626-0410 | PT100 TEMPERATURE PROBE | 1 | 1 | 645.2 | Eppendorf | P0626-0410 | https://www.eppendorf.com/SP-en/
P0626-0420 | OUTER VESSEL PT100 TEMP PROBE | 1 | 1 | 379.5 | Eppendorf | P0626-0420 | https://www.eppendorf.com/SP-en/
P0626-0430 | OUTER VESSEL DRAIN STRAINER | 1 | 1 | 87.4 | Eppendorf | P0626-0430 | https://www.eppendorf.com/SP-en/
P0626-0440 | SAMPLE PORT CAP STAINLESS STEE | 1 | 1 | 285.2 | Eppendorf | P0626-0440 | https://www.eppendorf.com/SP-en/
P0626-0450 | SAFETY LID LOCK SOLENOID | 1 | 1 | 271.4 | Eppendorf | P0626-0450 | https://www.eppendorf.com/SP-en/
P0626-0450 | SAFETY LID LOCK SOLENOID | 1 | 1 | 271.4 | Eppendorf | P0626-0450 | https://www.eppendorf.com/SP-en/
P0626-0460 | Cooling Water Filter, MM-9 | 1 | 1 | 20.9 | Eppendorf | P0626-0460 | https://www.eppendorf.com/SP-en/
P0626-0460 | Cooling Water Filter, MM-9 | 1 | 1 | 20.9 | Eppendorf | P0626-0460 | https://www.eppendorf.com/SP-en/
P0626-0480 | SOLENOID VALVE STEAM | 1 | 1 | 272.6 | Eppendorf | P0626-0480 | https://www.eppendorf.com/SP-en/
P0626-0480 | SOLENOID VALVE STEAM | 1 | 1 | 272.6 | Eppendorf | P0626-0480 | https://www.eppendorf.com/SP-en/
P0626-0620 | Power Supply, MM9 | 1 | 1 | 1861.9 | Eppendorf | P0626-0620 | https://www.eppendorf.com/SP-en/
P0626-0620 | Power Supply, MM9 | 1 | 1 | 1861.9 | Eppendorf | P0626-0620 | https://www.eppendorf.com/SP-en/
P0626-0630 | Water Pump, MM9 | 1 | 1 | 2911.8 | Eppendorf | P0626-0630 | https://www.eppendorf.com/SP-en/
P0626-0630 | Water Pump, MM9 | 1 | 1 | 2911.8 | Eppendorf | P0626-0630 | https://www.eppendorf.com/SP-en/
P0626-0640 | 24V Compressor, DC, MM9 | 1 | 1 | 1653.7 | Eppendorf | P0626-0640 | https://www.eppendorf.com/SP-en/
P0626-0640 | 24V Compressor, DC, MM9 | 1 | 1 | 1653.7 | Eppendorf | P0626-0640 | https://www.eppendorf.com/SP-en/
P0640-0270 | CYLINDER,25mL,BLUE BASE | 1 | 1 | 80.7 | Eppendorf | P0640-0270 | https://www.eppendorf.com/SP-en/
P0660-0031 | LEVEL SPIRIT 10MIN | 1 | 1 | 29.8 | Eppendorf | P0660-0031 | https://www.eppendorf.com/SP-en/
ES-110 | SWITCH TOGGLE DPST | 1 | 1 | 16.9 | Eppendorf | ES-110 | https://www.eppendorf.com/SP-en/
ET-120 | TRANSFORMER PWR AUTO25 VA | 1 | 1 | 418.6 | Eppendorf | ET-120 | https://www.eppendorf.com/SP-en/
H-1100 | KNOB ROUND DIAL SK | 1 | 1 | 29.4 | Eppendorf | H-1100 | https://www.eppendorf.com/SP-en/
M1053-0151 | SHAFT ASSEMBLY | 1 | 1 | 343.9 | Eppendorf | M1053-0151 | https://www.eppendorf.com/SP-en/
M1053-0210 | SCREW TILT 5/8 | 1 | 1 | 91.9 | Eppendorf | M1053-0210 | https://www.eppendorf.com/SP-en/
M1053-0220 | SCREW TILT 3/8 | 1 | 1 | 52.3 | Eppendorf | M1053-0220 | https://www.eppendorf.com/SP-en/
M1053-0306 | INTERCHANGEABLE DRUM, 13MM DIAMETER X 10 | 1 | 1 | 676.2 | Eppendorf | M1053-0306 | https://www.eppendorf.com/SP-en/
M1053-3202 | REAR COVER | 1 | 1 | 254.2 | Eppendorf | M1053-3202 | https://www.eppendorf.com/SP-en/
P0180-0040 | BEARING ROLLER half in J-88 | 1 | 1 | 16.9 | Eppendorf | P0180-0040 | https://www.eppendorf.com/SP-en/
P0380-2122 | SOCKET, RELAY, 8 PIN | 1 | 1 | 12.3 | Eppendorf | P0380-2122 | https://www.eppendorf.com/SP-en/
P0420-1024 | TRANSFORMER PWR AUTO100VA | 1 | 1 | 56.7 | Eppendorf | P0420-1024 | https://www.eppendorf.com/SP-en/
P0480-0191 | MOTOR,DC,1/50HP,47 RPM,130V | 1 | 1 | 777.4 | Eppendorf | P0480-0191 | https://www.eppendorf.com/SP-en/
P0480-0522 | MOTOR DC 1/50HP 130V 63 RPM | 1 | 1 | 489.9 | Eppendorf | P0480-0522 | https://www.eppendorf.com/SP-en/
P0720-2020 | CORD SET EUROPEAN 3COND 10A | 1 | 1 | 24.8 | Eppendorf | P0720-2020 | https://www.eppendorf.com/SP-en/
R-321 | BELT V 3L-210 | 1 | 1 | 11.7 | Eppendorf | R-321 | https://www.eppendorf.com/SP-en/
S-122-1/2 | Pulley (OK25) TC-7 Roller Drum | 1 | 1 | 20.9 | Eppendorf | S-122-1/2 | https://www.eppendorf.com/SP-en/
M1293-0021 | Nuclecntr, Reagent Refill Pckge | 1 | 1 | 67.7 | Eppendorf | M1293-0021 | https://www.eppendorf.com/SP-en/
M1293-0021 | Nuclecntr, Reagent Refill Pckge | 1 | 1 | 67.7 | Eppendorf | M1293-0021 | https://www.eppendorf.com/SP-en/
M1293-0101 | Nuclecntr, Cassette Refill Pckge | 1 | 1 | 108.4 | Eppendorf | M1293-0101 | https://www.eppendorf.com/SP-en/
M1293-0101 | Nuclecntr, Cassette Refill Pckge | 1 | 1 | 108.4 | Eppendorf | M1293-0101 | https://www.eppendorf.com/SP-en/
M1293-0900 | NucleoCounter QC Test Kit | 1 | 1 | 1.2 | Eppendorf | M1293-0900 | https://www.eppendorf.com/SP-en/
M1293-0900 | NucleoCounter QC Test Kit | 1 | 1 | 1.2 | Eppendorf | M1293-0900 | https://www.eppendorf.com/SP-en/
P0540-5440 | NucleoView Software | 1 | 1 | 1442.1 | Eppendorf | P0540-5440 | https://www.eppendorf.com/SP-en/
P0640-7170 | 1/2 Height Basket (Autoclave Accessories | 1 | 1 | 350.8 | Eppendorf | P0640-7170 | https://www.eppendorf.com/SP-en/
P0640-7170 | 1/2 Height Basket (Autoclave Accessories | 1 | 1 | 350.8 | Eppendorf | P0640-7170 | https://www.eppendorf.com/SP-en/
P0820-5180 | Reagent B, NucleoCounter | 1 | 1 | 67.7 | Eppendorf | P0820-5180 | https://www.eppendorf.com/SP-en/
P0820-5180 | Reagent B, NucleoCounter | 1 | 1 | 67.7 | Eppendorf | P0820-5180 | https://www.eppendorf.com/SP-en/
P0820-5190 | Reagent A100, NucleoCounter | 1 | 1 | 67.7 | Eppendorf | P0820-5190 | https://www.eppendorf.com/SP-en/
P0820-5190 | Reagent A100, NucleoCounter | 1 | 1 | 67.7 | Eppendorf | P0820-5190 | https://www.eppendorf.com/SP-en/
P0820-5210 | Cleaning Kit, All NucleoCounters | 1 | 1 | 73.4 | Eppendorf | P0820-5210 | https://www.eppendorf.com/SP-en/
P0820-5210 | Cleaning Kit, All NucleoCounters | 1 | 1 | 73.4 | Eppendorf | P0820-5210 | https://www.eppendorf.com/SP-en/
P0820-5220 | NC-200 Via1-Cassette, 1 box | 1 | 1 | 530.2 | Eppendorf | P0820-5220 | https://www.eppendorf.com/SP-en/
P0820-5220 | NC-200 Via1-Cassette, 1 box | 1 | 1 | 530.2 | Eppendorf | P0820-5220 | https://www.eppendorf.com/SP-en/
P0820-5221 | NC-200 Via1-Cassette, 10 boxes | 1 | 1 | 506 | Eppendorf | P0820-5221 | https://www.eppendorf.com/SP-en/
P0820-5221 | NC-200 Via1-Cassette, 10 boxes | 1 | 1 | 506 | Eppendorf | P0820-5221 | https://www.eppendorf.com/SP-en/
P0820-5230 | Sln 10 - Lysis Buffer, 100 mL | 1 | 1 | 162.2 | Eppendorf | P0820-5230 | https://www.eppendorf.com/SP-en/
P0820-5230 | Sln 10 - Lysis Buffer, 100 mL | 1 | 1 | 162.2 | Eppendorf | P0820-5230 | https://www.eppendorf.com/SP-en/
P0820-5250 | NC -200, IQ/OQ Kit | 1 | 1 | 895.9 | Eppendorf | P0820-5250 | https://www.eppendorf.com/SP-en/
P0820-5250 | NC -200, IQ/OQ Kit | 1 | 1 | 895.9 | Eppendorf | P0820-5250 | https://www.eppendorf.com/SP-en/
P0860-5178 | Reagent Holder, NucleoCounter | 1 | 1 | 93.4 | Eppendorf | P0860-5178 | https://www.eppendorf.com/SP-en/
P0860-5178 | Reagent Holder, NucleoCounter | 1 | 1 | 93.4 | Eppendorf | P0860-5178 | https://www.eppendorf.com/SP-en/
6710070200 | Mid/Upper stacking frame for 170R/S | 1 | 1 | 285.2 | Eppendorf | 6710070200 | https://www.eppendorf.com/SP-en/
6710070219 | Lower stacking stand with for 170R/S | 1 | 1 | 854.5 | Eppendorf | 6710070219 | https://www.eppendorf.com/SP-en/
6710859009 | Perforated shelf for 170R/S,2 pieces | 1 | 1 | 404.8 | Eppendorf | 6710859009 | https://www.eppendorf.com/SP-en/
6710866005 | Retrofittable 4-split glass | 1 | 1 | 1535.3 | Eppendorf | 6710866005 | https://www.eppendorf.com/SP-en/
6710868008 | Retrofittable 8-split glass | 1 | 1 | 2743.9 | Eppendorf | 6710868008 | https://www.eppendorf.com/SP-en/
6731070123 | 1x shelf for 170l incubators, 1pc. | 1 | 1 | 228.9 | Eppendorf | 6731070123 | https://www.eppendorf.com/SP-en/
6731080013 | Copper set tray and shelves 170 L | 1 | 1 | 2908.4 | Eppendorf | 6731080013 | https://www.eppendorf.com/SP-en/
P0628-2510 | Galaxy 170R Incubator Accessory Kit | 1 | 1 | 92.9 | Eppendorf | P0628-2510 | https://www.eppendorf.com/SP-en/
P0628-2510 | Galaxy 170R Incubator Accessory Kit | 1 | 1 | 92.9 | Eppendorf | P0628-2510 | https://www.eppendorf.com/SP-en/
P0628-6140 | Humidity Tray, SS | 1 | 1 | 138 | Eppendorf | P0628-6140 | https://www.eppendorf.com/SP-en/
P0628-6260 | Humidity Tray, Copper Int | 1 | 1 | 834.9 | Eppendorf | P0628-6260 | https://www.eppendorf.com/SP-en/
P0628-6390 | Multi-Position Shelf Rack CO170 | 1 | 1 | 284.1 | Eppendorf | P0628-6390 | https://www.eppendorf.com/SP-en/
P0628-8390 | 8 IGD Glass/Gasket Retro (CO170) | 1 | 1 | 342.7 | Eppendorf | P0628-8390 | https://www.eppendorf.com/SP-en/
P0628-8390 | 8 IGD Glass/Gasket Retro (CO170) | 1 | 1 | 342.7 | Eppendorf | P0628-8390 | https://www.eppendorf.com/SP-en/
P0628-8550 | RH, Shelf Rack, Split, CO48 | 1 | 1 | 347.3 | Eppendorf | P0628-8550 | https://www.eppendorf.com/SP-en/
P0628-8550 | RH, Shelf Rack, Split, CO48 | 1 | 1 | 347.3 | Eppendorf | P0628-8550 | https://www.eppendorf.com/SP-en/
P0628-8551 | LH, Shelf Rack, Split, CO48 | 1 | 1 | 347.3 | Eppendorf | P0628-8551 | https://www.eppendorf.com/SP-en/
P0628-8551 | LH, Shelf Rack, Split, CO48 | 1 | 1 | 347.3 | Eppendorf | P0628-8551 | https://www.eppendorf.com/SP-en/
6731070069 | BMS connector | 1 | 1 | 46.7 | Eppendorf | 6731070069 | https://www.eppendorf.com/SP-en/
6731070085 | Upper stacking stand-only w/lower stand | 1 | 1 | 358.8 | Eppendorf | 6731070085 | https://www.eppendorf.com/SP-en/
6731070093 | Lower stacking stand with castors | 1 | 1 | 1076.4 | Eppendorf | 6731070093 | https://www.eppendorf.com/SP-en/
6731070107 | Gas tubing 3 m, with in-line gas filter | 1 | 1 | 85.4 | Eppendorf | 6731070107 | https://www.eppendorf.com/SP-en/
6731070115 | Door damper kit for CellXpert® | 1 | 1 | 69.2 | Eppendorf | 6731070115 | https://www.eppendorf.com/SP-en/
6731070140 | HTD protective cap for RH sensor | 1 | 1 | 46.9 | Eppendorf | 6731070140 | https://www.eppendorf.com/SP-en/
6731080005 | Stacking Stand upper/lower CellXpert CO2 | 1 | 1 | 1196 | Eppendorf | 6731080005 | https://www.eppendorf.com/SP-en/
CO48300001 | 48R,230V,Standard,INTERN. | 1 | 1 | 6422.8 | Eppendorf | CO48300001 | https://www.eppendorf.com/SP-en/
CO48310001 | 48R,230V,HTD,INTERN. | 1 | 1 | 7320.9 | Eppendorf | CO48310001 | https://www.eppendorf.com/SP-en/
CO48312001 | 48R,230V,HTD,2s,INTER. | 1 | 1 | 8261.6 | Eppendorf | CO48312001 | https://www.eppendorf.com/SP-en/
CO48320001 | 48R,230V,1-19%,INTERN. | 1 | 1 | 8721.6 | Eppendorf | CO48320001 | https://www.eppendorf.com/SP-en/
CO48330001 | 48R,230V,HTD+1-19%,INTERN. | 1 | 1 | 9586.4 | Eppendorf | CO48330001 | https://www.eppendorf.com/SP-en/
48S2300000_B04 | GALAXY CO-48S, 230V, 50/60Hz w/ | 1 | 1 | 6553.9 | Eppendorf | 48S2300000_B04 | https://www.eppendorf.com/SP-en/
6705070103 | Lower stacking stand with for 48 R | 1 | 1 | 461.2 | Eppendorf | 6705070103 | https://www.eppendorf.com/SP-en/
6705070111 | Mid/Upper stacking frame for 48 R | 1 | 1 | 239.2 | Eppendorf | 6705070111 | https://www.eppendorf.com/SP-en/
6705070120 | Under-bench stand for Galaxy 48R | 1 | 1 | 391 | Eppendorf | 6705070120 | https://www.eppendorf.com/SP-en/
6705851040 | 2-split inner door, retrofit for 48 R | 1 | 1 | 678.5 | Eppendorf | 6705851040 | https://www.eppendorf.com/SP-en/
P0628-2530 | Galaxy 48 Incubator Accessory Kit | 1 | 1 | 113.4 | Eppendorf | P0628-2530 | https://www.eppendorf.com/SP-en/
P0628-2530 | Galaxy 48 Incubator Accessory Kit | 1 | 1 | 113.4 | Eppendorf | P0628-2530 | https://www.eppendorf.com/SP-en/
P0628-5070 | Additional Shelf Solid CO48 | 1 | 1 | 123.1 | Eppendorf | P0628-5070 | https://www.eppendorf.com/SP-en/
P0628-5070 | Additional Shelf Solid CO48 | 1 | 1 | 123.1 | Eppendorf | P0628-5070 | https://www.eppendorf.com/SP-en/
P0628-5080 | Additional Shelf Perf. CO48 | 1 | 1 | 123.1 | Eppendorf | P0628-5080 | https://www.eppendorf.com/SP-en/
P0628-5080 | Additional Shelf Perf. CO48 | 1 | 1 | 123.1 | Eppendorf | P0628-5080 | https://www.eppendorf.com/SP-en/
P0628-5100 | Multi-Position Shelf Rack CO48 | 1 | 1 | 433.6 | Eppendorf | P0628-5100 | https://www.eppendorf.com/SP-en/
P0628-5100 | Multi-Position Shelf Rack CO48 | 1 | 1 | 433.6 | Eppendorf | P0628-5100 | https://www.eppendorf.com/SP-en/
P0628-5341 | BMS CO48S | 1 | 1 | 250.7 | Eppendorf | P0628-5341 | https://www.eppendorf.com/SP-en/
P0628-5341 | BMS CO48S | 1 | 1 | 250.7 | Eppendorf | P0628-5341 | https://www.eppendorf.com/SP-en/
P0628-5940 | Additional Humidity Pan CO48 | 1 | 1 | 166.8 | Eppendorf | P0628-5940 | https://www.eppendorf.com/SP-en/
P0628-8419 | BMS Retrofit Kit, 48S | 1 | 1 | 143.8 | Eppendorf | P0628-8419 | https://www.eppendorf.com/SP-en/
P0628-8419 | BMS Retrofit Kit, 48S | 1 | 1 | 143.8 | Eppendorf | P0628-8419 | https://www.eppendorf.com/SP-en/
P0628-2520 | Galaxy 14 Incubator Accessory Kit | 1 | 1 | 75.2 | Eppendorf | P0628-2520 | https://www.eppendorf.com/SP-en/
P0628-2520 | Galaxy 14 Incubator Accessory Kit | 1 | 1 | 75.2 | Eppendorf | P0628-2520 | https://www.eppendorf.com/SP-en/
P0628-6170 | Multi-Position Shelf Rack CO14 | 1 | 1 | 339.3 | Eppendorf | P0628-6170 | https://www.eppendorf.com/SP-en/
P0628-6170 | Multi-Position Shelf Rack CO14 | 1 | 1 | 339.3 | Eppendorf | P0628-6170 | https://www.eppendorf.com/SP-en/
P0628-6180 | Additional Shelf Solid CO14 | 1 | 1 | 207 | Eppendorf | P0628-6180 | https://www.eppendorf.com/SP-en/
P0628-6180 | Additional Shelf Solid CO14 | 1 | 1 | 207 | Eppendorf | P0628-6180 | https://www.eppendorf.com/SP-en/
P0628-6200 | Additional Humidity Pan CO14 | 1 | 1 | 141.5 | Eppendorf | P0628-6200 | https://www.eppendorf.com/SP-en/
P0628-6230 | Stacking Kit and Stand Co14 | 1 | 1 | 270.3 | Eppendorf | P0628-6230 | https://www.eppendorf.com/SP-en/
P0628-6230 | Stacking Kit and Stand Co14 | 1 | 1 | 270.3 | Eppendorf | P0628-6230 | https://www.eppendorf.com/SP-en/
P0628-7200 | Additional Shelf PerfCO14 | 1 | 1 | 161 | Eppendorf | P0628-7200 | https://www.eppendorf.com/SP-en/
P0628-7200 | Additional Shelf PerfCO14 | 1 | 1 | 161 | Eppendorf | P0628-7200 | https://www.eppendorf.com/SP-en/
6710070251 | In-line gas filter 2 pieces | 2 | 1 | 58.7 | Eppendorf | 6710070251 | https://www.eppendorf.com/SP-en/
M1291-1001 | BIOCOMMAND SFI T&T INCUBATOR KIT | 1 | 1 | 1731.9 | Eppendorf | M1291-1001 | https://www.eppendorf.com/SP-en/
P0620-7012 | CABLE, 15FT DB9 F/F NULL MODEM CABLE | 1 | 1 | 174.8 | Eppendorf | P0620-7012 | https://www.eppendorf.com/SP-en/
P0628-5000 | CO2 Cylinder Changeover Controller | 1 | 1 | 1422.6 | Eppendorf | P0628-5000 | https://www.eppendorf.com/SP-en/
P0628-5010 | 2-Stage CO2 Regulator, UK-BSP | 1 | 1 | 526.7 | Eppendorf | P0628-5010 | https://www.eppendorf.com/SP-en/
P0628-5030 | CO2 IN LINE PRESSURE REGULATOR | 1 | 1 | 167.9 | Eppendorf | P0628-5030 | https://www.eppendorf.com/SP-en/
P0628-5060 | Auto Zero HEPA Filter | 1 | 1 | 72.9 | Eppendorf | P0628-5060 | https://www.eppendorf.com/SP-en/
P0628-6150 | Electronic CO2 Gas Analyzer | 1 | 1 | 2486.3 | Eppendorf | P0628-6150 | https://www.eppendorf.com/SP-en/
P0628-6831 | GAS ANLZER CO2 O2 | 1 | 1 | 2772.7 | Eppendorf | P0628-6831 | https://www.eppendorf.com/SP-en/
P0628-7220 | 2-Stage N2 Regulator, UK-BSP | 1 | 1 | 526.7 | Eppendorf | P0628-7220 | https://www.eppendorf.com/SP-en/
P0628-7221 | 0.3L/min Flow Regulator w/Pressure Gauge | 1 | 1 | 280.6 | Eppendorf | P0628-7221 | https://www.eppendorf.com/SP-en/
P0628-7221 | 0.3L/min Flow Regulator w/Pressure Gauge | 1 | 1 | 280.6 | Eppendorf | P0628-7221 | https://www.eppendorf.com/SP-en/
P0628-7222 | 2- Stage O2 Regulator, ALL O2 INCUBATORS | 1 | 1 | 765.9 | Eppendorf | P0628-7222 | https://www.eppendorf.com/SP-en/
P0628-7222 | 2- Stage O2 Regulator, ALL O2 INCUBATORS | 1 | 1 | 765.9 | Eppendorf | P0628-7222 | https://www.eppendorf.com/SP-en/
P0628-7660 | Spare Inlet Filter | 1 | 1 | 148.4 | Eppendorf | P0628-7660 | https://www.eppendorf.com/SP-en/
P0628-7660 | Spare Inlet Filter | 1 | 1 | 148.4 | Eppendorf | P0628-7660 | https://www.eppendorf.com/SP-en/
P0628-7770 | STACKING KIT CO2 | 1 | 1 | 416.3 | Eppendorf | P0628-7770 | https://www.eppendorf.com/SP-en/
P0628-7770 | STACKING KIT CO2 | 1 | 1 | 416.3 | Eppendorf | P0628-7770 | https://www.eppendorf.com/SP-en/
P0628-7800 | ADD HARD CARRY CASE | 1 | 1 | 251.9 | Eppendorf | P0628-7800 | https://www.eppendorf.com/SP-en/
P0628-7800 | ADD HARD CARRY CASE | 1 | 1 | 251.9 | Eppendorf | P0628-7800 | https://www.eppendorf.com/SP-en/
P0628-7810 | USB Lead Analyzer | 1 | 1 | 63.3 | Eppendorf | P0628-7810 | https://www.eppendorf.com/SP-en/
P0628-7810 | USB Lead Analyzer | 1 | 1 | 63.3 | Eppendorf | P0628-7810 | https://www.eppendorf.com/SP-en/
P0628-7820 | RH Probe Flying Lead | 1 | 1 | 1367.4 | Eppendorf | P0628-7820 | https://www.eppendorf.com/SP-en/
P0628-7820 | RH Probe Flying Lead | 1 | 1 | 1367.4 | Eppendorf | P0628-7820 | https://www.eppendorf.com/SP-en/
P0628-7830 | RH Probe Direct fix | 1 | 1 | 1367.4 | Eppendorf | P0628-7830 | https://www.eppendorf.com/SP-en/
P0628-7830 | RH Probe Direct fix | 1 | 1 | 1367.4 | Eppendorf | P0628-7830 | https://www.eppendorf.com/SP-en/
P0628-7840 | PC DOWNLOAD | 1 | 1 | 632.5 | Eppendorf | P0628-7840 | https://www.eppendorf.com/SP-en/
P0628-7840 | PC DOWNLOAD | 1 | 1 | 632.5 | Eppendorf | P0628-7840 | https://www.eppendorf.com/SP-en/
P0628-7850 | REG AND TUBING | 1 | 1 | 632.5 | Eppendorf | P0628-7850 | https://www.eppendorf.com/SP-en/
P0628-7850 | REG AND TUBING | 1 | 1 | 632.5 | Eppendorf | P0628-7850 | https://www.eppendorf.com/SP-en/
P0628-7860 | SPARE WATER FILTERS (5) | 1 | 1 | 492.2 | Eppendorf | P0628-7860 | https://www.eppendorf.com/SP-en/
P0628-7860 | SPARE WATER FILTERS (5) | 1 | 1 | 492.2 | Eppendorf | P0628-7860 | https://www.eppendorf.com/SP-en/
P0628-7870 | SPARE TUBE AND FILTER | 1 | 1 | 43.8 | Eppendorf | P0628-7870 | https://www.eppendorf.com/SP-en/
P0628-7870 | SPARE TUBE AND FILTER | 1 | 1 | 43.8 | Eppendorf | P0628-7870 | https://www.eppendorf.com/SP-en/
P0628-7880 | TEMPERATURE PROBE 100MM TIP | 1 | 1 | 251.9 | Eppendorf | P0628-7880 | https://www.eppendorf.com/SP-en/
P0628-7881 | TEMPERATURE PROBE 5MM TIP | 1 | 1 | 105.3 | Eppendorf | P0628-7881 | https://www.eppendorf.com/SP-en/
P0628-7890 | ANALYZER, CO2, O2, & RH GA | 1 | 1 | 3788.1 | Eppendorf | P0628-7890 | https://www.eppendorf.com/SP-en/
P0628-7900 | MAINS BATTERY CHARGER | 1 | 1 | 105.3 | Eppendorf | P0628-7900 | https://www.eppendorf.com/SP-en/
P0628-7900 | MAINS BATTERY CHARGER | 1 | 1 | 105.3 | Eppendorf | P0628-7900 | https://www.eppendorf.com/SP-en/
P0628-2542 | S41i Accessory Kit | 1 | 1 | 108.7 | Eppendorf | P0628-2542 | https://www.eppendorf.com/SP-en/
P0628-2542 | S41i Accessory Kit | 1 | 1 | 108.7 | Eppendorf | P0628-2542 | https://www.eppendorf.com/SP-en/
P0628-6181 | Shelf for S41i | 1 | 1 | 282.9 | Eppendorf | P0628-6181 | https://www.eppendorf.com/SP-en/
P0628-6182 | Shelf Rack (Pair) for S41i | 1 | 1 | 437 | Eppendorf | P0628-6182 | https://www.eppendorf.com/SP-en/
P0628-6182 | Shelf Rack (Pair) for S41i | 1 | 1 | 437 | Eppendorf | P0628-6182 | https://www.eppendorf.com/SP-en/
P0628-6502 | Stacking Stand S41i | 1 | 1 | 1374.3 | Eppendorf | P0628-6502 | https://www.eppendorf.com/SP-en/
4309000019 | Eporator 230V | 1 | 1 | 3590.3 | Eppendorf | 4309000019 | https://www.eppendorf.com/SP-en/
4309000035 | Eporator - UK/Hong Kong 100-240V / 50-60 | 1 | 1 | 3590.3 | Eppendorf | 4309000035 | https://www.eppendorf.com/SP-en/
0013614133 | Main power supply 230V (Europe) for 4307 | 1 | 1 | 83 | Eppendorf | 0013614133 | https://www.eppendorf.com/SP-en/
4308010002 | Retrofit-Kit bacteria module | 1 | 1 | 2571.4 | Eppendorf | 4308010002 | https://www.eppendorf.com/SP-en/
4308011009 | Multiporator cell fusion module upgrade | 1 | 1 | 8030.5 | Eppendorf | 4308011009 | https://www.eppendorf.com/SP-en/
4308013001 | Replacement cup for Helix fusion chamber | 1 | 1 | 197.8 | Eppendorf | 4308013001 | https://www.eppendorf.com/SP-en/
4308102004 | Keypad | 1 | 1 | 89 | Eppendorf | 4308102004 | https://www.eppendorf.com/SP-en/
4308105003 | Housing, processed | 1 | 1 | 397.9 | Eppendorf | 4308105003 | https://www.eppendorf.com/SP-en/
4308110007 | Contact block, complete for Multiporator | 1 | 1 | 50.1 | Eppendorf | 4308110007 | https://www.eppendorf.com/SP-en/
4308600004 | PCB Power unit | 1 | 1 | 22 | Eppendorf | 4308600004 | https://www.eppendorf.com/SP-en/
4308601000 | Power supply module | 1 | 1 | 167.9 | Eppendorf | 4308601000 | https://www.eppendorf.com/SP-en/
4308602007 | Display | 1 | 1 | 452 | Eppendorf | 4308602007 | https://www.eppendorf.com/SP-en/
4308810009 | Retrofit kit for Multiporator | 1 | 1 | 51.4 | Eppendorf | 4308810009 | https://www.eppendorf.com/SP-en/
4308852003 | High voltage capacitor (s) | 1 | 1 | 217.4 | Eppendorf | 4308852003 | https://www.eppendorf.com/SP-en/
4308855002 | Repair set Switching power supply unit | 1 | 1 | 1607.7 | Eppendorf | 4308855002 | https://www.eppendorf.com/SP-en/
4308856009 | PCB CellFusion (s) | 1 | 1 | 734.9 | Eppendorf | 4308856009 | https://www.eppendorf.com/SP-en/
4308857005 | PCB bacteria module | 1 | 1 | 769.4 | Eppendorf | 4308857005 | https://www.eppendorf.com/SP-en/
4308858001 | PCB switch-mode mains/power supply devic | 1 | 1 | 307.1 | Eppendorf | 4308858001 | https://www.eppendorf.com/SP-en/
4309850101 | LP Eporator (s) | 1 | 1 | 592.3 | Eppendorf | 4309850101 | https://www.eppendorf.com/SP-en/
4309850209 | Power supply (s) | 1 | 1 | 141.5 | Eppendorf | 4309850209 | https://www.eppendorf.com/SP-en/
4309850306 | Packaging (s) | 1 | 1 | 68.2 | Eppendorf | 4309850306 | https://www.eppendorf.com/SP-en/
4309850403 | Fuse T 500mA, 10pcs. (s) | 1 | 1 | 43.4 | Eppendorf | 4309850403 | https://www.eppendorf.com/SP-en/
4308012005 | Cuvette holder for cell fusion | 1 | 1 | 972.9 | Eppendorf | 4308012005 | https://www.eppendorf.com/SP-en/
4308021004 | Einschub zum Anschluss von | 1 | 1 | 765.9 | Eppendorf | 4308021004 | https://www.eppendorf.com/SP-en/
4308024003 | Cuvette holder for microfusion chamber | 1 | 1 | 997.1 | Eppendorf | 4308024003 | https://www.eppendorf.com/SP-en/
4308025018 | Electroporation cuvette chamber | 1 | 1 | 232.3 | Eppendorf | 4308025018 | https://www.eppendorf.com/SP-en/
5242952008 | 20 Femtotips, steril | 20 | 1 | 139.2 | Eppendorf | 5242952008 | https://www.eppendorf.com/SP-en/
5242957000 | 20 Femtotips II, steril | 20 | 1 | 139.2 | Eppendorf | 5242957000 | https://www.eppendorf.com/SP-en/
5242956003 | Microloader 2x96ST. | 192 | 1 | 103.4 | Eppendorf | 5242956003 | https://www.eppendorf.com/SP-en/
5195000001 | TransferTip F (ICSI) sterile, set of 25 | 25 | 1 | 638.3 | Eppendorf | 5195000001 | https://www.eppendorf.com/SP-en/
5195000010 | TransferTip RP (ICSI) sterile, set of 25 | 25 | 1 | 637.1 | Eppendorf | 5195000010 | https://www.eppendorf.com/SP-en/
5195000028 | TransferTip R (ICSI),sterile, set of 25 | 25 | 1 | 637.1 | Eppendorf | 5195000028 | https://www.eppendorf.com/SP-en/
5195000036 | VacuTip I, sterile, set of 25 | 25 | 1 | 485.3 | Eppendorf | 5195000036 | https://www.eppendorf.com/SP-en/
5195000044 | VacuTip II sterile, set of 25 | 25 | 1 | 496.8 | Eppendorf | 5195000044 | https://www.eppendorf.com/SP-en/
5195000052 | Biopsy Tip I, sterile, set of 25 | 25 | 1 | 496.8 | Eppendorf | 5195000052 | https://www.eppendorf.com/SP-en/
5195000060 | Biopsy Tip II sterile, set of 25 | 25 | 1 | 496.8 | Eppendorf | 5195000060 | https://www.eppendorf.com/SP-en/
5195000079 | TransferTip (ES), sterile, set of 25 | 25 | 1 | 638.3 | Eppendorf | 5195000079 | https://www.eppendorf.com/SP-en/
5195000087 | Piezo Drill Tip (M. ICSI) sterile, 25p | 25 | 1 | 496.8 | Eppendorf | 5195000087 | https://www.eppendorf.com/SP-en/
5195000095 | Piezo Drill Tip (ES) sterile, | 25 | 1 | 496.8 | Eppendorf | 5195000095 | https://www.eppendorf.com/SP-en/
4308014008 | Helix-Fusionskammer - verpackt | 1 | 1 | 976.4 | Eppendorf | 4308014008 | https://www.eppendorf.com/SP-en/
4308017007 | Ständer f. Helix-Fusionskammer | 1 | 1 | 93.5 | Eppendorf | 4308017007 | https://www.eppendorf.com/SP-en/
4308030003 | Mikro-Fusionskammer,verpackt | 1 | 1 | 409.4 | Eppendorf | 4308030003 | https://www.eppendorf.com/SP-en/
4308031000 | Mikro-Fusionskammer,verpackt | 1 | 1 | 412.9 | Eppendorf | 4308031000 | https://www.eppendorf.com/SP-en/
4308070501 | hypo.Porationspuffer 100ml,kpl | 1 | 1 | 81.9 | Eppendorf | 4308070501 | https://www.eppendorf.com/SP-en/
4308070510 | iso. Porationspuffer 100ml,kpl | 1 | 1 | 81.9 | Eppendorf | 4308070510 | https://www.eppendorf.com/SP-en/
4308070528 | hypo. Fusionspuffer 100 ml,kpl | 1 | 1 | 81.9 | Eppendorf | 4308070528 | https://www.eppendorf.com/SP-en/
4308070536 | iso. Fusionspuffer 100 ml,kpl | 1 | 1 | 81.9 | Eppendorf | 4308070536 | https://www.eppendorf.com/SP-en/
1006000009 | VisioNize box with mains/power adapter | 1 | 1 | 742.9 | Eppendorf | 1006000009 | https://www.eppendorf.com/SP-en/
1006071003 | VisioNize box adapter f. shakers and CO2 | 1 | 1 | 97.9 | Eppendorf | 1006071003 | https://www.eppendorf.com/SP-en/
1006072000 | VisioNize box mains/power adapter | 1 | 1 | 73.1 | Eppendorf | 1006072000 | https://www.eppendorf.com/SP-en/
1006073006 | VisioNize box cable, Ethernet | 1 | 1 | 38.4 | Eppendorf | 1006073006 | https://www.eppendorf.com/SP-en/
1006074002 | CableUSB/RS485 adapter | 1 | 1 | 258.8 | Eppendorf | 1006074002 | https://www.eppendorf.com/SP-en/
1006075009 | VisioNize box adapter for U725, F570 | 1 | 1 | 258.8 | Eppendorf | 1006075009 | https://www.eppendorf.com/SP-en/
1006076005 | VisioNize Box adapter for S41i incubator | 1 | 1 | 54.9 | Eppendorf | 1006076005 | https://www.eppendorf.com/SP-en/
ESS1000001 | VisioNize sense gateway router | 1 | 1 | 667 | Eppendorf | ESS1000001 | https://www.eppendorf.com/SP-en/
ESS1000002 | VisioNize sense environmental monitor | 1 | 1 | 400.2 | Eppendorf | ESS1000002 | https://www.eppendorf.com/SP-en/
ESS1000003 | VisioNize sense temp. sensor | 1 | 1 | 333.5 | Eppendorf | ESS1000003 | https://www.eppendorf.com/SP-en/
ESS1000004 | VisioNize sense monitoring kit | 1 | 1 | 1734.2 | Eppendorf | ESS1000004 | https://www.eppendorf.com/SP-en/
1112000210 | VisioNize core V1 Server License | 1 | 1 | 3715.7 | Eppendorf | 1112000210 | https://www.eppendorf.com/SP-en/
P0620-6460 | FIBRASTAGE ADAPTER FOR EUROPE | 1 | 1 | 51.5 | Eppendorf | P0620-6460 | https://www.eppendorf.com/SP-en/
P0640-0518 | FIBRASTAGE BOTTLE OPENER | 1 | 1 | 425.5 | Eppendorf | P0640-0518 | https://www.eppendorf.com/SP-en/
P0640-0600 | FIBRASTAGE CELL DISSOCIATION TOOL | 1 | 1 | 342.7 | Eppendorf | P0640-0600 | https://www.eppendorf.com/SP-en/
P0640-0610 | FIBRASTAGE CRYSTAL VIOLET DYE | 1 | 1 | 85.2 | Eppendorf | P0640-0610 | https://www.eppendorf.com/SP-en/
P0640-0620 | FIBRASTAGE BOTTLE CAP | 1 | 1 | 30.5 | Eppendorf | P0640-0620 | https://www.eppendorf.com/SP-en/
P0740-2730 | FIBRASTAGE TUBING SET & PUMP HEAD (INCLU | 1 | 1 | 487.6 | Eppendorf | P0740-2730 | https://www.eppendorf.com/SP-en/
P0740-2740 | FIBRASTAGE TUBING SET (INCLUDES 5 SETS) | 1 | 1 | 425.5 | Eppendorf | P0740-2740 | https://www.eppendorf.com/SP-en/
0045370035 | CABLE,OPT DO,ISM,3M | 1 | 1 | 278.3 | Eppendorf | 0045370035 | https://www.eppendorf.com/SP-en/
0045590009 | CABLE,3M DB9 M/F EXT CABLE | 1 | 1 | 15.1 | Eppendorf | 0045590009 | https://www.eppendorf.com/SP-en/
0045890045 | BlueVis 4.0 Bioprocess Software | 1 | 1 | 1129.3 | Eppendorf | 0045890045 | https://www.eppendorf.com/SP-en/
0045890046 | BlueInOne Cell (10/100) | 1 | 1 | 9762.4 | Eppendorf | 0045890046 | https://www.eppendorf.com/SP-en/
0045890047 | 1/4" Flow Adaptor (BIO) | 1 | 1 | 304.8 | Eppendorf | 0045890047 | https://www.eppendorf.com/SP-en/
0045890048 | 1/2" Flow Adaptor (BIO) | 1 | 1 | 1037.3 | Eppendorf | 0045890048 | https://www.eppendorf.com/SP-en/
0045890049 | BlueInOne Ferm (10/50) | 1 | 1 | 9762.4 | Eppendorf | 0045890049 | https://www.eppendorf.com/SP-en/
76DGPHFOUMU1 | Access. fiberopt. pH Measurement 115VAC | 1 | 1 | 488.8 | Eppendorf | 76DGPHFOUMU1 | https://www.eppendorf.com/SP-en/
76DGPHFOUMU1 | Access. fiberopt. pH Measurement 115VAC | 1 | 1 | 488.8 | Eppendorf | 76DGPHFOUMU1 | https://www.eppendorf.com/SP-en/
76DGPHFOUMU2 | Access. fiberopt. pH Measurement 230VAC | 1 | 1 | 455.4 | Eppendorf | 76DGPHFOUMU2 | https://www.eppendorf.com/SP-en/
76DGPHFOUMU2 | Access. fiberopt. pH Measurement 230VAC | 1 | 1 | 455.4 | Eppendorf | 76DGPHFOUMU2 | https://www.eppendorf.com/SP-en/
76DGPHHMC120 | pH Sensor L120 OD12 (Hamilton) | 1 | 1 | 339.3 | Eppendorf | 76DGPHHMC120 | https://www.eppendorf.com/SP-en/
76DGPHHMC120 | pH Sensor L120 OD12 (Hamilton) | 1 | 1 | 339.3 | Eppendorf | 76DGPHHMC120 | https://www.eppendorf.com/SP-en/
76DGPHHMC220 | pH Sensor L225 OD12 (Hamilton) | 1 | 1 | 440.5 | Eppendorf | 76DGPHHMC220 | https://www.eppendorf.com/SP-en/
76DGPHHMC220 | pH Sensor L225 OD12 (Hamilton) | 1 | 1 | 440.5 | Eppendorf | 76DGPHHMC220 | https://www.eppendorf.com/SP-en/
76DGPHHMC320 | pH Sensor L325 OD12 (Hamilton) | 1 | 1 | 495.7 | Eppendorf | 76DGPHHMC320 | https://www.eppendorf.com/SP-en/
76DGPHHMC320 | pH Sensor L325 OD12 (Hamilton) | 1 | 1 | 495.7 | Eppendorf | 76DGPHHMC320 | https://www.eppendorf.com/SP-en/
76DGPHHMC420 | pH Sensor L425 OD12 (Hamilton) | 1 | 1 | 617.6 | Eppendorf | 76DGPHHMC420 | https://www.eppendorf.com/SP-en/
76DGPHHMC420 | pH Sensor L425 OD12 (Hamilton) | 1 | 1 | 617.6 | Eppendorf | 76DGPHHMC420 | https://www.eppendorf.com/SP-en/
76DGPHMTI120 | pH Sensor L120 OD12 (Mettler Toledo) | 1 | 1 | 540.5 | Eppendorf | 76DGPHMTI120 | https://www.eppendorf.com/SP-en/
76DGPHMTI120 | pH Sensor L120 OD12 (Mettler Toledo) | 1 | 1 | 540.5 | Eppendorf | 76DGPHMTI120 | https://www.eppendorf.com/SP-en/
76DGPHMTI220 | pH Sensor L225 OD12 (Mettler Toledo) | 1 | 1 | 618.7 | Eppendorf | 76DGPHMTI220 | https://www.eppendorf.com/SP-en/
76DGPHMTI220 | pH Sensor L225 OD12 (Mettler Toledo) | 1 | 1 | 618.7 | Eppendorf | 76DGPHMTI220 | https://www.eppendorf.com/SP-en/
76DGPHMTI320 | pH Sensor L325 OD12 (Mettler Toledo) | 1 | 1 | 672.8 | Eppendorf | 76DGPHMTI320 | https://www.eppendorf.com/SP-en/
76DGPHMTI320 | pH Sensor L325 OD12 (Mettler Toledo) | 1 | 1 | 672.8 | Eppendorf | 76DGPHMTI320 | https://www.eppendorf.com/SP-en/
76DGPHMTI420 | pH Sensor L425 OD12 (Mettler Toledo) | 1 | 1 | 668.2 | Eppendorf | 76DGPHMTI420 | https://www.eppendorf.com/SP-en/
76DGPHMTI420 | pH Sensor L425 OD12 (Mettler Toledo) | 1 | 1 | 668.2 | Eppendorf | 76DGPHMTI420 | https://www.eppendorf.com/SP-en/
76DGPHRDAK9 | Cable for pH/Redox Sensor (AK9) x1 | 1 | 1 | 110.3 | Eppendorf | 76DGPHRDAK9 | https://www.eppendorf.com/SP-en/
76DGPHRDAK9 | Cable for pH/Redox Sensor (AK9) x1 | 1 | 1 | 110.3 | Eppendorf | 76DGPHRDAK9 | https://www.eppendorf.com/SP-en/
76DGPODAS220 | DASGIP DO Sensor SU L220 (DAS) | 1 | 1 | 954.5 | Eppendorf | 76DGPODAS220 | https://www.eppendorf.com/SP-en/
76DGPODAS220 | DASGIP DO Sensor SU L220 (DAS) | 1 | 1 | 954.5 | Eppendorf | 76DGPODAS220 | https://www.eppendorf.com/SP-en/
76DGPOHMC120 | DO Sensor L120 OD12 (Hamilton) | 1 | 1 | 1630.7 | Eppendorf | 76DGPOHMC120 | https://www.eppendorf.com/SP-en/
76DGPOHMC120 | DO Sensor L120 OD12 (Hamilton) | 1 | 1 | 1630.7 | Eppendorf | 76DGPOHMC120 | https://www.eppendorf.com/SP-en/
76DGPOHMC220 | DO Sensor L220 OD12 (Hamilton) | 1 | 1 | 1776.8 | Eppendorf | 76DGPOHMC220 | https://www.eppendorf.com/SP-en/
76DGPOHMC220 | DO Sensor L220 OD12 (Hamilton) | 1 | 1 | 1776.8 | Eppendorf | 76DGPOHMC220 | https://www.eppendorf.com/SP-en/
76DGPOHMC320 | DO Sensor L320 OD12 (Hamilton) | 1 | 1 | 1806.7 | Eppendorf | 76DGPOHMC320 | https://www.eppendorf.com/SP-en/
76DGPOHMC320 | DO Sensor L320 OD12 (Hamilton) | 1 | 1 | 1806.7 | Eppendorf | 76DGPOHMC320 | https://www.eppendorf.com/SP-en/
76DGPOHMC420 | DO Sensor L420 OD12 (Hamilton) | 1 | 1 | 2056.2 | Eppendorf | 76DGPOHMC420 | https://www.eppendorf.com/SP-en/
76DGPOHMC420 | DO Sensor L420 OD12 (Hamilton) | 1 | 1 | 2056.2 | Eppendorf | 76DGPOHMC420 | https://www.eppendorf.com/SP-en/
76DGPOHVF120 | DO Sensor optical L120 OD12 (Hamilton) | 1 | 1 | 1968.8 | Eppendorf | 76DGPOHVF120 | https://www.eppendorf.com/SP-en/
76DGPOHVF120 | DO Sensor optical L120 OD12 (Hamilton) | 1 | 1 | 1968.8 | Eppendorf | 76DGPOHVF120 | https://www.eppendorf.com/SP-en/
76DGPOHVF220 | DO Sensor optical L220 OD12 (Hamilton) | 1 | 1 | 2083.8 | Eppendorf | 76DGPOHVF220 | https://www.eppendorf.com/SP-en/
76DGPOHVF220 | DO Sensor optical L220 OD12 (Hamilton) | 1 | 1 | 2083.8 | Eppendorf | 76DGPOHVF220 | https://www.eppendorf.com/SP-en/
76DGPOHVF320 | DO Sensor optical L320 OD12 (Hamilton) | 1 | 1 | 2134.4 | Eppendorf | 76DGPOHVF320 | https://www.eppendorf.com/SP-en/
76DGPOHVF320 | DO Sensor optical L320 OD12 (Hamilton) | 1 | 1 | 2134.4 | Eppendorf | 76DGPOHVF320 | https://www.eppendorf.com/SP-en/
76DGPOHVF420 | DO Sensor optical L420 OD12 (Hamilton) | 1 | 1 | 2435.7 | Eppendorf | 76DGPOHVF420 | https://www.eppendorf.com/SP-en/
76DGPOHVF420 | DO Sensor optical L420 OD12 (Hamilton) | 1 | 1 | 2435.7 | Eppendorf | 76DGPOHVF420 | https://www.eppendorf.com/SP-en/
76DGPOMTI120 | DO Sensor L120 OD12 (Mettler Toledo) | 1 | 1 | 2415 | Eppendorf | 76DGPOMTI120 | https://www.eppendorf.com/SP-en/
76DGPOMTI120 | DO Sensor L120 OD12 (Mettler Toledo) | 1 | 1 | 2415 | Eppendorf | 76DGPOMTI120 | https://www.eppendorf.com/SP-en/
76DGPOMTI220 | DO Sensor L220 OD12 (Mettler Toledo) | 1 | 1 | 2449.5 | Eppendorf | 76DGPOMTI220 | https://www.eppendorf.com/SP-en/
76DGPOMTI220 | DO Sensor L220 OD12 (Mettler Toledo) | 1 | 1 | 2449.5 | Eppendorf | 76DGPOMTI220 | https://www.eppendorf.com/SP-en/
76DGPOMTI320 | DO Sensor L320 OD12 (Mettler Toledo) | 1 | 1 | 2526.6 | Eppendorf | 76DGPOMTI320 | https://www.eppendorf.com/SP-en/
76DGPOMTI320 | DO Sensor L320 OD12 (Mettler Toledo) | 1 | 1 | 2526.6 | Eppendorf | 76DGPOMTI320 | https://www.eppendorf.com/SP-en/
76DGPOMTI420 | DO Sensor L420 OD12 (Mettler Toledo) | 1 | 1 | 2562.2 | Eppendorf | 76DGPOMTI420 | https://www.eppendorf.com/SP-en/
76DGPOMTI420 | DO Sensor L420 OD12 (Mettler Toledo) | 1 | 1 | 2562.2 | Eppendorf | 76DGPOMTI420 | https://www.eppendorf.com/SP-en/
76DGPOVP8 | Cable for optical DO Sensor (VP8) | 1 | 1 | 412.9 | Eppendorf | 76DGPOVP8 | https://www.eppendorf.com/SP-en/
76DGPOVP8 | Cable for optical DO Sensor (VP8) | 1 | 1 | 412.9 | Eppendorf | 76DGPOVP8 | https://www.eppendorf.com/SP-en/
76DGRDMTI120 | Redox Sensor L120 OD12 (Mettler Toledo) | 1 | 1 | 656.7 | Eppendorf | 76DGRDMTI120 | https://www.eppendorf.com/SP-en/
76DGRDMTI120 | Redox Sensor L120 OD12 (Mettler Toledo) | 1 | 1 | 656.7 | Eppendorf | 76DGRDMTI120 | https://www.eppendorf.com/SP-en/
76DGRDMTI220 | Redox Sensor L220 OD12 (Mettler Toledo) | 1 | 1 | 741.8 | Eppendorf | 76DGRDMTI220 | https://www.eppendorf.com/SP-en/
76DGRDMTI220 | Redox Sensor L220 OD12 (Mettler Toledo) | 1 | 1 | 741.8 | Eppendorf | 76DGRDMTI220 | https://www.eppendorf.com/SP-en/
76DGRDMTI320 | Redox Sensor L320 OD12 (Mettler Toledo) | 1 | 1 | 772.8 | Eppendorf | 76DGRDMTI320 | https://www.eppendorf.com/SP-en/
76DGRDMTI320 | Redox Sensor L320 OD12 (Mettler Toledo) | 1 | 1 | 772.8 | Eppendorf | 76DGRDMTI320 | https://www.eppendorf.com/SP-en/
76DXPHHMC120 | DX pH Sensor L120 (Hamilton) | 1 | 1 | 339.3 | Eppendorf | 76DXPHHMC120 | https://www.eppendorf.com/SP-en/
76DXPHHMC120 | DX pH Sensor L120 (Hamilton) | 1 | 1 | 339.3 | Eppendorf | 76DXPHHMC120 | https://www.eppendorf.com/SP-en/
76DXPOHMC120 | DX DO Sensor L120 (Hamilton) | 1 | 1 | 1630.7 | Eppendorf | 76DXPOHMC120 | https://www.eppendorf.com/SP-en/
76DXPOHMC120 | DX DO Sensor L120 (Hamilton) | 1 | 1 | 1630.7 | Eppendorf | 76DXPOHMC120 | https://www.eppendorf.com/SP-en/
76DXPOHVF120 | DX DO Sensor optical L120 (Hamilton) | 1 | 1 | 1968.8 | Eppendorf | 76DXPOHVF120 | https://www.eppendorf.com/SP-en/
76DXPOHVF120 | DX DO Sensor optical L120 (Hamilton) | 1 | 1 | 1968.8 | Eppendorf | 76DXPOHVF120 | https://www.eppendorf.com/SP-en/
76DXRDMTI120 | DX Redox-Sensor L120 (Mettler Toledo) | 1 | 1 | 656.7 | Eppendorf | 76DXRDMTI120 | https://www.eppendorf.com/SP-en/
76DXRDMTI120 | DX Redox-Sensor L120 (Mettler Toledo) | 1 | 1 | 656.7 | Eppendorf | 76DXRDMTI120 | https://www.eppendorf.com/SP-en/
78103205 | pH Sensor HMC OD12, L120, autoclavable | 1 | 1 | 333.5 | Eppendorf | 78103205 | https://www.eppendorf.com/SP-en/
78103205 | pH Sensor HMC OD12, L120, autoclavable | 1 | 1 | 333.5 | Eppendorf | 78103205 | https://www.eppendorf.com/SP-en/
78103207 | pH Sensor MTI OD12, L120, autoclavable | 1 | 1 | 542.8 | Eppendorf | 78103207 | https://www.eppendorf.com/SP-en/
78103207 | pH Sensor MTI OD12, L120, autoclavable | 1 | 1 | 542.8 | Eppendorf | 78103207 | https://www.eppendorf.com/SP-en/
78103209 | pH Sensor MTI OD12, L325, autoclavable | 1 | 1 | 672.8 | Eppendorf | 78103209 | https://www.eppendorf.com/SP-en/
78103209 | pH Sensor MTI OD12, L325, autoclavable | 1 | 1 | 672.8 | Eppendorf | 78103209 | https://www.eppendorf.com/SP-en/
78103220 | pH Sensor MTI OD12, L225, autoclavable | 1 | 1 | 618.7 | Eppendorf | 78103220 | https://www.eppendorf.com/SP-en/
78103220 | pH Sensor MTI OD12, L225, autoclavable | 1 | 1 | 618.7 | Eppendorf | 78103220 | https://www.eppendorf.com/SP-en/
78103224 | Redox Sensor MTI D12, L120, autoclavable | 1 | 1 | 656.7 | Eppendorf | 78103224 | https://www.eppendorf.com/SP-en/
78103224 | Redox Sensor MTI D12, L120, autoclavable | 1 | 1 | 656.7 | Eppendorf | 78103224 | https://www.eppendorf.com/SP-en/
78103225 | Redox Sensor MTI D12, L225, autoclavable | 1 | 1 | 725.7 | Eppendorf | 78103225 | https://www.eppendorf.com/SP-en/
78103225 | Redox Sensor MTI D12, L225, autoclavable | 1 | 1 | 725.7 | Eppendorf | 78103225 | https://www.eppendorf.com/SP-en/
78103226 | Redox Sensor MTI D12, L325, autoclavable | 1 | 1 | 772.8 | Eppendorf | 78103226 | https://www.eppendorf.com/SP-en/
78103226 | Redox Sensor MTI D12, L325, autoclavable | 1 | 1 | 772.8 | Eppendorf | 78103226 | https://www.eppendorf.com/SP-en/
78103227 | pH Sensor MTI OD12, L425, autoclavable | 1 | 1 | 668.2 | Eppendorf | 78103227 | https://www.eppendorf.com/SP-en/
78103227 | pH Sensor MTI OD12, L425, autoclavable | 1 | 1 | 668.2 | Eppendorf | 78103227 | https://www.eppendorf.com/SP-en/
78103230 | pH Sensor HMC OD12, L225, autoclavable | 1 | 1 | 433.6 | Eppendorf | 78103230 | https://www.eppendorf.com/SP-en/
78103230 | pH Sensor HMC OD12, L225, autoclavable | 1 | 1 | 433.6 | Eppendorf | 78103230 | https://www.eppendorf.com/SP-en/
78103231 | pH Sensor HMC OD12, L325, autoclavable | 1 | 1 | 495.7 | Eppendorf | 78103231 | https://www.eppendorf.com/SP-en/
78103231 | pH Sensor HMC OD12, L325, autoclavable | 1 | 1 | 495.7 | Eppendorf | 78103231 | https://www.eppendorf.com/SP-en/
78103232 | pH Sensor HMC OD12, L425, autoclavable | 1 | 1 | 617.6 | Eppendorf | 78103232 | https://www.eppendorf.com/SP-en/
78103232 | pH Sensor HMC OD12, L425, autoclavable | 1 | 1 | 617.6 | Eppendorf | 78103232 | https://www.eppendorf.com/SP-en/
78108003 | DO Membrane Kit MTI (4 membrane bodies) | 1 | 1 | 455.4 | Eppendorf | 78108003 | https://www.eppendorf.com/SP-en/
78108003 | DO Membrane Kit MTI (4 membrane bodies) | 1 | 1 | 455.4 | Eppendorf | 78108003 | https://www.eppendorf.com/SP-en/
78108016 | Dust cap for DO-sensor T82-connector | 1 | 1 | 34 | Eppendorf | 78108016 | https://www.eppendorf.com/SP-en/
78108016 | Dust cap for DO-sensor T82-connector | 1 | 1 | 34 | Eppendorf | 78108016 | https://www.eppendorf.com/SP-en/
78108018 | DO Sensor MTI OD12 L120, autoclavable | 1 | 1 | 2369 | Eppendorf | 78108018 | https://www.eppendorf.com/SP-en/
78108018 | DO Sensor MTI OD12 L120, autoclavable | 1 | 1 | 2369 | Eppendorf | 78108018 | https://www.eppendorf.com/SP-en/
78108022 | DO Sensor MTI OD12 L320, autoclavable | 1 | 1 | 2450.7 | Eppendorf | 78108022 | https://www.eppendorf.com/SP-en/
78108022 | DO Sensor MTI OD12 L320, autoclavable | 1 | 1 | 2450.7 | Eppendorf | 78108022 | https://www.eppendorf.com/SP-en/
78108023 | DO Sensor HMC OD12, L120, autoclavable | 1 | 1 | 1630.7 | Eppendorf | 78108023 | https://www.eppendorf.com/SP-en/
78108023 | DO Sensor HMC OD12, L120, autoclavable | 1 | 1 | 1630.7 | Eppendorf | 78108023 | https://www.eppendorf.com/SP-en/
78108026 | DO Sensor MTI OD12, L220, autoclavable | 1 | 1 | 2373.6 | Eppendorf | 78108026 | https://www.eppendorf.com/SP-en/
78108026 | DO Sensor MTI OD12, L220, autoclavable | 1 | 1 | 2373.6 | Eppendorf | 78108026 | https://www.eppendorf.com/SP-en/
78108036 | DO Sensor MTI OD12, L420, autoclavable | 1 | 1 | 2482.9 | Eppendorf | 78108036 | https://www.eppendorf.com/SP-en/
78108036 | DO Sensor MTI OD12, L420, autoclavable | 1 | 1 | 2482.9 | Eppendorf | 78108036 | https://www.eppendorf.com/SP-en/
78108039 | DO Sensor HMC OD12, L225, autoclavable | 1 | 1 | 1750.3 | Eppendorf | 78108039 | https://www.eppendorf.com/SP-en/
78108039 | DO Sensor HMC OD12, L225, autoclavable | 1 | 1 | 1750.3 | Eppendorf | 78108039 | https://www.eppendorf.com/SP-en/
78108040 | DO Sensor HMC OD12, L325, autoclavable | 1 | 1 | 1806.7 | Eppendorf | 78108040 | https://www.eppendorf.com/SP-en/
78108040 | DO Sensor HMC OD12, L325, autoclavable | 1 | 1 | 1806.7 | Eppendorf | 78108040 | https://www.eppendorf.com/SP-en/
78108041 | DO Sensor HMC OD12, L425, autoclavable | 1 | 1 | 2056.2 | Eppendorf | 78108041 | https://www.eppendorf.com/SP-en/
78108041 | DO Sensor HMC OD12, L425, autoclavable | 1 | 1 | 2056.2 | Eppendorf | 78108041 | https://www.eppendorf.com/SP-en/
78108042 | DO Membrane Kit HMC (3 membrane bodies) | 1 | 1 | 525.6 | Eppendorf | 78108042 | https://www.eppendorf.com/SP-en/
78108042 | DO Membrane Kit HMC (3 membrane bodies) | 1 | 1 | 525.6 | Eppendorf | 78108042 | https://www.eppendorf.com/SP-en/
78108053 | O2-Elektrolyt Pack (MTI, 3x25 mL) | 1 | 1 | 80.4 | Eppendorf | 78108053 | https://www.eppendorf.com/SP-en/
78108054 | DO Sensor VisiFerm OD12, L120, autoc.H2 | 1 | 1 | 2486.3 | Eppendorf | 78108054 | https://www.eppendorf.com/SP-en/
78108054 | DO Sensor VisiFerm OD12, L120, autoc.H2 | 1 | 1 | 2486.3 | Eppendorf | 78108054 | https://www.eppendorf.com/SP-en/
78108055 | DO Sensor VisiFerm OD12, L225, autoc.H2 | 1 | 1 | 2742.8 | Eppendorf | 78108055 | https://www.eppendorf.com/SP-en/
78108055 | DO Sensor VisiFerm OD12, L225, autoc.H2 | 1 | 1 | 2742.8 | Eppendorf | 78108055 | https://www.eppendorf.com/SP-en/
78108056 | DO Sensor VisiFerm OD12, L325, autocl.H2 | 1 | 1 | 2576 | Eppendorf | 78108056 | https://www.eppendorf.com/SP-en/
78108056 | DO Sensor VisiFerm OD12, L325, autocl.H2 | 1 | 1 | 2576 | Eppendorf | 78108056 | https://www.eppendorf.com/SP-en/
78108057 | DO Sensor VisiFerm OD12, L425, autoc.H2 | 1 | 1 | 2856.6 | Eppendorf | 78108057 | https://www.eppendorf.com/SP-en/
78108057 | DO Sensor VisiFerm OD12, L425, autoc.H2 | 1 | 1 | 2856.6 | Eppendorf | 78108057 | https://www.eppendorf.com/SP-en/
78108058 | DO Sensor VisiFerm OD12, L120, autocl.H0 | 1 | 1 | 2263.2 | Eppendorf | 78108058 | https://www.eppendorf.com/SP-en/
78108058 | DO Sensor VisiFerm OD12, L120, autocl.H0 | 1 | 1 | 2263.2 | Eppendorf | 78108058 | https://www.eppendorf.com/SP-en/
78108059 | DO Sensor VisiFerm OD12, L225, autoc.H0 | 1 | 1 | 2395.5 | Eppendorf | 78108059 | https://www.eppendorf.com/SP-en/
78108059 | DO Sensor VisiFerm OD12, L225, autoc.H0 | 1 | 1 | 2395.5 | Eppendorf | 78108059 | https://www.eppendorf.com/SP-en/
78108060 | DO Sensor VisiFerm OD12, L325, autocl.H0 | 1 | 1 | 2504.7 | Eppendorf | 78108060 | https://www.eppendorf.com/SP-en/
78108060 | DO Sensor VisiFerm OD12, L325, autocl.H0 | 1 | 1 | 2504.7 | Eppendorf | 78108060 | https://www.eppendorf.com/SP-en/
78108061 | DO Sensor VisiFerm OD12, L425, autoc.H0 | 1 | 1 | 2856.6 | Eppendorf | 78108061 | https://www.eppendorf.com/SP-en/
78108061 | DO Sensor VisiFerm OD12, L425, autoc.H0 | 1 | 1 | 2856.6 | Eppendorf | 78108061 | https://www.eppendorf.com/SP-en/
M1287-3200 | KIT, CO2 Transmitter, M400 | 1 | 1 | 4002 | Eppendorf | M1287-3200 | https://www.eppendorf.com/SP-en/
P0280-9163 | O-RING 203021000 VITON(INGOLD) | 1 | 1 | 18.6 | Eppendorf | P0280-9163 | https://www.eppendorf.com/SP-en/
P0300-2370 | Optical pH Sensor and Cable, BioBLU® 14c | 1 | 1 | 327.8 | Eppendorf | P0300-2370 | https://www.eppendorf.com/SP-en/
P0300-2371 | Optical pH Sensor and Cable, BioBLU® 5c | 1 | 1 | 326.6 | Eppendorf | P0300-2371 | https://www.eppendorf.com/SP-en/
P0300-2372 | Optical pH Sensor and Cable, BioBLU® 5p | 1 | 1 | 271.4 | Eppendorf | P0300-2372 | https://www.eppendorf.com/SP-en/
P0300-2374 | Optical pH Sensor and Cable, BioBLU® 50c | 1 | 1 | 276 | Eppendorf | P0300-2374 | https://www.eppendorf.com/SP-en/
P0620-4810C2 | Transmitter, pH, Optical Module | 1 | 1 | 4894.4 | Eppendorf | P0620-4810C2 | https://www.eppendorf.com/SP-en/
P0620-5193 | INGOLD DO AMPLIFIER, 220V 50/60 HZ | 1 | 1 | 1529.5 | Eppendorf | P0620-5193 | https://www.eppendorf.com/SP-en/
P0620-5193 | INGOLD DO AMPLIFIER, 220V 50/60 HZ | 1 | 1 | 1529.5 | Eppendorf | P0620-5193 | https://www.eppendorf.com/SP-en/
P0620-5551 | CELL MASS TURBIDITY MONITORING SYSTEM, S | 1 | 1 | 5796 | Eppendorf | P0620-5551 | https://www.eppendorf.com/SP-en/
P0620-5972 | REDOX TRANSMITTER, PANEL MOUNT | 1 | 1 | 895.9 | Eppendorf | P0620-5972 | https://www.eppendorf.com/SP-en/
P0620-5972 | REDOX TRANSMITTER, PANEL MOUNT | 1 | 1 | 895.9 | Eppendorf | P0620-5972 | https://www.eppendorf.com/SP-en/
P0620-5974 | Redox Transmitter | 1 | 1 | 1246.6 | Eppendorf | P0620-5974 | https://www.eppendorf.com/SP-en/
P0620-5975 | TRANSMITTER,REDOX | 1 | 1 | 1501.9 | Eppendorf | P0620-5975 | https://www.eppendorf.com/SP-en/
P0620-6571 | Turbidity Transmitter | 1 | 1 | 5009.4 | Eppendorf | P0620-6571 | https://www.eppendorf.com/SP-en/
P0620-6581 | 735TRANSMITTER,CO2,M400 | 1 | 1 | 4123.9 | Eppendorf | P0620-6581 | https://www.eppendorf.com/SP-en/
P0620-7060 | TRANSMITTER, DO/PH/REDOX | 1 | 1 | 4058.4 | Eppendorf | P0620-7060 | https://www.eppendorf.com/SP-en/
P0640-0420 | Soaker Bottle, Storage pH Electrode, 4pk | 4 | 1 | 51.4 | Eppendorf | P0640-0420 | https://www.eppendorf.com/SP-en/
P0720-2094 | AK9 cable, 8FT TRIAX/S962/BANANA/NBS | 1 | 1 | 184 | Eppendorf | P0720-2094 | https://www.eppendorf.com/SP-en/
P0720-2202 | OLAROGRAPHIC DO CABLE | 1 | 1 | 282.9 | Eppendorf | P0720-2202 | https://www.eppendorf.com/SP-en/
P0720-2270 | Fermsensor Detachable Cable, 3 1/2ft, HP | 1 | 1 | 230 | Eppendorf | P0720-2270 | https://www.eppendorf.com/SP-en/
P0720-2273 | CABLE TRIAXIAL 7MM pH | 1 | 1 | 310.5 | Eppendorf | P0720-2273 | https://www.eppendorf.com/SP-en/
P0720-2275 | CABLE TRIAXIAL 7MM REDOX | 1 | 1 | 455.4 | Eppendorf | P0720-2275 | https://www.eppendorf.com/SP-en/
P0720-2276 | CABLE TRIAXIAL 7MM pH | 1 | 1 | 456.6 | Eppendorf | P0720-2276 | https://www.eppendorf.com/SP-en/
P0720-2277 | CABLE TRIAXIAL 7MM REDOX, 510 | 1 | 1 | 456.6 | Eppendorf | P0720-2277 | https://www.eppendorf.com/SP-en/
P0720-2300 | DO CABLE, 10 METERS, FOR USE WITH INGOLD | 1 | 1 | 341.6 | Eppendorf | P0720-2300 | https://www.eppendorf.com/SP-en/
P0720-2300 | DO CABLE, 10 METERS, FOR USE WITH INGOLD | 1 | 1 | 341.6 | Eppendorf | P0720-2300 | https://www.eppendorf.com/SP-en/
P0720-2331 | DO CABLE, INGOLD, 3.5FT | 1 | 1 | 311.7 | Eppendorf | P0720-2331 | https://www.eppendorf.com/SP-en/
P0720-2332 | DO CABLE, METTLER INGOLD | 1 | 1 | 637.1 | Eppendorf | P0720-2332 | https://www.eppendorf.com/SP-en/
P0720-2333 | CABLE, DO, COAXIAL, GRAY | 1 | 1 | 406 | Eppendorf | P0720-2333 | https://www.eppendorf.com/SP-en/
P0720-2336 | CABLE, DO, COAXIAL, GRAY | 1 | 1 | 631.4 | Eppendorf | P0720-2336 | https://www.eppendorf.com/SP-en/
P0720-2337 | Dust cap for cable sensor end | 1 | 1 | 29.8 | Eppendorf | P0720-2337 | https://www.eppendorf.com/SP-en/
P0720-2338 | 5.0 / 14.0L DO CABLE | 1 | 1 | 361.1 | Eppendorf | P0720-2338 | https://www.eppendorf.com/SP-en/
P0720-2342 | DO CABLE FOR BF PRO AND CELLIGEN PRO | 1 | 1 | 419.8 | Eppendorf | P0720-2342 | https://www.eppendorf.com/SP-en/
P0720-2430 | 5M TURBIDITY CABLE | 1 | 1 | 1445.6 | Eppendorf | P0720-2430 | https://www.eppendorf.com/SP-en/
P0720-2560 | DO CABLE, 3 METERS, FOR USE WITH INGOLD | 1 | 1 | 227.7 | Eppendorf | P0720-2560 | https://www.eppendorf.com/SP-en/
P0720-2561 | DO CABLE, 5 METERS, FOR USE WITH INGOLD | 1 | 1 | 261.1 | Eppendorf | P0720-2561 | https://www.eppendorf.com/SP-en/
P0720-2561 | DO CABLE, 5 METERS, FOR USE WITH INGOLD | 1 | 1 | 261.1 | Eppendorf | P0720-2561 | https://www.eppendorf.com/SP-en/
P0720-2763 | CABLE,PH/REDOX ELECTRODES 6FT | 1 | 1 | 285.2 | Eppendorf | P0720-2763 | https://www.eppendorf.com/SP-en/
P0720-5298 | KIT,MEMBRANE,O2,25MM,NEW STYLE/NBS | 1 | 1 | 465.8 | Eppendorf | P0720-5298 | https://www.eppendorf.com/SP-en/
P0720-5317 | PROTECTIVE CAP FOR INGOLD PH sensorS | 1 | 1 | 25.5 | Eppendorf | P0720-5317 | https://www.eppendorf.com/SP-en/
P0720-5567 | INGOLD DO sensor CAP | 1 | 1 | 37.7 | Eppendorf | P0720-5567 | https://www.eppendorf.com/SP-en/
P0720-5570C | INTRAC 797, STAINLESS STEEL HOUSING | 1 | 1 | 4326.3 | Eppendorf | P0720-5570C | https://www.eppendorf.com/SP-en/
P0720-5580 | PH sensor, INGOLD, GEL FILLED, 325MM | 1 | 1 | 515.2 | Eppendorf | P0720-5580 | https://www.eppendorf.com/SP-en/
P0720-5581 | PH sensor, INGOLD, GEL FILLED, 120MM | 1 | 1 | 435.9 | Eppendorf | P0720-5581 | https://www.eppendorf.com/SP-en/
P0720-5582 | PH sensor, INGOLD, GEL FILLED, 200MM | 1 | 1 | 438.2 | Eppendorf | P0720-5582 | https://www.eppendorf.com/SP-en/
P0720-5583 | PH sensor, INGOLD, GEL FILLED, 425MM | 1 | 1 | 608.4 | Eppendorf | P0720-5583 | https://www.eppendorf.com/SP-en/
P0720-5584 | PH sensor, INGOLD, GEL FILLED, 225MM | 1 | 1 | 473.8 | Eppendorf | P0720-5584 | https://www.eppendorf.com/SP-en/
P0720-5588 | PH Electrode, Glass, 100mmL | 1 | 1 | 686.6 | Eppendorf | P0720-5588 | https://www.eppendorf.com/SP-en/
P0720-5737 | Protective cap for B James pH sensor | 1 | 1 | 23.2 | Eppendorf | P0720-5737 | https://www.eppendorf.com/SP-en/
P0720-5760 | SS HOUSING, 25MM PORTS, B JAMES MODEL F- | 1 | 1 | 560.1 | Eppendorf | P0720-5760 | https://www.eppendorf.com/SP-en/
P0720-5760 | SS HOUSING, 25MM PORTS, B JAMES MODEL F- | 1 | 1 | 560.1 | Eppendorf | P0720-5760 | https://www.eppendorf.com/SP-en/
P0720-5780 | INGOLD REDOX sensor, 120MM LENGTH | 1 | 1 | 486.5 | Eppendorf | P0720-5780 | https://www.eppendorf.com/SP-en/
P0720-5781 | INGOLD REDOX sensor, 200MM LENGTH | 1 | 1 | 532.5 | Eppendorf | P0720-5781 | https://www.eppendorf.com/SP-en/
P0720-5782 | INGOLD REDOX sensor, 325MM LENGTH | 1 | 1 | 575 | Eppendorf | P0720-5782 | https://www.eppendorf.com/SP-en/
P0720-5783 | ELECTRODE,REDOX,225mm IMMER.L | 1 | 1 | 599.2 | Eppendorf | P0720-5783 | https://www.eppendorf.com/SP-en/
P0720-5784 | INGOLD REDOX sensor, 425MM LENGTH | 1 | 1 | 836.1 | Eppendorf | P0720-5784 | https://www.eppendorf.com/SP-en/
P0720-5867 | Autoclave Cap for any size DO sensor | 1 | 1 | 31.1 | Eppendorf | P0720-5867 | https://www.eppendorf.com/SP-en/
P0720-5867 | Autoclave Cap for any size DO sensor | 1 | 1 | 31.1 | Eppendorf | P0720-5867 | https://www.eppendorf.com/SP-en/
P0720-5950 | AUTOCLAVABLE TURBIDITY sensor, 297MM | 1 | 1 | 8514.6 | Eppendorf | P0720-5950 | https://www.eppendorf.com/SP-en/
P0720-5960 | SIP TURBIDITY sensor, 407MM IMMERSION | 1 | 1 | 4099.8 | Eppendorf | P0720-5960 | https://www.eppendorf.com/SP-en/
P0720-5961 | SIP TURBIDITY sensor, 120MM IMMERSION | 1 | 1 | 3939.9 | Eppendorf | P0720-5961 | https://www.eppendorf.com/SP-en/
P0720-5962 | SIP TURBIDITY PROBE, 205MM IMMERSION DEP | 1 | 1 | 3766.3 | Eppendorf | P0720-5962 | https://www.eppendorf.com/SP-en/
P0720-5963 | SIP TURBIDITY PROBE, 297MM IMMERSION DEP | 1 | 1 | 3812.3 | Eppendorf | P0720-5963 | https://www.eppendorf.com/SP-en/
P0720-6240C3 | HOUSING,PH/REDOX,40mm INSERT.L | 1 | 1 | 987.9 | Eppendorf | P0720-6240C3 | https://www.eppendorf.com/SP-en/
P0720-6249 | Spare Parts Kit, O-Rings | 1 | 1 | 173.7 | Eppendorf | P0720-6249 | https://www.eppendorf.com/SP-en/
P0720-6268 | INGOLD MEMBRANE KIT FOR INPRO 6000 DO PR | 1 | 1 | 617.6 | Eppendorf | P0720-6268 | https://www.eppendorf.com/SP-en/
P0720-6270 | DO sensor, INPRO 6000, 25MM X 80MM | 1 | 1 | 1975.7 | Eppendorf | P0720-6270 | https://www.eppendorf.com/SP-en/
P0720-6280 | DO sensor, INPRO 6000, 12MM X 120MM | 1 | 1 | 2065.4 | Eppendorf | P0720-6280 | https://www.eppendorf.com/SP-en/
P0720-6281 | DO sensor INPRO 6000, 12MM X 160MM | 1 | 1 | 2223 | Eppendorf | P0720-6281 | https://www.eppendorf.com/SP-en/
P0720-6282 | DO sensor INPRO 6000, 12MM X 220MM | 1 | 1 | 2254 | Eppendorf | P0720-6282 | https://www.eppendorf.com/SP-en/
P0720-6283 | DO sensor INPRO 6000, 12MM X 320MM | 1 | 1 | 2221.8 | Eppendorf | P0720-6283 | https://www.eppendorf.com/SP-en/
P0720-6284 | DO sensor INPRO 6000, 12MM X 420MM | 1 | 1 | 2302.3 | Eppendorf | P0720-6284 | https://www.eppendorf.com/SP-en/
P0720-6339 | INGOLD MEMBRANE KIT FOR INPRO 6000 DO PR | 1 | 1 | 165.6 | Eppendorf | P0720-6339 | https://www.eppendorf.com/SP-en/
P0720-6420 | CLEANER,FOR PROTEINS,125mL | 1 | 1 | 37.6 | Eppendorf | P0720-6420 | https://www.eppendorf.com/SP-en/
P0720-6420 | CLEANER,FOR PROTEINS,125mL | 1 | 1 | 37.6 | Eppendorf | P0720-6420 | https://www.eppendorf.com/SP-en/
P0720-6450C1 | HOUSING,PH/DO/REDOX | 1 | 1 | 1229.4 | Eppendorf | P0720-6450C1 | https://www.eppendorf.com/SP-en/
P0720-6470 | sensor ADAPTER, CONVERTS T | 1 | 1 | 190.9 | Eppendorf | P0720-6470 | https://www.eppendorf.com/SP-en/
P0720-6480 | CO2 sensor - 12MM / 120 MM LENGTH | 1 | 1 | 3159.1 | Eppendorf | P0720-6480 | https://www.eppendorf.com/SP-en/
P0720-6481 | CO2 sensor - 12MM / 220 MM LENGTH | 1 | 1 | 3301.7 | Eppendorf | P0720-6481 | https://www.eppendorf.com/SP-en/
P0720-6482 | C02 sensor - 12MM / 320 MM LENGTH | 1 | 1 | 3511 | Eppendorf | P0720-6482 | https://www.eppendorf.com/SP-en/
P0720-6520 | DO sensor - 12MM / 625MM LENGTH | 1 | 1 | 1986.1 | Eppendorf | P0720-6520 | https://www.eppendorf.com/SP-en/
P0720-6525 | ELECTRODE, D.O., 355mm W/T-82 CO | 1 | 1 | 1029.3 | Eppendorf | P0720-6525 | https://www.eppendorf.com/SP-en/
P0720-6526 | ELECTRODE, D.O., 225mm W/T-82 CO | 1 | 1 | 947.6 | Eppendorf | P0720-6526 | https://www.eppendorf.com/SP-en/
P0720-6529 | 50.0L CELLIGEN BLU DO sensor | 1 | 1 | 2156.3 | Eppendorf | P0720-6529 | https://www.eppendorf.com/SP-en/
P0720-6530 | ELECTRODE,REDOX,625MM, HAMILTON | 1 | 1 | 972.9 | Eppendorf | P0720-6530 | https://www.eppendorf.com/SP-en/
P0720-6531 | HAMILTON REDOX sensor, 425MM LENGTH | 1 | 1 | 920 | Eppendorf | P0720-6531 | https://www.eppendorf.com/SP-en/
P0720-6532 | ELECTRODE,REDOX,325MM, HAMILTON | 1 | 1 | 856.8 | Eppendorf | P0720-6532 | https://www.eppendorf.com/SP-en/
P0720-6540 | PH sensor - 12MM / 625MM LENGTH | 1 | 1 | 772.8 | Eppendorf | P0720-6540 | https://www.eppendorf.com/SP-en/
P0720-6570 | HAMILTON DO sensor MEMBRANE REPALCEMENT | 1 | 1 | 441.6 | Eppendorf | P0720-6570 | https://www.eppendorf.com/SP-en/
P0720-6580 | ELECTRODE, D.O., 160mm W/T-82 CO | 1 | 1 | 2048.2 | Eppendorf | P0720-6580 | https://www.eppendorf.com/SP-en/
P0720-6600C5 | DO Polarization Unit,T-82 Sensors | 1 | 1 | 721.1 | Eppendorf | P0720-6600C5 | https://www.eppendorf.com/SP-en/
P0720-6602 | ISM Simulator Kit, pH | 1 | 1 | 3654.7 | Eppendorf | P0720-6602 | https://www.eppendorf.com/SP-en/
P0720-6603 | ISM Simulator Kit, O2 | 1 | 1 | 3654.7 | Eppendorf | P0720-6603 | https://www.eppendorf.com/SP-en/
P0720-6604 | ISM Simulator Kit, CO2 | 1 | 1 | 3654.7 | Eppendorf | P0720-6604 | https://www.eppendorf.com/SP-en/
P0720-6652 | DO Sensor, ISM, 12 / 120 mm | 1 | 1 | 2105.7 | Eppendorf | P0720-6652 | https://www.eppendorf.com/SP-en/
P0720-6653 | DO Sensor, ISM, 12 / 220 mm | 1 | 1 | 2158.6 | Eppendorf | P0720-6653 | https://www.eppendorf.com/SP-en/
P0720-6654 | DO Sensor, ISM, 12 / 320 mm | 1 | 1 | 2211.5 | Eppendorf | P0720-6654 | https://www.eppendorf.com/SP-en/
P0720-6655 | DO Sensor, ISM, 12 / 420 mm | 1 | 1 | 2264.4 | Eppendorf | P0720-6655 | https://www.eppendorf.com/SP-en/
P0720-6656 | pH/Redox Sensor, ISM, 12 / 120 mm | 1 | 1 | 586.5 | Eppendorf | P0720-6656 | https://www.eppendorf.com/SP-en/
P0720-6657 | pH/Redox Sensor, ISM, 12 / 225 mm | 1 | 1 | 632.5 | Eppendorf | P0720-6657 | https://www.eppendorf.com/SP-en/
P0720-6658 | pH/Redox Sensor, ISM, 12 / 325 mm | 1 | 1 | 670.5 | Eppendorf | P0720-6658 | https://www.eppendorf.com/SP-en/
P0720-6659 | pH/Redox Sensor, ISM, 12 / 425 mm | 1 | 1 | 725.7 | Eppendorf | P0720-6659 | https://www.eppendorf.com/SP-en/
P0720-6660 | Optical Dissolved Oxygen Sensor, 220mm | 1 | 1 | 2693.3 | Eppendorf | P0720-6660 | https://www.eppendorf.com/SP-en/
P0720-6660 | Optical Dissolved Oxygen Sensor, 220mm | 1 | 1 | 2693.3 | Eppendorf | P0720-6660 | https://www.eppendorf.com/SP-en/
P0720-6661 | Optical Dissolved Oxygen Sensor, 320mm | 1 | 1 | 2753.1 | Eppendorf | P0720-6661 | https://www.eppendorf.com/SP-en/
P0720-6661 | Optical Dissolved Oxygen Sensor, 320mm | 1 | 1 | 2753.1 | Eppendorf | P0720-6661 | https://www.eppendorf.com/SP-en/
P0720-6662 | Optical Dissolved Oxygen Sensor, 420mm | 1 | 1 | 2814.1 | Eppendorf | P0720-6662 | https://www.eppendorf.com/SP-en/
P0720-6662 | Optical Dissolved Oxygen Sensor, 420mm | 1 | 1 | 2814.1 | Eppendorf | P0720-6662 | https://www.eppendorf.com/SP-en/
P0720-6663 | CO2 Sensor, ISM, 12 / 120 mm | 1 | 1 | 3962.9 | Eppendorf | P0720-6663 | https://www.eppendorf.com/SP-en/
P0720-6664 | CO2 Sensor, ISM, 12 / 220 mm | 1 | 1 | 4065.3 | Eppendorf | P0720-6664 | https://www.eppendorf.com/SP-en/
P0720-6665 | CO2 Sensor, ISM, 12 / 320 mm | 1 | 1 | 4169.9 | Eppendorf | P0720-6665 | https://www.eppendorf.com/SP-en/
P0720-6666 | Optical Dissolved Oxygen Sensor, 590mm | 1 | 1 | 4271.1 | Eppendorf | P0720-6666 | https://www.eppendorf.com/SP-en/
P0720-9660 | CO2 CABLE, VP CABLE VP6-ST/3M (9.9FT) | 1 | 1 | 232.3 | Eppendorf | P0720-9660 | https://www.eppendorf.com/SP-en/
P0720-9771 | Optical DO Power Converter | 1 | 1 | 356.5 | Eppendorf | P0720-9771 | https://www.eppendorf.com/SP-en/
P0720-9772 | Combined Junction Box Kit | 1 | 1 | 847.6 | Eppendorf | P0720-9772 | https://www.eppendorf.com/SP-en/
P0720-9772 | Combined Junction Box Kit | 1 | 1 | 847.6 | Eppendorf | P0720-9772 | https://www.eppendorf.com/SP-en/
P0720-9780 | Cable Assy, BNC, Custom | 1 | 1 | 341.6 | Eppendorf | P0720-9780 | https://www.eppendorf.com/SP-en/
P0860-0137 | DO ELECTROLYTE 250ML | 1 | 1 | 131.1 | Eppendorf | P0860-0137 | https://www.eppendorf.com/SP-en/
P0860-0290 | SOLUTION PH ELECTRODE CLEANER | 1 | 1 | 52.3 | Eppendorf | P0860-0290 | https://www.eppendorf.com/SP-en/
P0860-0440 | STORAGE SOLUTION FOR PH PROBES USING SOA | 1 | 1 | 132.3 | Eppendorf | P0860-0440 | https://www.eppendorf.com/SP-en/
M1287-9918 | KIT, GAUGE ASSY, 0-30 PSIG, 1/4" MNPT | 1 | 1 | 96.6 | Eppendorf | M1287-9918 | https://www.eppendorf.com/SP-en/
P0620-0959 | CHILLER PLUMBING PACKAGE, 25FT TUBING & | 1 | 1 | 294.4 | Eppendorf | P0620-0959 | https://www.eppendorf.com/SP-en/
P0620-0959 | CHILLER PLUMBING PACKAGE, 25FT TUBING & | 1 | 1 | 294.4 | Eppendorf | P0620-0959 | https://www.eppendorf.com/SP-en/
P0620-2798 | THERMOFLEX 1400 PD 2 PLUS IPR, 230V 50HZ | 1 | 1 | 6972.5 | Eppendorf | P0620-2798 | https://www.eppendorf.com/SP-en/
P0620-2798 | THERMOFLEX 1400 PD 2 PLUS IPR, 230V 50HZ | 1 | 1 | 6972.5 | Eppendorf | P0620-2798 | https://www.eppendorf.com/SP-en/
P0620-2799 | Pressure Reg, Thermo Chiller | 1 | 1 | 737.2 | Eppendorf | P0620-2799 | https://www.eppendorf.com/SP-en/
78110007 | Replacement battery RBC33 for UPS BR1500 | 1 | 1 | 182.9 | Eppendorf | 78110007 | https://www.eppendorf.com/SP-en/
78110007 | Replacement battery RBC33 for UPS BR1500 | 1 | 1 | 182.9 | Eppendorf | 78110007 | https://www.eppendorf.com/SP-en/
78535267 | UPS BR1500G, 115VAC, 60Hz, 1500VA | 1 | 1 | 821.1 | Eppendorf | 78535267 | https://www.eppendorf.com/SP-en/
78535267 | UPS BR1500G, 115VAC, 60Hz, 1500VA | 1 | 1 | 821.1 | Eppendorf | 78535267 | https://www.eppendorf.com/SP-en/
78535272 | UPS Eaton 5P 1550i 230VAC, 50Hz, 1550VA | 1 | 1 | 1138.5 | Eppendorf | 78535272 | https://www.eppendorf.com/SP-en/
0010010675 | Phillips screw for digital indicator | 1 | 1 | 0.2 | Eppendorf | 0010010675 | https://www.eppendorf.com/SP-en/
0010011701 | Phillips screw for lid | 1 | 1 | 0.1 | Eppendorf | 0010011701 | https://www.eppendorf.com/SP-en/
0010013334 | Torx screw 18 mm x 6 mm | 1 | 1 | 0.2 | Eppendorf | 0010013334 | https://www.eppendorf.com/SP-en/
0010100224 | Hexagonal nut M2 | 1 | 1 | 0.4 | Eppendorf | 0010100224 | https://www.eppendorf.com/SP-en/
0012521848 | Calibration seal, 5 pcs. | 5 | 1 | 1.4 | Eppendorf | 0012521848 | https://www.eppendorf.com/SP-en/
0012521871 | Calibration seal, 5 pcs. | 5 | 1 | 1.4 | Eppendorf | 0012521871 | https://www.eppendorf.com/SP-en/
0012521954 | Packing-insert 3111 Research | 1 | 1 | 0.6 | Eppendorf | 0012521954 | https://www.eppendorf.com/SP-en/
0012522036 | Adjustment seal, blue, 5 pieces | 5 | 1 | 1.4 | Eppendorf | 0012522036 | https://www.eppendorf.com/SP-en/
0013010757 | Compression spring | 1 | 1 | 2.5 | Eppendorf | 0013010757 | https://www.eppendorf.com/SP-en/
0013011036 | Compression spring | 1 | 1 | 2.5 | Eppendorf | 0013011036 | https://www.eppendorf.com/SP-en/
0013012458 | Compression spring 0,6x6,4x6 | 1 | 1 | 0.1 | Eppendorf | 0013012458 | https://www.eppendorf.com/SP-en/
0013018642 | Compression spring | 1 | 1 | 0.7 | Eppendorf | 0013018642 | https://www.eppendorf.com/SP-en/
0013018669 | O-Ring | 1 | 1 | 0.2 | Eppendorf | 0013018669 | https://www.eppendorf.com/SP-en/
0013018693 | Compression spring | 1 | 1 | 0.9 | Eppendorf | 0013018693 | https://www.eppendorf.com/SP-en/
0013018723 | Rubber ball, diametre 3.5 | 1 | 1 | 0.1 | Eppendorf | 0013018723 | https://www.eppendorf.com/SP-en/
0013018782 | Compression spring f. seal 300 s-channel | 1 | 1 | 0.8 | Eppendorf | 0013018782 | https://www.eppendorf.com/SP-en/
0013019070 | O-ring (piston seal) 50 ul | 1 | 1 | 0.1 | Eppendorf | 0013019070 | https://www.eppendorf.com/SP-en/
0013019150 | Compression spring | 1 | 1 | 0.6 | Eppendorf | 0013019150 | https://www.eppendorf.com/SP-en/
0013019231 | Grease for pipettes, 45 g (s) | 1 | 1 | 100.1 | Eppendorf | 0013019231 | https://www.eppendorf.com/SP-en/
0013019517 | Compression spring | 1 | 1 | 2.5 | Eppendorf | 0013019517 | https://www.eppendorf.com/SP-en/
0013020060 | Compression spring | 1 | 1 | 0.6 | Eppendorf | 0013020060 | https://www.eppendorf.com/SP-en/
0013020078 | Compression spring | 1 | 1 | 0.6 | Eppendorf | 0013020078 | https://www.eppendorf.com/SP-en/
0013020086 | O-ring | 1 | 1 | 1.3 | Eppendorf | 0013020086 | https://www.eppendorf.com/SP-en/
0013020094 | Piston sealing 50╡l | 1 | 1 | 1.3 | Eppendorf | 0013020094 | https://www.eppendorf.com/SP-en/
0013020116 | O-ring | 1 | 1 | 0.6 | Eppendorf | 0013020116 | https://www.eppendorf.com/SP-en/
0013021120 | Reset spring Repeater Plus | 1 | 1 | 0.4 | Eppendorf | 0013021120 | https://www.eppendorf.com/SP-en/
0013021180 | O-Ring | 1 | 1 | 0.8 | Eppendorf | 0013021180 | https://www.eppendorf.com/SP-en/
0013021198 | Compression spring | 1 | 1 | 0.1 | Eppendorf | 0013021198 | https://www.eppendorf.com/SP-en/
0013021552 | Compression spring f. m-channel ejector | 1 | 1 | 0.7 | Eppendorf | 0013021552 | https://www.eppendorf.com/SP-en/
0013021663 | Stopper | 1 | 1 | 0.4 | Eppendorf | 0013021663 | https://www.eppendorf.com/SP-en/
0013021664 | Piston spring 10 "PhysioCare" | 1 | 1 | 1.1 | Eppendorf | 0013021664 | https://www.eppendorf.com/SP-en/
0013021665 | Sensor Multipet.(X)stream | 1 | 1 | 0.4 | Eppendorf | 0013021665 | https://www.eppendorf.com/SP-en/
0013021762 | Piston spring, 12channel | 1 | 1 | 0.6 | Eppendorf | 0013021762 | https://www.eppendorf.com/SP-en/
0013021810 | Spring for ejector multi-channel | 1 | 1 | 1.4 | Eppendorf | 0013021810 | https://www.eppendorf.com/SP-en/
0013022153 | Grease with stick | 1 | 1 | 23.1 | Eppendorf | 0013022153 | https://www.eppendorf.com/SP-en/
0013057001 | Sealing Ring 4010 514AD | 1 | 1 | 4.9 | Eppendorf | 0013057001 | https://www.eppendorf.com/SP-en/
0013611955 | Plug, 240VAC-9VDC/200mA | 1 | 1 | 60.5 | Eppendorf | 0013611955 | https://www.eppendorf.com/SP-en/
0013613370 | Power supply 230V,GB-plug, Research pro | 1 | 1 | 31.6 | Eppendorf | 0013613370 | https://www.eppendorf.com/SP-en/
0013613397 | Power supply 230V,EURO-plug,Research pro | 1 | 1 | 31.6 | Eppendorf | 0013613397 | https://www.eppendorf.com/SP-en/
0019002071 | Pin 1,9 mm | 1 | 1 | 19.3 | Eppendorf | 0019002071 | https://www.eppendorf.com/SP-en/
0019014169 | Silicone grease | 1 | 1 | 49.3 | Eppendorf | 0019014169 | https://www.eppendorf.com/SP-en/
0019030164 | Torx screwdriver 6 | 1 | 1 | 16.7 | Eppendorf | 0019030164 | https://www.eppendorf.com/SP-en/
0023306220 | Tool for spindle nut for 4800 | 1 | 1 | 215.1 | Eppendorf | 0023306220 | https://www.eppendorf.com/SP-en/
0023306255 | Mounting aid for O-Ring nose cone | 1 | 1 | 157.6 | Eppendorf | 0023306255 | https://www.eppendorf.com/SP-en/
0023306379 | Torque wrench, size 1 0.3 NM | 1 | 1 | 542.8 | Eppendorf | 0023306379 | https://www.eppendorf.com/SP-en/
0023306387 | Torque wrench, size 2 0.9 NM | 1 | 1 | 544 | Eppendorf | 0023306387 | https://www.eppendorf.com/SP-en/
0023343916 | Disassembling-tool | 1 | 1 | 226.6 | Eppendorf | 0023343916 | https://www.eppendorf.com/SP-en/
0023343924 | Special tool for lifting system | 1 | 1 | 446.2 | Eppendorf | 0023343924 | https://www.eppendorf.com/SP-en/
0023353601 | Tool for discharge valve | 1 | 1 | 150.7 | Eppendorf | 0023353601 | https://www.eppendorf.com/SP-en/
0023355000 | Key for lid screw | 1 | 1 | 80.5 | Eppendorf | 0023355000 | https://www.eppendorf.com/SP-en/
0023355108 | Key for blow-out system | 1 | 1 | 280.6 | Eppendorf | 0023355108 | https://www.eppendorf.com/SP-en/
0023355604 | Mounting tool for pipettes | 1 | 1 | 64.3 | Eppendorf | 0023355604 | https://www.eppendorf.com/SP-en/
0023360209 | Mounting tool for knob | 1 | 1 | 159.9 | Eppendorf | 0023360209 | https://www.eppendorf.com/SP-en/
0023383209 | Tool for dissassembling the levers | 1 | 1 | 80.3 | Eppendorf | 0023383209 | https://www.eppendorf.com/SP-en/
0023384108 | Tool for ejector key | 1 | 1 | 151.8 | Eppendorf | 0023384108 | https://www.eppendorf.com/SP-en/
0023402106 | Wrench for overstroke (PhysioCare) | 1 | 1 | 101.8 | Eppendorf | 0023402106 | https://www.eppendorf.com/SP-en/
3110011031 | Nut for Lifting System | 1 | 1 | 1.1 | Eppendorf | 3110011031 | https://www.eppendorf.com/SP-en/
3110015061 | Screw for blow-out | 1 | 1 | 0.9 | Eppendorf | 3110015061 | https://www.eppendorf.com/SP-en/
3110042107 | Filling tube 100 | 1 | 1 | 0.1 | Eppendorf | 3110042107 | https://www.eppendorf.com/SP-en/
3110052048 | Clamp 300 | 1 | 1 | 1.1 | Eppendorf | 3110052048 | https://www.eppendorf.com/SP-en/
3110072014 | Cylinder 5000 | 1 | 1 | 7.9 | Eppendorf | 3110072014 | https://www.eppendorf.com/SP-en/
3110110021 | Disassembling tool | 1 | 1 | 2.2 | Eppendorf | 3110110021 | https://www.eppendorf.com/SP-en/
3110150015 | Ejector sleeve 200 ╡l | 1 | 1 | 8.1 | Eppendorf | 3110150015 | https://www.eppendorf.com/SP-en/
3110806000 | Piston rod (for 500 - 5000 ul) | 1 | 1 | 11.3 | Eppendorf | 3110806000 | https://www.eppendorf.com/SP-en/
3110810007 | Piston 0,1 - 2,5 ul | 1 | 1 | 19.3 | Eppendorf | 3110810007 | https://www.eppendorf.com/SP-en/
3110813006 | Piston 10 - 100 ul | 1 | 1 | 16.2 | Eppendorf | 3110813006 | https://www.eppendorf.com/SP-en/
3110814002 | Piston 20 - 200 ul | 1 | 1 | 16.2 | Eppendorf | 3110814002 | https://www.eppendorf.com/SP-en/
3110815009 | Piston 100 - 1000 ul | 1 | 1 | 33.9 | Eppendorf | 3110815009 | https://www.eppendorf.com/SP-en/
3110816005 | Piston 500 - 5000 ul | 1 | 1 | 40.3 | Eppendorf | 3110816005 | https://www.eppendorf.com/SP-en/
3110818008 | Piston 2-20 ul | 1 | 1 | 17 | Eppendorf | 3110818008 | https://www.eppendorf.com/SP-en/
3110826000 | Lifting spring, 500-5000 ul | 1 | 1 | 7.5 | Eppendorf | 3110826000 | https://www.eppendorf.com/SP-en/
3110836006 | Cylinder mounting (for 500 - 5000 ul) | 1 | 1 | 9.9 | Eppendorf | 3110836006 | https://www.eppendorf.com/SP-en/
3110845005 | Seal 100 - 1000 ul, complete | 1 | 1 | 16.1 | Eppendorf | 3110845005 | https://www.eppendorf.com/SP-en/
3110849000 | Lower housing 20- 200 ╡l | 1 | 1 | 41.5 | Eppendorf | 3110849000 | https://www.eppendorf.com/SP-en/
3110850009 | Lower housing, complete 0,1 - 2,5 ul | 1 | 1 | 65.1 | Eppendorf | 3110850009 | https://www.eppendorf.com/SP-en/
3110855000 | Pipete lower part 1000µl | 1 | 1 | 41.5 | Eppendorf | 3110855000 | https://www.eppendorf.com/SP-en/
3110856007 | Lower housing, complete 500 - 5000 ul | 1 | 1 | 74.9 | Eppendorf | 3110856007 | https://www.eppendorf.com/SP-en/
3110857003 | Lower housing 0.5-10 ul (long) complete | 1 | 1 | 29.8 | Eppendorf | 3110857003 | https://www.eppendorf.com/SP-en/
3110858000 | Lower housing 2-20 ul (long) complete | 1 | 1 | 29.8 | Eppendorf | 3110858000 | https://www.eppendorf.com/SP-en/
3110859006 | Lower housing 10-100ul (long) complete | 1 | 1 | 39 | Eppendorf | 3110859006 | https://www.eppendorf.com/SP-en/
3110861000 | Ejector sleeve | 1 | 1 | 8.1 | Eppendorf | 3110861000 | https://www.eppendorf.com/SP-en/
3110863003 | Ejection sleeve 20- 200 ╡l | 1 | 1 | 8.1 | Eppendorf | 3110863003 | https://www.eppendorf.com/SP-en/
3110865006 | Ejection sleeve 100 - 1000 ul | 1 | 1 | 8.1 | Eppendorf | 3110865006 | https://www.eppendorf.com/SP-en/
3110866002 | Ejection sleeve 500 - 5000 ╡l | 1 | 1 | 8.1 | Eppendorf | 3110866002 | https://www.eppendorf.com/SP-en/
3110872002 | Filling tube, long | 1 | 1 | 6.3 | Eppendorf | 3110872002 | https://www.eppendorf.com/SP-en/
3110873009 | Filling tube | 1 | 1 | 6.2 | Eppendorf | 3110873009 | https://www.eppendorf.com/SP-en/
3111011019 | Ejection button | 1 | 1 | 1.1 | Eppendorf | 3111011019 | https://www.eppendorf.com/SP-en/
3111011094 | Lower part of button | 1 | 1 | 1.4 | Eppendorf | 3111011094 | https://www.eppendorf.com/SP-en/
3111011116 | Ejector rod | 1 | 1 | 4.9 | Eppendorf | 3111011116 | https://www.eppendorf.com/SP-en/
3111012082 | Stopper | 1 | 1 | 0.6 | Eppendorf | 3111012082 | https://www.eppendorf.com/SP-en/
3111015014 | Piston holder | 1 | 1 | 0.7 | Eppendorf | 3111015014 | https://www.eppendorf.com/SP-en/
3111081041 | Cap turquoise/blue | 1 | 1 | 1.4 | Eppendorf | 3111081041 | https://www.eppendorf.com/SP-en/
3111085063 | Cylinder 10mL | 1 | 1 | 8.6 | Eppendorf | 3111085063 | https://www.eppendorf.com/SP-en/
3111501016 | Mounting key | 1 | 1 | 3.1 | Eppendorf | 3111501016 | https://www.eppendorf.com/SP-en/
3111601002 | Piston 10ml | 1 | 1 | 36.9 | Eppendorf | 3111601002 | https://www.eppendorf.com/SP-en/
3111602009 | Cylinder support 10ml | 1 | 1 | 14 | Eppendorf | 3111602009 | https://www.eppendorf.com/SP-en/
3111603005 | Lower part 10ml | 1 | 1 | 88.9 | Eppendorf | 3111603005 | https://www.eppendorf.com/SP-en/
3111605008 | Ejector 10ml | 1 | 1 | 9.8 | Eppendorf | 3111605008 | https://www.eppendorf.com/SP-en/
3111606004 | Filter 10ml (50 pcs.) | 1 | 1 | 35.7 | Eppendorf | 3111606004 | https://www.eppendorf.com/SP-en/
3111607000 | Spring for stroke 2,5-100╡l | 1 | 1 | 2.5 | Eppendorf | 3111607000 | https://www.eppendorf.com/SP-en/
3111609003 | Piston holder (5 pcs.) | 5 | 1 | 5.6 | Eppendorf | 3111609003 | https://www.eppendorf.com/SP-en/
3111610001 | Calibration seal, red, 5 pcs. | 1 | 1 | 8.6 | Eppendorf | 3111610001 | https://www.eppendorf.com/SP-en/
3111801001 | Window 2,5 | 1 | 1 | 6.7 | Eppendorf | 3111801001 | https://www.eppendorf.com/SP-en/
3111802008 | Window 10 | 1 | 1 | 6.7 | Eppendorf | 3111802008 | https://www.eppendorf.com/SP-en/
3111803004 | Window 20 | 1 | 1 | 6.7 | Eppendorf | 3111803004 | https://www.eppendorf.com/SP-en/
3111804000 | Window 100/200/300 | 1 | 1 | 6.7 | Eppendorf | 3111804000 | https://www.eppendorf.com/SP-en/
3111805007 | Window 1000 | 1 | 1 | 6.7 | Eppendorf | 3111805007 | https://www.eppendorf.com/SP-en/
3111806003 | Window 5000 | 1 | 1 | 6.7 | Eppendorf | 3111806003 | https://www.eppendorf.com/SP-en/
3111815002 | Window 10ml | 1 | 1 | 8.4 | Eppendorf | 3111815002 | https://www.eppendorf.com/SP-en/
3111822009 | Counter 5000 | 1 | 1 | 37.5 | Eppendorf | 3111822009 | https://www.eppendorf.com/SP-en/
3111823005 | Counter 10000 | 1 | 1 | 37.5 | Eppendorf | 3111823005 | https://www.eppendorf.com/SP-en/
3111824001 | Introduction set 2,5-10 | 1 | 1 | 9.9 | Eppendorf | 3111824001 | https://www.eppendorf.com/SP-en/
3111825008 | Introduction set 20-100 | 1 | 1 | 9.9 | Eppendorf | 3111825008 | https://www.eppendorf.com/SP-en/
3111826004 | Introduction set 200-1000 | 1 | 1 | 9.9 | Eppendorf | 3111826004 | https://www.eppendorf.com/SP-en/
3111827000 | Introduction set 5000 | 1 | 1 | 9.9 | Eppendorf | 3111827000 | https://www.eppendorf.com/SP-en/
3111950414 | Inlay epResearch│ Pack | 1 | 1 | 1.3 | Eppendorf | 3111950414 | https://www.eppendorf.com/SP-en/
3112011020 | Window 3112 | 1 | 1 | 1.3 | Eppendorf | 3112011020 | https://www.eppendorf.com/SP-en/
3112802001 | Counter fix volume | 1 | 1 | 36.6 | Eppendorf | 3112802001 | https://www.eppendorf.com/SP-en/
3114012024 | Lifting rod, multi-channel | 1 | 1 | 3.2 | Eppendorf | 3114012024 | https://www.eppendorf.com/SP-en/
3114028010 | Tip holder, 12 channel 10 | 1 | 1 | 29.3 | Eppendorf | 3114028010 | https://www.eppendorf.com/SP-en/
3114058016 | Tip holder, 8 channel 300 | 1 | 1 | 26.8 | Eppendorf | 3114058016 | https://www.eppendorf.com/SP-en/
3114068011 | Tip holder, 12 channel 300 | 1 | 1 | 28.4 | Eppendorf | 3114068011 | https://www.eppendorf.com/SP-en/
3114801002 | Connection element 8-Ch | 1 | 1 | 76.5 | Eppendorf | 3114801002 | https://www.eppendorf.com/SP-en/
3114802009 | Connection element 12-Ch | 1 | 1 | 87.6 | Eppendorf | 3114802009 | https://www.eppendorf.com/SP-en/
3114808007 | Tip holder 10/ 8-channel | 1 | 1 | 167.9 | Eppendorf | 3114808007 | https://www.eppendorf.com/SP-en/
3114809003 | Tip holder 10/12-channel | 1 | 1 | 223.1 | Eppendorf | 3114809003 | https://www.eppendorf.com/SP-en/
3114810001 | Tip holder 100/ 8-channel | 1 | 1 | 111.9 | Eppendorf | 3114810001 | https://www.eppendorf.com/SP-en/
3114811008 | Tip holder 100/12-channel | 1 | 1 | 154.1 | Eppendorf | 3114811008 | https://www.eppendorf.com/SP-en/
3114812004 | Tip holder 300/ 8-channel | 1 | 1 | 99.2 | Eppendorf | 3114812004 | https://www.eppendorf.com/SP-en/
3114813000 | Tip holder 300/12-channel | 1 | 1 | 134.6 | Eppendorf | 3114813000 | https://www.eppendorf.com/SP-en/
3114814007 | Counter 300 | 1 | 1 | 61.8 | Eppendorf | 3114814007 | https://www.eppendorf.com/SP-en/
3114815003 | Introduction set 10/ 8-channel | 1 | 1 | 124.2 | Eppendorf | 3114815003 | https://www.eppendorf.com/SP-en/
3114816000 | Introduction set 10/12-channel | 1 | 1 | 162.2 | Eppendorf | 3114816000 | https://www.eppendorf.com/SP-en/
3114817006 | Introduction set 100/ 8channel | 1 | 1 | 124.2 | Eppendorf | 3114817006 | https://www.eppendorf.com/SP-en/
3114820007 | Introduction set 300/12channel | 1 | 1 | 162.2 | Eppendorf | 3114820007 | https://www.eppendorf.com/SP-en/
3114821003 | Window 300, printed | 1 | 1 | 7.9 | Eppendorf | 3114821003 | https://www.eppendorf.com/SP-en/
3116801000 | PCB, hexagon, 6 sockets | 1 | 1 | 74.9 | Eppendorf | 3116801000 | https://www.eppendorf.com/SP-en/
3116802006 | PCB, column, bottom, 1 socket | 1 | 1 | 20.9 | Eppendorf | 3116802006 | https://www.eppendorf.com/SP-en/
3116803002 | PCB, hexagon, 1 socket | 1 | 1 | 27.9 | Eppendorf | 3116803002 | https://www.eppendorf.com/SP-en/
3120011080 | Ejector | 1 | 1 | 1.5 | Eppendorf | 3120011080 | https://www.eppendorf.com/SP-en/
3120019006 | Adjusting cover | 1 | 1 | 1.2 | Eppendorf | 3120019006 | https://www.eppendorf.com/SP-en/
3120046020 | Sealing ring single+multichannel 100µL | 1 | 1 | 0.8 | Eppendorf | 3120046020 | https://www.eppendorf.com/SP-en/
3120056025 | Sealing ring single-channel 200µL | 1 | 1 | 0.8 | Eppendorf | 3120056025 | https://www.eppendorf.com/SP-en/
3120066047 | Sealing ring single-channel 1000uL | 1 | 1 | 0.8 | Eppendorf | 3120066047 | https://www.eppendorf.com/SP-en/
3120076026 | Sealing ring single-channel 5mL | 1 | 1 | 1.2 | Eppendorf | 3120076026 | https://www.eppendorf.com/SP-en/
3120086021 | Sealing ring single-channel 10mL | 1 | 1 | 1.2 | Eppendorf | 3120086021 | https://www.eppendorf.com/SP-en/
3120601007 | Piston mount | 1 | 1 | 5.5 | Eppendorf | 3120601007 | https://www.eppendorf.com/SP-en/
3120602003 | Piston 2.5uL | 1 | 1 | 18.6 | Eppendorf | 3120602003 | https://www.eppendorf.com/SP-en/
3120603000 | Piston 10uL | 1 | 1 | 18.6 | Eppendorf | 3120603000 | https://www.eppendorf.com/SP-en/
3120604006 | Piston 20uL (c) | 1 | 1 | 16.3 | Eppendorf | 3120604006 | https://www.eppendorf.com/SP-en/
3120605002 | Piston 100µl with seal and ring | 1 | 1 | 15.6 | Eppendorf | 3120605002 | https://www.eppendorf.com/SP-en/
3120606009 | Piston 200µl with seal and ring | 1 | 1 | 15.6 | Eppendorf | 3120606009 | https://www.eppendorf.com/SP-en/
3120607005 | Piston 300µl with seal and ring | 1 | 1 | 15.6 | Eppendorf | 3120607005 | https://www.eppendorf.com/SP-en/
3120608001 | Piston 100-1000ul with seal and spring | 1 | 1 | 31.7 | Eppendorf | 3120608001 | https://www.eppendorf.com/SP-en/
3120609008 | Piston spring 2.5,10,20µL | 1 | 1 | 5.1 | Eppendorf | 3120609008 | https://www.eppendorf.com/SP-en/
3120610006 | Piston spring 100µL (c) | 1 | 1 | 5.1 | Eppendorf | 3120610006 | https://www.eppendorf.com/SP-en/
3120611002 | Piston spring 200µL | 1 | 1 | 5.1 | Eppendorf | 3120611002 | https://www.eppendorf.com/SP-en/
3120612009 | Piston spring 300µL (c) | 1 | 1 | 5.1 | Eppendorf | 3120612009 | https://www.eppendorf.com/SP-en/
3120613005 | Lower part 2.5µl | 1 | 1 | 61.9 | Eppendorf | 3120613005 | https://www.eppendorf.com/SP-en/
3120614001 | Lower part 10ul | 1 | 1 | 61.9 | Eppendorf | 3120614001 | https://www.eppendorf.com/SP-en/
3120615008 | Lower part 20ul, light grey | 1 | 1 | 61.9 | Eppendorf | 3120615008 | https://www.eppendorf.com/SP-en/
3120616004 | Lower part 20ul, yellow | 1 | 1 | 61.9 | Eppendorf | 3120616004 | https://www.eppendorf.com/SP-en/
3120617000 | Lower part 100µl | 1 | 1 | 61.9 | Eppendorf | 3120617000 | https://www.eppendorf.com/SP-en/
3120618007 | Lower part 200ul | 1 | 1 | 61.9 | Eppendorf | 3120618007 | https://www.eppendorf.com/SP-en/
3120619003 | Lower part 300µl | 1 | 1 | 61.9 | Eppendorf | 3120619003 | https://www.eppendorf.com/SP-en/
3120620001 | Lower part 1000ul | 1 | 1 | 61.9 | Eppendorf | 3120620001 | https://www.eppendorf.com/SP-en/
3120621008 | Lower part 5ml | 1 | 1 | 79.1 | Eppendorf | 3120621008 | https://www.eppendorf.com/SP-en/
3120622004 | Lower part 10ml | 1 | 1 | 79.1 | Eppendorf | 3120622004 | https://www.eppendorf.com/SP-en/
3120623000 | Ejector sleeve 2.5µl | 1 | 1 | 7.7 | Eppendorf | 3120623000 | https://www.eppendorf.com/SP-en/
3120624007 | Ejector sleeve 10ul | 1 | 1 | 7.7 | Eppendorf | 3120624007 | https://www.eppendorf.com/SP-en/
3120625003 | Ejector sleeve 20ul | 1 | 1 | 7.7 | Eppendorf | 3120625003 | https://www.eppendorf.com/SP-en/
3120626000 | Ejector sleeve 100µl | 1 | 1 | 7.7 | Eppendorf | 3120626000 | https://www.eppendorf.com/SP-en/
3120627006 | Ejector sleeve 200µl | 1 | 1 | 7.7 | Eppendorf | 3120627006 | https://www.eppendorf.com/SP-en/
3120628002 | Ejector sleeve 300µl | 1 | 1 | 7.7 | Eppendorf | 3120628002 | https://www.eppendorf.com/SP-en/
3120629009 | Ejector sleeve 1000µl | 1 | 1 | 7.7 | Eppendorf | 3120629009 | https://www.eppendorf.com/SP-en/
3120630007 | Ejector sleeve 5ml | 1 | 1 | 12.1 | Eppendorf | 3120630007 | https://www.eppendorf.com/SP-en/
3120631003 | Ejector sleeve 10ml | 1 | 1 | 12.1 | Eppendorf | 3120631003 | https://www.eppendorf.com/SP-en/
3120632000 | Protection filter 5mL, 50 pcs. | 1 | 1 | 22.1 | Eppendorf | 3120632000 | https://www.eppendorf.com/SP-en/
3120633006 | Adjustment tool | 1 | 1 | 7.2 | Eppendorf | 3120633006 | https://www.eppendorf.com/SP-en/
3120634002 | Key for opening 5ml and 10ml lower parts | 1 | 1 | 7.2 | Eppendorf | 3120634002 | https://www.eppendorf.com/SP-en/
3120635009 | Locking ring | 1 | 1 | 3.6 | Eppendorf | 3120635009 | https://www.eppendorf.com/SP-en/
3120636005 | Adjustment seal | 1 | 1 | 2.2 | Eppendorf | 3120636005 | https://www.eppendorf.com/SP-en/
3120641009 | Lower part with PTFE piston var. 1 mL | 1 | 1 | 46.1 | Eppendorf | 3120641009 | https://www.eppendorf.com/SP-en/
3120642005 | Lower part with PTFE piston var. 5 mL | 1 | 1 | 97.5 | Eppendorf | 3120642005 | https://www.eppendorf.com/SP-en/
3120646000 | Lower part with PTFE piston var. 10 mL | 1 | 1 | 97.5 | Eppendorf | 3120646000 | https://www.eppendorf.com/SP-en/
3120650008 | Lower part; cpl.; 2500; -e/r | 1 | 1 | 77.5 | Eppendorf | 3120650008 | https://www.eppendorf.com/SP-en/
3120651004 | Ejector sleeve; 2500; -e/rx | 1 | 1 | 24.2 | Eppendorf | 3120651004 | https://www.eppendorf.com/SP-en/
3120801006 | Safety plug (s) | 1 | 1 | 6 | Eppendorf | 3120801006 | https://www.eppendorf.com/SP-en/
3120802002 | Adjustment tool for fixed vol (s) | 1 | 1 | 43.1 | Eppendorf | 3120802002 | https://www.eppendorf.com/SP-en/
3120803009 | Service pliers (s) | 1 | 1 | 66.7 | Eppendorf | 3120803009 | https://www.eppendorf.com/SP-en/
3120804005 | Counter cover variable 2,5 | 1 | 1 | 4.8 | Eppendorf | 3120804005 | https://www.eppendorf.com/SP-en/
3120806008 | Lifting rod variable 2,5 | 1 | 1 | 29.7 | Eppendorf | 3120806008 | https://www.eppendorf.com/SP-en/
3120808000 | Counter for volume display 0-2-4 | 1 | 1 | 20.7 | Eppendorf | 3120808000 | https://www.eppendorf.com/SP-en/
3120810005 | Counter cover variable 10 | 1 | 1 | 4.8 | Eppendorf | 3120810005 | https://www.eppendorf.com/SP-en/
3120812008 | Counter for volume display 0-1-2 | 1 | 1 | 33.2 | Eppendorf | 3120812008 | https://www.eppendorf.com/SP-en/
3120813004 | Counter cover variable 20 yellow | 1 | 1 | 4.8 | Eppendorf | 3120813004 | https://www.eppendorf.com/SP-en/
3120815007 | Counter cover variable 100/200 | 1 | 1 | 5.4 | Eppendorf | 3120815007 | https://www.eppendorf.com/SP-en/
3120818006 | Counter cover 1000, cpl. | 1 | 1 | 5.4 | Eppendorf | 3120818006 | https://www.eppendorf.com/SP-en/
3120820000 | Counter cover variable 5 mL | 1 | 1 | 5.4 | Eppendorf | 3120820000 | https://www.eppendorf.com/SP-en/
3120822003 | Counter for bvolume display 5000µL | 1 | 1 | 22.4 | Eppendorf | 3120822003 | https://www.eppendorf.com/SP-en/
3120823000 | Counter cover variable 10 mL | 1 | 1 | 5.4 | Eppendorf | 3120823000 | https://www.eppendorf.com/SP-en/
3120825002 | Counter cover variable 20 gray | 1 | 1 | 5.4 | Eppendorf | 3120825002 | https://www.eppendorf.com/SP-en/
3120826009 | Spindle unit 20 light gray | 1 | 1 | 25.8 | Eppendorf | 3120826009 | https://www.eppendorf.com/SP-en/
3120827005 | Repai kit ejector rod | 1 | 1 | 5.5 | Eppendorf | 3120827005 | https://www.eppendorf.com/SP-en/
3120828001 | Fixing tool for spindle unit | 1 | 1 | 60.3 | Eppendorf | 3120828001 | https://www.eppendorf.com/SP-en/
3120829008 | Centering tool for compression spring | 1 | 1 | 107.3 | Eppendorf | 3120829008 | https://www.eppendorf.com/SP-en/
3120835008 | Lifting rod variable | 1 | 1 | 30.7 | Eppendorf | 3120835008 | https://www.eppendorf.com/SP-en/
3120836004 | Lifting rod variable 2,5 | 1 | 1 | 30.7 | Eppendorf | 3120836004 | https://www.eppendorf.com/SP-en/
3120837000 | Research Plus Spindle 2.5µl | 1 | 1 | 25.1 | Eppendorf | 3120837000 | https://www.eppendorf.com/SP-en/
3120838007 | Spindle unit 10 | 1 | 1 | 26.5 | Eppendorf | 3120838007 | https://www.eppendorf.com/SP-en/
3120839003 | Spindle unit 20 yellow | 1 | 1 | 26.5 | Eppendorf | 3120839003 | https://www.eppendorf.com/SP-en/
3120840001 | Spindle unit 100 | 1 | 1 | 26.5 | Eppendorf | 3120840001 | https://www.eppendorf.com/SP-en/
3120841008 | Spindle 200ul Eppendorf research plus | 1 | 1 | 26.5 | Eppendorf | 3120841008 | https://www.eppendorf.com/SP-en/
3120842004 | Spindle unit 1000 | 1 | 1 | 26.5 | Eppendorf | 3120842004 | https://www.eppendorf.com/SP-en/
3120843000 | Spindle unit 5mL Research Plus | 1 | 1 | 26.8 | Eppendorf | 3120843000 | https://www.eppendorf.com/SP-en/
3120844007 | Spindle unit 10mL | 1 | 1 | 26.8 | Eppendorf | 3120844007 | https://www.eppendorf.com/SP-en/
3120845003 | Spindle unit 20 light gray | 1 | 1 | 26.8 | Eppendorf | 3120845003 | https://www.eppendorf.com/SP-en/
3120847006 | Control button dark gray | 1 | 1 | 6 | Eppendorf | 3120847006 | https://www.eppendorf.com/SP-en/
3120848002 | Control button medium gray | 1 | 1 | 6 | Eppendorf | 3120848002 | https://www.eppendorf.com/SP-en/
3120849009 | Control button yellow | 1 | 1 | 6 | Eppendorf | 3120849009 | https://www.eppendorf.com/SP-en/
3120850007 | Control button blue | 1 | 1 | 6 | Eppendorf | 3120850007 | https://www.eppendorf.com/SP-en/
3120851003 | Control button red | 1 | 1 | 6 | Eppendorf | 3120851003 | https://www.eppendorf.com/SP-en/
3120852000 | Control button turcouise | 1 | 1 | 6 | Eppendorf | 3120852000 | https://www.eppendorf.com/SP-en/
3120853006 | Control button light gray | 1 | 1 | 6 | Eppendorf | 3120853006 | https://www.eppendorf.com/SP-en/
3120854002 | Control button; 2500; red; -e/r | 1 | 1 | 9.3 | Eppendorf | 3120854002 | https://www.eppendorf.com/SP-en/
3120855009 | Cover/monitoring glass; 2500; red; -e/r | 1 | 1 | 9.8 | Eppendorf | 3120855009 | https://www.eppendorf.com/SP-en/
3120856005 | Stroke system, cpl.; 2500; -e/r | 1 | 1 | 25.3 | Eppendorf | 3120856005 | https://www.eppendorf.com/SP-en/
3120857000 | Sealing ring; 200; 24pcs.; -em/arx | 24 | 1 | 37.3 | Eppendorf | 3120857000 | https://www.eppendorf.com/SP-en/
3120857001 | Sealing ring; 100; 24pcs.; -emtv/arx | 24 | 1 | 23.5 | Eppendorf | 3120857001 | https://www.eppendorf.com/SP-en/
3120857002 | Sealing ring; 300; 24pcs.; -emv/arx | 24 | 1 | 25.9 | Eppendorf | 3120857002 | https://www.eppendorf.com/SP-en/
3121601000 | Ejector sleeve 25µl | 1 | 1 | 7.8 | Eppendorf | 3121601000 | https://www.eppendorf.com/SP-en/
3121602007 | Ejector sleeve 50µl | 1 | 1 | 7.8 | Eppendorf | 3121602007 | https://www.eppendorf.com/SP-en/
3121603003 | Ejector sleeve 200µl | 1 | 1 | 7.8 | Eppendorf | 3121603003 | https://www.eppendorf.com/SP-en/
3121604000 | Ejector sleeve 250µl | 1 | 1 | 7.8 | Eppendorf | 3121604000 | https://www.eppendorf.com/SP-en/
3121605006 | Ejector sleeve 500µl | 1 | 1 | 7.8 | Eppendorf | 3121605006 | https://www.eppendorf.com/SP-en/
3121801000 | Counter cover 10 gray | 1 | 1 | 4.8 | Eppendorf | 3121801000 | https://www.eppendorf.com/SP-en/
3121804009 | Counter cover fixed 10 yellow | 1 | 1 | 4.8 | Eppendorf | 3121804009 | https://www.eppendorf.com/SP-en/
3121805005 | Counter cover fixed 20 gray | 1 | 1 | 4.8 | Eppendorf | 3121805005 | https://www.eppendorf.com/SP-en/
3121806001 | Counter cover fixed 20 yellow | 1 | 1 | 4.8 | Eppendorf | 3121806001 | https://www.eppendorf.com/SP-en/
3121807008 | Counter cover fixed 25 | 1 | 1 | 4.8 | Eppendorf | 3121807008 | https://www.eppendorf.com/SP-en/
3121808004 | Counter cover fixed 50 | 1 | 1 | 4.8 | Eppendorf | 3121808004 | https://www.eppendorf.com/SP-en/
3121809000 | Counter cover fixed 100 | 1 | 1 | 4.8 | Eppendorf | 3121809000 | https://www.eppendorf.com/SP-en/
3121810009 | Counter cover fixed 200 yellow | 1 | 1 | 4.8 | Eppendorf | 3121810009 | https://www.eppendorf.com/SP-en/
3121811005 | Counter cover fixed 200 blue | 1 | 1 | 4.8 | Eppendorf | 3121811005 | https://www.eppendorf.com/SP-en/
3121812001 | Counter cover fixed 250 | 1 | 1 | 4.8 | Eppendorf | 3121812001 | https://www.eppendorf.com/SP-en/
3121813008 | Counter cover fixed 500 | 1 | 1 | 4.8 | Eppendorf | 3121813008 | https://www.eppendorf.com/SP-en/
3121814004 | Counter cover fixed 1000 | 1 | 1 | 4.8 | Eppendorf | 3121814004 | https://www.eppendorf.com/SP-en/
3121815000 | Lifting rod fix | 1 | 1 | 29.2 | Eppendorf | 3121815000 | https://www.eppendorf.com/SP-en/
3121816007 | Spindle unit single-channel fix | 1 | 1 | 16.3 | Eppendorf | 3121816007 | https://www.eppendorf.com/SP-en/
3121819006 | Service tool 3121 | 1 | 1 | 28.4 | Eppendorf | 3121819006 | https://www.eppendorf.com/SP-en/
3122010014 | Ejection carrier 100/300 | 1 | 1 | 1.5 | Eppendorf | 3122010014 | https://www.eppendorf.com/SP-en/
3122056022 | Sealing ring single+multichannel 300µL | 1 | 1 | 0.8 | Eppendorf | 3122056022 | https://www.eppendorf.com/SP-en/
3122601004 | Lower part for 0,5-10µl medium gray 8ch | 1 | 1 | 394.5 | Eppendorf | 3122601004 | https://www.eppendorf.com/SP-en/
3122602000 | Lower part for 0,5-10µl, 12-channel | 1 | 1 | 503.7 | Eppendorf | 3122602000 | https://www.eppendorf.com/SP-en/
3122603007 | Lower part for 10-100µl, yellow, 8-chann | 1 | 1 | 394.5 | Eppendorf | 3122603007 | https://www.eppendorf.com/SP-en/
3122604003 | Lower part for 10-100µl, yellow, 12chann | 1 | 1 | 503.7 | Eppendorf | 3122604003 | https://www.eppendorf.com/SP-en/
3122605000 | Lower part for 300µl, 8-channel | 1 | 1 | 394.5 | Eppendorf | 3122605000 | https://www.eppendorf.com/SP-en/
3122606006 | Lower part for 300µl, 12-channel | 1 | 1 | 503.7 | Eppendorf | 3122606006 | https://www.eppendorf.com/SP-en/
3122607002 | Replacement channel 10ul | 1 | 1 | 28.8 | Eppendorf | 3122607002 | https://www.eppendorf.com/SP-en/
3122608009 | Replacement channel 100ul | 1 | 1 | 28.8 | Eppendorf | 3122608009 | https://www.eppendorf.com/SP-en/
3122609005 | Replacement channel 300uL, orange | 1 | 1 | 28.8 | Eppendorf | 3122609005 | https://www.eppendorf.com/SP-en/
3122610003 | Multi-channel tool (100 + 300uL) | 1 | 1 | 7.2 | Eppendorf | 3122610003 | https://www.eppendorf.com/SP-en/
3122611000 | O-rings for tip cones, 24 pcs. | 1 | 1 | 19.1 | Eppendorf | 3122611000 | https://www.eppendorf.com/SP-en/
3122801003 | Spindle unit 10MC | 1 | 1 | 26.2 | Eppendorf | 3122801003 | https://www.eppendorf.com/SP-en/
3122802000 | Counter cover variable 300 | 1 | 1 | 5.4 | Eppendorf | 3122802000 | https://www.eppendorf.com/SP-en/
3122804002 | Housing case 10/8K+release ring | 1 | 1 | 27.6 | Eppendorf | 3122804002 | https://www.eppendorf.com/SP-en/
3122805009 | Housing case 10/12K+release ring | 1 | 1 | 41.7 | Eppendorf | 3122805009 | https://www.eppendorf.com/SP-en/
3122806005 | Housing case 100/8K+release ring | 1 | 1 | 24.5 | Eppendorf | 3122806005 | https://www.eppendorf.com/SP-en/
3122807001 | Housing case 100/12K+release ring | 1 | 1 | 34.2 | Eppendorf | 3122807001 | https://www.eppendorf.com/SP-en/
3122808008 | Housing case 300/8K+release ring | 1 | 1 | 27.6 | Eppendorf | 3122808008 | https://www.eppendorf.com/SP-en/
3122809004 | Housing case 300/12K+release ring | 1 | 1 | 41.7 | Eppendorf | 3122809004 | https://www.eppendorf.com/SP-en/
3122810002 | Housing lid 10/8Ch | 1 | 1 | 22.1 | Eppendorf | 3122810002 | https://www.eppendorf.com/SP-en/
3122811009 | Housing lid 10/12Ch | 1 | 1 | 33.1 | Eppendorf | 3122811009 | https://www.eppendorf.com/SP-en/
3122812005 | Housing lid 100/8Ch | 1 | 1 | 19.9 | Eppendorf | 3122812005 | https://www.eppendorf.com/SP-en/
3122813001 | Housing lid 100/12Ch | 1 | 1 | 27.6 | Eppendorf | 3122813001 | https://www.eppendorf.com/SP-en/
3122814008 | Housing lid 300/8Ch | 1 | 1 | 22.1 | Eppendorf | 3122814008 | https://www.eppendorf.com/SP-en/
3122815004 | Housing lid 300/12Ch | 1 | 1 | 33.1 | Eppendorf | 3122815004 | https://www.eppendorf.com/SP-en/
3122816000 | Spindle unit 10MC | 1 | 1 | 27.3 | Eppendorf | 3122816000 | https://www.eppendorf.com/SP-en/
3122817007 | Research Plus Spindle 300µl single | 1 | 1 | 26.8 | Eppendorf | 3122817007 | https://www.eppendorf.com/SP-en/
3122818003 | Control button orange | 1 | 1 | 6 | Eppendorf | 3122818003 | https://www.eppendorf.com/SP-en/
3122819000 | Control button; 1200; dark green; -mv/r | 1 | 1 | 9.3 | Eppendorf | 3122819000 | https://www.eppendorf.com/SP-en/
3122819001 | Control button; 20; white; -t/r | 1 | 1 | 9.3 | Eppendorf | 3122819001 | https://www.eppendorf.com/SP-en/
3122819002 | Control button; 100; light yellow; -t/r | 1 | 1 | 9.3 | Eppendorf | 3122819002 | https://www.eppendorf.com/SP-en/
3122820000 | Cover/monitoring glass; 20; white; -tv/r | 1 | 1 | 9.8 | Eppendorf | 3122820000 | https://www.eppendorf.com/SP-en/
3122820001 | Cover/mon.glass;100; light yellow; -tv/r | 1 | 1 | 9.8 | Eppendorf | 3122820001 | https://www.eppendorf.com/SP-en/
3122820008 | Cover/monitoring glass;1200;dgreen;-mv/r | 1 | 1 | 9.8 | Eppendorf | 3122820008 | https://www.eppendorf.com/SP-en/
3122821004 | Stroke system, cpl.; 1200; -m/r | 1 | 1 | 25.3 | Eppendorf | 3122821004 | https://www.eppendorf.com/SP-en/
3122822000 | Basic body,low.part,cpl.;1200;8ch.; -m/r | 1 | 1 | 207 | Eppendorf | 3122822000 | https://www.eppendorf.com/SP-en/
3122823007 | Basic body,low.part,cpl;1200;12ch.; -m/r | 1 | 1 | 274.9 | Eppendorf | 3122823007 | https://www.eppendorf.com/SP-en/
3122825000 | Lid, low.part,cpl.;rear; 20; 16ch.; -t/r | 1 | 1 | 66.2 | Eppendorf | 3122825000 | https://www.eppendorf.com/SP-en/
3122825001 | Lid, low.part,cpl.;rear; 20; 24ch.; -t/r | 1 | 1 | 104.1 | Eppendorf | 3122825001 | https://www.eppendorf.com/SP-en/
3122825002 | Lid,low.part,cpl.;rear; 100; 16ch.; -t/r | 1 | 1 | 65.9 | Eppendorf | 3122825002 | https://www.eppendorf.com/SP-en/
3122825003 | Lid,low.part,cpl.;rear; 100; 24ch.; -t/r | 1 | 1 | 104.1 | Eppendorf | 3122825003 | https://www.eppendorf.com/SP-en/
3122826000 | Lid, lower part; front; 20; 16ch.; -t/rx | 1 | 1 | 48.3 | Eppendorf | 3122826000 | https://www.eppendorf.com/SP-en/
3122826001 | Lid, lower part; front; 20; 24ch.; -t/rx | 1 | 1 | 76.1 | Eppendorf | 3122826001 | https://www.eppendorf.com/SP-en/
3122826002 | Lid, lower part;front; 100; 16ch.; -t/rx | 1 | 1 | 48.3 | Eppendorf | 3122826002 | https://www.eppendorf.com/SP-en/
3122826003 | Lid, lower part;front; 100; 24ch.; -t/rx | 1 | 1 | 76.1 | Eppendorf | 3122826003 | https://www.eppendorf.com/SP-en/
3122827000 | Ejector; 20+100; 16ch.; -t/rx | 1 | 1 | 34.4 | Eppendorf | 3122827000 | https://www.eppendorf.com/SP-en/
3122827001 | Ejector; 20+100; 24ch; -t/rx | 1 | 1 | 59.7 | Eppendorf | 3122827001 | https://www.eppendorf.com/SP-en/
3122828000 | Volume unit, cpl.; 20; -t/rx | 1 | 1 | 19.3 | Eppendorf | 3122828000 | https://www.eppendorf.com/SP-en/
3122828001 | Volume unit, cpl.; 100; -t/rx | 1 | 1 | 19 | Eppendorf | 3122828001 | https://www.eppendorf.com/SP-en/
3122829000 | Clamping strip; 16ch.; -t/rx | 1 | 1 | 15.4 | Eppendorf | 3122829000 | https://www.eppendorf.com/SP-en/
3122829001 | Clamping strip; 24ch.; -t/rx | 1 | 1 | 22.5 | Eppendorf | 3122829001 | https://www.eppendorf.com/SP-en/
3122830000 | Spring; tip cone; 10pcs.; -t/rx | 1 | 1 | 7.8 | Eppendorf | 3122830000 | https://www.eppendorf.com/SP-en/
3122831000 | Seal; 20; 24pcs.; -t/rx | 24 | 1 | 56.4 | Eppendorf | 3122831000 | https://www.eppendorf.com/SP-en/
3122832000 | Ejector; 20+100; -v/rx | 1 | 1 | 41.2 | Eppendorf | 3122832000 | https://www.eppendorf.com/SP-en/
3122832002 | Ejector; 300; -v/rx | 1 | 1 | 40.8 | Eppendorf | 3122832002 | https://www.eppendorf.com/SP-en/
3122832003 | Ejector; 1200; -v/rx | 1 | 1 | 40.8 | Eppendorf | 3122832003 | https://www.eppendorf.com/SP-en/
3122833000 | Volume unit, cpl.; 20; -v/rx | 1 | 1 | 50.4 | Eppendorf | 3122833000 | https://www.eppendorf.com/SP-en/
3122833001 | Volume unit, cpl.; 100; -v/rx | 1 | 1 | 50.4 | Eppendorf | 3122833001 | https://www.eppendorf.com/SP-en/
3122833002 | Volume unit, cpl.; 300; -v/rx | 1 | 1 | 50.4 | Eppendorf | 3122833002 | https://www.eppendorf.com/SP-en/
3122833003 | Volume unit, cpl.; 1200; -v/rx | 1 | 1 | 99.9 | Eppendorf | 3122833003 | https://www.eppendorf.com/SP-en/
3122834000 | Screw; M2x4; 50pcs.; -v/rx | 1 | 1 | 13 | Eppendorf | 3122834000 | https://www.eppendorf.com/SP-en/
3122834001 | Screw; M2x8; 50pcs.; -v/rx | 1 | 1 | 13 | Eppendorf | 3122834001 | https://www.eppendorf.com/SP-en/
3122834002 | Screw cover; 100pcs.; -v/rx | 1 | 1 | 210.5 | Eppendorf | 3122834002 | https://www.eppendorf.com/SP-en/
3122835000 | Seal; 20; 24pcs.; -v/rx | 1 | 1 | 110.1 | Eppendorf | 3122835000 | https://www.eppendorf.com/SP-en/
3122835003 | Piston incl. Seal; 1200; -v/rx | 1 | 1 | 46 | Eppendorf | 3122835003 | https://www.eppendorf.com/SP-en/
3122836000 | Grid, cpl. 4ch.; -v/rx | 1 | 1 | 45 | Eppendorf | 3122836000 | https://www.eppendorf.com/SP-en/
3122836001 | Grid, cpl. 6ch.; -v/rx | 1 | 1 | 66.4 | Eppendorf | 3122836001 | https://www.eppendorf.com/SP-en/
3122836002 | Grid, cpl. 8ch.; -v/rx | 1 | 1 | 88 | Eppendorf | 3122836002 | https://www.eppendorf.com/SP-en/
3122836003 | Grid, cpl. 12ch.; -v/rx | 1 | 1 | 131.1 | Eppendorf | 3122836003 | https://www.eppendorf.com/SP-en/
3122837003 | Stroke system, cpl.; 1200; -v/r | 1 | 1 | 18.7 | Eppendorf | 3122837003 | https://www.eppendorf.com/SP-en/
3122839000 | Ejector spring; 10pcs.; -mtv/arx | 1 | 1 | 6.9 | Eppendorf | 3122839000 | https://www.eppendorf.com/SP-en/
3122840000 | Piston actuator,8ch;m/ar | 1 | 1 | 7.8 | Eppendorf | 3122840000 | https://www.eppendorf.com/SP-en/
3122840001 | Piston actuator,12ch;m/ar | 1 | 1 | 7.8 | Eppendorf | 3122840001 | https://www.eppendorf.com/SP-en/
3122840002 | Piston actuator; 16ch.; -t/rx | 1 | 1 | 20.5 | Eppendorf | 3122840002 | https://www.eppendorf.com/SP-en/
3122840003 | Piston actuator; 24ch.; -t/rx | 1 | 1 | 33.4 | Eppendorf | 3122840003 | https://www.eppendorf.com/SP-en/
3122841005 | Stroke system, cpl.; 100; -t/r | 1 | 1 | 25.3 | Eppendorf | 3122841005 | https://www.eppendorf.com/SP-en/
4420200019 | Battery cover | 1 | 1 | 2.3 | Eppendorf | 4420200019 | https://www.eppendorf.com/SP-en/
4420200027 | Housing cover | 1 | 1 | 1.6 | Eppendorf | 4420200027 | https://www.eppendorf.com/SP-en/
4420200060 | Safety Bolt | 1 | 1 | 0.5 | Eppendorf | 4420200060 | https://www.eppendorf.com/SP-en/
4420801004 | Adapter | 1 | 1 | 9.7 | Eppendorf | 4420801004 | https://www.eppendorf.com/SP-en/
4420802000 | Aspirating cone | 1 | 1 | 8.3 | Eppendorf | 4420802000 | https://www.eppendorf.com/SP-en/
4420823008 | Tube for pump-valve 0,5m | 1 | 1 | 6.6 | Eppendorf | 4420823008 | https://www.eppendorf.com/SP-en/
4420824004 | Tube for valve-pipette 0,5 m | 1 | 1 | 6.1 | Eppendorf | 4420824004 | https://www.eppendorf.com/SP-en/
4421011023 | Adjusting wheel | 1 | 1 | 0.7 | Eppendorf | 4421011023 | https://www.eppendorf.com/SP-en/
4421602005 | Seal for filter adapter, 5 pcs. | 1 | 1 | 24.4 | Eppendorf | 4421602005 | https://www.eppendorf.com/SP-en/
4421801008 | Filter connector | 1 | 1 | 15.9 | Eppendorf | 4421801008 | https://www.eppendorf.com/SP-en/
4421805003 | Diaphragm pump with motor | 1 | 1 | 78.8 | Eppendorf | 4421805003 | https://www.eppendorf.com/SP-en/
4423601014 | 3 µm membrane filter 10 pcs Pipet Helper | 1 | 1 | 65.1 | Eppendorf | 4423601014 | https://www.eppendorf.com/SP-en/
4423602010 | Aspirator bulb for Pipet Helper | 1 | 1 | 70.2 | Eppendorf | 4423602010 | https://www.eppendorf.com/SP-en/
4423603017 | Pipette adapter silicone f. Pipet Helper | 1 | 1 | 26.6 | Eppendorf | 4423603017 | https://www.eppendorf.com/SP-en/
4423604013 | Valve unit for Pipet Helper, complete | 1 | 1 | 102.9 | Eppendorf | 4423604013 | https://www.eppendorf.com/SP-en/
4423605010 | Aspirating cone for Pipet Helper | 1 | 1 | 10.4 | Eppendorf | 4423605010 | https://www.eppendorf.com/SP-en/
4430801002 | Valve block | 1 | 1 | 24.4 | Eppendorf | 4430801002 | https://www.eppendorf.com/SP-en/
4430803005 | Tubing set, 4 pcs. | 1 | 1 | 4.4 | Eppendorf | 4430803005 | https://www.eppendorf.com/SP-en/
4430804001 | Filter adapter with seal | 1 | 1 | 7.5 | Eppendorf | 4430804001 | https://www.eppendorf.com/SP-en/
4430807000 | Housing case with Aspiration cone | 1 | 1 | 19.6 | Eppendorf | 4430807000 | https://www.eppendorf.com/SP-en/
4430808007 | Pump | 1 | 1 | 71.5 | Eppendorf | 4430808007 | https://www.eppendorf.com/SP-en/
4430809003 | PCB Easypet | 1 | 1 | 84.5 | Eppendorf | 4430809003 | https://www.eppendorf.com/SP-en/
4720900012 | Operating manual 4720, multilingual | 1 | 1 | 11.6 | Eppendorf | 4720900012 | https://www.eppendorf.com/SP-en/
4807000107 | Pipette holder | 1 | 1 | 15.2 | Eppendorf | 4807000107 | https://www.eppendorf.com/SP-en/
4810211003 | Seal 10-100, cpl. | 1 | 1 | 3.2 | Eppendorf | 4810211003 | https://www.eppendorf.com/SP-en/
4810511007 | Piston sealing ring 50-250,300 s-channel | 1 | 1 | 2.8 | Eppendorf | 4810511007 | https://www.eppendorf.com/SP-en/
4830002079 | Locking plate | 1 | 1 | 0.8 | Eppendorf | 4830002079 | https://www.eppendorf.com/SP-en/
4850868005 | Main power plug, Europe (9V-) | 1 | 1 | 60.5 | Eppendorf | 4850868005 | https://www.eppendorf.com/SP-en/
4860002022 | Srew cap | 1 | 1 | 1.5 | Eppendorf | 4860002022 | https://www.eppendorf.com/SP-en/
4860003029 | Motor clamp | 1 | 1 | 1.4 | Eppendorf | 4860003029 | https://www.eppendorf.com/SP-en/
4860003037 | Contact spring | 1 | 1 | 0.2 | Eppendorf | 4860003037 | https://www.eppendorf.com/SP-en/
4860012028 | Window | 1 | 1 | 6.4 | Eppendorf | 4860012028 | https://www.eppendorf.com/SP-en/
4860012052 | PCB Cooling thermostat | 1 | 1 | 4.4 | Eppendorf | 4860012052 | https://www.eppendorf.com/SP-en/
4860102051 | Silikontastatur "blau" | 1 | 1 | 4.4 | Eppendorf | 4860102051 | https://www.eppendorf.com/SP-en/
4860123016 | Magnet | 1 | 1 | 7.1 | Eppendorf | 4860123016 | https://www.eppendorf.com/SP-en/
4860295011 | Insert 100 for tipholder | 1 | 1 | 1.3 | Eppendorf | 4860295011 | https://www.eppendorf.com/SP-en/
4860295020 | Spring tray 100 | 1 | 1 | 3.1 | Eppendorf | 4860295020 | https://www.eppendorf.com/SP-en/
4860410040 | Insert nut | 1 | 1 | 11.2 | Eppendorf | 4860410040 | https://www.eppendorf.com/SP-en/
4860410058 | Snap spring 1200 | 1 | 1 | 5.5 | Eppendorf | 4860410058 | https://www.eppendorf.com/SP-en/
4860413014 | Piston actuator | 1 | 1 | 6 | Eppendorf | 4860413014 | https://www.eppendorf.com/SP-en/
4860414010 | Piston 1200, 8-channel | 1 | 1 | 5.8 | Eppendorf | 4860414010 | https://www.eppendorf.com/SP-en/
4860414029 | Piston sealing ring 1200 | 1 | 1 | 3.8 | Eppendorf | 4860414029 | https://www.eppendorf.com/SP-en/
4860501002 | Battery pack | 2 | 1 | 34.2 | Eppendorf | 4860501002 | https://www.eppendorf.com/SP-en/
4860703004 | Seals 300 | 1 | 1 | 21.6 | Eppendorf | 4860703004 | https://www.eppendorf.com/SP-en/
4860705007 | Piston 10 ╡l | 1 | 1 | 30 | Eppendorf | 4860705007 | https://www.eppendorf.com/SP-en/
4860706003 | Piston 100 ╡l | 1 | 1 | 30 | Eppendorf | 4860706003 | https://www.eppendorf.com/SP-en/
4860707000 | Piston 300 ╡l | 1 | 1 | 30 | Eppendorf | 4860707000 | https://www.eppendorf.com/SP-en/
4860708006 | Piston 1000 ╡l | 1 | 1 | 31.6 | Eppendorf | 4860708006 | https://www.eppendorf.com/SP-en/
4860709002 | Piston 5000 ╡l | 1 | 1 | 46.6 | Eppendorf | 4860709002 | https://www.eppendorf.com/SP-en/
4860711007 | Lower part 1-channel 100 ╡l | 1 | 1 | 30.9 | Eppendorf | 4860711007 | https://www.eppendorf.com/SP-en/
4860712003 | Lower part 1-channel 300 ╡l | 1 | 1 | 30.9 | Eppendorf | 4860712003 | https://www.eppendorf.com/SP-en/
4860716009 | O-Rings for nose cone 1200 (24 pcs.) | 1 | 1 | 22.1 | Eppendorf | 4860716009 | https://www.eppendorf.com/SP-en/
4860721002 | Piston seals multi-channel 100 | 1 | 1 | 33.1 | Eppendorf | 4860721002 | https://www.eppendorf.com/SP-en/
4860723005 | Volume unit 1200µL | 1 | 1 | 30.9 | Eppendorf | 4860723005 | https://www.eppendorf.com/SP-en/
4860725008 | Lower part cpl. 8-channel, 0,5- 10 ╡l | 1 | 1 | 316.3 | Eppendorf | 4860725008 | https://www.eppendorf.com/SP-en/
4860726004 | Lower part cpl. 12-channel, 0,5- 10 ╡l | 1 | 1 | 435.9 | Eppendorf | 4860726004 | https://www.eppendorf.com/SP-en/
4860727000 | Lower part cpl. 8-channel, 5- 100 ╡l | 1 | 1 | 316.3 | Eppendorf | 4860727000 | https://www.eppendorf.com/SP-en/
4860728007 | Lower part cpl. 12-channel, 5- 100 ╡l | 1 | 1 | 435.9 | Eppendorf | 4860728007 | https://www.eppendorf.com/SP-en/
4860729003 | Lower part cpl. 8-channel, 20- 300 ╡l | 1 | 1 | 316.3 | Eppendorf | 4860729003 | https://www.eppendorf.com/SP-en/
4860730001 | Lower part cpl. 12-channel, 20- 300 ╡l | 1 | 1 | 435.9 | Eppendorf | 4860730001 | https://www.eppendorf.com/SP-en/
4860731008 | Lower part cpl. 8-channel 50-1200 ╡l | 1 | 1 | 435.9 | Eppendorf | 4860731008 | https://www.eppendorf.com/SP-en/
4860735003 | Tool for multi-channel 100 | 1 | 1 | 19.4 | Eppendorf | 4860735003 | https://www.eppendorf.com/SP-en/
4860736000 | Tool for multi-channel 1200 | 1 | 1 | 19.1 | Eppendorf | 4860736000 | https://www.eppendorf.com/SP-en/
4860808000 | PCB | 1 | 1 | 165.6 | Eppendorf | 4860808000 | https://www.eppendorf.com/SP-en/
4860810005 | Motor | 1 | 1 | 166.8 | Eppendorf | 4860810005 | https://www.eppendorf.com/SP-en/
4860811001 | Upper shell 10 | 1 | 1 | 83.8 | Eppendorf | 4860811001 | https://www.eppendorf.com/SP-en/
4860812008 | Upper shell 100 | 1 | 1 | 83.8 | Eppendorf | 4860812008 | https://www.eppendorf.com/SP-en/
4860813004 | Upper shell 300 | 1 | 1 | 83.8 | Eppendorf | 4860813004 | https://www.eppendorf.com/SP-en/
4860814000 | Upper shell 1000 | 1 | 1 | 83.8 | Eppendorf | 4860814000 | https://www.eppendorf.com/SP-en/
4860815007 | Upper shell 5000 | 1 | 1 | 83.8 | Eppendorf | 4860815007 | https://www.eppendorf.com/SP-en/
4860816003 | Upper shell 1200 | 1 | 1 | 83.8 | Eppendorf | 4860816003 | https://www.eppendorf.com/SP-en/
4860820000 | Fingerrest | 1 | 1 | 11.5 | Eppendorf | 4860820000 | https://www.eppendorf.com/SP-en/
4860829008 | Piston actuator 8ch (1200) (s) | 1 | 1 | 24.3 | Eppendorf | 4860829008 | https://www.eppendorf.com/SP-en/
4860830006 | Actuator Eppendorf Research Pro 8 ch 100 | 1 | 1 | 19.8 | Eppendorf | 4860830006 | https://www.eppendorf.com/SP-en/
4860831002 | Piston actuator 12-Channel | 1 | 1 | 22 | Eppendorf | 4860831002 | https://www.eppendorf.com/SP-en/
4860832009 | Piston 10, 8/12-channel | 1 | 1 | 17.9 | Eppendorf | 4860832009 | https://www.eppendorf.com/SP-en/
4860833005 | Piston 100 8/12-Channel | 1 | 1 | 17.4 | Eppendorf | 4860833005 | https://www.eppendorf.com/SP-en/
4860840001 | Tip ejector 8 Ch 10 | 1 | 1 | 40.4 | Eppendorf | 4860840001 | https://www.eppendorf.com/SP-en/
4860841008 | Tip ejector 12 Ch 10 | 1 | 1 | 24.8 | Eppendorf | 4860841008 | https://www.eppendorf.com/SP-en/
4860842004 | Tip ejector 8 Ch 100 | 1 | 1 | 23.2 | Eppendorf | 4860842004 | https://www.eppendorf.com/SP-en/
4860843000 | Tip ejector 12 Ch 100 | 1 | 1 | 24.8 | Eppendorf | 4860843000 | https://www.eppendorf.com/SP-en/
4860844007 | Tip ejector 8 Ch 300 | 1 | 1 | 23.2 | Eppendorf | 4860844007 | https://www.eppendorf.com/SP-en/
4860845003 | Tip ejector 12 Ch 300 | 1 | 1 | 24.8 | Eppendorf | 4860845003 | https://www.eppendorf.com/SP-en/
4860846000 | Housing part "A" 1200 | 1 | 1 | 40.1 | Eppendorf | 4860846000 | https://www.eppendorf.com/SP-en/
4860849009 | Service Conversion PCB Control | 1 | 1 | 40.1 | Eppendorf | 4860849009 | https://www.eppendorf.com/SP-en/
4860850007 | Connection element 1200 | 1 | 1 | 73.3 | Eppendorf | 4860850007 | https://www.eppendorf.com/SP-en/
4860851003 | Connection element 8-Ch 10╡l | 1 | 1 | 73.3 | Eppendorf | 4860851003 | https://www.eppendorf.com/SP-en/
4860852000 | Connection element 12-Ch 10╡l | 1 | 1 | 84.3 | Eppendorf | 4860852000 | https://www.eppendorf.com/SP-en/
4860853006 | Connection element 8-Ch 100╡l | 1 | 1 | 73.3 | Eppendorf | 4860853006 | https://www.eppendorf.com/SP-en/
4860854002 | Connection element 12-Ch 100╡l | 1 | 1 | 84.3 | Eppendorf | 4860854002 | https://www.eppendorf.com/SP-en/
4860855009 | Connection element 8-Ch 300╡l | 1 | 1 | 73.3 | Eppendorf | 4860855009 | https://www.eppendorf.com/SP-en/
4860856005 | Connection element 12-Ch 300╡l | 1 | 1 | 84.3 | Eppendorf | 4860856005 | https://www.eppendorf.com/SP-en/
4860857001 | Operating foil Key | 1 | 1 | 22.2 | Eppendorf | 4860857001 | https://www.eppendorf.com/SP-en/
4861002034 | Ejector | 1 | 1 | 2 | Eppendorf | 4861002034 | https://www.eppendorf.com/SP-en/
4861002093 | Disc for selection dial | 1 | 1 | 0.9 | Eppendorf | 4861002093 | https://www.eppendorf.com/SP-en/
4861010002 | Housing lid with inspection glass | 1 | 1 | 7.6 | Eppendorf | 4861010002 | https://www.eppendorf.com/SP-en/
4861012005 | Housing lid w.monitoring glass+selection | 1 | 1 | 10.8 | Eppendorf | 4861012005 | https://www.eppendorf.com/SP-en/
4861450029 | Ejector 8-channel | 1 | 1 | 5.5 | Eppendorf | 4861450029 | https://www.eppendorf.com/SP-en/
4861451033 | Mounting rail volume units for 1200 µL | 1 | 1 | 5.4 | Eppendorf | 4861451033 | https://www.eppendorf.com/SP-en/
4861461020 | Ejector 12-channel | 1 | 1 | 19.4 | Eppendorf | 4861461020 | https://www.eppendorf.com/SP-en/
4861462035 | Mounting rail volume units 12-channel | 1 | 1 | 9.2 | Eppendorf | 4861462035 | https://www.eppendorf.com/SP-en/
4861617004 | Lower part; cpl.; 2500; -e/x | 1 | 1 | 77.5 | Eppendorf | 4861617004 | https://www.eppendorf.com/SP-en/
4861702028 | USB cover | 1 | 1 | 1.5 | Eppendorf | 4861702028 | https://www.eppendorf.com/SP-en/
4861702036 | On-off-switch actuator | 1 | 1 | 1.4 | Eppendorf | 4861702036 | https://www.eppendorf.com/SP-en/
4861708000 | Housing lid with monitoring glass | 1 | 1 | 10.8 | Eppendorf | 4861708000 | https://www.eppendorf.com/SP-en/
4861803002 | Drive assembly with spindle (s) | 1 | 1 | 141.5 | Eppendorf | 4861803002 | https://www.eppendorf.com/SP-en/
4861804009 | Cable connection, LP motor w. O-ring (s) | 1 | 1 | 25.6 | Eppendorf | 4861804009 | https://www.eppendorf.com/SP-en/
4861805005 | Infrared window, 10 pcs. (s) | 1 | 1 | 25.9 | Eppendorf | 4861805005 | https://www.eppendorf.com/SP-en/
4861806001 | O-ring for ejector system, 10 pcs. (s) | 1 | 1 | 10.8 | Eppendorf | 4861806001 | https://www.eppendorf.com/SP-en/
4861811005 | Cable connection LP motor with O-ring | 1 | 1 | 24.6 | Eppendorf | 4861811005 | https://www.eppendorf.com/SP-en/
4861812001 | Reset pin, 12 pcs. | 12 | 1 | 17 | Eppendorf | 4861812001 | https://www.eppendorf.com/SP-en/
4861813008 | Housing case, 8-channel, 10 µL | 1 | 1 | 45.2 | Eppendorf | 4861813008 | https://www.eppendorf.com/SP-en/
4861814004 | Housing case, 12-channel, 10 µL | 1 | 1 | 57.2 | Eppendorf | 4861814004 | https://www.eppendorf.com/SP-en/
4861815000 | Housing case, 8-channel, 100 µL | 1 | 1 | 42.4 | Eppendorf | 4861815000 | https://www.eppendorf.com/SP-en/
4861816007 | Housing case, 12-channel, 100 µL | 1 | 1 | 50.8 | Eppendorf | 4861816007 | https://www.eppendorf.com/SP-en/
4861817003 | Housing case, 8-channel, 300 µL | 1 | 1 | 45.2 | Eppendorf | 4861817003 | https://www.eppendorf.com/SP-en/
4861818000 | Housing case, 12-channel, 300 µL | 1 | 1 | 57.2 | Eppendorf | 4861818000 | https://www.eppendorf.com/SP-en/
4861819006 | Housing case, 8-channel, 1200 µL | 1 | 1 | 27.8 | Eppendorf | 4861819006 | https://www.eppendorf.com/SP-en/
4861820004 | Housing case, 12-channel, 1200 µL | 1 | 1 | 50.3 | Eppendorf | 4861820004 | https://www.eppendorf.com/SP-en/
4861821000 | Ejection carrier 1200 µL | 1 | 1 | 6.4 | Eppendorf | 4861821000 | https://www.eppendorf.com/SP-en/
4861822007 | Housing lid w.monitoring glass+selection | 1 | 1 | 11.5 | Eppendorf | 4861822007 | https://www.eppendorf.com/SP-en/
4861823003 | Xplorer Charging contact, 2 pcs | 1 | 1 | 14.6 | Eppendorf | 4861823003 | https://www.eppendorf.com/SP-en/
4861825006 | Housing lid Xplorer | 1 | 1 | 28.1 | Eppendorf | 4861825006 | https://www.eppendorf.com/SP-en/
4861826002 | Housing lid Xplorer plus | 1 | 1 | 28.1 | Eppendorf | 4861826002 | https://www.eppendorf.com/SP-en/
4861828005 | Silicone cap switch, 10 pcs. | 10 | 1 | 11.4 | Eppendorf | 4861828005 | https://www.eppendorf.com/SP-en/
4861830000 | USB infrared interface | 1 | 1 | 92.8 | Eppendorf | 4861830000 | https://www.eppendorf.com/SP-en/
4861833000 | Lid,low.part,cpl.; rear; 20; 16ch.; -t/x | 1 | 1 | 95.3 | Eppendorf | 4861833000 | https://www.eppendorf.com/SP-en/
4861833001 | Lid,low.part,cpl.; rear; 20; 24ch.; -t/x | 1 | 1 | 144.9 | Eppendorf | 4861833001 | https://www.eppendorf.com/SP-en/
4861833002 | Lid,low.part,cpl.;rear; 100; 16ch.; -t/x | 1 | 1 | 95.3 | Eppendorf | 4861833002 | https://www.eppendorf.com/SP-en/
4861833003 | Lid,low.part,cpl.;rear; 100; 24ch.; -t/x | 1 | 1 | 144.9 | Eppendorf | 4861833003 | https://www.eppendorf.com/SP-en/
4861835000 | Ejector; 1200; 8ch.; -m/rx | 1 | 1 | 11.2 | Eppendorf | 4861835000 | https://www.eppendorf.com/SP-en/
4861835001 | Ejector; 1200; 12ch.; -m/rx | 1 | 1 | 18.5 | Eppendorf | 4861835001 | https://www.eppendorf.com/SP-en/
4861835010 | Fixing strip; 1200; 8ch.; -m/rx | 1 | 1 | 11.2 | Eppendorf | 4861835010 | https://www.eppendorf.com/SP-en/
4861835011 | Fixing strip; 1200; 12ch.; -m/rx | 1 | 1 | 16.7 | Eppendorf | 4861835011 | https://www.eppendorf.com/SP-en/
4861837000 | Sealing ring; 1200; 24pcs.; -m/rx | 1 | 1 | 28.3 | Eppendorf | 4861837000 | https://www.eppendorf.com/SP-en/
4880801002 | PCB ( 4 place) charger stand | 1 | 1 | 36.5 | Eppendorf | 4880801002 | https://www.eppendorf.com/SP-en/
4900013006 | Setting brake for Reference fixed-volume | 1 | 1 | 5.8 | Eppendorf | 4900013006 | https://www.eppendorf.com/SP-en/
4900317021 | Filling tube 500 | 1 | 1 | 1.3 | Eppendorf | 4900317021 | https://www.eppendorf.com/SP-en/
4900805000 | Lable 'Calibration aid' | 1 | 1 | 5.4 | Eppendorf | 4900805000 | https://www.eppendorf.com/SP-en/
4900810003 | Piston 25-50ul | 1 | 1 | 30.2 | Eppendorf | 4900810003 | https://www.eppendorf.com/SP-en/
4900820009 | Piston sealing 25-50 uL | 1 | 1 | 19.1 | Eppendorf | 4900820009 | https://www.eppendorf.com/SP-en/
4900830004 | Nose cone 25-50ul incl. piston seal | 1 | 1 | 27.6 | Eppendorf | 4900830004 | https://www.eppendorf.com/SP-en/
4900831000 | Nose cone 500ul incl. ejector seal | 1 | 1 | 27.6 | Eppendorf | 4900831000 | https://www.eppendorf.com/SP-en/
4900837009 | Filling tube (5x) incl. wire punch (1x) | 1 | 1 | 8.1 | Eppendorf | 4900837009 | https://www.eppendorf.com/SP-en/
4900890007 | Pipette lower part 50ul incl. piston | 1 | 1 | 105.3 | Eppendorf | 4900890007 | https://www.eppendorf.com/SP-en/
4900891003 | Pipette lower part 500ul incl. piston | 1 | 1 | 105.3 | Eppendorf | 4900891003 | https://www.eppendorf.com/SP-en/
4908020087 | Stopper for lid | 1 | 1 | 0.7 | Eppendorf | 4908020087 | https://www.eppendorf.com/SP-en/
4908051055 | Leaf spring for piston | 1 | 1 | 0.7 | Eppendorf | 4908051055 | https://www.eppendorf.com/SP-en/
4908186015 | Piston actuator 8-channel | 1 | 1 | 3.8 | Eppendorf | 4908186015 | https://www.eppendorf.com/SP-en/
4908188026 | Clamp for piston seal 10 ╡l | 1 | 1 | 0.9 | Eppendorf | 4908188026 | https://www.eppendorf.com/SP-en/
4908188034 | Spring washer 10 ul | 1 | 1 | 2.3 | Eppendorf | 4908188034 | https://www.eppendorf.com/SP-en/
4908288020 | Clamp for piston seal 50 ul | 1 | 1 | 0.2 | Eppendorf | 4908288020 | https://www.eppendorf.com/SP-en/
4908388025 | Clamp for piston seal 300 ul | 1 | 1 | 0.8 | Eppendorf | 4908388025 | https://www.eppendorf.com/SP-en/
4908388033 | Spring washer for piston seal 300 ul | 1 | 1 | 1.6 | Eppendorf | 4908388033 | https://www.eppendorf.com/SP-en/
4908829005 | Tool for Titerman 10ul | 1 | 1 | 19.4 | Eppendorf | 4908829005 | https://www.eppendorf.com/SP-en/
4908831000 | Tool for Titerman 50 ul | 1 | 1 | 23.3 | Eppendorf | 4908831000 | https://www.eppendorf.com/SP-en/
4908832006 | Tool for Titerman 300 ul | 1 | 1 | 19.4 | Eppendorf | 4908832006 | https://www.eppendorf.com/SP-en/
4908833002 | 1 set of Piston sealings 10 ul | 1 | 1 | 48.6 | Eppendorf | 4908833002 | https://www.eppendorf.com/SP-en/
4908835005 | Piston seals for Titerman 30-300 ul | 1 | 1 | 47.6 | Eppendorf | 4908835005 | https://www.eppendorf.com/SP-en/
4908860000 | Piston 10ul, complete | 1 | 1 | 26.3 | Eppendorf | 4908860000 | https://www.eppendorf.com/SP-en/
4908863009 | Piston 300ul, complete | 1 | 1 | 32.9 | Eppendorf | 4908863009 | https://www.eppendorf.com/SP-en/
4910012032 | Cap, light gray | 1 | 1 | 1.5 | Eppendorf | 4910012032 | https://www.eppendorf.com/SP-en/
4910012040 | Stop washer | 1 | 1 | 0.8 | Eppendorf | 4910012040 | https://www.eppendorf.com/SP-en/
4910012075 | Slide, blue | 1 | 1 | 4.6 | Eppendorf | 4910012075 | https://www.eppendorf.com/SP-en/
4910015023 | Guide tubes, short | 1 | 1 | 0.5 | Eppendorf | 4910015023 | https://www.eppendorf.com/SP-en/
4910020019 | Lid variable, printed (without window) | 1 | 1 | 1.4 | Eppendorf | 4910020019 | https://www.eppendorf.com/SP-en/
4910092001 | Wrench Reference fixed-vol&var 4900/4910 | 1 | 1 | 3.7 | Eppendorf | 4910092001 | https://www.eppendorf.com/SP-en/
4910152039 | Cap, yellow | 1 | 1 | 1.4 | Eppendorf | 4910152039 | https://www.eppendorf.com/SP-en/
4910180024 | Ejector sleeve 100 ul | 1 | 1 | 6.4 | Eppendorf | 4910180024 | https://www.eppendorf.com/SP-en/
4910180032 | Ejector 100 | 1 | 1 | 5.6 | Eppendorf | 4910180032 | https://www.eppendorf.com/SP-en/
4910181012 | Nose cone 100 | 1 | 1 | 8.2 | Eppendorf | 4910181012 | https://www.eppendorf.com/SP-en/
4910181020 | Filling tube 100 | 1 | 1 | 3.8 | Eppendorf | 4910181020 | https://www.eppendorf.com/SP-en/
4910181039 | Screw with collar f. ejector/piston seal | 1 | 1 | 0.7 | Eppendorf | 4910181039 | https://www.eppendorf.com/SP-en/
4910240035 | Ejector 250 | 1 | 1 | 1.4 | Eppendorf | 4910240035 | https://www.eppendorf.com/SP-en/
4910241015 | Nose cone 250 ul | 1 | 1 | 8.2 | Eppendorf | 4910241015 | https://www.eppendorf.com/SP-en/
4910241023 | Filling tube 250 | 1 | 1 | 3.8 | Eppendorf | 4910241023 | https://www.eppendorf.com/SP-en/
4910252033 | Cap, blue | 1 | 1 | 1.4 | Eppendorf | 4910252033 | https://www.eppendorf.com/SP-en/
4910257000 | Counter 1000µL | 1 | 1 | 16.3 | Eppendorf | 4910257000 | https://www.eppendorf.com/SP-en/
4910280010 | Partie basse 1000µl | 1 | 1 | 7.6 | Eppendorf | 4910280010 | https://www.eppendorf.com/SP-en/
4910280029 | Ejector sleeve 1000 | 1 | 1 | 6.4 | Eppendorf | 4910280029 | https://www.eppendorf.com/SP-en/
4910281017 | Tip holder 1000 uL | 1 | 1 | 8.2 | Eppendorf | 4910281017 | https://www.eppendorf.com/SP-en/
4910283010 | Ejector up to 1000 uL | 1 | 1 | 5.6 | Eppendorf | 4910283010 | https://www.eppendorf.com/SP-en/
4910352038 | Cap, red | 1 | 1 | 1.5 | Eppendorf | 4910352038 | https://www.eppendorf.com/SP-en/
4910357005 | Digital indicator set 2500 complete | 1 | 1 | 16.2 | Eppendorf | 4910357005 | https://www.eppendorf.com/SP-en/
4910380015 | Lower housing part 2500 | 1 | 1 | 7.6 | Eppendorf | 4910380015 | https://www.eppendorf.com/SP-en/
4910380023 | Ejector sleeve 2500 | 1 | 1 | 6.4 | Eppendorf | 4910380023 | https://www.eppendorf.com/SP-en/
4910381011 | Nose cone 2500 ul | 1 | 1 | 8.2 | Eppendorf | 4910381011 | https://www.eppendorf.com/SP-en/
4910383014 | Ejecteur 2500µl | 1 | 1 | 5.6 | Eppendorf | 4910383014 | https://www.eppendorf.com/SP-en/
4910412030 | Cap, gray | 1 | 1 | 1.3 | Eppendorf | 4910412030 | https://www.eppendorf.com/SP-en/
4910480036 | Ejector 200 | 1 | 1 | 5.9 | Eppendorf | 4910480036 | https://www.eppendorf.com/SP-en/
4910480060 | Ejector sleeve | 1 | 1 | 6.6 | Eppendorf | 4910480060 | https://www.eppendorf.com/SP-en/
4910481024 | Filling tube 200 | 1 | 1 | 3.8 | Eppendorf | 4910481024 | https://www.eppendorf.com/SP-en/
4910481040 | Nose cone 200 | 1 | 1 | 11.3 | Eppendorf | 4910481040 | https://www.eppendorf.com/SP-en/
4910601003 | Calibration seal, red, 5 pcs. | 1 | 1 | 3.6 | Eppendorf | 4910601003 | https://www.eppendorf.com/SP-en/
4910805008 | Operating foil Rotary knob | 1 | 1 | 16.8 | Eppendorf | 4910805008 | https://www.eppendorf.com/SP-en/
4910809003 | Piston 0,1-2,5 ul | 1 | 1 | 30.2 | Eppendorf | 4910809003 | https://www.eppendorf.com/SP-en/
4910810001 | Piston 0,5-10ul | 1 | 1 | 30.2 | Eppendorf | 4910810001 | https://www.eppendorf.com/SP-en/
4910811008 | Piston 2-20ul | 1 | 1 | 30.2 | Eppendorf | 4910811008 | https://www.eppendorf.com/SP-en/
4910812004 | Piston 10-100ul incl. seal | 1 | 1 | 30.2 | Eppendorf | 4910812004 | https://www.eppendorf.com/SP-en/
4910813000 | Piston 50-250ul incl. seal | 1 | 1 | 30.2 | Eppendorf | 4910813000 | https://www.eppendorf.com/SP-en/
4910814007 | Piston 200-1000ul incl. seal | 1 | 1 | 40.5 | Eppendorf | 4910814007 | https://www.eppendorf.com/SP-en/
4910815003 | Piston 500-2500ul incl. seal | 1 | 1 | 40.5 | Eppendorf | 4910815003 | https://www.eppendorf.com/SP-en/
4910816000 | Piston with seal 50-200 ul | 1 | 1 | 30.2 | Eppendorf | 4910816000 | https://www.eppendorf.com/SP-en/
4910820007 | Piston seal 10-100╡l | 1 | 1 | 19.1 | Eppendorf | 4910820007 | https://www.eppendorf.com/SP-en/
4910821003 | Piston seal 250ul incl. ejector seal | 1 | 1 | 19.1 | Eppendorf | 4910821003 | https://www.eppendorf.com/SP-en/
4910822000 | Piston seal 1000ul incl. ejector seal | 1 | 1 | 19.1 | Eppendorf | 4910822000 | https://www.eppendorf.com/SP-en/
4910823006 | Piston seal 2500ul incl. ejector seal | 1 | 1 | 19.1 | Eppendorf | 4910823006 | https://www.eppendorf.com/SP-en/
4910824002 | Piston seal 50-200 ul | 1 | 1 | 19.1 | Eppendorf | 4910824002 | https://www.eppendorf.com/SP-en/
4910825009 | Spring for piston seal 250ul | 1 | 1 | 5.4 | Eppendorf | 4910825009 | https://www.eppendorf.com/SP-en/
4910826005 | Spring for piston seal 1000ul | 1 | 1 | 5.4 | Eppendorf | 4910826005 | https://www.eppendorf.com/SP-en/
4910827001 | Spring for piston seal 2500ul | 1 | 1 | 5.4 | Eppendorf | 4910827001 | https://www.eppendorf.com/SP-en/
4910829004 | Nose cone 0,1-2,5 ul | 1 | 1 | 44.7 | Eppendorf | 4910829004 | https://www.eppendorf.com/SP-en/
4910830002 | Nose cone 0,5-10ul incl. piston seal | 1 | 1 | 22.5 | Eppendorf | 4910830002 | https://www.eppendorf.com/SP-en/
4910831009 | Nose cone 2-20 ╡l gray incl. piston seal | 1 | 1 | 22.5 | Eppendorf | 4910831009 | https://www.eppendorf.com/SP-en/
4910832005 | Nose cone 2-20 ╡l yellow, piston seal | 1 | 1 | 22.5 | Eppendorf | 4910832005 | https://www.eppendorf.com/SP-en/
4910833001 | Nose cone 10-100ul incl. piston seal | 1 | 1 | 33.9 | Eppendorf | 4910833001 | https://www.eppendorf.com/SP-en/
4910834008 | Nose cone 50-250ul incl. ejector seal | 1 | 1 | 33.9 | Eppendorf | 4910834008 | https://www.eppendorf.com/SP-en/
4910835004 | Porte cône 1000µl | 1 | 1 | 33.9 | Eppendorf | 4910835004 | https://www.eppendorf.com/SP-en/
4910836000 | Porte cône 2500µl | 1 | 1 | 33.9 | Eppendorf | 4910836000 | https://www.eppendorf.com/SP-en/
4910837007 | Filling tube 100ul (5x)/wire punch (1x) | 1 | 1 | 9.5 | Eppendorf | 4910837007 | https://www.eppendorf.com/SP-en/
4910838003 | Filling tube 250ul (5x)/wire punch (1x) | 1 | 1 | 9.5 | Eppendorf | 4910838003 | https://www.eppendorf.com/SP-en/
4910839000 | Ejector system 20ul Eppendrof reference | 1 | 1 | 11.2 | Eppendorf | 4910839000 | https://www.eppendorf.com/SP-en/
4910840008 | Ejector 100ul incl. spring | 1 | 1 | 11.2 | Eppendorf | 4910840008 | https://www.eppendorf.com/SP-en/
4910841004 | Ejector 50-250ul incl. spring | 1 | 1 | 11.2 | Eppendorf | 4910841004 | https://www.eppendorf.com/SP-en/
4910842000 | Ejector 200-1000ul incl. spring | 1 | 1 | 11.2 | Eppendorf | 4910842000 | https://www.eppendorf.com/SP-en/
4910843007 | Ejector 500-2500ul incl. spring | 1 | 1 | 11.2 | Eppendorf | 4910843007 | https://www.eppendorf.com/SP-en/
4910844003 | Ejector 50-200 ul | 1 | 1 | 11.2 | Eppendorf | 4910844003 | https://www.eppendorf.com/SP-en/
4910845000 | Ejector sleeve 0,5-100ul | 1 | 1 | 7.5 | Eppendorf | 4910845000 | https://www.eppendorf.com/SP-en/
4910846006 | Ejector sleeve 50-1000ul | 1 | 1 | 7.5 | Eppendorf | 4910846006 | https://www.eppendorf.com/SP-en/
4910847002 | Ejector sleeve 500-2500ul | 1 | 1 | 7.5 | Eppendorf | 4910847002 | https://www.eppendorf.com/SP-en/
4910851000 | Nose cone yellow 50-200 ul | 1 | 1 | 33.9 | Eppendorf | 4910851000 | https://www.eppendorf.com/SP-en/
4910852006 | Ejection sleeve 50-200 ul | 1 | 1 | 7.5 | Eppendorf | 4910852006 | https://www.eppendorf.com/SP-en/
4910853002 | Filling tube set, including spike | 1 | 1 | 9.5 | Eppendorf | 4910853002 | https://www.eppendorf.com/SP-en/
4910889007 | Lower part 2,5 ul | 1 | 1 | 105.3 | Eppendorf | 4910889007 | https://www.eppendorf.com/SP-en/
4910890005 | Pipette lower part 10ul seal/piston | 1 | 1 | 105.3 | Eppendorf | 4910890005 | https://www.eppendorf.com/SP-en/
4910891001 | Pipette lower part 20ul gray seal/piston | 1 | 1 | 105.3 | Eppendorf | 4910891001 | https://www.eppendorf.com/SP-en/
4910892008 | Pipette lwr part 20ul yellow seal/piston | 1 | 1 | 105.3 | Eppendorf | 4910892008 | https://www.eppendorf.com/SP-en/
4910893004 | Pipette lower part 100ul seal/piston | 1 | 1 | 105.3 | Eppendorf | 4910893004 | https://www.eppendorf.com/SP-en/
4910894000 | Pipette lower part 250 ╡l seal/piston | 1 | 1 | 105.3 | Eppendorf | 4910894000 | https://www.eppendorf.com/SP-en/
4910895007 | Pipette lower part 1000ul seal/piston | 1 | 1 | 105.3 | Eppendorf | 4910895007 | https://www.eppendorf.com/SP-en/
4910896003 | Pipette lower part 2500ul seal/piston | 1 | 1 | 105.3 | Eppendorf | 4910896003 | https://www.eppendorf.com/SP-en/
4910897000 | Lower part 50-200 ul | 1 | 1 | 105.3 | Eppendorf | 4910897000 | https://www.eppendorf.com/SP-en/
4920099020 | Sealing ring, single-channel, 2,5 mL | 1 | 1 | 6.3 | Eppendorf | 4920099020 | https://www.eppendorf.com/SP-en/
4920622009 | Protect.filter 2.5mL red, 10filt+1sleeve | 1 | 1 | 16 | Eppendorf | 4920622009 | https://www.eppendorf.com/SP-en/
4920623005 | Protect.filter 5mL violet,10filt+1sleeve | 1 | 1 | 16 | Eppendorf | 4920623005 | https://www.eppendorf.com/SP-en/
4920624001 | Protect.filter 10mL turq, 10filt+1sleeve | 1 | 1 | 16 | Eppendorf | 4920624001 | https://www.eppendorf.com/SP-en/
4920625008 | Reference 2 Red safety plug CAL | 5 | 1 | 13.3 | Eppendorf | 4920625008 | https://www.eppendorf.com/SP-en/
4920626004 | Reference 2 Red adjustment seal ADJ | 5 | 1 | 9.9 | Eppendorf | 4920626004 | https://www.eppendorf.com/SP-en/
4920627000 | Lower part with PTFE piston var. 1 mL | 1 | 1 | 46.1 | Eppendorf | 4920627000 | https://www.eppendorf.com/SP-en/
4920629003 | Lower part with PTFE piston var. 2,5 mL | 1 | 1 | 111.8 | Eppendorf | 4920629003 | https://www.eppendorf.com/SP-en/
4920633000 | Lower part with PTFE piston var. 5 mL | 1 | 1 | 111.8 | Eppendorf | 4920633000 | https://www.eppendorf.com/SP-en/
4920636000 | Lower part with PTFE piston var. 10 mL | 1 | 1 | 126.5 | Eppendorf | 4920636000 | https://www.eppendorf.com/SP-en/
4920801000 | Adjustment seal blue, 20 pcs | 20 | 1 | 16.7 | Eppendorf | 4920801000 | https://www.eppendorf.com/SP-en/
4920802007 | Plug gray 20 pieces | 1 | 1 | 16.7 | Eppendorf | 4920802007 | https://www.eppendorf.com/SP-en/
4920803003 | Window variable 2,5µL | 1 | 1 | 8.9 | Eppendorf | 4920803003 | https://www.eppendorf.com/SP-en/
4920804000 | Window variable 10µL | 1 | 1 | 8.4 | Eppendorf | 4920804000 | https://www.eppendorf.com/SP-en/
4920805006 | Window variable 20µL | 1 | 1 | 8.4 | Eppendorf | 4920805006 | https://www.eppendorf.com/SP-en/
4920806002 | Window variable 100µL | 1 | 1 | 8.9 | Eppendorf | 4920806002 | https://www.eppendorf.com/SP-en/
4920807009 | Window variable 200µL | 1 | 1 | 8.4 | Eppendorf | 4920807009 | https://www.eppendorf.com/SP-en/
4920808005 | Window variable 300µL | 1 | 1 | 8.4 | Eppendorf | 4920808005 | https://www.eppendorf.com/SP-en/
4920809001 | Window variable 1mL | 1 | 1 | 8.4 | Eppendorf | 4920809001 | https://www.eppendorf.com/SP-en/
4920810000 | Window variable 2,5mL | 1 | 1 | 8.4 | Eppendorf | 4920810000 | https://www.eppendorf.com/SP-en/
4920811006 | Window variable 5mL | 1 | 1 | 8.4 | Eppendorf | 4920811006 | https://www.eppendorf.com/SP-en/
4920812002 | Window variable 10mL | 1 | 1 | 8.4 | Eppendorf | 4920812002 | https://www.eppendorf.com/SP-en/
4920813009 | Stroke system variable 2,5µL | 1 | 1 | 65.8 | Eppendorf | 4920813009 | https://www.eppendorf.com/SP-en/
4920814005 | Stroke system variable 10µL | 1 | 1 | 65.8 | Eppendorf | 4920814005 | https://www.eppendorf.com/SP-en/
4920815001 | Stroke system variable 20µL grey | 1 | 1 | 65.8 | Eppendorf | 4920815001 | https://www.eppendorf.com/SP-en/
4920816008 | Stroke system variable 20µL yellow | 1 | 1 | 65.8 | Eppendorf | 4920816008 | https://www.eppendorf.com/SP-en/
4920817004 | Stroke system variable 100µL | 1 | 1 | 65.8 | Eppendorf | 4920817004 | https://www.eppendorf.com/SP-en/
4920818000 | Stroke system variable 200µL | 1 | 1 | 65.8 | Eppendorf | 4920818000 | https://www.eppendorf.com/SP-en/
4920819007 | Stroke system variable 300µL | 1 | 1 | 65.8 | Eppendorf | 4920819007 | https://www.eppendorf.com/SP-en/
4920820005 | Stroke system variable 1mL | 1 | 1 | 65.8 | Eppendorf | 4920820005 | https://www.eppendorf.com/SP-en/
4920821001 | Stroke system variable 2,5mL | 1 | 1 | 65.8 | Eppendorf | 4920821001 | https://www.eppendorf.com/SP-en/
4920822008 | Stroke system variable 5mL | 1 | 1 | 65.8 | Eppendorf | 4920822008 | https://www.eppendorf.com/SP-en/
4920823004 | Stroke system variable 10mL | 1 | 1 | 63.6 | Eppendorf | 4920823004 | https://www.eppendorf.com/SP-en/
4920824000 | Counter 0-2-4 | 1 | 1 | 23.2 | Eppendorf | 4920824000 | https://www.eppendorf.com/SP-en/
4920825007 | Counter 0-1-2 | 1 | 1 | 23.2 | Eppendorf | 4920825007 | https://www.eppendorf.com/SP-en/
4920826003 | Counter 0-5-0 | 1 | 1 | 23.2 | Eppendorf | 4920826003 | https://www.eppendorf.com/SP-en/
4920827000 | Fixing tool | 1 | 1 | 31.3 | Eppendorf | 4920827000 | https://www.eppendorf.com/SP-en/
4920828006 | Disassembly tool | 1 | 1 | 31.3 | Eppendorf | 4920828006 | https://www.eppendorf.com/SP-en/
4920829002 | Volume catch, 2 pcs | 1 | 1 | 15 | Eppendorf | 4920829002 | https://www.eppendorf.com/SP-en/
4920830000 | Disc | 1 | 1 | 39.3 | Eppendorf | 4920830000 | https://www.eppendorf.com/SP-en/
4920831007 | Springs ejection key, 20 pcs | 20 | 1 | 13.2 | Eppendorf | 4920831007 | https://www.eppendorf.com/SP-en/
4920832003 | Protectionfilter 2,5ml 150pcs | 150 | 1 | 16.8 | Eppendorf | 4920832003 | https://www.eppendorf.com/SP-en/
4920833000 | Protectionfilter 5/10ml 150pcs | 150 | 1 | 16.8 | Eppendorf | 4920833000 | https://www.eppendorf.com/SP-en/
4920834006 | Filteradapter 2,5 mL | 50 | 1 | 79.4 | Eppendorf | 4920834006 | https://www.eppendorf.com/SP-en/
4920835002 | Filteradapter 5 mL | 50 | 1 | 72.6 | Eppendorf | 4920835002 | https://www.eppendorf.com/SP-en/
4920836009 | Filteradapter 10 mL | 50 | 1 | 79.4 | Eppendorf | 4920836009 | https://www.eppendorf.com/SP-en/
4920837005 | Window customer adjustment | 1 | 1 | 2.1 | Eppendorf | 4920837005 | https://www.eppendorf.com/SP-en/
4920838000 | Sealing ring; 2500; 24pcs.; -e/arx | 1 | 1 | 123.1 | Eppendorf | 4920838000 | https://www.eppendorf.com/SP-en/
4921610004 | Lower part with PTFE piston fix. 2 mL | 1 | 1 | 111.8 | Eppendorf | 4921610004 | https://www.eppendorf.com/SP-en/
4921801004 | Window fixed 1µL | 1 | 1 | 8.9 | Eppendorf | 4921801004 | https://www.eppendorf.com/SP-en/
4921802000 | Window fixed 2µL | 1 | 1 | 8.4 | Eppendorf | 4921802000 | https://www.eppendorf.com/SP-en/
4921803007 | Window fixed 5µL | 1 | 1 | 8.4 | Eppendorf | 4921803007 | https://www.eppendorf.com/SP-en/
4921804003 | Window fixed 10µL | 1 | 1 | 8.4 | Eppendorf | 4921804003 | https://www.eppendorf.com/SP-en/
4921805000 | Window fixed 20µL | 1 | 1 | 8.4 | Eppendorf | 4921805000 | https://www.eppendorf.com/SP-en/
4921806006 | Window fixed 25µL | 1 | 1 | 8.4 | Eppendorf | 4921806006 | https://www.eppendorf.com/SP-en/
4921807002 | Window fixed 50µL | 1 | 1 | 8.4 | Eppendorf | 4921807002 | https://www.eppendorf.com/SP-en/
4921808009 | Window fixed 100µL | 1 | 1 | 8.4 | Eppendorf | 4921808009 | https://www.eppendorf.com/SP-en/
4921809005 | Window fixed 200µL | 1 | 1 | 8.4 | Eppendorf | 4921809005 | https://www.eppendorf.com/SP-en/
4921810003 | Window fixed 250µL | 1 | 1 | 8.9 | Eppendorf | 4921810003 | https://www.eppendorf.com/SP-en/
4921811000 | Window fixed 500µL | 1 | 1 | 8.9 | Eppendorf | 4921811000 | https://www.eppendorf.com/SP-en/
4921812006 | Window fixed 1mL | 1 | 1 | 8.9 | Eppendorf | 4921812006 | https://www.eppendorf.com/SP-en/
4921813002 | Window fixed 2mL | 1 | 1 | 8.9 | Eppendorf | 4921813002 | https://www.eppendorf.com/SP-en/
4921814009 | Window fixed 2,5mL | 1 | 1 | 8.9 | Eppendorf | 4921814009 | https://www.eppendorf.com/SP-en/
4921815005 | Stroke system fixed 1µL | 1 | 1 | 65.8 | Eppendorf | 4921815005 | https://www.eppendorf.com/SP-en/
4921816001 | Stroke system fixed 5µL | 1 | 1 | 65.8 | Eppendorf | 4921816001 | https://www.eppendorf.com/SP-en/
4921817008 | Stroke system fixed 10µL yellow | 1 | 1 | 65.8 | Eppendorf | 4921817008 | https://www.eppendorf.com/SP-en/
4921818004 | Stroke system fixed 20µL grey | 1 | 1 | 65.8 | Eppendorf | 4921818004 | https://www.eppendorf.com/SP-en/
4921819000 | Stroke system fixed 200µL blue | 1 | 1 | 65.8 | Eppendorf | 4921819000 | https://www.eppendorf.com/SP-en/
4921820009 | Stroke system fixed 2mL | 1 | 1 | 65.8 | Eppendorf | 4921820009 | https://www.eppendorf.com/SP-en/
4921821005 | Lid fixing pin, 20 pcs | 20 | 1 | 40.4 | Eppendorf | 4921821005 | https://www.eppendorf.com/SP-en/
4922610008 | Lock with lower part, Multi-channel | 1 | 1 | 17.3 | Eppendorf | 4922610008 | https://www.eppendorf.com/SP-en/
4922816005 | Delayed ejector 10 8-channel | 1 | 1 | 14.3 | Eppendorf | 4922816005 | https://www.eppendorf.com/SP-en/
4922817001 | Delayed ejector 10 12channel | 1 | 1 | 16.4 | Eppendorf | 4922817001 | https://www.eppendorf.com/SP-en/
4922818008 | Delayed ejector 100 8channel | 1 | 1 | 14.3 | Eppendorf | 4922818008 | https://www.eppendorf.com/SP-en/
4922819004 | Delayed ejector 100 12channel | 1 | 1 | 16.4 | Eppendorf | 4922819004 | https://www.eppendorf.com/SP-en/
4982008137 | Lid blank | 1 | 1 | 9.8 | Eppendorf | 4982008137 | https://www.eppendorf.com/SP-en/
4982604007 | Battery holder | 1 | 1 | 4.5 | Eppendorf | 4982604007 | https://www.eppendorf.com/SP-en/
4982814001 | Housing connector | 1 | 1 | 6.8 | Eppendorf | 4982814001 | https://www.eppendorf.com/SP-en/
4982815008 | Data cable M4 | 1 | 1 | 97.1 | Eppendorf | 4982815008 | https://www.eppendorf.com/SP-en/
4985100018 | Screw battery compartment lid | 1 | 1 | 6.2 | Eppendorf | 4985100018 | https://www.eppendorf.com/SP-en/
4987812007 | USB-Cover, 10pcs | 10 | 1 | 13.2 | Eppendorf | 4987812007 | https://www.eppendorf.com/SP-en/
4987813003 | Motor Multipette E3x | 1 | 1 | 156.4 | Eppendorf | 4987813003 | https://www.eppendorf.com/SP-en/
4987814000 | Housing connector | 1 | 1 | 8.3 | Eppendorf | 4987814000 | https://www.eppendorf.com/SP-en/
4987816002 | Wedge 2 pieces | 2 | 1 | 4.8 | Eppendorf | 4987816002 | https://www.eppendorf.com/SP-en/
0010008000 | Oval head screw M2x16 | 1 | 1 | 0.1 | Eppendorf | 0010008000 | https://www.eppendorf.com/SP-en/
0010011833 | Screw | 1 | 1 | 0.1 | Eppendorf | 0010011833 | https://www.eppendorf.com/SP-en/
0010011841 | Screw | 1 | 1 | 0.1 | Eppendorf | 0010011841 | https://www.eppendorf.com/SP-en/
0010011850 | Screw | 1 | 1 | 0.2 | Eppendorf | 0010011850 | https://www.eppendorf.com/SP-en/
0010013217 | Torx-screw (motor bracket/ housing 22x9) | 1 | 1 | 0.2 | Eppendorf | 0010013217 | https://www.eppendorf.com/SP-en/
0012522127 | Packing | 1 | 1 | 3.2 | Eppendorf | 0012522127 | https://www.eppendorf.com/SP-en/
0013018391 | Shield, D = 15 mm | 1 | 1 | 1.5 | Eppendorf | 0013018391 | https://www.eppendorf.com/SP-en/
0013021754 | Compression spring 0,4 x 3,2 x 18,3 4310 | 1 | 1 | 1.1 | Eppendorf | 0013021754 | https://www.eppendorf.com/SP-en/
0013569347 | Fuse slow 0,4 A | 1 | 1 | 0.9 | Eppendorf | 0013569347 | https://www.eppendorf.com/SP-en/
0013578060 | O-Ring 9x1 70sw (hydro plug) | 1 | 1 | 0.6 | Eppendorf | 0013578060 | https://www.eppendorf.com/SP-en/
0023368900 | Mounting assembly for Multipette | 1 | 1 | 771.7 | Eppendorf | 0023368900 | https://www.eppendorf.com/SP-en/
0023374609 | Joining aid for piston/pump unit,1.25 mL | 1 | 1 | 75.8 | Eppendorf | 0023374609 | https://www.eppendorf.com/SP-en/
0023374706 | Joining aid for piston/pump unit, 2.5 mL | 1 | 1 | 75.8 | Eppendorf | 0023374706 | https://www.eppendorf.com/SP-en/
4861601000 | Li-polymer accumulator (c) | 1 | 1 | 20.8 | Eppendorf | 4861601000 | https://www.eppendorf.com/SP-en/
4861801000 | Ejection system | 1 | 1 | 12.9 | Eppendorf | 4861801000 | https://www.eppendorf.com/SP-en/
4861827009 | Circuit Board with holder | 1 | 1 | 279.5 | Eppendorf | 4861827009 | https://www.eppendorf.com/SP-en/
4880802009 | PCB (Single) Charger stand | 1 | 1 | 8.3 | Eppendorf | 4880802009 | https://www.eppendorf.com/SP-en/
4965850012 | Base plate, 50 ml | 1 | 1 | 277.2 | Eppendorf | 4965850012 | https://www.eppendorf.com/SP-en/
4980001020 | Lid for battery component | 1 | 1 | 1.5 | Eppendorf | 4980001020 | https://www.eppendorf.com/SP-en/
4980001038 | Window | 1 | 1 | 0.9 | Eppendorf | 4980001038 | https://www.eppendorf.com/SP-en/
4980001097 | Tube | 1 | 1 | 0.5 | Eppendorf | 4980001097 | https://www.eppendorf.com/SP-en/
4980001119 | Spring for ejector | 1 | 1 | 0.4 | Eppendorf | 4980001119 | https://www.eppendorf.com/SP-en/
4980215003 | Battery 3V | 1 | 1 | 7.7 | Eppendorf | 4980215003 | https://www.eppendorf.com/SP-en/
4981001058 | Jumper | 1 | 1 | 1.4 | Eppendorf | 4981001058 | https://www.eppendorf.com/SP-en/
4981001066 | Adjusting sleeve | 1 | 1 | 9.7 | Eppendorf | 4981001066 | https://www.eppendorf.com/SP-en/
4981001090 | Silicone part | 1 | 1 | 0.4 | Eppendorf | 4981001090 | https://www.eppendorf.com/SP-en/
4981001112 | Housing connector | 1 | 1 | 1.3 | Eppendorf | 4981001112 | https://www.eppendorf.com/SP-en/
4981001180 | Filling lever | 1 | 1 | 1.8 | Eppendorf | 4981001180 | https://www.eppendorf.com/SP-en/
4981001198 | Pipetting lever | 1 | 1 | 2.2 | Eppendorf | 4981001198 | https://www.eppendorf.com/SP-en/
4981001201 | Tip ejector key | 1 | 1 | 1.3 | Eppendorf | 4981001201 | https://www.eppendorf.com/SP-en/
4981010006 | Volume selection button | 1 | 1 | 29.4 | Eppendorf | 4981010006 | https://www.eppendorf.com/SP-en/
4981020001 | LCD-display | 1 | 1 | 7.1 | Eppendorf | 4981020001 | https://www.eppendorf.com/SP-en/
4981026000 | PCB "Multipette plus" | 1 | 1 | 50.3 | Eppendorf | 4981026000 | https://www.eppendorf.com/SP-en/
4981801003 | Adjustment sleeve | 1 | 1 | 23.8 | Eppendorf | 4981801003 | https://www.eppendorf.com/SP-en/
4981803006 | Sensor "Multipette plus" | 1 | 1 | 57.7 | Eppendorf | 4981803006 | https://www.eppendorf.com/SP-en/
4982001027 | Control button | 1 | 1 | 1.2 | Eppendorf | 4982001027 | https://www.eppendorf.com/SP-en/
4982007092 | Cap | 1 | 1 | 0.3 | Eppendorf | 4982007092 | https://www.eppendorf.com/SP-en/
4982008030 | Filling lever | 1 | 1 | 1.2 | Eppendorf | 4982008030 | https://www.eppendorf.com/SP-en/
4982008102 | Lid with monitoring glass | 1 | 1 | 9.9 | Eppendorf | 4982008102 | https://www.eppendorf.com/SP-en/
4982601008 | Battery compartment lid Multip./Rep. M4 | 1 | 1 | 7.8 | Eppendorf | 4982601008 | https://www.eppendorf.com/SP-en/
4982603000 | Hook-and-loop tape for holder | 1 | 1 | 5.5 | Eppendorf | 4982603000 | https://www.eppendorf.com/SP-en/
4982805002 | Mainboard | 1 | 1 | 50.3 | Eppendorf | 4982805002 | https://www.eppendorf.com/SP-en/
4982806009 | Cover | 1 | 1 | 4.4 | Eppendorf | 4982806009 | https://www.eppendorf.com/SP-en/
4982807005 | Packing | 1 | 1 | 5.5 | Eppendorf | 4982807005 | https://www.eppendorf.com/SP-en/
4982808001 | Ejection carrier | 1 | 1 | 10.4 | Eppendorf | 4982808001 | https://www.eppendorf.com/SP-en/
4982809008 | Selection dial | 1 | 1 | 58.3 | Eppendorf | 4982809008 | https://www.eppendorf.com/SP-en/
4982810006 | Chassis | 1 | 1 | 21.4 | Eppendorf | 4982810006 | https://www.eppendorf.com/SP-en/
4982811002 | Combitip Sensor M4 | 1 | 1 | 50.7 | Eppendorf | 4982811002 | https://www.eppendorf.com/SP-en/
4982812009 | Opener | 1 | 1 | 3.7 | Eppendorf | 4982812009 | https://www.eppendorf.com/SP-en/
4985010000 | Combitips-Sensor | 1 | 1 | 85.8 | Eppendorf | 4985010000 | https://www.eppendorf.com/SP-en/
4985813006 | Push button, blue | 1 | 1 | 6.8 | Eppendorf | 4985813006 | https://www.eppendorf.com/SP-en/
4985815009 | Main board | 1 | 1 | 361.1 | Eppendorf | 4985815009 | https://www.eppendorf.com/SP-en/
4985819004 | Keyboard | 1 | 1 | 16.1 | Eppendorf | 4985819004 | https://www.eppendorf.com/SP-en/
4985825004 | Motor | 1 | 1 | 73.9 | Eppendorf | 4985825004 | https://www.eppendorf.com/SP-en/
4985826000 | PTC resettable fuse for motor | 1 | 1 | 6.7 | Eppendorf | 4985826000 | https://www.eppendorf.com/SP-en/
4985828003 | Cable braking resitor 230 V | 1 | 1 | 84.5 | Eppendorf | 4985828003 | https://www.eppendorf.com/SP-en/
4985830008 | Actuator housing, incl. top bear | 1 | 1 | 114.2 | Eppendorf | 4985830008 | https://www.eppendorf.com/SP-en/
4985832000 | Syringe piston lock | 1 | 1 | 11.5 | Eppendorf | 4985832000 | https://www.eppendorf.com/SP-en/
4985833007 | O-ring, green | 1 | 1 | 4.6 | Eppendorf | 4985833007 | https://www.eppendorf.com/SP-en/
4985841000 | Zebra connector | 1 | 1 | 32.9 | Eppendorf | 4985841000 | https://www.eppendorf.com/SP-en/
4985846001 | Charging contacts, 2 pcs. | 1 | 1 | 19.4 | Eppendorf | 4985846001 | https://www.eppendorf.com/SP-en/
4985848004 | Cover locking srew | 1 | 1 | 0.5 | Eppendorf | 4985848004 | https://www.eppendorf.com/SP-en/
4986002036 | Tip ejector button | 1 | 1 | 1.6 | Eppendorf | 4986002036 | https://www.eppendorf.com/SP-en/
4986002044 | Actuate key | 1 | 1 | 3.1 | Eppendorf | 4986002044 | https://www.eppendorf.com/SP-en/
4986003059 | Ejector slide | 1 | 1 | 1.5 | Eppendorf | 4986003059 | https://www.eppendorf.com/SP-en/
4986003075 | Eppendorf Stream Keypad | 1 | 1 | 1.3 | Eppendorf | 4986003075 | https://www.eppendorf.com/SP-en/
4986003130 | Holder clamp | 1 | 1 | 1.8 | Eppendorf | 4986003130 | https://www.eppendorf.com/SP-en/
4986602009 | Battery (c) | 1 | 1 | 19.1 | Eppendorf | 4986602009 | https://www.eppendorf.com/SP-en/
4986603005 | Power supply 100-240VAC / 5VDC (c) | 1 | 1 | 22.1 | Eppendorf | 4986603005 | https://www.eppendorf.com/SP-en/
4986801001 | Drive unit (s) | 1 | 1 | 161 | Eppendorf | 4986801001 | https://www.eppendorf.com/SP-en/
4986802008 | Spindle (s) | 1 | 1 | 36.8 | Eppendorf | 4986802008 | https://www.eppendorf.com/SP-en/
4986809002 | Lid for battery compartment | 1 | 1 | 7.9 | Eppendorf | 4986809002 | https://www.eppendorf.com/SP-en/
4986811007 | PCB "Multipette Xstream" (s) | 1 | 1 | 218.5 | Eppendorf | 4986811007 | https://www.eppendorf.com/SP-en/
4986813000 | Selection dial stream | 1 | 1 | 12.3 | Eppendorf | 4986813000 | https://www.eppendorf.com/SP-en/
4986814006 | Selection dial Xstream | 1 | 1 | 12.3 | Eppendorf | 4986814006 | https://www.eppendorf.com/SP-en/
4986815002 | Reset pin, 10 pcs. (s) | 1 | 1 | 20.1 | Eppendorf | 4986815002 | https://www.eppendorf.com/SP-en/
4986821002 | Sensor "Multipet.(X)stream"(s) | 1 | 1 | 58.1 | Eppendorf | 4986821002 | https://www.eppendorf.com/SP-en/
4986822009 | Charging contact 10 pieces | 1 | 1 | 50 | Eppendorf | 4986822009 | https://www.eppendorf.com/SP-en/
4987002013 | Keypad Multipette E3/E3x | 1 | 1 | 6.3 | Eppendorf | 4987002013 | https://www.eppendorf.com/SP-en/
4987005047 | Key spring for key Multipette E3/Ex3 | 1 | 1 | 17.3 | Eppendorf | 4987005047 | https://www.eppendorf.com/SP-en/
4987803008 | Printed circuit board with display | 1 | 1 | 301.3 | Eppendorf | 4987803008 | https://www.eppendorf.com/SP-en/
4987804004 | eppendorf E3 Sensor | 1 | 1 | 49.9 | Eppendorf | 4987804004 | https://www.eppendorf.com/SP-en/
4987805000 | Housing lid Multipette E3 | 1 | 1 | 25.4 | Eppendorf | 4987805000 | https://www.eppendorf.com/SP-en/
4987806007 | Housing lid Multipette E3x | 1 | 1 | 25.4 | Eppendorf | 4987806007 | https://www.eppendorf.com/SP-en/
4987807003 | Display | 1 | 1 | 21.2 | Eppendorf | 4987807003 | https://www.eppendorf.com/SP-en/
4987808000 | Cover for USB interface 10 pcs. | 10 | 1 | 12.8 | Eppendorf | 4987808000 | https://www.eppendorf.com/SP-en/
4987809006 | Ejector button | 1 | 1 | 4.8 | Eppendorf | 4987809006 | https://www.eppendorf.com/SP-en/
4987810004 | Battery compartment lid | 1 | 1 | 5.5 | Eppendorf | 4987810004 | https://www.eppendorf.com/SP-en/
4987811000 | Holding clamp | 1 | 1 | 7.8 | Eppendorf | 4987811000 | https://www.eppendorf.com/SP-en/
4987815006 | Ejector slide | 1 | 1 | 3.7 | Eppendorf | 4987815006 | https://www.eppendorf.com/SP-en/
5222025003 | Motor | 1 | 1 | 401.4 | Eppendorf | 5222025003 | https://www.eppendorf.com/SP-en/
5222761001 | Nose cone 1000 | 1 | 1 | 44.9 | Eppendorf | 5222761001 | https://www.eppendorf.com/SP-en/
5222900028 | Operating manual EDOS 5222, D/E | 1 | 1 | 38.9 | Eppendorf | 5222900028 | https://www.eppendorf.com/SP-en/
4960800015 | Tube holder for Varispenser 2,5mL/10mL | 1 | 1 | 13.2 | Eppendorf | 4960800015 | https://www.eppendorf.com/SP-en/
4960800023 | Tube holder for Varispenser 25mL/100mL | 1 | 1 | 13.8 | Eppendorf | 4960800023 | https://www.eppendorf.com/SP-en/
4960800031 | Universal wrench for Varispenser | 1 | 1 | 5.3 | Eppendorf | 4960800031 | https://www.eppendorf.com/SP-en/
4960801020 | Discharge tube w.cap+knurled nut2,5/10mL | 1 | 1 | 20.5 | Eppendorf | 4960801020 | https://www.eppendorf.com/SP-en/
4960803006 | Filling valve with valve ball 2,5mL/10mL | 1 | 1 | 21.7 | Eppendorf | 4960803006 | https://www.eppendorf.com/SP-en/
4960805009 | Telescopic aspirating tube | 1 | 1 | 29.1 | Eppendorf | 4960805009 | https://www.eppendorf.com/SP-en/
4960810010 | Piston 0,5mL-2,5mL | 1 | 1 | 77.4 | Eppendorf | 4960810010 | https://www.eppendorf.com/SP-en/
4960810029 | Piston 1mL-5mL | 1 | 1 | 77.4 | Eppendorf | 4960810029 | https://www.eppendorf.com/SP-en/
4960810037 | Piston 2mL-10mL | 1 | 1 | 77.4 | Eppendorf | 4960810037 | https://www.eppendorf.com/SP-en/
4960810045 | Piston 5mL-25mL | 1 | 1 | 87.1 | Eppendorf | 4960810045 | https://www.eppendorf.com/SP-en/
4960810118 | Quick adjustment 2,5mL/10mL | 1 | 1 | 25.5 | Eppendorf | 4960810118 | https://www.eppendorf.com/SP-en/
4960810126 | Quick adjustment 25mL/100mL | 1 | 1 | 32.5 | Eppendorf | 4960810126 | https://www.eppendorf.com/SP-en/
4960810231 | Protective sleeve 2,5mL/10mL | 1 | 1 | 22 | Eppendorf | 4960810231 | https://www.eppendorf.com/SP-en/
4960810240 | Protective sleeve 25/50mL | 1 | 1 | 22.3 | Eppendorf | 4960810240 | https://www.eppendorf.com/SP-en/
4960810254 | Protective sleeve 100mL | 1 | 1 | 21.6 | Eppendorf | 4960810254 | https://www.eppendorf.com/SP-en/
4960810258 | Discharge valve with lock 2,5mL/10mL | 1 | 1 | 36.6 | Eppendorf | 4960810258 | https://www.eppendorf.com/SP-en/
4960810266 | Discharge valve with lock 25mL/100mL | 1 | 1 | 75.1 | Eppendorf | 4960810266 | https://www.eppendorf.com/SP-en/
4960810274 | Air vent cover | 1 | 1 | 5.2 | Eppendorf | 4960810274 | https://www.eppendorf.com/SP-en/
4960810410 | Piston 20mL-100mL | 1 | 1 | 187.5 | Eppendorf | 4960810410 | https://www.eppendorf.com/SP-en/
4960811009 | Glass cylinder 0,5mL-2,5mL | 1 | 1 | 142.6 | Eppendorf | 4960811009 | https://www.eppendorf.com/SP-en/
4960812005 | Glass cylinder 1mL-5mL | 1 | 1 | 149.5 | Eppendorf | 4960812005 | https://www.eppendorf.com/SP-en/
4960814008 | Glass cylinder 5mL-25mL | 1 | 1 | 149.5 | Eppendorf | 4960814008 | https://www.eppendorf.com/SP-en/
4960815004 | Glass cylinder 10mL-50mL | 1 | 1 | 201.3 | Eppendorf | 4960815004 | https://www.eppendorf.com/SP-en/
4960816000 | Glass cylinder 20mL-100mL | 1 | 1 | 351.9 | Eppendorf | 4960816000 | https://www.eppendorf.com/SP-en/
4961800310 | Tube holder Varispenser plus 2,5/10mL | 1 | 1 | 22.5 | Eppendorf | 4961800310 | https://www.eppendorf.com/SP-en/
4961800329 | Tube holder Varispenser plus 25/100mL | 1 | 1 | 16.1 | Eppendorf | 4961800329 | https://www.eppendorf.com/SP-en/
4961808001 | Discharge tube 2,5/10mL | 1 | 1 | 69.1 | Eppendorf | 4961808001 | https://www.eppendorf.com/SP-en/
4961808010 | Discharge valve w.toggle+lock 2,5/10mL | 1 | 1 | 70 | Eppendorf | 4961808010 | https://www.eppendorf.com/SP-en/
4961809008 | Discharge tube 25/100mL | 1 | 1 | 69.1 | Eppendorf | 4961809008 | https://www.eppendorf.com/SP-en/
4961810014 | Piston 0,1mL-2,5mL | 1 | 1 | 97.1 | Eppendorf | 4961810014 | https://www.eppendorf.com/SP-en/
4961810022 | Piston 1mL-5mL | 1 | 1 | 97.1 | Eppendorf | 4961810022 | https://www.eppendorf.com/SP-en/
4961810030 | Piston 2mL-10mL | 1 | 1 | 110.6 | Eppendorf | 4961810030 | https://www.eppendorf.com/SP-en/
4961810049 | Piston 5mL-25mL | 1 | 1 | 135.7 | Eppendorf | 4961810049 | https://www.eppendorf.com/SP-en/
4961810413 | Piston 20mL-100mL | 1 | 1 | 218.5 | Eppendorf | 4961810413 | https://www.eppendorf.com/SP-en/
4961812001 | Recirculation tube 25mL-100mL | 1 | 1 | 7.7 | Eppendorf | 4961812001 | https://www.eppendorf.com/SP-en/
4965611008 | Telescoping discharge tubeend mounting | 1 | 1 | 16.2 | Eppendorf | 4965611008 | https://www.eppendorf.com/SP-en/
4965612004 | Discharge canula and knurlednut | 1 | 1 | 29.9 | Eppendorf | 4965612004 | https://www.eppendorf.com/SP-en/
4965616000 | Discharge valve, complete | 1 | 1 | 87.5 | Eppendorf | 4965616000 | https://www.eppendorf.com/SP-en/
4965617006 | Control unit, 2,5ml | 1 | 1 | 335.8 | Eppendorf | 4965617006 | https://www.eppendorf.com/SP-en/
4965618002 | Control unit, 5,0ml | 1 | 1 | 335.8 | Eppendorf | 4965618002 | https://www.eppendorf.com/SP-en/
4965620007 | Dummy Stopper | 1 | 1 | 5.2 | Eppendorf | 4965620007 | https://www.eppendorf.com/SP-en/
4965625009 | 1.5 V batteries (2 pcs.) | 2 | 1 | 9.3 | Eppendorf | 4965625009 | https://www.eppendorf.com/SP-en/
4965814000 | Caps for dosing wheel 10 pieces | 1 | 1 | 22.4 | Eppendorf | 4965814000 | https://www.eppendorf.com/SP-en/
4965850011 | Base plate, 25ml | 1 | 1 | 273.7 | Eppendorf | 4965850011 | https://www.eppendorf.com/SP-en/
4965850054 | Piston shoe, set: ri/le | 1 | 1 | 57.8 | Eppendorf | 4965850054 | https://www.eppendorf.com/SP-en/
4965850100 | Pump unit, complete, withpiston 25ml | 1 | 1 | 255.3 | Eppendorf | 4965850100 | https://www.eppendorf.com/SP-en/
4965850118 | Pump unit, complete, withpiston 50ml | 1 | 1 | 255.3 | Eppendorf | 4965850118 | https://www.eppendorf.com/SP-en/
4965850207 | Tubing set | 1 | 1 | 68.4 | Eppendorf | 4965850207 | https://www.eppendorf.com/SP-en/
4965850240 | Lower housing | 1 | 1 | 59.6 | Eppendorf | 4965850240 | https://www.eppendorf.com/SP-en/
4965850312 | Guard ring 4x0.8 (50 pcs.) | 1 | 1 | 11 | Eppendorf | 4965850312 | https://www.eppendorf.com/SP-en/
4966501001 | Discharge tube, coiled, 80cm, 2/5/10mL | 1 | 1 | 120.8 | Eppendorf | 4966501001 | https://www.eppendorf.com/SP-en/
4966502008 | Discharge tube, coiled,80cm,25/50/100mL | 1 | 1 | 120.8 | Eppendorf | 4966502008 | https://www.eppendorf.com/SP-en/
4966503004 | Aspir. tube, 70-140 mm, 2/5/10 mL | 1 | 1 | 35.2 | Eppendorf | 4966503004 | https://www.eppendorf.com/SP-en/
4966504000 | Aspir. tube, 125-240 mm, 2/5/10 mL | 1 | 1 | 35.2 | Eppendorf | 4966504000 | https://www.eppendorf.com/SP-en/
4966505007 | Aspir. tube, 195-350 mm, 2/5/10 mL | 1 | 1 | 35.2 | Eppendorf | 4966505007 | https://www.eppendorf.com/SP-en/
4966506003 | Aspir. tube, 250-480 mm, 2/5/10 mL | 1 | 1 | 35.2 | Eppendorf | 4966506003 | https://www.eppendorf.com/SP-en/
4966507000 | Aspir. tube, 170-330 mm, 25/50/100 mL | 1 | 1 | 35.2 | Eppendorf | 4966507000 | https://www.eppendorf.com/SP-en/
4966508006 | Aspir. tube, 250-480 mm, 25/50/100 mL | 1 | 1 | 35.2 | Eppendorf | 4966508006 | https://www.eppendorf.com/SP-en/
4966509002 | Dry tube incl. sealing ring | 1 | 1 | 48.2 | Eppendorf | 4966509002 | https://www.eppendorf.com/SP-en/
4966511007 | Ventilation stopper for Microfilter | 1 | 1 | 43.5 | Eppendorf | 4966511007 | https://www.eppendorf.com/SP-en/
4966601006 | Standard ventilation stopper | 1 | 1 | 12.3 | Eppendorf | 4966601006 | https://www.eppendorf.com/SP-en/
4966602002 | Aspir. valve for 2/5/10mL Varispenser 2 | 1 | 1 | 32.9 | Eppendorf | 4966602002 | https://www.eppendorf.com/SP-en/
4966603009 | Aspir. valve for 25/50/100mL Varisp. 2 | 1 | 1 | 38.9 | Eppendorf | 4966603009 | https://www.eppendorf.com/SP-en/
4966604005 | Discharge valve for 2mL Varispenser 2 | 1 | 1 | 67.4 | Eppendorf | 4966604005 | https://www.eppendorf.com/SP-en/
4966605001 | Discharge valve for 5/10mL Varispenser 2 | 1 | 1 | 67.4 | Eppendorf | 4966605001 | https://www.eppendorf.com/SP-en/
4966606008 | Discharge valve for 25/50/100mL Varisp. | 1 | 1 | 82 | Eppendorf | 4966606008 | https://www.eppendorf.com/SP-en/
4966607004 | Universal tool for Varispenser 2 | 1 | 1 | 11.4 | Eppendorf | 4966607004 | https://www.eppendorf.com/SP-en/
4966608000 | Discharge tube 2/5/10mL Varispenser 2 | 1 | 1 | 32.9 | Eppendorf | 4966608000 | https://www.eppendorf.com/SP-en/
4966609007 | Discharge tube 25/50/100mL Varispenser 2 | 1 | 1 | 32.9 | Eppendorf | 4966609007 | https://www.eppendorf.com/SP-en/
4966610005 | Recirculation tube for Varisp. 2(x) | 1 | 1 | 5.6 | Eppendorf | 4966610005 | https://www.eppendorf.com/SP-en/
4966611001 | Closing cap 2/5/10mL Varispenser 2 | 1 | 1 | 10.5 | Eppendorf | 4966611001 | https://www.eppendorf.com/SP-en/
4966612008 | Closing cap 25/50/100mL Varispenser 2 | 1 | 1 | 10.5 | Eppendorf | 4966612008 | https://www.eppendorf.com/SP-en/
4966613004 | PTFE sealing ring Varispenser 2 | 1 | 1 | 36 | Eppendorf | 4966613004 | https://www.eppendorf.com/SP-en/
4966614000 | Thread adapter from GL32 to GL25, ETFE | 1 | 1 | 35.2 | Eppendorf | 4966614000 | https://www.eppendorf.com/SP-en/
4966615007 | Thread adapter from GL45 to GL32, ETFE | 1 | 1 | 35.2 | Eppendorf | 4966615007 | https://www.eppendorf.com/SP-en/
4967601000 | Discharge tube 2/5/10mL Varispenser 2x | 1 | 1 | 32.9 | Eppendorf | 4967601000 | https://www.eppendorf.com/SP-en/
4967602006 | Discharge tube 25/50/100mL Varispenser 2 | 1 | 1 | 32.9 | Eppendorf | 4967602006 | https://www.eppendorf.com/SP-en/
0010200091 | Washer for clevis end | 1 | 1 | 0.1 | Eppendorf | 0010200091 | https://www.eppendorf.com/SP-en/
0010201896 | Washer | 1 | 1 | 0.5 | Eppendorf | 0010201896 | https://www.eppendorf.com/SP-en/
0010406544 | Knob, compl. for 5415 | 1 | 1 | 5.6 | Eppendorf | 0010406544 | https://www.eppendorf.com/SP-en/
0013004340 | Vibration Mount D20 H25 M6 | 1 | 1 | 5.1 | Eppendorf | 0013004340 | https://www.eppendorf.com/SP-en/
0013008892 | Round socket | 1 | 1 | 6.9 | Eppendorf | 0013008892 | https://www.eppendorf.com/SP-en/
0013056404 | Lamp 24V, for button lightning 5122 | 1 | 1 | 8.3 | Eppendorf | 0013056404 | https://www.eppendorf.com/SP-en/
0013563934 | Mains cord 230 V EURO | 1 | 1 | 18.9 | Eppendorf | 0013563934 | https://www.eppendorf.com/SP-en/
0013564213 | Fuse 2.5 A time-lag (5x20) | 1 | 1 | 2.2 | Eppendorf | 0013564213 | https://www.eppendorf.com/SP-en/
0013567450 | 2 pcs Carbon brushes f/5412-14 | 1 | 1 | 19.4 | Eppendorf | 0013567450 | https://www.eppendorf.com/SP-en/
0013570477 | Micro Switch | 1 | 1 | 6.3 | Eppendorf | 0013570477 | https://www.eppendorf.com/SP-en/
0013570884 | Fuse 1A slow | 1 | 1 | 1.3 | Eppendorf | 0013570884 | https://www.eppendorf.com/SP-en/
0013571392 | Rectifier B250-C1500 | 1 | 1 | 3.2 | Eppendorf | 0013571392 | https://www.eppendorf.com/SP-en/
0013579580 | Fuse 630 mA time-lag | 1 | 1 | 0.6 | Eppendorf | 0013579580 | https://www.eppendorf.com/SP-en/
0013582084 | Sensor Multipet.(X)stream | 1 | 1 | 361.1 | Eppendorf | 0013582084 | https://www.eppendorf.com/SP-en/
0013588236 | IC 8 TCL 274 CN | 1 | 1 | 9.2 | Eppendorf | 0013588236 | https://www.eppendorf.com/SP-en/
0013591393 | Fuses, 160 mA time-lag (5x20) | 1 | 1 | 1 | Eppendorf | 0013591393 | https://www.eppendorf.com/SP-en/
0013591431 | Opti-Coupler, 1 channel | 1 | 1 | 5.4 | Eppendorf | 0013591431 | https://www.eppendorf.com/SP-en/
0013595682 | PCB Display | 1 | 1 | 1.2 | Eppendorf | 0013595682 | https://www.eppendorf.com/SP-en/
0013595704 | PCB Control | 1 | 1 | 1.3 | Eppendorf | 0013595704 | https://www.eppendorf.com/SP-en/
0013597219 | Speed Sensor f 5415C | 1 | 1 | 59.7 | Eppendorf | 0013597219 | https://www.eppendorf.com/SP-en/
0013598517 | Potentiometer,10k/0,2W lin.CRC | 1 | 1 | 19.8 | Eppendorf | 0013598517 | https://www.eppendorf.com/SP-en/
0013613890 | PCB control, complete, 115V | 1 | 1 | 1.2 | Eppendorf | 0013613890 | https://www.eppendorf.com/SP-en/
0013613891 | PCB Operating | 1 | 1 | 0.7 | Eppendorf | 0013613891 | https://www.eppendorf.com/SP-en/
0014004572 | Diaphragm | 1 | 1 | 34.2 | Eppendorf | 0014004572 | https://www.eppendorf.com/SP-en/
0110000863 | Cross head screw M6x16 | 1 | 1 | 7.5 | Eppendorf | 0110000863 | https://www.eppendorf.com/SP-en/
0110000995 | Phillips screw for lid, 50x40 | 1 | 1 | 0.7 | Eppendorf | 0110000995 | https://www.eppendorf.com/SP-en/
0110001134 | Phillips screw for lid, 50x16 | 1 | 1 | 0.2 | Eppendorf | 0110001134 | https://www.eppendorf.com/SP-en/
0110001142 | Phillips screw for lid, 50x50 | 1 | 1 | 0.6 | Eppendorf | 0110001142 | https://www.eppendorf.com/SP-en/
0110200331 | Washer | 1 | 1 | 0.1 | Eppendorf | 0110200331 | https://www.eppendorf.com/SP-en/
0112101039 | Cardboard box for 5417R | 1 | 1 | 11.5 | Eppendorf | 0112101039 | https://www.eppendorf.com/SP-en/
0112101969 | Foam ring for 5415D | 1 | 1 | 21.6 | Eppendorf | 0112101969 | https://www.eppendorf.com/SP-en/
0113000090 | Clevis for damper | 1 | 1 | 2.4 | Eppendorf | 0113000090 | https://www.eppendorf.com/SP-en/
0113000104 | Bolt for clevis end | 1 | 1 | 5.1 | Eppendorf | 0113000104 | https://www.eppendorf.com/SP-en/
0113000430 | Buffer A 15x30 55Shore | 1 | 1 | 7.5 | Eppendorf | 0113000430 | https://www.eppendorf.com/SP-en/
0113000961 | GM-Puffer B 20x25 eins. M5x9 | 1 | 1 | 15.1 | Eppendorf | 0113000961 | https://www.eppendorf.com/SP-en/
0113001038 | Angle connection rtr-chamber-vacuum-pump | 1 | 1 | 40.3 | Eppendorf | 0113001038 | https://www.eppendorf.com/SP-en/
0113001240 | Plug for lid 5301, 3 pcs. | 1 | 1 | 14.7 | Eppendorf | 0113001240 | https://www.eppendorf.com/SP-en/
0113001410 | Clamping element for front panel | 1 | 1 | 0.5 | Eppendorf | 0113001410 | https://www.eppendorf.com/SP-en/
0113001470 | Condenser | 1 | 1 | 157.6 | Eppendorf | 0113001470 | https://www.eppendorf.com/SP-en/
0113001569 | Plastic cover for front panel | 1 | 1 | 0.5 | Eppendorf | 0113001569 | https://www.eppendorf.com/SP-en/
0113001607 | Plastic cover f. emerg. lid release | 1 | 1 | 0.6 | Eppendorf | 0113001607 | https://www.eppendorf.com/SP-en/
0113001690 | Vent cap ground plate | 1 | 1 | 1.5 | Eppendorf | 0113001690 | https://www.eppendorf.com/SP-en/
0113001828 | Injection valve | 1 | 1 | 75.8 | Eppendorf | 0113001828 | https://www.eppendorf.com/SP-en/
0113002042 | O-ring | 1 | 1 | 0.8 | Eppendorf | 0113002042 | https://www.eppendorf.com/SP-en/
0113200111 | Mains cable 230 V EURO | 1 | 1 | 18.9 | Eppendorf | 0113200111 | https://www.eppendorf.com/SP-en/
0113200170 | Plug 10A 250V | 1 | 1 | 29.1 | Eppendorf | 0113200170 | https://www.eppendorf.com/SP-en/
0113200189 | Fuse holder for socket (230V Vers.) | 1 | 1 | 5.8 | Eppendorf | 0113200189 | https://www.eppendorf.com/SP-en/
0113200570 | Reed sensor type 59145-010 | 1 | 1 | 10.8 | Eppendorf | 0113200570 | https://www.eppendorf.com/SP-en/
0113200812 | Mains switch 16A (230V Vers.) | 1 | 1 | 17.4 | Eppendorf | 0113200812 | https://www.eppendorf.com/SP-en/
0113201207 | Brake resistor 230V,2 resistors required | 1 | 1 | 20 | Eppendorf | 0113201207 | https://www.eppendorf.com/SP-en/
0113201525 | Fuse, 8 A T | 1 | 1 | 0.8 | Eppendorf | 0113201525 | https://www.eppendorf.com/SP-en/
0113201614 | Solenoid valve at rotorchamber | 1 | 1 | 116.2 | Eppendorf | 0113201614 | https://www.eppendorf.com/SP-en/
0113202130 | Solenoid for lid lock | 1 | 1 | 70.8 | Eppendorf | 0113202130 | https://www.eppendorf.com/SP-en/
0113202190 | Condenser | 1 | 1 | 94.5 | Eppendorf | 0113202190 | https://www.eppendorf.com/SP-en/
0113202203 | Jumper for fuse | 1 | 1 | 6.3 | Eppendorf | 0113202203 | https://www.eppendorf.com/SP-en/
0113202270 | Socket 1/4-1/4 | 1 | 1 | 2.4 | Eppendorf | 0113202270 | https://www.eppendorf.com/SP-en/
0113202483 | Sensor holder for temp. sensor | 1 | 1 | 12.2 | Eppendorf | 0113202483 | https://www.eppendorf.com/SP-en/
0113202653 | Nut for sensor holder | 1 | 1 | 2.9 | Eppendorf | 0113202653 | https://www.eppendorf.com/SP-en/
0113202718 | Solenoid for cooling air supply | 1 | 1 | 65.2 | Eppendorf | 0113202718 | https://www.eppendorf.com/SP-en/
0113202785 | Brake resistor 115V,2 resistors required | 1 | 1 | 26.2 | Eppendorf | 0113202785 | https://www.eppendorf.com/SP-en/
0113202963 | Mains switch | 1 | 1 | 5.4 | Eppendorf | 0113202963 | https://www.eppendorf.com/SP-en/
0113203056 | IEC chassis-mounted mains plug | 1 | 1 | 10.4 | Eppendorf | 0113203056 | https://www.eppendorf.com/SP-en/
0113203188 | Starting relay | 1 | 1 | 73.1 | Eppendorf | 0113203188 | https://www.eppendorf.com/SP-en/
0113203196 | Starting capacitor | 1 | 1 | 95.3 | Eppendorf | 0113203196 | https://www.eppendorf.com/SP-en/
0113203307 | Actuator for Short-spin button | 1 | 1 | 1.1 | Eppendorf | 0113203307 | https://www.eppendorf.com/SP-en/
0113204052 | Compressor SC18GX 230V | 1 | 1 | 527.9 | Eppendorf | 0113204052 | https://www.eppendorf.com/SP-en/
5301010003 | Special plug for external pump | 1 | 1 | 178.3 | Eppendorf | 5301010003 | https://www.eppendorf.com/SP-en/
5301030004 | Solenoid valve | 1 | 1 | 295.6 | Eppendorf | 5301030004 | https://www.eppendorf.com/SP-en/
5301036002 | Ventilation Valve for Vacufuge 115 V | 1 | 1 | 138 | Eppendorf | 5301036002 | https://www.eppendorf.com/SP-en/
5301100029 | Lid cushioning in housing,2pcs | 1 | 1 | 28.8 | Eppendorf | 5301100029 | https://www.eppendorf.com/SP-en/
5301100037 | Pins for lid, 3 pcs. | 1 | 1 | 28.4 | Eppendorf | 5301100037 | https://www.eppendorf.com/SP-en/
5301105012 | Sealing | 1 | 1 | 2.9 | Eppendorf | 5301105012 | https://www.eppendorf.com/SP-en/
5301106205 | Rubber buffer (4 pcs.) | 1 | 1 | 17.9 | Eppendorf | 5301106205 | https://www.eppendorf.com/SP-en/
5301107007 | Rotor support | 1 | 1 | 328.9 | Eppendorf | 5301107007 | https://www.eppendorf.com/SP-en/
5301110032 | Tube connection | 1 | 1 | 45.2 | Eppendorf | 5301110032 | https://www.eppendorf.com/SP-en/
5301132508 | Repair kit boiler heating 230V | 1 | 1 | 900.5 | Eppendorf | 5301132508 | https://www.eppendorf.com/SP-en/
5301160102 | Gasket for housing | 1 | 1 | 40.7 | Eppendorf | 5301160102 | https://www.eppendorf.com/SP-en/
5301160200 | Direct drive | 1 | 1 | 383 | Eppendorf | 5301160200 | https://www.eppendorf.com/SP-en/
5301210002 | Operating part cpl. (english) | 1 | 1 | 192.1 | Eppendorf | 5301210002 | https://www.eppendorf.com/SP-en/
5301330008 | Emission Condensator | 1 | 1 | 374.9 | Eppendorf | 5301330008 | https://www.eppendorf.com/SP-en/
5301336006 | Angle tube connection for separator | 1 | 1 | 28.8 | Eppendorf | 5301336006 | https://www.eppendorf.com/SP-en/
5301337002 | PVC-tubing for Concentrator | 1 | 1 | 20.8 | Eppendorf | 5301337002 | https://www.eppendorf.com/SP-en/
5301501007 | Housing for vacuum pump | 1 | 1 | 212.8 | Eppendorf | 5301501007 | https://www.eppendorf.com/SP-en/
5301501112 | Valve for M.Z.2 | 1 | 1 | 116.2 | Eppendorf | 5301501112 | https://www.eppendorf.com/SP-en/
5301501120 | Membrane MZ 2C | 1 | 1 | 98.7 | Eppendorf | 5301501120 | https://www.eppendorf.com/SP-en/
5301520001 | Vacuum pump | 1 | 1 | 4123.9 | Eppendorf | 5301520001 | https://www.eppendorf.com/SP-en/
5301524007 | Membrane pump 230V CSA | 1 | 1 | 3869.8 | Eppendorf | 5301524007 | https://www.eppendorf.com/SP-en/
5301609002 | Heating-mat | 1 | 1 | 460 | Eppendorf | 5301609002 | https://www.eppendorf.com/SP-en/
5301610000 | Thermo switch 70│C | 1 | 1 | 13.9 | Eppendorf | 5301610000 | https://www.eppendorf.com/SP-en/
5301612003 | Temperature sensor | 1 | 1 | 75.7 | Eppendorf | 5301612003 | https://www.eppendorf.com/SP-en/
5301616009 | Transformer | 1 | 1 | 46 | Eppendorf | 5301616009 | https://www.eppendorf.com/SP-en/
5301624001 | Temperature sensor (s/n 65 onwards) | 1 | 1 | 13.9 | Eppendorf | 5301624001 | https://www.eppendorf.com/SP-en/
5301700018 | Lid | 1 | 1 | 268 | Eppendorf | 5301700018 | https://www.eppendorf.com/SP-en/
5301810000 | PCB Control 230V | 1 | 1 | 495.7 | Eppendorf | 5301810000 | https://www.eppendorf.com/SP-en/
5301830000 | Status LED | 1 | 1 | 138 | Eppendorf | 5301830000 | https://www.eppendorf.com/SP-en/
5301840006 | PCB Hall sensor | 1 | 1 | 98.7 | Eppendorf | 5301840006 | https://www.eppendorf.com/SP-en/
5301850010 | Rubber washer f. housing vacuum pump, 4x | 1 | 1 | 10.7 | Eppendorf | 5301850010 | https://www.eppendorf.com/SP-en/
5301850028 | Vacuum tube | 1 | 1 | 20.8 | Eppendorf | 5301850028 | https://www.eppendorf.com/SP-en/
5301850036 | Clamping nuts vacuum tube, 2 pcs. | 1 | 1 | 26.8 | Eppendorf | 5301850036 | https://www.eppendorf.com/SP-en/
5301850044 | Tube Connection | 1 | 1 | 30.1 | Eppendorf | 5301850044 | https://www.eppendorf.com/SP-en/
5301850052 | Sealing screw | 1 | 1 | 37.3 | Eppendorf | 5301850052 | https://www.eppendorf.com/SP-en/
5301850060 | Transport safety device 5301 | 1 | 1 | 25.6 | Eppendorf | 5301850060 | https://www.eppendorf.com/SP-en/
5301850079 | Lid latch lever | 1 | 1 | 20.8 | Eppendorf | 5301850079 | https://www.eppendorf.com/SP-en/
5301850087 | Gas ballast cap | 1 | 1 | 55.7 | Eppendorf | 5301850087 | https://www.eppendorf.com/SP-en/
5301850095 | Shut off valve | 1 | 1 | 484.2 | Eppendorf | 5301850095 | https://www.eppendorf.com/SP-en/
5301850109 | Thermoblock nexus 96 | 1 | 1 | 27.3 | Eppendorf | 5301850109 | https://www.eppendorf.com/SP-en/
5301850117 | USB - Test Adapter nexus | 1 | 1 | 42 | Eppendorf | 5301850117 | https://www.eppendorf.com/SP-en/
5301850125 | T-adapter | 1 | 1 | 257.6 | Eppendorf | 5301850125 | https://www.eppendorf.com/SP-en/
5301850133 | Gas ballast valve | 1 | 1 | 257.6 | Eppendorf | 5301850133 | https://www.eppendorf.com/SP-en/
5301850150 | Housing for pump with gel dryer | 1 | 1 | 400.2 | Eppendorf | 5301850150 | https://www.eppendorf.com/SP-en/
5301850168 | Exhaust Filter for Vacufuge | 1 | 1 | 23.3 | Eppendorf | 5301850168 | https://www.eppendorf.com/SP-en/
5301850184 | Fuse T315mA (230V) | 1 | 1 | 12.4 | Eppendorf | 5301850184 | https://www.eppendorf.com/SP-en/
5301850192 | Fuse T630mA (230V) | 1 | 1 | 12.4 | Eppendorf | 5301850192 | https://www.eppendorf.com/SP-en/
5301850206 | Fuse T600mA UL (120V) | 1 | 1 | 17.3 | Eppendorf | 5301850206 | https://www.eppendorf.com/SP-en/
5301850222 | Fuse T400mA UL (120V) | 1 | 1 | 17.3 | Eppendorf | 5301850222 | https://www.eppendorf.com/SP-en/
5301850230 | Fuse T1,25A (230V) | 1 | 1 | 12.4 | Eppendorf | 5301850230 | https://www.eppendorf.com/SP-en/
5301850249 | Fuse T4A (230V) | 1 | 1 | 12.4 | Eppendorf | 5301850249 | https://www.eppendorf.com/SP-en/
5301850265 | Mains input module 230V | 1 | 1 | 55.2 | Eppendorf | 5301850265 | https://www.eppendorf.com/SP-en/
5301900017 | Operating manual 5301, tri-lingual | 1 | 1 | 22.7 | Eppendorf | 5301900017 | https://www.eppendorf.com/SP-en/
5301920026 | SOP d 5301 Installation Qualification | 1 | 1 | 185.2 | Eppendorf | 5301920026 | https://www.eppendorf.com/SP-en/
5301920034 | SOP e 5301 Installation Qualification | 1 | 1 | 185.2 | Eppendorf | 5301920034 | https://www.eppendorf.com/SP-en/
5301920042 | SOP d 5301 Operational Qualification | 1 | 1 | 185.2 | Eppendorf | 5301920042 | https://www.eppendorf.com/SP-en/
5301920050 | SOP e 5301 Operational Qualification | 1 | 1 | 185.2 | Eppendorf | 5301920050 | https://www.eppendorf.com/SP-en/
5301920069 | SOP d 5301 safety instructions | 1 | 1 | 185.2 | Eppendorf | 5301920069 | https://www.eppendorf.com/SP-en/
5301920077 | SOP e 5301 safety instructions | 1 | 1 | 185.2 | Eppendorf | 5301920077 | https://www.eppendorf.com/SP-en/
5301920085 | SOP d 5301 divice testing | 1 | 1 | 185.2 | Eppendorf | 5301920085 | https://www.eppendorf.com/SP-en/
5301920093 | SOP e 5301 divice testing | 1 | 1 | 185.2 | Eppendorf | 5301920093 | https://www.eppendorf.com/SP-en/
5301950006 | Packing compete 5301 Concentrator System | 1 | 1 | 71.6 | Eppendorf | 5301950006 | https://www.eppendorf.com/SP-en/
5305850030 | Prozessor software 5305 V3.0 | 1 | 1 | 37.6 | Eppendorf | 5305850030 | https://www.eppendorf.com/SP-en/
5305850057 | Pcb display 5305 | 1 | 1 | 279.5 | Eppendorf | 5305850057 | https://www.eppendorf.com/SP-en/
5305850073 | Direct drive with sensor | 1 | 1 | 369.2 | Eppendorf | 5305850073 | https://www.eppendorf.com/SP-en/
5305850103 | Housing concentrator plus | 1 | 1 | 188.6 | Eppendorf | 5305850103 | https://www.eppendorf.com/SP-en/
5305850111 | Thermoblock nexus X2 32/64 | 1 | 1 | 188.6 | Eppendorf | 5305850111 | https://www.eppendorf.com/SP-en/
5305851070 | Lid locking lever | 1 | 1 | 25.9 | Eppendorf | 5305851070 | https://www.eppendorf.com/SP-en/
5305851100 | Upper part of housing Concentrator plus | 1 | 1 | 202.4 | Eppendorf | 5305851100 | https://www.eppendorf.com/SP-en/
5305851118 | Upper part of housing,Vacufuge plus, ENA | 1 | 1 | 202.4 | Eppendorf | 5305851118 | https://www.eppendorf.com/SP-en/
5305851126 | Key pad | 1 | 1 | 27.8 | Eppendorf | 5305851126 | https://www.eppendorf.com/SP-en/
5305851134 | Lid | 1 | 1 | 307.1 | Eppendorf | 5305851134 | https://www.eppendorf.com/SP-en/
5305851142 | Lid lock | 1 | 1 | 92 | Eppendorf | 5305851142 | https://www.eppendorf.com/SP-en/
5305851150 | Sealing ring, for lid | 1 | 1 | 41.2 | Eppendorf | 5305851150 | https://www.eppendorf.com/SP-en/
5305851401 | Bottom cover basic device | 1 | 1 | 109.5 | Eppendorf | 5305851401 | https://www.eppendorf.com/SP-en/
5305851411 | Bottom cover complete system | 1 | 1 | 109.5 | Eppendorf | 5305851411 | https://www.eppendorf.com/SP-en/
5305851428 | Bottom cover, pump | 1 | 1 | 78.7 | Eppendorf | 5305851428 | https://www.eppendorf.com/SP-en/
5305851509 | Housing for vacuum pump, standard | 1 | 1 | 188.6 | Eppendorf | 5305851509 | https://www.eppendorf.com/SP-en/
5305851517 | Housing for vac.pump,junction for ex.dev | 1 | 1 | 202.4 | Eppendorf | 5305851517 | https://www.eppendorf.com/SP-en/
5305851525 | Intermediate piece 1/4''-1/4'' | 1 | 1 | 39.4 | Eppendorf | 5305851525 | https://www.eppendorf.com/SP-en/
5305851541 | O-ring for sealing screw | 1 | 1 | 17.5 | Eppendorf | 5305851541 | https://www.eppendorf.com/SP-en/
5305851606 | Mains input module, 230V | 1 | 1 | 39.4 | Eppendorf | 5305851606 | https://www.eppendorf.com/SP-en/
5305851800 | PCB operating/display | 1 | 1 | 196.7 | Eppendorf | 5305851800 | https://www.eppendorf.com/SP-en/
5305851819 | PCB control 230V | 1 | 1 | 480.7 | Eppendorf | 5305851819 | https://www.eppendorf.com/SP-en/
5305920020 | SOP germ 5305 Installation Qualification | 1 | 1 | 139.2 | Eppendorf | 5305920020 | https://www.eppendorf.com/SP-en/
5305920039 | SOP engl 5305 Installation Qualification | 1 | 1 | 139.2 | Eppendorf | 5305920039 | https://www.eppendorf.com/SP-en/
5305920047 | SOP germ 5305 Operational Qualification | 1 | 1 | 139.2 | Eppendorf | 5305920047 | https://www.eppendorf.com/SP-en/
5305920055 | SOP engl 5305 Funktionsqualifizierung | 1 | 1 | 139.2 | Eppendorf | 5305920055 | https://www.eppendorf.com/SP-en/
5401850025 | Upper Part of housing (5418R) | 1 | 1 | 200.1 | Eppendorf | 5401850025 | https://www.eppendorf.com/SP-en/
5401850033 | Lid cover (5418R) | 1 | 1 | 67.4 | Eppendorf | 5401850033 | https://www.eppendorf.com/SP-en/
5401850041 | Bottom/Base cover (5418R) | 1 | 1 | 82.2 | Eppendorf | 5401850041 | https://www.eppendorf.com/SP-en/
5401850050 | Key pad (5418R) | 1 | 1 | 37 | Eppendorf | 5401850050 | https://www.eppendorf.com/SP-en/
5401850068 | Sealing for chamber/rotor bowl 5418R | 1 | 1 | 59.2 | Eppendorf | 5401850068 | https://www.eppendorf.com/SP-en/
5401850076 | Tray for condensation water (5418R) | 1 | 1 | 35.8 | Eppendorf | 5401850076 | https://www.eppendorf.com/SP-en/
5401850084 | Lid spring, cpl. Set (5418R) | 1 | 1 | 29.7 | Eppendorf | 5401850084 | https://www.eppendorf.com/SP-en/
5401850092 | PCB Control Board (5418R) | 1 | 1 | 257.6 | Eppendorf | 5401850092 | https://www.eppendorf.com/SP-en/
5401850106 | Guiding for axle (2 pcs.) (5418R) | 1 | 1 | 16.6 | Eppendorf | 5401850106 | https://www.eppendorf.com/SP-en/
5401850114 | Motor 100/120/230V (5418R) | 1 | 1 | 294.4 | Eppendorf | 5401850114 | https://www.eppendorf.com/SP-en/
5401850122 | Packing for 5418 R | 1 | 1 | 74.8 | Eppendorf | 5401850122 | https://www.eppendorf.com/SP-en/
5401850130 | Lid axle (5418R) | 1 | 1 | 25.3 | Eppendorf | 5401850130 | https://www.eppendorf.com/SP-en/
5401850149 | Motor for lid latch (5418R) | 1 | 1 | 84.3 | Eppendorf | 5401850149 | https://www.eppendorf.com/SP-en/
5401850157 | Lid inner part with monitor glass | 1 | 1 | 118.5 | Eppendorf | 5401850157 | https://www.eppendorf.com/SP-en/
5401850165 | Cover caps for housing screws, 6 pcs | 1 | 1 | 30.7 | Eppendorf | 5401850165 | https://www.eppendorf.com/SP-en/
5401850190 | Brake resistor 100/120/230V | 1 | 1 | 35.9 | Eppendorf | 5401850190 | https://www.eppendorf.com/SP-en/
5404850018 | Cap for emergency release | 1 | 1 | 17.7 | Eppendorf | 5404850018 | https://www.eppendorf.com/SP-en/
5404850026 | Upper part of housing/knob (5424R) | 1 | 1 | 162.2 | Eppendorf | 5404850026 | https://www.eppendorf.com/SP-en/
5404850034 | Upper part of housing/key pad (5424R) | 1 | 1 | 151.8 | Eppendorf | 5404850034 | https://www.eppendorf.com/SP-en/
5404850042 | Foil for keypad, rotary knob | 1 | 1 | 29.7 | Eppendorf | 5404850042 | https://www.eppendorf.com/SP-en/
5404850050 | Foil for keypad, keypad | 1 | 1 | 53.7 | Eppendorf | 5404850050 | https://www.eppendorf.com/SP-en/
5404850069 | Vent cap ground plate, 3 pcs. | 1 | 1 | 16.6 | Eppendorf | 5404850069 | https://www.eppendorf.com/SP-en/
5404850077 | Seal, for rotor bowl | 1 | 1 | 59.2 | Eppendorf | 5404850077 | https://www.eppendorf.com/SP-en/
5404850085 | Condensation water tray | 1 | 1 | 25 | Eppendorf | 5404850085 | https://www.eppendorf.com/SP-en/
5404850093 | Lid spring, 2 pieces | 1 | 1 | 19.9 | Eppendorf | 5404850093 | https://www.eppendorf.com/SP-en/
5404850107 | Lid covering | 1 | 1 | 57.7 | Eppendorf | 5404850107 | https://www.eppendorf.com/SP-en/
5404850115 | Lid panel, with monitoring glass | 1 | 1 | 184 | Eppendorf | 5404850115 | https://www.eppendorf.com/SP-en/
5404850123 | Lid axle and lid guide bar | 1 | 1 | 26.7 | Eppendorf | 5404850123 | https://www.eppendorf.com/SP-en/
5404850131 | Guide sleeve, for lid axle, 2 pieces | 1 | 1 | 16.6 | Eppendorf | 5404850131 | https://www.eppendorf.com/SP-en/
5404850140 | Lid locking motor | 1 | 1 | 66.7 | Eppendorf | 5404850140 | https://www.eppendorf.com/SP-en/
5404850158 | Reed switch | 1 | 1 | 37.6 | Eppendorf | 5404850158 | https://www.eppendorf.com/SP-en/
5404850166 | PCB Lid switches | 1 | 1 | 66.7 | Eppendorf | 5404850166 | https://www.eppendorf.com/SP-en/
5404850174 | PCB Display/Operating Rotary (5424R) | 1 | 1 | 200.1 | Eppendorf | 5404850174 | https://www.eppendorf.com/SP-en/
5404850182 | PCB Display/Operating Key pad (5424R) | 1 | 1 | 189.8 | Eppendorf | 5404850182 | https://www.eppendorf.com/SP-en/
5404850190 | PCB Control/Converter 230V (5424R) | 1 | 1 | 675.1 | Eppendorf | 5404850190 | https://www.eppendorf.com/SP-en/
5404850212 | PCB Interface (5424R) | 1 | 1 | 156.4 | Eppendorf | 5404850212 | https://www.eppendorf.com/SP-en/
5404850220 | Rubber sleeve, for temperature sensor | 1 | 1 | 17.7 | Eppendorf | 5404850220 | https://www.eppendorf.com/SP-en/
5404850239 | Mains input module 100V/120V/230V | 1 | 1 | 44.5 | Eppendorf | 5404850239 | https://www.eppendorf.com/SP-en/
5404850247 | Motor 100/120/230V (5424R) | 1 | 1 | 257.6 | Eppendorf | 5404850247 | https://www.eppendorf.com/SP-en/
5404850263 | Brake resistor, 100 V/120 V/230 V | 1 | 1 | 52 | Eppendorf | 5404850263 | https://www.eppendorf.com/SP-en/
5404850271 | Motor seal ring inside rotor bowl (5424R | 1 | 1 | 29.7 | Eppendorf | 5404850271 | https://www.eppendorf.com/SP-en/
5404850280 | Fan, condenser | 1 | 1 | 102.6 | Eppendorf | 5404850280 | https://www.eppendorf.com/SP-en/
5404850298 | Fan, electronic | 1 | 1 | 103.7 | Eppendorf | 5404850298 | https://www.eppendorf.com/SP-en/
5404850301 | Compressor, 101 V - 240 V, 50 V - 60 Hz | 1 | 1 | 399.1 | Eppendorf | 5404850301 | https://www.eppendorf.com/SP-en/
5404850310 | Dryer cartridge | 1 | 1 | 31.2 | Eppendorf | 5404850310 | https://www.eppendorf.com/SP-en/
5404850328 | Solenoid valve, 230 V | 1 | 1 | 111 | Eppendorf | 5404850328 | https://www.eppendorf.com/SP-en/
5404850352 | Packing | 1 | 1 | 71.3 | Eppendorf | 5404850352 | https://www.eppendorf.com/SP-en/
5404850360 | Reed magnet | 1 | 1 | 22.4 | Eppendorf | 5404850360 | https://www.eppendorf.com/SP-en/
5404850379 | Monitoring glass | 1 | 1 | 26.7 | Eppendorf | 5404850379 | https://www.eppendorf.com/SP-en/
5404850387 | Lid buffer, cpl. Set (5424R) | 1 | 1 | 19.7 | Eppendorf | 5404850387 | https://www.eppendorf.com/SP-en/
5404850409 | Device foot, 4 pieces | 1 | 1 | 34.3 | Eppendorf | 5404850409 | https://www.eppendorf.com/SP-en/
5404850417 | Tension spring, 2 pieces | 2 | 1 | 20.8 | Eppendorf | 5404850417 | https://www.eppendorf.com/SP-en/
5404850425 | Temperature switch, at compressor | 1 | 1 | 70.5 | Eppendorf | 5404850425 | https://www.eppendorf.com/SP-en/
5404850433 | Spare parts kit serv. Centrifuge 5424 R | 1 | 1 | 135.7 | Eppendorf | 5404850433 | https://www.eppendorf.com/SP-en/
5405850011 | Lid, for Centrifuge 5425 | 1 | 1 | 397.9 | Eppendorf | 5405850011 | https://www.eppendorf.com/SP-en/
5405850020 | Upper part of lid, for Centrifuge 5425 | 1 | 1 | 135.7 | Eppendorf | 5405850020 | https://www.eppendorf.com/SP-en/
5405850038 | Lid spring | 1 | 1 | 53 | Eppendorf | 5405850038 | https://www.eppendorf.com/SP-en/
5405850046 | Holder for lid fan | 1 | 1 | 41.7 | Eppendorf | 5405850046 | https://www.eppendorf.com/SP-en/
5405850054 | Reed magnet | 1 | 1 | 35.4 | Eppendorf | 5405850054 | https://www.eppendorf.com/SP-en/
5405850062 | Monitoring glass | 1 | 1 | 26.6 | Eppendorf | 5405850062 | https://www.eppendorf.com/SP-en/
5405850070 | Lid axle | 1 | 1 | 41.7 | Eppendorf | 5405850070 | https://www.eppendorf.com/SP-en/
5405850100 | Upper part housing 5425 keypad | 1 | 1 | 219.7 | Eppendorf | 5405850100 | https://www.eppendorf.com/SP-en/
5405850119 | Upper part housing 5425 rotary knobs | 1 | 1 | 219.7 | Eppendorf | 5405850119 | https://www.eppendorf.com/SP-en/
5405850127 | Cap emergency release/USB interface | 2 | 1 | 28.5 | Eppendorf | 5405850127 | https://www.eppendorf.com/SP-en/
5405850135 | Jounce bumper for lid | 1 | 1 | 26.2 | Eppendorf | 5405850135 | https://www.eppendorf.com/SP-en/
5405850143 | Sealing ring rotor bowl | 1 | 1 | 45.5 | Eppendorf | 5405850143 | https://www.eppendorf.com/SP-en/
5405850151 | Rear panel for Cent. 5425 | 1 | 1 | 102.2 | Eppendorf | 5405850151 | https://www.eppendorf.com/SP-en/
5405850160 | Rotary knob, 2 pieces | 2 | 1 | 32.3 | Eppendorf | 5405850160 | https://www.eppendorf.com/SP-en/
5405850208 | Lower part of housing Centrifuge 5425 | 1 | 1 | 219.7 | Eppendorf | 5405850208 | https://www.eppendorf.com/SP-en/
5405850216 | Device foot, 4 pieces | 4 | 1 | 34.2 | Eppendorf | 5405850216 | https://www.eppendorf.com/SP-en/
5405850224 | Protection grill | 1 | 1 | 56.9 | Eppendorf | 5405850224 | https://www.eppendorf.com/SP-en/
5405850259 | Rotor bowl | 1 | 1 | 227.7 | Eppendorf | 5405850259 | https://www.eppendorf.com/SP-en/
5405850305 | Console | 1 | 1 | 389.9 | Eppendorf | 5405850305 | https://www.eppendorf.com/SP-en/
5405850313 | Lid latch motor | 1 | 1 | 60.6 | Eppendorf | 5405850313 | https://www.eppendorf.com/SP-en/
5405850321 | PCB Lid latch | 1 | 1 | 60.6 | Eppendorf | 5405850321 | https://www.eppendorf.com/SP-en/
5405850330 | Cable for lid fan | 1 | 1 | 45.5 | Eppendorf | 5405850330 | https://www.eppendorf.com/SP-en/
5405850348 | Lubric. m. paste, Metafl. 70-85, 2x4g | 2 | 1 | 20.1 | Eppendorf | 5405850348 | https://www.eppendorf.com/SP-en/
5405850402 | PCB Operation keypad | 1 | 1 | 178.3 | Eppendorf | 5405850402 | https://www.eppendorf.com/SP-en/
5405850410 | PCB Operation rotary knobs | 1 | 1 | 178.3 | Eppendorf | 5405850410 | https://www.eppendorf.com/SP-en/
5405850429 | Ground cable for PCB Operation | 1 | 1 | 35.3 | Eppendorf | 5405850429 | https://www.eppendorf.com/SP-en/
5405850437 | Cable for PCB Operation | 1 | 1 | 45.5 | Eppendorf | 5405850437 | https://www.eppendorf.com/SP-en/
5405850445 | PCB Converter 230 V | 1 | 1 | 538.2 | Eppendorf | 5405850445 | https://www.eppendorf.com/SP-en/
5405850453 | PCB Converter 100 V/120 V | 1 | 1 | 538.2 | Eppendorf | 5405850453 | https://www.eppendorf.com/SP-en/
5405850461 | Brake resistor | 1 | 1 | 75.8 | Eppendorf | 5405850461 | https://www.eppendorf.com/SP-en/
5405850470 | Temperature sensor | 1 | 1 | 49.2 | Eppendorf | 5405850470 | https://www.eppendorf.com/SP-en/
5405850488 | PCB Rotational speed sensor | 1 | 1 | 109.8 | Eppendorf | 5405850488 | https://www.eppendorf.com/SP-en/
5405850496 | PCB Rotor detection | 1 | 1 | 60.6 | Eppendorf | 5405850496 | https://www.eppendorf.com/SP-en/
5405850518 | Guide USB interface | 1 | 1 | 28.5 | Eppendorf | 5405850518 | https://www.eppendorf.com/SP-en/
5405850550 | Voltage supply cable | 1 | 1 | 83.4 | Eppendorf | 5405850550 | https://www.eppendorf.com/SP-en/
5405850607 | Drive motor | 1 | 1 | 299 | Eppendorf | 5405850607 | https://www.eppendorf.com/SP-en/
5405850615 | Motor suspension | 1 | 1 | 45.5 | Eppendorf | 5405850615 | https://www.eppendorf.com/SP-en/
5405850623 | Shielding foil | 1 | 1 | 41.1 | Eppendorf | 5405850623 | https://www.eppendorf.com/SP-en/
5405850658 | Fan 230 V | 1 | 1 | 246.1 | Eppendorf | 5405850658 | https://www.eppendorf.com/SP-en/
5405850666 | Fan 100 V/120 V | 1 | 1 | 246.1 | Eppendorf | 5405850666 | https://www.eppendorf.com/SP-en/
5405850674 | Lid fan | 1 | 1 | 71.9 | Eppendorf | 5405850674 | https://www.eppendorf.com/SP-en/
5405850690 | USB software cable | 1 | 1 | 60.6 | Eppendorf | 5405850690 | https://www.eppendorf.com/SP-en/
5405850704 | Transport packing | 1 | 1 | 67 | Eppendorf | 5405850704 | https://www.eppendorf.com/SP-en/
5405850755 | Spare parts kit serv. Centrifuge 5425 | 1 | 1 | 224.3 | Eppendorf | 5405850755 | https://www.eppendorf.com/SP-en/
5405850763 | Mounting elements | 1 | 1 | 56.9 | Eppendorf | 5405850763 | https://www.eppendorf.com/SP-en/
5406850023 | Upper part of housing 5425 R,rotary knob | 1 | 1 | 133.4 | Eppendorf | 5406850023 | https://www.eppendorf.com/SP-en/
5406850031 | Upper part of housing 5425 R, keypad | 1 | 1 | 133.4 | Eppendorf | 5406850031 | https://www.eppendorf.com/SP-en/
5406850171 | PCB Display/Operation, Rotary knob | 1 | 1 | 179.4 | Eppendorf | 5406850171 | https://www.eppendorf.com/SP-en/
5406850180 | PCB Display/Operation, Keypad | 1 | 1 | 172.5 | Eppendorf | 5406850180 | https://www.eppendorf.com/SP-en/
5406850198 | PCB Control/frequency converter, 230_V | 1 | 1 | 630.2 | Eppendorf | 5406850198 | https://www.eppendorf.com/SP-en/
5406850210 | PCB Interface/rotor detection | 1 | 1 | 126.5 | Eppendorf | 5406850210 | https://www.eppendorf.com/SP-en/
5406850244 | Drive motor 100_V/120_V/230_V | 1 | 1 | 334.7 | Eppendorf | 5406850244 | https://www.eppendorf.com/SP-en/
5406850279 | Motor sealing | 1 | 1 | 30.5 | Eppendorf | 5406850279 | https://www.eppendorf.com/SP-en/
5406850295 | Cable, Rotor detection | 1 | 1 | 45.8 | Eppendorf | 5406850295 | https://www.eppendorf.com/SP-en/
5406850309 | Temperature sensor, condenser | 1 | 1 | 59.8 | Eppendorf | 5406850309 | https://www.eppendorf.com/SP-en/
5406850350 | Packing | 1 | 1 | 112.6 | Eppendorf | 5406850350 | https://www.eppendorf.com/SP-en/
5406850430 | Spare p. kit maint. Centrifuge 5425 R | 1 | 1 | 203.6 | Eppendorf | 5406850430 | https://www.eppendorf.com/SP-en/
5406850449 | Rotor detection | 1 | 1 | 203.6 | Eppendorf | 5406850449 | https://www.eppendorf.com/SP-en/
5406850526 | PCB Filter/Lid switches, 230 V | 1 | 1 | 133.4 | Eppendorf | 5406850526 | https://www.eppendorf.com/SP-en/
5406850708 | Mounting elements Centrifuge 5425 R | 1 | 1 | 203.6 | Eppendorf | 5406850708 | https://www.eppendorf.com/SP-en/
5407001151 | Sealing ring | 1 | 1 | 36.1 | Eppendorf | 5407001151 | https://www.eppendorf.com/SP-en/
5407356006 | Fuse 12 A/UL | 1 | 1 | 7.9 | Eppendorf | 5407356006 | https://www.eppendorf.com/SP-en/
5408850020 | Imbalance angle | 1 | 1 | 132.3 | Eppendorf | 5408850020 | https://www.eppendorf.com/SP-en/
5408850055 | Rep.satz Motoraufhängung E.T. | 1 | 1 | 45.8 | Eppendorf | 5408850055 | https://www.eppendorf.com/SP-en/
5408850063 | Repair kit for motor top (speed sensor) | 1 | 1 | 124.2 | Eppendorf | 5408850063 | https://www.eppendorf.com/SP-en/
5408850071 | Motor 230 V | 1 | 1 | 585.4 | Eppendorf | 5408850071 | https://www.eppendorf.com/SP-en/
5408850110 | Mains cable 230V | 1 | 1 | 39.1 | Eppendorf | 5408850110 | https://www.eppendorf.com/SP-en/
5408850128 | motor sleeves | 1 | 1 | 22.8 | Eppendorf | 5408850128 | https://www.eppendorf.com/SP-en/
5408850950 | Verpackung 5417R kpl. Kühlzent | 1 | 1 | 79.5 | Eppendorf | 5408850950 | https://www.eppendorf.com/SP-en/
5408851019 | Control panel 5417R, 230/120V | 1 | 1 | 403.7 | Eppendorf | 5408851019 | https://www.eppendorf.com/SP-en/
5408851035 | Cable Converter-Display 5417 R | 1 | 1 | 49.5 | Eppendorf | 5408851035 | https://www.eppendorf.com/SP-en/
5408851043 | Blind nut (2 pcs.) | 2 | 1 | 18.2 | Eppendorf | 5408851043 | https://www.eppendorf.com/SP-en/
5408852120 | Converter 230V | 1 | 1 | 970.6 | Eppendorf | 5408852120 | https://www.eppendorf.com/SP-en/
5408853011 | Lid covering (without window) | 1 | 1 | 97.2 | Eppendorf | 5408853011 | https://www.eppendorf.com/SP-en/
5408853020 | Lid panel | 1 | 1 | 324.3 | Eppendorf | 5408853020 | https://www.eppendorf.com/SP-en/
5408853046 | Window | 1 | 1 | 43.2 | Eppendorf | 5408853046 | https://www.eppendorf.com/SP-en/
5408853089 | Lid screws 5417 C/R set of 20 pcs. | 20 | 1 | 23.8 | Eppendorf | 5408853089 | https://www.eppendorf.com/SP-en/
5408853097 | Reinforcement bushings (4pcs.) | 4 | 1 | 16 | Eppendorf | 5408853097 | https://www.eppendorf.com/SP-en/
5408853100 | Reinforcement bushing, 500 pcs | 500 | 1 | 178.3 | Eppendorf | 5408853100 | https://www.eppendorf.com/SP-en/
5408853135 | Lid latch 5417 C/R, 230 V | 1 | 1 | 271.4 | Eppendorf | 5408853135 | https://www.eppendorf.com/SP-en/
5408854018 | Housing | 1 | 1 | 305.9 | Eppendorf | 5408854018 | https://www.eppendorf.com/SP-en/
5408854034 | Seal for fan | 1 | 1 | 20 | Eppendorf | 5408854034 | https://www.eppendorf.com/SP-en/
5408854042 | Protection grill for fan | 1 | 1 | 30.5 | Eppendorf | 5408854042 | https://www.eppendorf.com/SP-en/
5408854050 | Air hood | 1 | 1 | 90.4 | Eppendorf | 5408854050 | https://www.eppendorf.com/SP-en/
5408854069 | Rear panel, welt | 1 | 1 | 46.9 | Eppendorf | 5408854069 | https://www.eppendorf.com/SP-en/
5408854077 | Front panel (without control panel) | 1 | 1 | 105.2 | Eppendorf | 5408854077 | https://www.eppendorf.com/SP-en/
5408854093 | Transport safety device (set) | 1 | 1 | 25.1 | Eppendorf | 5408854093 | https://www.eppendorf.com/SP-en/
5408854107 | Sealing ring for rotor chamber | 1 | 1 | 35.7 | Eppendorf | 5408854107 | https://www.eppendorf.com/SP-en/
5408854131 | Washer for device foot, 4 pcs. | 4 | 1 | 19.9 | Eppendorf | 5408854131 | https://www.eppendorf.com/SP-en/
5408854140 | Spring clip, 3 pcs. | 1 | 1 | 14.3 | Eppendorf | 5408854140 | https://www.eppendorf.com/SP-en/
5408855030 | Guide for dew-tube, 4 pcs. | 1 | 1 | 46.1 | Eppendorf | 5408855030 | https://www.eppendorf.com/SP-en/
5408855049 | Dish for dew | 1 | 1 | 27.8 | Eppendorf | 5408855049 | https://www.eppendorf.com/SP-en/
5408855057 | Spool for solenoid valve 230V | 1 | 1 | 117.3 | Eppendorf | 5408855057 | https://www.eppendorf.com/SP-en/
5408855073 | Compressor 230 V, for 5417 R | 1 | 1 | 407.1 | Eppendorf | 5408855073 | https://www.eppendorf.com/SP-en/
5408855090 | Solenoid f.solenoid valve 100V 5417R Ref | 1 | 1 | 67.3 | Eppendorf | 5408855090 | https://www.eppendorf.com/SP-en/
5408855103 | Solenoid valve cpl. 230V 5417R Refresher | 1 | 1 | 93.7 | Eppendorf | 5408855103 | https://www.eppendorf.com/SP-en/
5408855138 | Dryer cartridge FT20 (5418R) | 1 | 1 | 16.6 | Eppendorf | 5408855138 | https://www.eppendorf.com/SP-en/
5408856053 | Condensor fan 230V | 1 | 1 | 97.2 | Eppendorf | 5408856053 | https://www.eppendorf.com/SP-en/
5408856070 | Temperature sensor at condenser (5418R) | 1 | 1 | 42.6 | Eppendorf | 5408856070 | https://www.eppendorf.com/SP-en/
5408856134 | brake resistor 230V E.T. | 1 | 1 | 78 | Eppendorf | 5408856134 | https://www.eppendorf.com/SP-en/
5408856142 | Brake resistor 120V E.T. | 1 | 1 | 82.1 | Eppendorf | 5408856142 | https://www.eppendorf.com/SP-en/
5409850024 | Upper part of housing, Rotary knob | 1 | 1 | 273.7 | Eppendorf | 5409850024 | https://www.eppendorf.com/SP-en/
5409850040 | Operating foil, Rotary knob | 1 | 1 | 32.9 | Eppendorf | 5409850040 | https://www.eppendorf.com/SP-en/
5409850075 | Sealing for chamber | 1 | 1 | 36.9 | Eppendorf | 5409850075 | https://www.eppendorf.com/SP-en/
5409850083 | Tray for condensation water | 1 | 1 | 19.7 | Eppendorf | 5409850083 | https://www.eppendorf.com/SP-en/
5409850091 | Lid spring | 1 | 1 | 24.6 | Eppendorf | 5409850091 | https://www.eppendorf.com/SP-en/
5409850105 | Lid cover | 1 | 1 | 106.7 | Eppendorf | 5409850105 | https://www.eppendorf.com/SP-en/
5409850113 | Lid inner part | 1 | 1 | 315.1 | Eppendorf | 5409850113 | https://www.eppendorf.com/SP-en/
5409850121 | Lid axle and lid guide bar | 1 | 1 | 32.9 | Eppendorf | 5409850121 | https://www.eppendorf.com/SP-en/
5409850156 | Reed switch | 1 | 1 | 28.8 | Eppendorf | 5409850156 | https://www.eppendorf.com/SP-en/
5409850180 | PCB Control/Converter 100V | 1 | 1 | 1380 | Eppendorf | 5409850180 | https://www.eppendorf.com/SP-en/
5409850199 | PCB Control/Converter 230V | 1 | 1 | 1380 | Eppendorf | 5409850199 | https://www.eppendorf.com/SP-en/
5409850202 | PCB Control/Converter 120V | 1 | 1 | 1380 | Eppendorf | 5409850202 | https://www.eppendorf.com/SP-en/
5409850210 | PCB Filter/Interface 230V | 1 | 1 | 410.6 | Eppendorf | 5409850210 | https://www.eppendorf.com/SP-en/
5409850237 | PCB Rotational speed/Imbalance | 1 | 1 | 93 | Eppendorf | 5409850237 | https://www.eppendorf.com/SP-en/
5409850245 | Motor 100/120/230V | 1 | 1 | 614.1 | Eppendorf | 5409850245 | https://www.eppendorf.com/SP-en/
5409850261 | Brake resistor 100/120/230V | 1 | 1 | 68.5 | Eppendorf | 5409850261 | https://www.eppendorf.com/SP-en/
5409850270 | Motor sealing | 1 | 1 | 39.2 | Eppendorf | 5409850270 | https://www.eppendorf.com/SP-en/
5409850288 | Condenser fan 230V | 1 | 1 | 158.7 | Eppendorf | 5409850288 | https://www.eppendorf.com/SP-en/
5409850296 | Electronic fan | 1 | 1 | 72.7 | Eppendorf | 5409850296 | https://www.eppendorf.com/SP-en/
5409850300 | Compressor 100-240 V, 50-60 Hz | 1 | 1 | 341.6 | Eppendorf | 5409850300 | https://www.eppendorf.com/SP-en/
5409850318 | Injection valve 100/120/230V | 1 | 1 | 75.3 | Eppendorf | 5409850318 | https://www.eppendorf.com/SP-en/
5409850326 | Tension spring | 1 | 1 | 19.2 | Eppendorf | 5409850326 | https://www.eppendorf.com/SP-en/
5409850350 | Packing | 1 | 1 | 99.1 | Eppendorf | 5409850350 | https://www.eppendorf.com/SP-en/
5409850369 | Reed magnet | 1 | 1 | 27.5 | Eppendorf | 5409850369 | https://www.eppendorf.com/SP-en/
5409850377 | Shorting-plug | 1 | 1 | 24.7 | Eppendorf | 5409850377 | https://www.eppendorf.com/SP-en/
5409850385 | Lid buffer, cpl. Set | 1 | 1 | 22.1 | Eppendorf | 5409850385 | https://www.eppendorf.com/SP-en/
5409850393 | Motor cap | 1 | 1 | 116.2 | Eppendorf | 5409850393 | https://www.eppendorf.com/SP-en/
5409850407 | Temperature switch | 1 | 1 | 48.4 | Eppendorf | 5409850407 | https://www.eppendorf.com/SP-en/
5409850415 | Motor suspension | 1 | 1 | 109.5 | Eppendorf | 5409850415 | https://www.eppendorf.com/SP-en/
5409850423 | Motor cap incl. rotor sensor | 1 | 1 | 124.2 | Eppendorf | 5409850423 | https://www.eppendorf.com/SP-en/
5409850440 | Temperature sensor at condenser | 1 | 1 | 41.2 | Eppendorf | 5409850440 | https://www.eppendorf.com/SP-en/
5409850458 | Temperature sensor at condenser | 1 | 1 | 33.1 | Eppendorf | 5409850458 | https://www.eppendorf.com/SP-en/
5409850466 | Motor 100/120/230 V with motor cap | 1 | 1 | 481.9 | Eppendorf | 5409850466 | https://www.eppendorf.com/SP-en/
5409850474 | Spare parts kit serv. Centrifuge 5427 R | 1 | 1 | 185.2 | Eppendorf | 5409850474 | https://www.eppendorf.com/SP-en/
5417001010 | Foot of the device | 1 | 1 | 8.6 | Eppendorf | 5417001010 | https://www.eppendorf.com/SP-en/
5417341007 | Fuses, 2 pcs. | 1 | 1 | 6.4 | Eppendorf | 5417341007 | https://www.eppendorf.com/SP-en/
5417357000 | Fuse, 10.0 A, T, MDA UL | 1 | 1 | 9.1 | Eppendorf | 5417357000 | https://www.eppendorf.com/SP-en/
5417430107 | Stuetzring (f. int. Flansch) | 1 | 1 | 15.3 | Eppendorf | 5417430107 | https://www.eppendorf.com/SP-en/
5417700031 | Lid spring, left | 1 | 1 | 13.5 | Eppendorf | 5417700031 | https://www.eppendorf.com/SP-en/
5417700040 | Lid spring, right | 1 | 1 | 13.5 | Eppendorf | 5417700040 | https://www.eppendorf.com/SP-en/
5417850955 | Packing 5417 C Refresher cpl. | 1 | 1 | 105.8 | Eppendorf | 5417850955 | https://www.eppendorf.com/SP-en/
5417853032 | Repair kit for emergency lid release | 1 | 1 | 17.6 | Eppendorf | 5417853032 | https://www.eppendorf.com/SP-en/
5417853903 | Manual 11lan 5417 C/R Refresher | 1 | 1 | 14 | Eppendorf | 5417853903 | https://www.eppendorf.com/SP-en/
5417854012 | Transport safety device | 1 | 1 | 85.1 | Eppendorf | 5417854012 | https://www.eppendorf.com/SP-en/
5417960106 | Transport safety device | 1 | 1 | 0 | Eppendorf | 5417960106 | https://www.eppendorf.com/SP-en/
5417960203 | Transport safety device | 1 | 1 | 0 | Eppendorf | 5417960203 | https://www.eppendorf.com/SP-en/
5418850010 | Lid, upper part | 1 | 1 | 46 | Eppendorf | 5418850010 | https://www.eppendorf.com/SP-en/
5418850045 | Repair kit for lid | 1 | 1 | 151.8 | Eppendorf | 5418850045 | https://www.eppendorf.com/SP-en/
5418850061 | Lid axle incl. bearings | 1 | 1 | 27.7 | Eppendorf | 5418850061 | https://www.eppendorf.com/SP-en/
5418850088 | Lid spring | 1 | 1 | 22.3 | Eppendorf | 5418850088 | https://www.eppendorf.com/SP-en/
5418850118 | Foot | 1 | 1 | 25.1 | Eppendorf | 5418850118 | https://www.eppendorf.com/SP-en/
5418850134 | Foam-inlay | 1 | 1 | 83.4 | Eppendorf | 5418850134 | https://www.eppendorf.com/SP-en/
5418850150 | Operating foil | 1 | 1 | 27.8 | Eppendorf | 5418850150 | https://www.eppendorf.com/SP-en/
5418850185 | PCB 5418 Control / Operating | 1 | 1 | 162.2 | Eppendorf | 5418850185 | https://www.eppendorf.com/SP-en/
5418850193 | IC 700 (Software V1.2) | 1 | 1 | 19.7 | Eppendorf | 5418850193 | https://www.eppendorf.com/SP-en/
5418850207 | PCB 5418 Converter, 230V | 1 | 1 | 347.3 | Eppendorf | 5418850207 | https://www.eppendorf.com/SP-en/
5418850240 | Centrifuge motor 120/230V | 1 | 1 | 274.9 | Eppendorf | 5418850240 | https://www.eppendorf.com/SP-en/
5418850282 | Fan | 1 | 1 | 62.7 | Eppendorf | 5418850282 | https://www.eppendorf.com/SP-en/
5418850304 | Micro switch | 1 | 1 | 36.5 | Eppendorf | 5418850304 | https://www.eppendorf.com/SP-en/
5418850320 | Tension spring, 2 pieces (5424R / 5418R | 1 | 1 | 23.5 | Eppendorf | 5418850320 | https://www.eppendorf.com/SP-en/
5418850355 | Rear panel | 1 | 1 | 53 | Eppendorf | 5418850355 | https://www.eppendorf.com/SP-en/
5418850380 | Repair kit housing | 1 | 1 | 286.4 | Eppendorf | 5418850380 | https://www.eppendorf.com/SP-en/
5418850401 | Transport package incl. safeguard | 1 | 1 | 55.8 | Eppendorf | 5418850401 | https://www.eppendorf.com/SP-en/
5420850010 | Centrifuge lid | 1 | 1 | 300.2 | Eppendorf | 5420850010 | https://www.eppendorf.com/SP-en/
5420850028 | Upper part of lid | 1 | 1 | 111.4 | Eppendorf | 5420850028 | https://www.eppendorf.com/SP-en/
5420850036 | Lid spring | 1 | 1 | 44.6 | Eppendorf | 5420850036 | https://www.eppendorf.com/SP-en/
5420850109 | Upper part housing | 1 | 1 | 126.5 | Eppendorf | 5420850109 | https://www.eppendorf.com/SP-en/
5420850133 | Jounce bumper for lid | 1 | 1 | 25.6 | Eppendorf | 5420850133 | https://www.eppendorf.com/SP-en/
5420850141 | Seal rotor bowl | 1 | 1 | 40.9 | Eppendorf | 5420850141 | https://www.eppendorf.com/SP-en/
5420850206 | Lower part of housing | 1 | 1 | 193.2 | Eppendorf | 5420850206 | https://www.eppendorf.com/SP-en/
5420850303 | Console | 1 | 1 | 353.1 | Eppendorf | 5420850303 | https://www.eppendorf.com/SP-en/
5420850400 | PCB Operation | 1 | 1 | 159.9 | Eppendorf | 5420850400 | https://www.eppendorf.com/SP-en/
5420850443 | PCB Frequency converter 230 V | 1 | 1 | 493.4 | Eppendorf | 5420850443 | https://www.eppendorf.com/SP-en/
5420850451 | PCB Frequency converter 100/120 V | 1 | 1 | 489.9 | Eppendorf | 5420850451 | https://www.eppendorf.com/SP-en/
5420850478 | IEC connector | 1 | 1 | 23 | Eppendorf | 5420850478 | https://www.eppendorf.com/SP-en/
5420850605 | Drive motor | 1 | 1 | 296.7 | Eppendorf | 5420850605 | https://www.eppendorf.com/SP-en/
5420850702 | Transport packing | 1 | 1 | 76 | Eppendorf | 5420850702 | https://www.eppendorf.com/SP-en/
5420850753 | Spare parts kit serv. | 1 | 1 | 211.6 | Eppendorf | 5420850753 | https://www.eppendorf.com/SP-en/
5420850761 | Mounting elements | 1 | 1 | 48.3 | Eppendorf | 5420850761 | https://www.eppendorf.com/SP-en/
5424850014 | Lid, upper part | 1 | 1 | 46 | Eppendorf | 5424850014 | https://www.eppendorf.com/SP-en/
5424850030 | Metal lid | 1 | 1 | 106.5 | Eppendorf | 5424850030 | https://www.eppendorf.com/SP-en/
5424850049 | Monitoring glass (set) | 1 | 1 | 18.7 | Eppendorf | 5424850049 | https://www.eppendorf.com/SP-en/
5424850057 | Lid bowl | 1 | 1 | 53 | Eppendorf | 5424850057 | https://www.eppendorf.com/SP-en/
5424850065 | Lid axle incl. bearings | 1 | 1 | 28.9 | Eppendorf | 5424850065 | https://www.eppendorf.com/SP-en/
5424850073 | Cable for lid fan | 1 | 1 | 64.2 | Eppendorf | 5424850073 | https://www.eppendorf.com/SP-en/
5424850081 | Lid spring with hook | 1 | 1 | 28.5 | Eppendorf | 5424850081 | https://www.eppendorf.com/SP-en/
5424850090 | Lid sealing | 1 | 1 | 45.5 | Eppendorf | 5424850090 | https://www.eppendorf.com/SP-en/
5424850103 | Lid-Inlay | 1 | 1 | 29.3 | Eppendorf | 5424850103 | https://www.eppendorf.com/SP-en/
5424850111 | Lid fan | 1 | 1 | 77.3 | Eppendorf | 5424850111 | https://www.eppendorf.com/SP-en/
5424850120 | Housing, lower part | 1 | 1 | 91.9 | Eppendorf | 5424850120 | https://www.eppendorf.com/SP-en/
5424850146 | Operating foil 'Key' | 1 | 1 | 31.6 | Eppendorf | 5424850146 | https://www.eppendorf.com/SP-en/
5424850154 | Operating foil 'Rotary knob' | 1 | 1 | 25.3 | Eppendorf | 5424850154 | https://www.eppendorf.com/SP-en/
5424850162 | Cap | 1 | 1 | 16.3 | Eppendorf | 5424850162 | https://www.eppendorf.com/SP-en/
5424850189 | Sealing for rotor bowl | 1 | 1 | 21.2 | Eppendorf | 5424850189 | https://www.eppendorf.com/SP-en/
5424850235 | PCB 5424 converter 230V | 1 | 1 | 418.6 | Eppendorf | 5424850235 | https://www.eppendorf.com/SP-en/
5424850251 | Fan for housing | 1 | 1 | 171.4 | Eppendorf | 5424850251 | https://www.eppendorf.com/SP-en/
5424850260 | Fan 230V | 1 | 1 | 106.5 | Eppendorf | 5424850260 | https://www.eppendorf.com/SP-en/
5424850286 | Brake resistor | 1 | 1 | 48.3 | Eppendorf | 5424850286 | https://www.eppendorf.com/SP-en/
5424850294 | Foot 5424, 1 piece | 1 | 1 | 16.8 | Eppendorf | 5424850294 | https://www.eppendorf.com/SP-en/
5424850308 | Centrifuge motor 120/230V | 1 | 1 | 288.7 | Eppendorf | 5424850308 | https://www.eppendorf.com/SP-en/
5424850316 | Grounding wire for operating controller | 1 | 1 | 23.5 | Eppendorf | 5424850316 | https://www.eppendorf.com/SP-en/
5424850324 | Lid switches with cable | 1 | 1 | 78 | Eppendorf | 5424850324 | https://www.eppendorf.com/SP-en/
5424850332 | Lid-latch motor | 1 | 1 | 41.2 | Eppendorf | 5424850332 | https://www.eppendorf.com/SP-en/
5424850340 | Motor suspension 5418/5424 | 1 | 1 | 26.9 | Eppendorf | 5424850340 | https://www.eppendorf.com/SP-en/
5424850375 | Mains input module | 1 | 1 | 22.8 | Eppendorf | 5424850375 | https://www.eppendorf.com/SP-en/
5424850413 | Bedienungsanleitung 5424 11sp. | 1 | 1 | 22.8 | Eppendorf | 5424850413 | https://www.eppendorf.com/SP-en/
5424850421 | Verpackung f.5424 Bundle | 1 | 1 | 173.7 | Eppendorf | 5424850421 | https://www.eppendorf.com/SP-en/
5424852122 | Fuses 3.15A"T"230V, 2 pcs (5424R) | 1 | 1 | 12.4 | Eppendorf | 5424852122 | https://www.eppendorf.com/SP-en/
5424852203 | PCB control/operating "rotary knob" | 1 | 1 | 170.2 | Eppendorf | 5424852203 | https://www.eppendorf.com/SP-en/
5424852211 | PCB 5424 control/operating key | 1 | 1 | 325.5 | Eppendorf | 5424852211 | https://www.eppendorf.com/SP-en/
5424852602 | Upper part of housing Keypad | 1 | 1 | 158.7 | Eppendorf | 5424852602 | https://www.eppendorf.com/SP-en/
5424852637 | Upper part of housing Rotary knob | 1 | 1 | 158.7 | Eppendorf | 5424852637 | https://www.eppendorf.com/SP-en/
5424852750 | Rotor chamber as of S/N 38000 | 1 | 1 | 93 | Eppendorf | 5424852750 | https://www.eppendorf.com/SP-en/
5424852777 | Repair kit chamber/lid >S/N 38000 | 1 | 1 | 219.7 | Eppendorf | 5424852777 | https://www.eppendorf.com/SP-en/
5424852807 | Kit rotor bowl, keypad. S/N ≤ 37999 | 1 | 1 | 598 | Eppendorf | 5424852807 | https://www.eppendorf.com/SP-en/
5424852815 | Kit rotor bowl, rotary knob,S/N <= 37999 | 1 | 1 | 598 | Eppendorf | 5424852815 | https://www.eppendorf.com/SP-en/
5425110200 | Dial knob | 1 | 1 | 16.1 | Eppendorf | 5425110200 | https://www.eppendorf.com/SP-en/
5425110308 | Emergency lid release | 1 | 1 | 18.6 | Eppendorf | 5425110308 | https://www.eppendorf.com/SP-en/
5425170050 | Viewing window | 1 | 1 | 2.5 | Eppendorf | 5425170050 | https://www.eppendorf.com/SP-en/
5425300107 | Motor suspension, 1 set = 3 pieces | 1 | 1 | 37 | Eppendorf | 5425300107 | https://www.eppendorf.com/SP-en/
5425351003 | Fuses, 2 pcs for 230 V (5418R) | 1 | 1 | 1.2 | Eppendorf | 5425351003 | https://www.eppendorf.com/SP-en/
5425353006 | 1 set of fuses (2 x 5 A T UL) | 1 | 1 | 1.2 | Eppendorf | 5425353006 | https://www.eppendorf.com/SP-en/
5425850050 | Ground strap for motor | 1 | 1 | 31.9 | Eppendorf | 5425850050 | https://www.eppendorf.com/SP-en/
5426850119 | Motor 100-230 V | 1 | 1 | 274.9 | Eppendorf | 5426850119 | https://www.eppendorf.com/SP-en/
5426850135 | Motor Sleeve/Sealing (5418R) | 1 | 1 | 29.7 | Eppendorf | 5426850135 | https://www.eppendorf.com/SP-en/
5426850160 | Device feet, 4 pcs. (5418R) | 1 | 1 | 25.6 | Eppendorf | 5426850160 | https://www.eppendorf.com/SP-en/
5426850950 | 5415R Verpackung E.T. | 1 | 1 | 64.2 | Eppendorf | 5426850950 | https://www.eppendorf.com/SP-en/
5426850968 | Transport safety device (top) | 1 | 1 | 9.4 | Eppendorf | 5426850968 | https://www.eppendorf.com/SP-en/
5426850976 | Transport safety device (bottom) | 1 | 1 | 9.4 | Eppendorf | 5426850976 | https://www.eppendorf.com/SP-en/
5426850984 | Transportsicherung PE 5415R | 1 | 1 | 15 | Eppendorf | 5426850984 | https://www.eppendorf.com/SP-en/
5426851069 | Heat snk for PCB "Converter"/100V (5418R | 1 | 1 | 46.1 | Eppendorf | 5426851069 | https://www.eppendorf.com/SP-en/
5426851140 | Software update V2.2 E.T. | 1 | 1 | 22.8 | Eppendorf | 5426851140 | https://www.eppendorf.com/SP-en/
5426851212 | Stranded wire, GN-YE, 215 mm (50x) | 50 | 1 | 92.9 | Eppendorf | 5426851212 | https://www.eppendorf.com/SP-en/
5426851220 | PCB converter board 230V (5418R) | 1 | 1 | 811.9 | Eppendorf | 5426851220 | https://www.eppendorf.com/SP-en/
5426851247 | PCB converter board 100V (5418R) | 1 | 1 | 864.8 | Eppendorf | 5426851247 | https://www.eppendorf.com/SP-en/
5426851255 | PCB Controlwith display 100/120/230V | 1 | 1 | 315.1 | Eppendorf | 5426851255 | https://www.eppendorf.com/SP-en/
5426853010 | Upper part of lid | 1 | 1 | 68.1 | Eppendorf | 5426853010 | https://www.eppendorf.com/SP-en/
5426853100 | Motor for lid latch | 1 | 1 | 124.2 | Eppendorf | 5426853100 | https://www.eppendorf.com/SP-en/
5426853126 | Reed contact (lid magnet on base) (5418R | 1 | 1 | 31.1 | Eppendorf | 5426853126 | https://www.eppendorf.com/SP-en/
5426853169 | Springs, 2 pieces | 1 | 1 | 22.4 | Eppendorf | 5426853169 | https://www.eppendorf.com/SP-en/
5426853207 | Guiding for axis, 2 pieces | 1 | 1 | 17.6 | Eppendorf | 5426853207 | https://www.eppendorf.com/SP-en/
5426853240 | Lid latch, 2 pcs (5418R) | 1 | 1 | 37.3 | Eppendorf | 5426853240 | https://www.eppendorf.com/SP-en/
5426853266 | springs (2 pcs.) | 1 | 1 | 20.7 | Eppendorf | 5426853266 | https://www.eppendorf.com/SP-en/
5426853282 | Emergency screw | 1 | 1 | 32.9 | Eppendorf | 5426853282 | https://www.eppendorf.com/SP-en/
5426853290 | Cover, 10 pcs. | 1 | 1 | 14.1 | Eppendorf | 5426853290 | https://www.eppendorf.com/SP-en/
5426853304 | motor for lid latch | 1 | 1 | 79 | Eppendorf | 5426853304 | https://www.eppendorf.com/SP-en/
5426853452 | Lower part of lid with monitor glass | 1 | 1 | 155.3 | Eppendorf | 5426853452 | https://www.eppendorf.com/SP-en/
5426854017 | Housing upper part | 1 | 1 | 268 | Eppendorf | 5426854017 | https://www.eppendorf.com/SP-en/
5426854025 | Key pad | 1 | 1 | 32.9 | Eppendorf | 5426854025 | https://www.eppendorf.com/SP-en/
5426854050 | Sealing f. upper housing & jig | 1 | 1 | 23.5 | Eppendorf | 5426854050 | https://www.eppendorf.com/SP-en/
5426854068 | Condenser Fan 230 V (5418R) | 1 | 1 | 62.4 | Eppendorf | 5426854068 | https://www.eppendorf.com/SP-en/
5426854106 | Compressor Fan 230 V (5418R) | 1 | 1 | 62.4 | Eppendorf | 5426854106 | https://www.eppendorf.com/SP-en/
5426854122 | Sealing for lid and jig | 1 | 1 | 27.6 | Eppendorf | 5426854122 | https://www.eppendorf.com/SP-en/
5426854149 | Sealing inner housing | 1 | 1 | 28.9 | Eppendorf | 5426854149 | https://www.eppendorf.com/SP-en/
5426855030 | Drip tray | 1 | 1 | 23.5 | Eppendorf | 5426855030 | https://www.eppendorf.com/SP-en/
5426855056 | Condenser 230/120 V | 1 | 1 | 73.8 | Eppendorf | 5426855056 | https://www.eppendorf.com/SP-en/
5426855072 | Rubber sleeve for temp.sensor (5418R) | 1 | 1 | 22 | Eppendorf | 5426855072 | https://www.eppendorf.com/SP-en/
5426855080 | Drain tube | 1 | 1 | 19.2 | Eppendorf | 5426855080 | https://www.eppendorf.com/SP-en/
5426856010 | Mains input modul 230V | 1 | 1 | 66.2 | Eppendorf | 5426856010 | https://www.eppendorf.com/SP-en/
5426856044 | Temperature switch/monitor (5418R) | 1 | 1 | 43.2 | Eppendorf | 5426856044 | https://www.eppendorf.com/SP-en/
5426856117 | Mains input mod/pwr switch 230 V (5418R) | 1 | 1 | 66.7 | Eppendorf | 5426856117 | https://www.eppendorf.com/SP-en/
5426856125 | Brake resistor (5418R) | 1 | 1 | 38.2 | Eppendorf | 5426856125 | https://www.eppendorf.com/SP-en/
5427799001 | Bajonettverschluss verp. "LUM" | 1 | 1 | 20 | Eppendorf | 5427799001 | https://www.eppendorf.com/SP-en/
5427850023 | Magnet for lid position | 1 | 1 | 24.6 | Eppendorf | 5427850023 | https://www.eppendorf.com/SP-en/
5427850040 | Metal lid | 1 | 1 | 219.7 | Eppendorf | 5427850040 | https://www.eppendorf.com/SP-en/
5427850058 | Lid axle | 1 | 1 | 29.8 | Eppendorf | 5427850058 | https://www.eppendorf.com/SP-en/
5427850066 | Lid springs, set of 2 pcs | 1 | 1 | 21.2 | Eppendorf | 5427850066 | https://www.eppendorf.com/SP-en/
5427850074 | Lid latch nut, cpl. | 1 | 1 | 133.4 | Eppendorf | 5427850074 | https://www.eppendorf.com/SP-en/
5427850082 | Retaining Cap for lid latch, Set of 2 | 1 | 1 | 26.7 | Eppendorf | 5427850082 | https://www.eppendorf.com/SP-en/
5427850104 | Foot for device | 1 | 1 | 20.9 | Eppendorf | 5427850104 | https://www.eppendorf.com/SP-en/
5427850112 | Caps for emergency lid release, 2 pcs | 1 | 1 | 17.9 | Eppendorf | 5427850112 | https://www.eppendorf.com/SP-en/
5427850120 | Upper part of housing | 1 | 1 | 265.7 | Eppendorf | 5427850120 | https://www.eppendorf.com/SP-en/
5427850139 | Sealing for rotor bowl | 1 | 1 | 31.3 | Eppendorf | 5427850139 | https://www.eppendorf.com/SP-en/
5427850147 | Air ring insert | 1 | 1 | 83.6 | Eppendorf | 5427850147 | https://www.eppendorf.com/SP-en/
5427850155 | Rotor bowl cpl. | 1 | 1 | 512.9 | Eppendorf | 5427850155 | https://www.eppendorf.com/SP-en/
5427850163 | Air funnel | 1 | 1 | 31.3 | Eppendorf | 5427850163 | https://www.eppendorf.com/SP-en/
5427850198 | Spare parts kit maintenance | 1 | 1 | 215.1 | Eppendorf | 5427850198 | https://www.eppendorf.com/SP-en/
5427850201 | Front panel of housing, cpl. | 1 | 1 | 648.6 | Eppendorf | 5427850201 | https://www.eppendorf.com/SP-en/
5427850244 | Brake resistor | 1 | 1 | 70.3 | Eppendorf | 5427850244 | https://www.eppendorf.com/SP-en/
5427850260 | PCB 5430 RPM/Imbalance | 1 | 1 | 103 | Eppendorf | 5427850260 | https://www.eppendorf.com/SP-en/
5427850279 | Centrifuge motor 100V | 1 | 1 | 488.8 | Eppendorf | 5427850279 | https://www.eppendorf.com/SP-en/
5427850309 | Motor cap with integrated rotor sensor | 1 | 1 | 105 | Eppendorf | 5427850309 | https://www.eppendorf.com/SP-en/
5427850317 | Motor suspension 5430, complete | 1 | 1 | 52.6 | Eppendorf | 5427850317 | https://www.eppendorf.com/SP-en/
5427850350 | Ribbon cable front part | 1 | 1 | 26.7 | Eppendorf | 5427850350 | https://www.eppendorf.com/SP-en/
5427850414 | Transport package "Bundle" | 1 | 1 | 139.2 | Eppendorf | 5427850414 | https://www.eppendorf.com/SP-en/
5427851046 | Micro switch, end position left | 1 | 1 | 35.5 | Eppendorf | 5427851046 | https://www.eppendorf.com/SP-en/
5427851062 | Reed switch for lid position | 1 | 1 | 29.8 | Eppendorf | 5427851062 | https://www.eppendorf.com/SP-en/
5427851089 | Rubber/metal damper DV motor | 1 | 1 | 27.5 | Eppendorf | 5427851089 | https://www.eppendorf.com/SP-en/
5427851143 | Locking motor left with cable + coupling | 1 | 1 | 99.2 | Eppendorf | 5427851143 | https://www.eppendorf.com/SP-en/
5427851186 | Console 5430-USB >S/N 10000 | 1 | 1 | 179.4 | Eppendorf | 5427851186 | https://www.eppendorf.com/SP-en/
5427851194 | Rear panel 5430 with USB interface | 1 | 1 | 121.9 | Eppendorf | 5427851194 | https://www.eppendorf.com/SP-en/
5427851259 | Centrifuge motor 100V | 1 | 1 | 399.1 | Eppendorf | 5427851259 | https://www.eppendorf.com/SP-en/
5427851267 | Centrifuge motor 120/230V | 1 | 1 | 397.9 | Eppendorf | 5427851267 | https://www.eppendorf.com/SP-en/
5427851275 | Centrifuge motor with EPROM 100V | 1 | 1 | 454.3 | Eppendorf | 5427851275 | https://www.eppendorf.com/SP-en/
5427851283 | Centrifuge motor with EPROM 120/230V | 1 | 1 | 446.2 | Eppendorf | 5427851283 | https://www.eppendorf.com/SP-en/
5427851305 | EPROM Progr. 5430 V2.0 | 1 | 1 | 18.3 | Eppendorf | 5427851305 | https://www.eppendorf.com/SP-en/
5427851356 | PCB converter 5430-USB 230V >S/N 10000 | 1 | 1 | 696.9 | Eppendorf | 5427851356 | https://www.eppendorf.com/SP-en/
5427852018 | Lid locking unit right w. lid latch nut | 1 | 1 | 403.7 | Eppendorf | 5427852018 | https://www.eppendorf.com/SP-en/
5427852026 | Lid locking unit left w. lid latch nut | 1 | 1 | 234.6 | Eppendorf | 5427852026 | https://www.eppendorf.com/SP-en/
5427852077 | Lid locking nut w. damping plate | 1 | 1 | 62.9 | Eppendorf | 5427852077 | https://www.eppendorf.com/SP-en/
5427852107 | Upper lid part, with inspection glass | 1 | 1 | 90.2 | Eppendorf | 5427852107 | https://www.eppendorf.com/SP-en/
5427852115 | Lid impact rubber damper, PK/2 | 1 | 1 | 28.5 | Eppendorf | 5427852115 | https://www.eppendorf.com/SP-en/
5427852123 | Upper part of housing with sealingring | 1 | 1 | 523.3 | Eppendorf | 5427852123 | https://www.eppendorf.com/SP-en/
5427852131 | Sealing ring for rotor bowl ≥ s/n18000 | 1 | 1 | 46.3 | Eppendorf | 5427852131 | https://www.eppendorf.com/SP-en/
5427852140 | Screw-on air guide ring ≥ s/n18000 | 1 | 1 | 170.2 | Eppendorf | 5427852140 | https://www.eppendorf.com/SP-en/
5427853103 | Mod.kit 5430, sn. ≤ 9,999, 230 V | 1 | 1 | 1691.7 | Eppendorf | 5427853103 | https://www.eppendorf.com/SP-en/
5427853324 | Front panel with keypad 5430 | 1 | 1 | 774 | Eppendorf | 5427853324 | https://www.eppendorf.com/SP-en/
5427853332 | Front panel with rotary knobs 5430 | 1 | 1 | 790.1 | Eppendorf | 5427853332 | https://www.eppendorf.com/SP-en/
5427853359 | PCB operation 5430, keypad | 1 | 1 | 525.6 | Eppendorf | 5427853359 | https://www.eppendorf.com/SP-en/
5427853367 | PCB operation 5430, rotary knobs | 1 | 1 | 525.6 | Eppendorf | 5427853367 | https://www.eppendorf.com/SP-en/
5427853405 | Front panel with keypad 5430 | 1 | 1 | 310.5 | Eppendorf | 5427853405 | https://www.eppendorf.com/SP-en/
5427853413 | Front panel with rotary knobs 5430 | 1 | 1 | 310.5 | Eppendorf | 5427853413 | https://www.eppendorf.com/SP-en/
5428850019 | Upper part of lid 5430R | 1 | 1 | 136.9 | Eppendorf | 5428850019 | https://www.eppendorf.com/SP-en/
5428850027 | Inspection glass with O-ring | 1 | 1 | 35 | Eppendorf | 5428850027 | https://www.eppendorf.com/SP-en/
5428850035 | Magnet for lid position (actuator) | 1 | 1 | 20.9 | Eppendorf | 5428850035 | https://www.eppendorf.com/SP-en/
5428850043 | Lid panel 5430R | 1 | 1 | 533.6 | Eppendorf | 5428850043 | https://www.eppendorf.com/SP-en/
5428850051 | Lid axle 5430R | 1 | 1 | 30.1 | Eppendorf | 5428850051 | https://www.eppendorf.com/SP-en/
5428850060 | Lid latch nut assembly 5430R | 1 | 1 | 82.6 | Eppendorf | 5428850060 | https://www.eppendorf.com/SP-en/
5428850078 | Spring lifter 5430R | 1 | 1 | 164.5 | Eppendorf | 5428850078 | https://www.eppendorf.com/SP-en/
5428850086 | Retaining pin, 2 pcs. | 1 | 1 | 26.5 | Eppendorf | 5428850086 | https://www.eppendorf.com/SP-en/
5428850094 | Rubber sleeve gas lifter/housing | 1 | 1 | 17.4 | Eppendorf | 5428850094 | https://www.eppendorf.com/SP-en/
5428850108 | Device foot 5424R&5430R incl. nut -pcs | 1 | 1 | 23.5 | Eppendorf | 5428850108 | https://www.eppendorf.com/SP-en/
5428850116 | Chamber sealing ring | 1 | 1 | 33 | Eppendorf | 5428850116 | https://www.eppendorf.com/SP-en/
5428850124 | Upper part of housing | 1 | 1 | 294.4 | Eppendorf | 5428850124 | https://www.eppendorf.com/SP-en/
5428850132 | Washers for housing (10 pcs.) | 1 | 1 | 16 | Eppendorf | 5428850132 | https://www.eppendorf.com/SP-en/
5428850140 | Sealing strip, at the front of housing | 1 | 1 | 17.4 | Eppendorf | 5428850140 | https://www.eppendorf.com/SP-en/
5428850159 | Guide emergency lid release | 1 | 1 | 25.6 | Eppendorf | 5428850159 | https://www.eppendorf.com/SP-en/
5428850167 | O-ring seal for gas spring 5430 R | 1 | 1 | 14.3 | Eppendorf | 5428850167 | https://www.eppendorf.com/SP-en/
5428850175 | Housing attachment | 1 | 1 | 36.2 | Eppendorf | 5428850175 | https://www.eppendorf.com/SP-en/
5428850183 | Compressor holder angle, above | 1 | 1 | 22.8 | Eppendorf | 5428850183 | https://www.eppendorf.com/SP-en/
5428850191 | Console 5430R | 1 | 1 | 87.2 | Eppendorf | 5428850191 | https://www.eppendorf.com/SP-en/
5428850205 | Rear panel 5430R incl. USB | 1 | 1 | 112.5 | Eppendorf | 5428850205 | https://www.eppendorf.com/SP-en/
5428850213 | Lid 5430 R cpl. | 1 | 1 | 561.2 | Eppendorf | 5428850213 | https://www.eppendorf.com/SP-en/
5428850248 | Console 5430R 100V | 1 | 1 | 140.3 | Eppendorf | 5428850248 | https://www.eppendorf.com/SP-en/
5428850256 | PCB Rotational speed/imbalance, 5430R | 1 | 1 | 101.2 | Eppendorf | 5428850256 | https://www.eppendorf.com/SP-en/
5428850264 | Lid panel 5430 R with monitoring glass | 1 | 1 | 299 | Eppendorf | 5428850264 | https://www.eppendorf.com/SP-en/
5428850272 | Ribbon cable front-PCB converter | 1 | 1 | 31.6 | Eppendorf | 5428850272 | https://www.eppendorf.com/SP-en/
5428850299 | Motor suspension 5430R | 1 | 1 | 53.1 | Eppendorf | 5428850299 | https://www.eppendorf.com/SP-en/
5428850302 | PCB converter 5430R 230V | 1 | 1 | 930.4 | Eppendorf | 5428850302 | https://www.eppendorf.com/SP-en/
5428850337 | Brake resistor 100-230V | 1 | 1 | 85.8 | Eppendorf | 5428850337 | https://www.eppendorf.com/SP-en/
5428850353 | Centrifuge motor 100-230V | 1 | 1 | 719.9 | Eppendorf | 5428850353 | https://www.eppendorf.com/SP-en/
5428850361 | Motor cap with rotor sensor | 1 | 1 | 94.9 | Eppendorf | 5428850361 | https://www.eppendorf.com/SP-en/
5428850370 | Motor sleeve 5430R | 1 | 1 | 36.6 | Eppendorf | 5428850370 | https://www.eppendorf.com/SP-en/
5428850388 | Insulating cap 5430R | 1 | 1 | 29.2 | Eppendorf | 5428850388 | https://www.eppendorf.com/SP-en/
5428850400 | Motor sleeve back-up ring 5430R | 1 | 1 | 27.5 | Eppendorf | 5428850400 | https://www.eppendorf.com/SP-en/
5428850426 | Temperature sensor botton of chamber | 1 | 1 | 49.8 | Eppendorf | 5428850426 | https://www.eppendorf.com/SP-en/
5428850434 | Temperature sensor, condenser | 1 | 1 | 44.4 | Eppendorf | 5428850434 | https://www.eppendorf.com/SP-en/
5428850442 | Fan for motor 5430R | 1 | 1 | 91.1 | Eppendorf | 5428850442 | https://www.eppendorf.com/SP-en/
5428850450 | Fan for converter 5430R (for SN <12,999) | 1 | 1 | 84.3 | Eppendorf | 5428850450 | https://www.eppendorf.com/SP-en/
5428850477 | Condenser fan 230V | 1 | 1 | 90.2 | Eppendorf | 5428850477 | https://www.eppendorf.com/SP-en/
5428850485 | Mains switch 230V | 1 | 1 | 45.3 | Eppendorf | 5428850485 | https://www.eppendorf.com/SP-en/
5428850515 | Condenser 5430 R, top,sn. ≤21,769 | 1 | 1 | 103.7 | Eppendorf | 5428850515 | https://www.eppendorf.com/SP-en/
5428850523 | Condenser 5430 R, bottom,sn. ≤21,769 | 1 | 1 | 108.3 | Eppendorf | 5428850523 | https://www.eppendorf.com/SP-en/
5428850531 | Compressor 5430 R, 120-240V (SN<12,999) | 1 | 1 | 288.7 | Eppendorf | 5428850531 | https://www.eppendorf.com/SP-en/
5428850540 | Filter dryer | 1 | 1 | 49.8 | Eppendorf | 5428850540 | https://www.eppendorf.com/SP-en/
5428850558 | Injection valve 5430R | 1 | 1 | 91.7 | Eppendorf | 5428850558 | https://www.eppendorf.com/SP-en/
5428850604 | Transport packaging 5430R | 1 | 1 | 154.1 | Eppendorf | 5428850604 | https://www.eppendorf.com/SP-en/
5428850620 | Service key for housing | 1 | 1 | 23.2 | Eppendorf | 5428850620 | https://www.eppendorf.com/SP-en/
5428851015 | Lid latch unit right with lid latch nut | 1 | 1 | 288.7 | Eppendorf | 5428851015 | https://www.eppendorf.com/SP-en/
5428851023 | Lid latch unit left with lid latch nut | 1 | 1 | 243.8 | Eppendorf | 5428851023 | https://www.eppendorf.com/SP-en/
5428851031 | Reed switch for lid position | 1 | 1 | 36.2 | Eppendorf | 5428851031 | https://www.eppendorf.com/SP-en/
5428851040 | Micro switch, end position right | 1 | 1 | 47.2 | Eppendorf | 5428851040 | https://www.eppendorf.com/SP-en/
5428851104 | Spare parts kit maintenance | 1 | 1 | 254.2 | Eppendorf | 5428851104 | https://www.eppendorf.com/SP-en/
5428851120 | Upper part of hous. 5430 R, sn. ≥ 21,770 | 1 | 1 | 362.3 | Eppendorf | 5428851120 | https://www.eppendorf.com/SP-en/
5428851139 | Locking motor right cable + coupling | 1 | 1 | 99.2 | Eppendorf | 5428851139 | https://www.eppendorf.com/SP-en/
5428851180 | Compres. holder angle, top, sn. ≥ 21,770 | 1 | 1 | 410.6 | Eppendorf | 5428851180 | https://www.eppendorf.com/SP-en/
5428851309 | PCB converter 5430 R > s/n 13000 | 1 | 1 | 903.9 | Eppendorf | 5428851309 | https://www.eppendorf.com/SP-en/
5428851325 | Mainboard cpl. 5430R 100V | 1 | 1 | 1733.1 | Eppendorf | 5428851325 | https://www.eppendorf.com/SP-en/
5428851333 | PCB converter 5430 R, 100 V (SN>13,000) | 1 | 1 | 1501.9 | Eppendorf | 5428851333 | https://www.eppendorf.com/SP-en/
5428851376 | PCB Standby 5430 R | 1 | 1 | 291 | Eppendorf | 5428851376 | https://www.eppendorf.com/SP-en/
5428851430 | Temperature sensor,condenser,sn. ≥21,770 | 1 | 1 | 63.8 | Eppendorf | 5428851430 | https://www.eppendorf.com/SP-en/
5428851511 | Condenser 5430 R, top,sn. ≥21,770 | 1 | 1 | 410.6 | Eppendorf | 5428851511 | https://www.eppendorf.com/SP-en/
5428851520 | Condenser 5430 R, bottom,sn. ≥21,770 | 1 | 1 | 410.6 | Eppendorf | 5428851520 | https://www.eppendorf.com/SP-en/
5428851538 | Compressor 5430 R, 120-240V (SN>13,000) | 1 | 1 | 426.7 | Eppendorf | 5428851538 | https://www.eppendorf.com/SP-en/
5428851554 | Injection valve 5430R | 1 | 1 | 101.2 | Eppendorf | 5428851554 | https://www.eppendorf.com/SP-en/
5428851562 | Injection valve 5430R, R452A | 1 | 1 | 94.8 | Eppendorf | 5428851562 | https://www.eppendorf.com/SP-en/
5428852208 | Front panel keypad 5430R | 1 | 1 | 542.8 | Eppendorf | 5428852208 | https://www.eppendorf.com/SP-en/
5428852216 | Front panel with rotary knob 5430 R | 1 | 1 | 542.8 | Eppendorf | 5428852216 | https://www.eppendorf.com/SP-en/
5428852259 | PCB operation 5430 R | 1 | 1 | 342.7 | Eppendorf | 5428852259 | https://www.eppendorf.com/SP-en/
5428852267 | PCB operation 5430 R | 1 | 1 | 342.7 | Eppendorf | 5428852267 | https://www.eppendorf.com/SP-en/
5428852305 | Front panel with keypad 5430 R | 1 | 1 | 248.4 | Eppendorf | 5428852305 | https://www.eppendorf.com/SP-en/
5428852313 | Front panel with rotary knob 5430 R | 1 | 1 | 248.4 | Eppendorf | 5428852313 | https://www.eppendorf.com/SP-en/
5428855134 | Housing 5430R LUM (S/N ≥ 25570) | 1 | 1 | 342.7 | Eppendorf | 5428855134 | https://www.eppendorf.com/SP-en/
5428855452 | Fan converter 5430R 100V | 1 | 1 | 197.8 | Eppendorf | 5428855452 | https://www.eppendorf.com/SP-en/
5428920025 | SOP ger 5430R Installation Qualification | 1 | 1 | 147.2 | Eppendorf | 5428920025 | https://www.eppendorf.com/SP-en/
5428920033 | SOP engl 5430R InstallationQualification | 1 | 1 | 147.2 | Eppendorf | 5428920033 | https://www.eppendorf.com/SP-en/
5428920041 | SOP germ 5430R Operational Qualification | 1 | 1 | 147.2 | Eppendorf | 5428920041 | https://www.eppendorf.com/SP-en/
5428920050 | SOP engl 5430R Operational Qualification | 1 | 1 | 147.2 | Eppendorf | 5428920050 | https://www.eppendorf.com/SP-en/
5428920084 | SOP germ 5430R device testing | 1 | 1 | 147.2 | Eppendorf | 5428920084 | https://www.eppendorf.com/SP-en/
5428920092 | SOP english 5430R device testing | 1 | 1 | 147.2 | Eppendorf | 5428920092 | https://www.eppendorf.com/SP-en/
5430920021 | SOP germ 5430 Installation Qualification | 1 | 1 | 147.2 | Eppendorf | 5430920021 | https://www.eppendorf.com/SP-en/
5430920030 | SOP engl 5430 Installation Qualification | 1 | 1 | 147.2 | Eppendorf | 5430920030 | https://www.eppendorf.com/SP-en/
5430920048 | SOP germ 5430 Operational Qualification | 1 | 1 | 147.2 | Eppendorf | 5430920048 | https://www.eppendorf.com/SP-en/
5430920056 | SOP engl 5430 Operational Qualification | 1 | 1 | 147.2 | Eppendorf | 5430920056 | https://www.eppendorf.com/SP-en/
5430920064 | SOP german 5430 safety instructions | 1 | 1 | 147.2 | Eppendorf | 5430920064 | https://www.eppendorf.com/SP-en/
5430920072 | SOP english 5430 safety instructions | 1 | 1 | 147.2 | Eppendorf | 5430920072 | https://www.eppendorf.com/SP-en/
5430920080 | SOP germ 5430 device testing | 1 | 1 | 147.2 | Eppendorf | 5430920080 | https://www.eppendorf.com/SP-en/
5430920099 | SOP english 5430 device testing | 1 | 1 | 147.2 | Eppendorf | 5430920099 | https://www.eppendorf.com/SP-en/
5452729000 | Rotor nut for lid (VA) | 1 | 1 | 27 | Eppendorf | 5452729000 | https://www.eppendorf.com/SP-en/
5452850011 | Motor | 1 | 1 | 233.5 | Eppendorf | 5452850011 | https://www.eppendorf.com/SP-en/
5452850020 | Motor, MiniSpin/MiniSpin plus | 1 | 1 | 318.6 | Eppendorf | 5452850020 | https://www.eppendorf.com/SP-en/
5452850100 | Motor for lid lock | 1 | 1 | 91.9 | Eppendorf | 5452850100 | https://www.eppendorf.com/SP-en/
5452850154 | Ferrite core for power cord | 1 | 1 | 32.7 | Eppendorf | 5452850154 | https://www.eppendorf.com/SP-en/
5452850208 | Motor suspension | 1 | 1 | 20.5 | Eppendorf | 5452850208 | https://www.eppendorf.com/SP-en/
5452850917 | Operating instructions 5452/53 MiniSpin | 1 | 1 | 13.8 | Eppendorf | 5452850917 | https://www.eppendorf.com/SP-en/
5452850950 | Packing MiniSpin 5452/5453 complete | 1 | 1 | 45 | Eppendorf | 5452850950 | https://www.eppendorf.com/SP-en/
5452851111 | PCB "Display" E.T. | 1 | 1 | 120.8 | Eppendorf | 5452851111 | https://www.eppendorf.com/SP-en/
5452851506 | PCB Display | 1 | 1 | 170.2 | Eppendorf | 5452851506 | https://www.eppendorf.com/SP-en/
5452852073 | Micro switch | 1 | 1 | 25.9 | Eppendorf | 5452852073 | https://www.eppendorf.com/SP-en/
5452852081 | Fuses for mainboard, 230 V, 2x 1,6 AT | 1 | 1 | 9.1 | Eppendorf | 5452852081 | https://www.eppendorf.com/SP-en/
5452852090 | Fuses for mainboard 120 V, 2x 3,15 AT | 1 | 1 | 13.8 | Eppendorf | 5452852090 | https://www.eppendorf.com/SP-en/
5452852120 | PCB Mainboard, 230 V | 1 | 1 | 391 | Eppendorf | 5452852120 | https://www.eppendorf.com/SP-en/
5452852146 | PCB Mainboard, 120 V | 1 | 1 | 391 | Eppendorf | 5452852146 | https://www.eppendorf.com/SP-en/
5452853029 | Lid P, MiniSpin | 1 | 1 | 174.8 | Eppendorf | 5452853029 | https://www.eppendorf.com/SP-en/
5452853100 | Upper part of housing with keypad | 1 | 1 | 79 | Eppendorf | 5452853100 | https://www.eppendorf.com/SP-en/
5452853207 | Repair set for lid latch | 1 | 1 | 102 | Eppendorf | 5452853207 | https://www.eppendorf.com/SP-en/
5452853304 | Device feeds (4 pcs.) | 1 | 1 | 19.3 | Eppendorf | 5452853304 | https://www.eppendorf.com/SP-en/
5452853401 | Lid spring w/ plastic part (repair set) | 1 | 1 | 39.2 | Eppendorf | 5452853401 | https://www.eppendorf.com/SP-en/
5453853022 | Lid P, MiniSpin plus | 1 | 1 | 127.7 | Eppendorf | 5453853022 | https://www.eppendorf.com/SP-en/
5453853049 | Lid P, MiniSpin Space | 1 | 1 | 195.5 | Eppendorf | 5453853049 | https://www.eppendorf.com/SP-en/
5453853103 | Upper part of housing Space w/ keypad | 1 | 1 | 97.8 | Eppendorf | 5453853103 | https://www.eppendorf.com/SP-en/
5490030800 | Lagerbeutel m. Fuesschen | 1 | 1 | 24.2 | Eppendorf | 5490030800 | https://www.eppendorf.com/SP-en/
5492008801 | Ersatzdeckel für | 1 | 1 | 128.8 | Eppendorf | 5492008801 | https://www.eppendorf.com/SP-en/
5498900137 | O-Ring (154x2) for standard rotor (5x) | 1 | 1 | 26.2 | Eppendorf | 5498900137 | https://www.eppendorf.com/SP-en/
5702851019 | Motor 100-240 V, 5702 | 1 | 1 | 333.5 | Eppendorf | 5702851019 | https://www.eppendorf.com/SP-en/
5702851035 | Shock mount (3 pcs.) | 1 | 1 | 26.7 | Eppendorf | 5702851035 | https://www.eppendorf.com/SP-en/
5702851043 | O-ring | 1 | 1 | 17.4 | Eppendorf | 5702851043 | https://www.eppendorf.com/SP-en/
5702851051 | Converter PCB 230 V | 1 | 1 | 374.9 | Eppendorf | 5702851051 | https://www.eppendorf.com/SP-en/
5702851108 | Imbalance switch | 1 | 1 | 17.4 | Eppendorf | 5702851108 | https://www.eppendorf.com/SP-en/
5702851116 | Brake resistor 330 E | 1 | 1 | 43.6 | Eppendorf | 5702851116 | https://www.eppendorf.com/SP-en/
5702851124 | Lid-latch motor (Kindly) | 1 | 1 | 76.5 | Eppendorf | 5702851124 | https://www.eppendorf.com/SP-en/
5702851132 | Mains input module | 1 | 1 | 24.5 | Eppendorf | 5702851132 | https://www.eppendorf.com/SP-en/
5702851140 | Shock mount Isobutyl, 3 pcs. | 1 | 1 | 30.1 | Eppendorf | 5702851140 | https://www.eppendorf.com/SP-en/
5702851159 | Toothed segment with emergency release | 1 | 1 | 34.6 | Eppendorf | 5702851159 | https://www.eppendorf.com/SP-en/
5702851183 | LP 5702 Control V2.0 | 1 | 1 | 251.9 | Eppendorf | 5702851183 | https://www.eppendorf.com/SP-en/
5702851191 | Prozessor PROGR 5702 V2.0 | 1 | 1 | 37.6 | Eppendorf | 5702851191 | https://www.eppendorf.com/SP-en/
5702852015 | 5702 Housing W/sealing ring (SN <27999) | 1 | 1 | 197.8 | Eppendorf | 5702852015 | https://www.eppendorf.com/SP-en/
5702852023 | Rear panel | 1 | 1 | 52.4 | Eppendorf | 5702852023 | https://www.eppendorf.com/SP-en/
5702852031 | Front panel | 1 | 1 | 97.2 | Eppendorf | 5702852031 | https://www.eppendorf.com/SP-en/
5702852040 | Rotary Knob/Dial (5418R/5424R) | 1 | 1 | 16.7 | Eppendorf | 5702852040 | https://www.eppendorf.com/SP-en/
5702852066 | Push button 'short/open' | 1 | 1 | 18.6 | Eppendorf | 5702852066 | https://www.eppendorf.com/SP-en/
5702852074 | Push button 'stand by' | 1 | 1 | 16.4 | Eppendorf | 5702852074 | https://www.eppendorf.com/SP-en/
5702852082 | Kesselraumdichtung 5702 E.T. | 1 | 1 | 22.1 | Eppendorf | 5702852082 | https://www.eppendorf.com/SP-en/
5702852090 | Rotor chamber | 1 | 1 | 141.5 | Eppendorf | 5702852090 | https://www.eppendorf.com/SP-en/
5702852112 | Dichtprofil f. Schleuderkessel | 1 | 1 | 19.7 | Eppendorf | 5702852112 | https://www.eppendorf.com/SP-en/
5702852120 | Base plate | 1 | 1 | 87.2 | Eppendorf | 5702852120 | https://www.eppendorf.com/SP-en/
5702852139 | Device foot, 4 pcs. | 1 | 1 | 31.3 | Eppendorf | 5702852139 | https://www.eppendorf.com/SP-en/
5702852147 | Foam part for rotor chamber | 2 | 1 | 30.8 | Eppendorf | 5702852147 | https://www.eppendorf.com/SP-en/
5702852155 | Housing with rotor chamber | 1 | 1 | 315.1 | Eppendorf | 5702852155 | https://www.eppendorf.com/SP-en/
5702852163 | Repair kit lid spring 5702 | 1 | 1 | 285.2 | Eppendorf | 5702852163 | https://www.eppendorf.com/SP-en/
5702852171 | Grease gleitmo WSP 5040 (5 gram bag) | 1 | 1 | 20.5 | Eppendorf | 5702852171 | https://www.eppendorf.com/SP-en/
5702852180 | 5702 Housing W/sealing ring (SN >28000) | 1 | 1 | 133.4 | Eppendorf | 5702852180 | https://www.eppendorf.com/SP-en/
5702852198 | 5702 Housing w/rotor chamber (SN >28000) | 1 | 1 | 333.5 | Eppendorf | 5702852198 | https://www.eppendorf.com/SP-en/
5702852201 | Packaging 5702 | 1 | 1 | 55.3 | Eppendorf | 5702852201 | https://www.eppendorf.com/SP-en/
5702852236 | Packaging for 5702 (Bundle) | 1 | 1 | 101.8 | Eppendorf | 5702852236 | https://www.eppendorf.com/SP-en/
5702852317 | Instructions Centrifuge 5702/R/RH, multi | 1 | 1 | 31.4 | Eppendorf | 5702852317 | https://www.eppendorf.com/SP-en/
5702853011 | Plastic part of cover,w/o monit. glass | 1 | 1 | 75.4 | Eppendorf | 5702853011 | https://www.eppendorf.com/SP-en/
5702853038 | 5702 Lid panel/metal body (SN <27999) | 1 | 1 | 116.2 | Eppendorf | 5702853038 | https://www.eppendorf.com/SP-en/
5702853046 | Reed-magnet (lid magnet on lid) (5418R) | 1 | 1 | 22.7 | Eppendorf | 5702853046 | https://www.eppendorf.com/SP-en/
5702853070 | Guide bushing, 2 pcs. | 1 | 1 | 15.3 | Eppendorf | 5702853070 | https://www.eppendorf.com/SP-en/
5702853089 | Lock washer, 2 pcs. | 1 | 1 | 14.3 | Eppendorf | 5702853089 | https://www.eppendorf.com/SP-en/
5702853097 | Emergency lid release | 1 | 1 | 23.8 | Eppendorf | 5702853097 | https://www.eppendorf.com/SP-en/
5702853100 | Lid axle | 1 | 1 | 26.3 | Eppendorf | 5702853100 | https://www.eppendorf.com/SP-en/
5702853135 | 2x Lid catch with nuts | 1 | 1 | 28.4 | Eppendorf | 5702853135 | https://www.eppendorf.com/SP-en/
5702853151 | Lid spring set 5702 (SN up to 27999) | 1 | 1 | 18.9 | Eppendorf | 5702853151 | https://www.eppendorf.com/SP-en/
5702853160 | Reed sensor | 1 | 1 | 36.2 | Eppendorf | 5702853160 | https://www.eppendorf.com/SP-en/
5702853178 | 5702 Lid panel/metal body (SN >28000) | 1 | 1 | 163.3 | Eppendorf | 5702853178 | https://www.eppendorf.com/SP-en/
5702853186 | Lid spring set (R& L) F/5702 (SN >28000) | 1 | 1 | 29.9 | Eppendorf | 5702853186 | https://www.eppendorf.com/SP-en/
5702853194 | Spare parts kit maintenance | 1 | 1 | 149.5 | Eppendorf | 5702853194 | https://www.eppendorf.com/SP-en/
5702920029 | SOP d 5353 Installation Qualification | 1 | 1 | 185.2 | Eppendorf | 5702920029 | https://www.eppendorf.com/SP-en/
5702920037 | SOP e 5353 Installation Qualification | 1 | 1 | 185.2 | Eppendorf | 5702920037 | https://www.eppendorf.com/SP-en/
5702920045 | SOP d 5702 Operational Qualification | 1 | 1 | 185.2 | Eppendorf | 5702920045 | https://www.eppendorf.com/SP-en/
5702920053 | SOP e 5702 Operational Qualification | 1 | 1 | 185.2 | Eppendorf | 5702920053 | https://www.eppendorf.com/SP-en/
5702920088 | SOP d 5702 divice testing | 1 | 1 | 185.2 | Eppendorf | 5702920088 | https://www.eppendorf.com/SP-en/
5702920096 | SOP e 5702 divice testing | 1 | 1 | 185.2 | Eppendorf | 5702920096 | https://www.eppendorf.com/SP-en/
5702920100 | SOP d 5702 Rotor check | 1 | 1 | 185.2 | Eppendorf | 5702920100 | https://www.eppendorf.com/SP-en/
5702920118 | SOP Rotor check for Centrifuge 5702, E | 1 | 1 | 185.2 | Eppendorf | 5702920118 | https://www.eppendorf.com/SP-en/
5703850113 | Sealing rings, for rotor bowl 5702R/RH | 1 | 1 | 39 | Eppendorf | 5703850113 | https://www.eppendorf.com/SP-en/
5703850210 | Lid latch console, 5702 R/RH | 1 | 1 | 307.1 | Eppendorf | 5703850210 | https://www.eppendorf.com/SP-en/
5703851012 | Motor 5702 R, 100-240 V | 1 | 1 | 377.2 | Eppendorf | 5703851012 | https://www.eppendorf.com/SP-en/
5703851020 | Foam for insulating flange | 1 | 1 | 23.5 | Eppendorf | 5703851020 | https://www.eppendorf.com/SP-en/
5703851055 | PCB Freq.converter 5702R/RH+heatsink 230 | 1 | 1 | 860.2 | Eppendorf | 5703851055 | https://www.eppendorf.com/SP-en/
5703851063 | PCB Freq.converter 5702R/RH+heatsink 120 | 1 | 1 | 952.2 | Eppendorf | 5703851063 | https://www.eppendorf.com/SP-en/
5703851101 | Fan with stopper | 1 | 1 | 42.3 | Eppendorf | 5703851101 | https://www.eppendorf.com/SP-en/
5703851110 | Ribbon cable Converter PCB/PCB Control | 1 | 1 | 27.9 | Eppendorf | 5703851110 | https://www.eppendorf.com/SP-en/
5703851136 | Fuse, 6,3 AT (100 V), 2 pieces | 2 | 1 | 15.5 | Eppendorf | 5703851136 | https://www.eppendorf.com/SP-en/
5703851187 | LP Control 5702 R V 2.0 | 1 | 1 | 324.3 | Eppendorf | 5703851187 | https://www.eppendorf.com/SP-en/
5703851195 | EPROM PROGR. V2.0 | 1 | 1 | 61.6 | Eppendorf | 5703851195 | https://www.eppendorf.com/SP-en/
5703852019 | Housing 5702R<6791/5702RH<2440 | 1 | 1 | 226.6 | Eppendorf | 5703852019 | https://www.eppendorf.com/SP-en/
5703852027 | Real panel 5702R | 1 | 1 | 58.2 | Eppendorf | 5703852027 | https://www.eppendorf.com/SP-en/
5703852035 | Front panel 5702 R | 1 | 1 | 164.5 | Eppendorf | 5703852035 | https://www.eppendorf.com/SP-en/
5703852043 | Sealing f. rotor chamber 5702R | 1 | 1 | 19.3 | Eppendorf | 5703852043 | https://www.eppendorf.com/SP-en/
5703852051 | Housing attachment | 1 | 1 | 84 | Eppendorf | 5703852051 | https://www.eppendorf.com/SP-en/
5703852060 | Push button 5702R (short,open,...) | 1 | 1 | 18.9 | Eppendorf | 5703852060 | https://www.eppendorf.com/SP-en/
5703852078 | Push button 5702R, 'prog. 1/2' | 1 | 1 | 16.7 | Eppendorf | 5703852078 | https://www.eppendorf.com/SP-en/
5703852086 | Buttonpad 5702 R (Standby) | 1 | 1 | 17.6 | Eppendorf | 5703852086 | https://www.eppendorf.com/SP-en/
5703852116 | Tray for condensation water | 1 | 1 | 51.9 | Eppendorf | 5703852116 | https://www.eppendorf.com/SP-en/
5703852124 | Base plate 5702R | 1 | 1 | 126.5 | Eppendorf | 5703852124 | https://www.eppendorf.com/SP-en/
5703852132 | Compressor 120/230V, 50-60Hz (5418R) | 1 | 1 | 354.2 | Eppendorf | 5703852132 | https://www.eppendorf.com/SP-en/
5703852140 | filter dreyer FTHM 15.25 | 1 | 1 | 36.7 | Eppendorf | 5703852140 | https://www.eppendorf.com/SP-en/
5703852159 | Condenser fan 230V | 1 | 1 | 75 | Eppendorf | 5703852159 | https://www.eppendorf.com/SP-en/
5703852175 | Temperature sensor (condenser) | 1 | 1 | 39.6 | Eppendorf | 5703852175 | https://www.eppendorf.com/SP-en/
5703852183 | Condenser fan 100V | 1 | 1 | 136.9 | Eppendorf | 5703852183 | https://www.eppendorf.com/SP-en/
5703852191 | Condensor fan 100 V | 1 | 1 | 59.6 | Eppendorf | 5703852191 | https://www.eppendorf.com/SP-en/
5703852205 | Verpackung 5702 R | 1 | 1 | 48.6 | Eppendorf | 5703852205 | https://www.eppendorf.com/SP-en/
5703852213 | Holder for rotor key | 1 | 1 | 13.7 | Eppendorf | 5703852213 | https://www.eppendorf.com/SP-en/
5703852221 | Packaging for 5702R/H Bundle | 1 | 1 | 83.4 | Eppendorf | 5703852221 | https://www.eppendorf.com/SP-en/
5703852310 | Housing 5702R>6791/5702RH>2440 | 1 | 1 | 170.2 | Eppendorf | 5703852310 | https://www.eppendorf.com/SP-en/
5703853015 | Lid cover 5702R<6791/5702RH<2440 | 1 | 1 | 111.9 | Eppendorf | 5703853015 | https://www.eppendorf.com/SP-en/
5703853023 | Monitoring glass 5702R | 1 | 1 | 29.3 | Eppendorf | 5703853023 | https://www.eppendorf.com/SP-en/
5703853031 | Lid panel 5702R<6791/5702RH<2440 | 1 | 1 | 200.1 | Eppendorf | 5703853031 | https://www.eppendorf.com/SP-en/
5703853040 | Lid axle | 1 | 1 | 35.2 | Eppendorf | 5703853040 | https://www.eppendorf.com/SP-en/
5703853104 | Spare parts kit maintenance 5702R/RH | 1 | 1 | 162.2 | Eppendorf | 5703853104 | https://www.eppendorf.com/SP-en/
5703853139 | Lid panel reed 5702R>6791/5702RH>2440 | 1 | 1 | 227.7 | Eppendorf | 5703853139 | https://www.eppendorf.com/SP-en/
5703853155 | Lid springs 5702R<6791/5702RH<2440 2 St | 1 | 1 | 25.4 | Eppendorf | 5703853155 | https://www.eppendorf.com/SP-en/
5703853210 | Lid cover 5702R>6791/5702RH>2440 | 1 | 1 | 109.3 | Eppendorf | 5703853210 | https://www.eppendorf.com/SP-en/
5703853252 | Lid springs 5702>6791/5702RH>2440 4 pcs. | 1 | 1 | 31.1 | Eppendorf | 5703853252 | https://www.eppendorf.com/SP-en/
5703853350 | Retrofit kit housing/lid 5703 | 1 | 1 | 311.7 | Eppendorf | 5703853350 | https://www.eppendorf.com/SP-en/
5704850010 | LP Control 5702 RH V.1.3 | 1 | 1 | 324.3 | Eppendorf | 5704850010 | https://www.eppendorf.com/SP-en/
5704850028 | EPROM PROGR. 5702RH V1.3 | 1 | 1 | 24.5 | Eppendorf | 5704850028 | https://www.eppendorf.com/SP-en/
5704850036 | Front panel 5702RH | 1 | 1 | 182.9 | Eppendorf | 5704850036 | https://www.eppendorf.com/SP-en/
5804121201 | Rotor bowl 5804 | 1 | 1 | 379.5 | Eppendorf | 5804121201 | https://www.eppendorf.com/SP-en/
5804130103 | Sealing ring for rotor bowl 5804 | 1 | 1 | 48.3 | Eppendorf | 5804130103 | https://www.eppendorf.com/SP-en/
5804132033 | Front panel 5804 | 1 | 1 | 119.6 | Eppendorf | 5804132033 | https://www.eppendorf.com/SP-en/
5804160304 | Metal lid 5804 | 1 | 1 | 181.7 | Eppendorf | 5804160304 | https://www.eppendorf.com/SP-en/
5804160517 | Upper part of lid | 1 | 1 | 99.8 | Eppendorf | 5804160517 | https://www.eppendorf.com/SP-en/
5804160525 | Lower part of lid with rim, 5804 | 1 | 1 | 93.3 | Eppendorf | 5804160525 | https://www.eppendorf.com/SP-en/
5804161009 | Lid reinforcement (welded) | 1 | 1 | 195.5 | Eppendorf | 5804161009 | https://www.eppendorf.com/SP-en/
5804733002 | Rotor lid for drum rotor | 1 | 1 | 144.9 | Eppendorf | 5804733002 | https://www.eppendorf.com/SP-en/
5804901010 | Manual/Aacc. guide Centrifuge 5804/5810 | 1 | 1 | 16 | Eppendorf | 5804901010 | https://www.eppendorf.com/SP-en/
5804920007 | ServMan d Centrifuge 58xx | 1 | 1 | 20 | Eppendorf | 5804920007 | https://www.eppendorf.com/SP-en/
5804920066 | SOP german 58XX safety instructions | 1 | 1 | 185.2 | Eppendorf | 5804920066 | https://www.eppendorf.com/SP-en/
5804920074 | SOP e 5702 safety instructions | 1 | 1 | 185.2 | Eppendorf | 5804920074 | https://www.eppendorf.com/SP-en/
5804930002 | EDP-Interface 5804 | 1 | 1 | 319.7 | Eppendorf | 5804930002 | https://www.eppendorf.com/SP-en/
5805130107 | Sealing (rotor bowl) 5804R | 1 | 1 | 39.6 | Eppendorf | 5805130107 | https://www.eppendorf.com/SP-en/
5805130182 | Rear panel with laminated protection | 1 | 1 | 75.4 | Eppendorf | 5805130182 | https://www.eppendorf.com/SP-en/
5805132029 | Front panel 5804R | 1 | 1 | 114.2 | Eppendorf | 5805132029 | https://www.eppendorf.com/SP-en/
5805160529 | Lower part of lid | 1 | 1 | 88 | Eppendorf | 5805160529 | https://www.eppendorf.com/SP-en/
5805930103 | Retrofit kit EDP connection 5804R | 1 | 1 | 334.7 | Eppendorf | 5805930103 | https://www.eppendorf.com/SP-en/
5810001021 | Isolation flange | 1 | 1 | 21.6 | Eppendorf | 5810001021 | https://www.eppendorf.com/SP-en/
5810001153 | Locking grommet (black) | 1 | 1 | 14.1 | Eppendorf | 5810001153 | https://www.eppendorf.com/SP-en/
5810001170 | Nozzle for spring (black) | 1 | 1 | 15.3 | Eppendorf | 5810001170 | https://www.eppendorf.com/SP-en/
5810110017 | Sliding plate, pertinax | 1 | 1 | 1.4 | Eppendorf | 5810110017 | https://www.eppendorf.com/SP-en/
5810121205 | Rotor bowl 5810 | 1 | 1 | 427.8 | Eppendorf | 5810121205 | https://www.eppendorf.com/SP-en/
5810130107 | Sealing ring for rotor bowl 5810 | 1 | 1 | 36.7 | Eppendorf | 5810130107 | https://www.eppendorf.com/SP-en/
5810132010 | Front panel 5810 | 1 | 1 | 125.4 | Eppendorf | 5810132010 | https://www.eppendorf.com/SP-en/
5810152020 | Torsion spring | 1 | 1 | 9.4 | Eppendorf | 5810152020 | https://www.eppendorf.com/SP-en/
5810160308 | Metal lid 5810 | 1 | 1 | 219.7 | Eppendorf | 5810160308 | https://www.eppendorf.com/SP-en/
5810160510 | Upper part of lid | 1 | 1 | 105.2 | Eppendorf | 5810160510 | https://www.eppendorf.com/SP-en/
5810160529 | Lower part of lid with rim, 5810 | 1 | 1 | 100.2 | Eppendorf | 5810160529 | https://www.eppendorf.com/SP-en/
5810350050 | Peg fat (tube 20 ml) | 1 | 1 | 13.3 | Eppendorf | 5810350050 | https://www.eppendorf.com/SP-en/
5810615100 | Extender cable | 1 | 1 | 49.9 | Eppendorf | 5810615100 | https://www.eppendorf.com/SP-en/
5810617006 | Comm. cable converter signals 5810/10R | 1 | 1 | 26.2 | Eppendorf | 5810617006 | https://www.eppendorf.com/SP-en/
5810737001 | Zwischenplatte (2x) E.T. | 1 | 1 | 36 | Eppendorf | 5810737001 | https://www.eppendorf.com/SP-en/
5810740002 | Adapter base (2x) E.T. | 1 | 1 | 22.8 | Eppendorf | 5810740002 | https://www.eppendorf.com/SP-en/
5810783003 | Rubber plate, 4 pcs. | 1 | 1 | 11.2 | Eppendorf | 5810783003 | https://www.eppendorf.com/SP-en/
5810853044 | Micro switch | 1 | 1 | 18.9 | Eppendorf | 5810853044 | https://www.eppendorf.com/SP-en/
5810855055 | Lid hinge | 1 | 1 | 38.2 | Eppendorf | 5810855055 | https://www.eppendorf.com/SP-en/
5810855144 | Starter capacitor 230V,compre. SC15/SC18 | 1 | 1 | 100.6 | Eppendorf | 5810855144 | https://www.eppendorf.com/SP-en/
5810855160 | Starter relay 230V, for compressor SC 18 | 1 | 1 | 88 | Eppendorf | 5810855160 | https://www.eppendorf.com/SP-en/
5810855268 | Guide lid latch | 1 | 1 | 22.9 | Eppendorf | 5810855268 | https://www.eppendorf.com/SP-en/
5810855330 | Mounting set (shock mount) | 1 | 1 | 18.6 | Eppendorf | 5810855330 | https://www.eppendorf.com/SP-en/
5810930006 | EDP-Interface 5810 | 1 | 1 | 334.7 | Eppendorf | 5810930006 | https://www.eppendorf.com/SP-en/
5811001017 | Bellows | 1 | 1 | 28.9 | Eppendorf | 5811001017 | https://www.eppendorf.com/SP-en/
5811001041 | Sealing (rotor bowl) 5810R | 1 | 1 | 51.5 | Eppendorf | 5811001041 | https://www.eppendorf.com/SP-en/
5811001068 | Condensation tray | 1 | 1 | 13.5 | Eppendorf | 5811001068 | https://www.eppendorf.com/SP-en/
5811010032 | Guiding (condensation tray) | 1 | 1 | 21.3 | Eppendorf | 5811010032 | https://www.eppendorf.com/SP-en/
5811130208 | Rear panel | 1 | 1 | 72.1 | Eppendorf | 5811130208 | https://www.eppendorf.com/SP-en/
5811132014 | Front panel 5810 R | 1 | 1 | 125.4 | Eppendorf | 5811132014 | https://www.eppendorf.com/SP-en/
5811160301 | Metal lid 5810 R | 1 | 1 | 219.7 | Eppendorf | 5811160301 | https://www.eppendorf.com/SP-en/
5811160522 | Lower part of lid | 1 | 1 | 98.3 | Eppendorf | 5811160522 | https://www.eppendorf.com/SP-en/
5811200001 | Operating panel 5810 R | 1 | 1 | 401.4 | Eppendorf | 5811200001 | https://www.eppendorf.com/SP-en/
5811352006 | Fuse 10A time lag, set of 2 | 1 | 1 | 5.3 | Eppendorf | 5811352006 | https://www.eppendorf.com/SP-en/
5811643000 | Temperature sensor, Rotor bowl (TKe) | 1 | 1 | 69.2 | Eppendorf | 5811643000 | https://www.eppendorf.com/SP-en/
5811645003 | Temperature sensor condenser | 1 | 1 | 41.5 | Eppendorf | 5811645003 | https://www.eppendorf.com/SP-en/
5811855377 | Brake resistor, 5810 RA, 330 Ohm, 230 V | 1 | 1 | 126.5 | Eppendorf | 5811855377 | https://www.eppendorf.com/SP-en/
5811855385 | Cooling plate w. braking resistor 5810RA | 1 | 1 | 171.4 | Eppendorf | 5811855385 | https://www.eppendorf.com/SP-en/
5811855458 | Cable EDP port - control PCB | 1 | 1 | 142.6 | Eppendorf | 5811855458 | https://www.eppendorf.com/SP-en/
5811855504 | PCB Interface 58XX | 1 | 1 | 317.4 | Eppendorf | 5811855504 | https://www.eppendorf.com/SP-en/
5811855512 | Holder for magnet of imbalance | 1 | 1 | 44.4 | Eppendorf | 5811855512 | https://www.eppendorf.com/SP-en/
5811930107 | Retrofit kit EDP-connection 5810R | 1 | 1 | 279.5 | Eppendorf | 5811930107 | https://www.eppendorf.com/SP-en/
5814850015 | Housing w/ mounting 5804 120V | 1 | 1 | 293.3 | Eppendorf | 5814850015 | https://www.eppendorf.com/SP-en/
5814850023 | Rear panel | 1 | 1 | 65.7 | Eppendorf | 5814850023 | https://www.eppendorf.com/SP-en/
5814850031 | Rear panel 5804 connection | 1 | 1 | 408.3 | Eppendorf | 5814850031 | https://www.eppendorf.com/SP-en/
5814850040 | Schaumkern 5804 | 1 | 1 | 111.3 | Eppendorf | 5814850040 | https://www.eppendorf.com/SP-en/
5814850058 | Gas spring 5804R | 1 | 1 | 42.3 | Eppendorf | 5814850058 | https://www.eppendorf.com/SP-en/
5814850104 | Spare parts kit maintenance | 1 | 1 | 141.5 | Eppendorf | 5814850104 | https://www.eppendorf.com/SP-en/
5814850198 | Front panel 5804 | 1 | 1 | 460 | Eppendorf | 5814850198 | https://www.eppendorf.com/SP-en/
5814850406 | Packaging 5804, cpl. | 1 | 1 | 103.7 | Eppendorf | 5814850406 | https://www.eppendorf.com/SP-en/
5814850414 | Packaging for 5804 (Bundle) | 1 | 1 | 184 | Eppendorf | 5814850414 | https://www.eppendorf.com/SP-en/
5815850027 | Rear panel, lamella protection 5804R | 1 | 1 | 93.3 | Eppendorf | 5815850027 | https://www.eppendorf.com/SP-en/
5815850035 | Rear panel 5804R connection | 1 | 1 | 419.8 | Eppendorf | 5815850035 | https://www.eppendorf.com/SP-en/
5815850060 | Metal lid 5804 R | 1 | 1 | 188.6 | Eppendorf | 5815850060 | https://www.eppendorf.com/SP-en/
5815850108 | Spare parts kit maintenance | 1 | 1 | 149.5 | Eppendorf | 5815850108 | https://www.eppendorf.com/SP-en/
5815850230 | Front panel 5804 R | 1 | 1 | 460 | Eppendorf | 5815850230 | https://www.eppendorf.com/SP-en/
5815850400 | Packaging 5804R, cpl. | 1 | 1 | 108.8 | Eppendorf | 5815850400 | https://www.eppendorf.com/SP-en/
5815850418 | Packaging for 5804R (Bundle) | 1 | 1 | 208.2 | Eppendorf | 5815850418 | https://www.eppendorf.com/SP-en/
5820780002 | Sealings, for plate buckets, set of 4 | 4 | 1 | 93 | Eppendorf | 5820780002 | https://www.eppendorf.com/SP-en/
5820850019 | Motor 120-230V/50-60Hz | 1 | 1 | 519.8 | Eppendorf | 5820850019 | https://www.eppendorf.com/SP-en/
5820850027 | PCB Imbalance detection | 1 | 1 | 60.8 | Eppendorf | 5820850027 | https://www.eppendorf.com/SP-en/
5820850060 | EPROM 5820 Progr. V6.0 | 1 | 1 | 24.2 | Eppendorf | 5820850060 | https://www.eppendorf.com/SP-en/
5820850078 | Gas spring 5810R | 1 | 1 | 42.3 | Eppendorf | 5820850078 | https://www.eppendorf.com/SP-en/
5820850086 | Foam body with motor collar | 1 | 1 | 125.4 | Eppendorf | 5820850086 | https://www.eppendorf.com/SP-en/
5820850094 | Brake resistor 120-230V | 1 | 1 | 79 | Eppendorf | 5820850094 | https://www.eppendorf.com/SP-en/
5820850108 | Mains switch 12A,230/202V,120V 5804/5810 | 1 | 1 | 51.8 | Eppendorf | 5820850108 | https://www.eppendorf.com/SP-en/
5820850116 | Spare parts kit maintenance | 1 | 1 | 162.2 | Eppendorf | 5820850116 | https://www.eppendorf.com/SP-en/
5820850124 | Solenoid for ventilation flap | 1 | 1 | 70 | Eppendorf | 5820850124 | https://www.eppendorf.com/SP-en/
5820850132 | Motor for lid latch | 1 | 1 | 140.3 | Eppendorf | 5820850132 | https://www.eppendorf.com/SP-en/
5820850140 | Crank | 1 | 1 | 53.9 | Eppendorf | 5820850140 | https://www.eppendorf.com/SP-en/
5820850159 | Slide for lid lock | 1 | 1 | 141.5 | Eppendorf | 5820850159 | https://www.eppendorf.com/SP-en/
5820850167 | Transformer, 202V | 1 | 1 | 219.7 | Eppendorf | 5820850167 | https://www.eppendorf.com/SP-en/
5820850175 | Crank for lid latch incl. nut M5 | 1 | 1 | 33.9 | Eppendorf | 5820850175 | https://www.eppendorf.com/SP-en/
5820850183 | Control pad 5804/5810 | 1 | 1 | 299 | Eppendorf | 5820850183 | https://www.eppendorf.com/SP-en/
5820850191 | Front panel 5810 | 1 | 1 | 460 | Eppendorf | 5820850191 | https://www.eppendorf.com/SP-en/
5820850205 | Control pad 5804/5810 | 1 | 1 | 320.9 | Eppendorf | 5820850205 | https://www.eppendorf.com/SP-en/
5820850213 | Stoppers (Set 10x/5x) | 1 | 1 | 21.6 | Eppendorf | 5820850213 | https://www.eppendorf.com/SP-en/
5820850221 | Dowel for front panel, 10 pcs. | 10 | 1 | 20.7 | Eppendorf | 5820850221 | https://www.eppendorf.com/SP-en/
5820850230 | Device feet, 4 pcs. | 4 | 1 | 39.7 | Eppendorf | 5820850230 | https://www.eppendorf.com/SP-en/
5820850248 | Housing, with mounting | 1 | 1 | 234.6 | Eppendorf | 5820850248 | https://www.eppendorf.com/SP-en/
5820850256 | Rear panel | 1 | 1 | 65.7 | Eppendorf | 5820850256 | https://www.eppendorf.com/SP-en/
5820850264 | Rear panel 5810 connection | 1 | 1 | 404.8 | Eppendorf | 5820850264 | https://www.eppendorf.com/SP-en/
5820850280 | Set of screws (motor cap) | 1 | 1 | 17.3 | Eppendorf | 5820850280 | https://www.eppendorf.com/SP-en/
5820850302 | Manual Centrifuge 5804/10 Refresher | 1 | 1 | 19.7 | Eppendorf | 5820850302 | https://www.eppendorf.com/SP-en/
5820850329 | motor cap cpl., with speed sensor | 1 | 1 | 116.2 | Eppendorf | 5820850329 | https://www.eppendorf.com/SP-en/
5820850345 | PCB Drive 5810/230V | 1 | 1 | 840.7 | Eppendorf | 5820850345 | https://www.eppendorf.com/SP-en/
5820850388 | Choke 5804/5810 230V | 1 | 1 | 182.9 | Eppendorf | 5820850388 | https://www.eppendorf.com/SP-en/
5820850400 | Verpackung 5810 f.alle 5810 | 1 | 1 | 111.9 | Eppendorf | 5820850400 | https://www.eppendorf.com/SP-en/
5820850418 | Shock mount for motor, Set of 3 | 1 | 1 | 40.3 | Eppendorf | 5820850418 | https://www.eppendorf.com/SP-en/
5820850426 | Packaging for 5810 (Bundle) | 1 | 1 | 192.1 | Eppendorf | 5820850426 | https://www.eppendorf.com/SP-en/
5820850450 | Galveston shock mount, 3 pcs. | 3 | 1 | 140.3 | Eppendorf | 5820850450 | https://www.eppendorf.com/SP-en/
5820850477 | EPROM 5810R program | 1 | 1 | 35 | Eppendorf | 5820850477 | https://www.eppendorf.com/SP-en/
5820851066 | Eprom with software from version 8.5 | 1 | 1 | 27 | Eppendorf | 5820851066 | https://www.eppendorf.com/SP-en/
5820920025 | SOP germ 58XX Installation Qualification | 1 | 1 | 154.1 | Eppendorf | 5820920025 | https://www.eppendorf.com/SP-en/
5820920033 | SOP engl 58XX Installation Qualification | 1 | 1 | 154.1 | Eppendorf | 5820920033 | https://www.eppendorf.com/SP-en/
5820920041 | SOP germ 58XX Operational Qualification | 1 | 1 | 154.1 | Eppendorf | 5820920041 | https://www.eppendorf.com/SP-en/
5820920050 | SOP engl 58XX Operational Qualification | 1 | 1 | 147.2 | Eppendorf | 5820920050 | https://www.eppendorf.com/SP-en/
5820920084 | SOP germ 58XX device testing | 1 | 1 | 147.2 | Eppendorf | 5820920084 | https://www.eppendorf.com/SP-en/
5820920092 | SOP engl 58XX device testing | 1 | 1 | 147.2 | Eppendorf | 5820920092 | https://www.eppendorf.com/SP-en/
5820920106 | SOP germ 58XX rotor check | 1 | 1 | 147.2 | Eppendorf | 5820920106 | https://www.eppendorf.com/SP-en/
5820920114 | SOP engl 58XX rotor check | 1 | 1 | 147.2 | Eppendorf | 5820920114 | https://www.eppendorf.com/SP-en/
5820920220 | SOP germ 58XX dismentling instructions | 1 | 1 | 147.2 | Eppendorf | 5820920220 | https://www.eppendorf.com/SP-en/
5820920238 | SOP engl 58XX dismentling instructions | 1 | 1 | 147.2 | Eppendorf | 5820920238 | https://www.eppendorf.com/SP-en/
5820920246 | SOP germ 58XX R dismentling instructions | 1 | 1 | 147.2 | Eppendorf | 5820920246 | https://www.eppendorf.com/SP-en/
5820920254 | SOP engl 58XX R dismentling instructions | 1 | 1 | 147.2 | Eppendorf | 5820920254 | https://www.eppendorf.com/SP-en/
5820920262 | SOP ger 58XX RA dismentling instructions | 1 | 1 | 147.2 | Eppendorf | 5820920262 | https://www.eppendorf.com/SP-en/
5820920270 | SOP eng 58XX RA dismentling instructions | 1 | 1 | 147.2 | Eppendorf | 5820920270 | https://www.eppendorf.com/SP-en/
5820920300 | SOP d 5820 rotor inspection | 1 | 1 | 143.8 | Eppendorf | 5820920300 | https://www.eppendorf.com/SP-en/
5820920319 | SOP e 5820 rotor inspection | 1 | 1 | 143.8 | Eppendorf | 5820920319 | https://www.eppendorf.com/SP-en/
5820920327 | SOP d 5820 rotor inspection | 1 | 1 | 143.8 | Eppendorf | 5820920327 | https://www.eppendorf.com/SP-en/
5820920335 | SOP e 5820 rotor inspection | 1 | 1 | 143.8 | Eppendorf | 5820920335 | https://www.eppendorf.com/SP-en/
5821850047 | Mains input module 230/202V | 1 | 1 | 29.3 | Eppendorf | 5821850047 | https://www.eppendorf.com/SP-en/
5821850063 | Front panel, rounded, right | 1 | 1 | 71.4 | Eppendorf | 5821850063 | https://www.eppendorf.com/SP-en/
5821850071 | Fan for motor 230/202V (base plate) | 1 | 1 | 120.8 | Eppendorf | 5821850071 | https://www.eppendorf.com/SP-en/
5821850098 | Temperature sensor condenser | 1 | 1 | 39.7 | Eppendorf | 5821850098 | https://www.eppendorf.com/SP-en/
5821850110 | Mains cable 230V | 1 | 1 | 44 | Eppendorf | 5821850110 | https://www.eppendorf.com/SP-en/
5821850136 | Temperature sensor chamber- bottom | 1 | 1 | 46.3 | Eppendorf | 5821850136 | https://www.eppendorf.com/SP-en/
5821850144 | Fan for condenser 230/202V | 1 | 1 | 107.4 | Eppendorf | 5821850144 | https://www.eppendorf.com/SP-en/
5821850160 | Transformer, 202V | 1 | 1 | 230 | Eppendorf | 5821850160 | https://www.eppendorf.com/SP-en/
5821850179 | Mains cable 202V | 1 | 1 | 100.6 | Eppendorf | 5821850179 | https://www.eppendorf.com/SP-en/
5821850195 | Spare parts kit maintenance | 1 | 1 | 174.8 | Eppendorf | 5821850195 | https://www.eppendorf.com/SP-en/
5821850217 | Label front cover 15 A | 1 | 1 | 21.6 | Eppendorf | 5821850217 | https://www.eppendorf.com/SP-en/
5821850225 | Control pad 5804 R/5810 R | 1 | 1 | 299 | Eppendorf | 5821850225 | https://www.eppendorf.com/SP-en/
5821850233 | Front panel 5810 R | 1 | 1 | 460 | Eppendorf | 5821850233 | https://www.eppendorf.com/SP-en/
5821850241 | Housing, with mounting | 1 | 1 | 519.8 | Eppendorf | 5821850241 | https://www.eppendorf.com/SP-en/
5821850250 | Front panel, right | 1 | 1 | 55.5 | Eppendorf | 5821850250 | https://www.eppendorf.com/SP-en/
5821850268 | Rear panel, lamella protection 5810R | 1 | 1 | 84 | Eppendorf | 5821850268 | https://www.eppendorf.com/SP-en/
5821850276 | Rear panel 5810R connection | 1 | 1 | 416.3 | Eppendorf | 5821850276 | https://www.eppendorf.com/SP-en/
5821850292 | Injection valve 58xxR | 1 | 1 | 78.7 | Eppendorf | 5821850292 | https://www.eppendorf.com/SP-en/
5821850306 | Filter dryer | 1 | 1 | 76.7 | Eppendorf | 5821850306 | https://www.eppendorf.com/SP-en/
5821850314 | Condenser 5804R/5810R | 1 | 1 | 141.5 | Eppendorf | 5821850314 | https://www.eppendorf.com/SP-en/
5821850322 | Compressor 120-230V/50-60Hz | 1 | 1 | 494.5 | Eppendorf | 5821850322 | https://www.eppendorf.com/SP-en/
5821850330 | compressor | 1 | 1 | 544 | Eppendorf | 5821850330 | https://www.eppendorf.com/SP-en/
5821850349 | PCB 5821 Drive 230V | 1 | 1 | 1299.5 | Eppendorf | 5821850349 | https://www.eppendorf.com/SP-en/
5821850381 | Injection valve 5810R 230V/120V-20A | 1 | 1 | 172.5 | Eppendorf | 5821850381 | https://www.eppendorf.com/SP-en/
5821850403 | Packaging 5810R, cpl. | 1 | 1 | 134.6 | Eppendorf | 5821850403 | https://www.eppendorf.com/SP-en/
5821850411 | Packaging for 5810R (Bundle) | 1 | 1 | 186.3 | Eppendorf | 5821850411 | https://www.eppendorf.com/SP-en/
5821851027 | Foot receptacle for Centrifuge 5804/4pcs | 4 | 1 | 133.4 | Eppendorf | 5821851027 | https://www.eppendorf.com/SP-en/
5821851035 | Foot receptacle f.5810/5810R/5804R, 4pcs | 4 | 1 | 133.4 | Eppendorf | 5821851035 | https://www.eppendorf.com/SP-en/
5821851043 | Screws for foot receptacle, 4 pcs. | 4 | 1 | 30.9 | Eppendorf | 5821851043 | https://www.eppendorf.com/SP-en/
5821851051 | Assembly tools for foot receptacle | 1 | 1 | 36.1 | Eppendorf | 5821851051 | https://www.eppendorf.com/SP-en/
5821851060 | Nonslip mat | 1 | 1 | 39 | Eppendorf | 5821851060 | https://www.eppendorf.com/SP-en/
5821851078 | Power cable | 1 | 1 | 133.4 | Eppendorf | 5821851078 | https://www.eppendorf.com/SP-en/
5821851086 | Plastic plug, 12 pcs. | 12 | 1 | 33.7 | Eppendorf | 5821851086 | https://www.eppendorf.com/SP-en/
5821851094 | Cable f. rolling cabinet-centrifuge 15A | 1 | 1 | 95.7 | Eppendorf | 5821851094 | https://www.eppendorf.com/SP-en/
5821851116 | Adhesive film for centrif. foot holders | 1 | 1 | 58.4 | Eppendorf | 5821851116 | https://www.eppendorf.com/SP-en/
5821851132 | Castor 2 pcs. with nuts, rear w/o stop | 2 | 1 | 135.7 | Eppendorf | 5821851132 | https://www.eppendorf.com/SP-en/
5821851140 | Castor 2 pcs. with nuts, front with stop | 2 | 1 | 138 | Eppendorf | 5821851140 | https://www.eppendorf.com/SP-en/
5821851159 | Drawer for rolling cabinet w/o handle | 1 | 1 | 410.6 | Eppendorf | 5821851159 | https://www.eppendorf.com/SP-en/
5821851175 | Handle for drawer with mounting material | 1 | 1 | 44.5 | Eppendorf | 5821851175 | https://www.eppendorf.com/SP-en/
5821851183 | Telescopic rails for drawer left+right | 1 | 1 | 333.5 | Eppendorf | 5821851183 | https://www.eppendorf.com/SP-en/
5821851191 | Electric cabinet with mounting material | 1 | 1 | 158.7 | Eppendorf | 5821851191 | https://www.eppendorf.com/SP-en/
5821851205 | Hood for electric cabinet | 1 | 1 | 149.5 | Eppendorf | 5821851205 | https://www.eppendorf.com/SP-en/
5821851213 | Rear panel for r.cabinet w.transformer | 1 | 1 | 207 | Eppendorf | 5821851213 | https://www.eppendorf.com/SP-en/
5821851221 | Rear panel, for standard rolling cabinet | 1 | 1 | 170.2 | Eppendorf | 5821851221 | https://www.eppendorf.com/SP-en/
5821851230 | Transformer 100V->125V with rubber mats | 1 | 1 | 334.7 | Eppendorf | 5821851230 | https://www.eppendorf.com/SP-en/
5821851248 | Time relay,for rolling cabinet | 1 | 1 | 163.3 | Eppendorf | 5821851248 | https://www.eppendorf.com/SP-en/
5821851256 | Thermoresistor, for rolling cabinet | 1 | 1 | 82.1 | Eppendorf | 5821851256 | https://www.eppendorf.com/SP-en/
5821851264 | Clamping elements for mounting rail | 1 | 1 | 52.8 | Eppendorf | 5821851264 | https://www.eppendorf.com/SP-en/
5821851272 | Cable for mains switch-clamping element | 1 | 1 | 73.7 | Eppendorf | 5821851272 | https://www.eppendorf.com/SP-en/
5821851280 | Mains switch, 16 A | 1 | 1 | 70.7 | Eppendorf | 5821851280 | https://www.eppendorf.com/SP-en/
5821851302 | Mains output module, 125 V | 1 | 1 | 45.8 | Eppendorf | 5821851302 | https://www.eppendorf.com/SP-en/
5821851310 | Choke, with mounting material | 1 | 1 | 98.7 | Eppendorf | 5821851310 | https://www.eppendorf.com/SP-en/
5821851329 | Transport package, for rolling cabinet | 1 | 1 | 164.5 | Eppendorf | 5821851329 | https://www.eppendorf.com/SP-en/
5821920002 | Service manual germ 5821 Rolling cabinet | 1 | 1 | 185.2 | Eppendorf | 5821920002 | https://www.eppendorf.com/SP-en/
5821920010 | Service manual engl 5821 Rolling cabinet | 1 | 1 | 185.2 | Eppendorf | 5821920010 | https://www.eppendorf.com/SP-en/
5821920029 | SOP germ 5821 Inst.Qual. Rolling cabinet | 1 | 1 | 135.7 | Eppendorf | 5821920029 | https://www.eppendorf.com/SP-en/
5821920037 | SOP engl 5821 Inst.Qual. Rolling cabinet | 1 | 1 | 135.7 | Eppendorf | 5821920037 | https://www.eppendorf.com/SP-en/
5921850010 | Castor, set of 4 | 4 | 1 | 176 | Eppendorf | 5921850010 | https://www.eppendorf.com/SP-en/
5921850028 | Handle, set of 2 | 2 | 1 | 52.8 | Eppendorf | 5921850028 | https://www.eppendorf.com/SP-en/
5921850036 | Mobile table packing | 1 | 1 | 153 | Eppendorf | 5921850036 | https://www.eppendorf.com/SP-en/
5921850044 | Mobile table packing | 1 | 1 | 153 | Eppendorf | 5921850044 | https://www.eppendorf.com/SP-en/
5942850010 | Lid 5910 R cpl. | 1 | 1 | 1010.9 | Eppendorf | 5942850010 | https://www.eppendorf.com/SP-en/
5942850028 | Upper part of lid 5910 R | 1 | 1 | 424.4 | Eppendorf | 5942850028 | https://www.eppendorf.com/SP-en/
5942850036 | Lower part of lid 5910 R | 1 | 1 | 503.7 | Eppendorf | 5942850036 | https://www.eppendorf.com/SP-en/
5942850044 | Lid panel 5910 R | 1 | 1 | 503.7 | Eppendorf | 5942850044 | https://www.eppendorf.com/SP-en/
5942850060 | Spring lifter 5910 R, set of 2 | 2 | 1 | 234.6 | Eppendorf | 5942850060 | https://www.eppendorf.com/SP-en/
5942850079 | Seal at monitoring glass | 1 | 1 | 44.3 | Eppendorf | 5942850079 | https://www.eppendorf.com/SP-en/
5942850109 | Upper part of housing 5910 R | 1 | 1 | 447.4 | Eppendorf | 5942850109 | https://www.eppendorf.com/SP-en/
5942850125 | Sealing ring for rotor bowl 5910 R | 1 | 1 | 68.3 | Eppendorf | 5942850125 | https://www.eppendorf.com/SP-en/
5942850150 | Metal sheet 5910 R | 1 | 1 | 69.6 | Eppendorf | 5942850150 | https://www.eppendorf.com/SP-en/
5942850354 | Front panel keypad 5910 R, with PCB | 1 | 1 | 803.9 | Eppendorf | 5942850354 | https://www.eppendorf.com/SP-en/
5942850362 | Front panel keypad 5910 R, without PCB | 1 | 1 | 564.7 | Eppendorf | 5942850362 | https://www.eppendorf.com/SP-en/
5942850370 | PCB Operation 5910 R | 1 | 1 | 299 | Eppendorf | 5942850370 | https://www.eppendorf.com/SP-en/
5942850400 | PCB Filter 5910 R, 230 V | 1 | 1 | 285.2 | Eppendorf | 5942850400 | https://www.eppendorf.com/SP-en/
5942850419 | PCB Filter 5910 R, 100/120 V | 1 | 1 | 295.6 | Eppendorf | 5942850419 | https://www.eppendorf.com/SP-en/
5942850427 | PCB Converter 5910 R, 230 V | 1 | 1 | 1306.4 | Eppendorf | 5942850427 | https://www.eppendorf.com/SP-en/
5942850435 | PCB Converter 5910 R, 120 V | 1 | 1 | 1679 | Eppendorf | 5942850435 | https://www.eppendorf.com/SP-en/
5942850443 | PCB Converter 5910 R, 100 V | 1 | 1 | 1825.1 | Eppendorf | 5942850443 | https://www.eppendorf.com/SP-en/
5942850451 | Cable mains switch PCB filter/converter | 1 | 1 | 75.8 | Eppendorf | 5942850451 | https://www.eppendorf.com/SP-en/
5942850460 | Brake resistor, 100 V to 230 V | 1 | 1 | 87.2 | Eppendorf | 5942850460 | https://www.eppendorf.com/SP-en/
5942850478 | PCB Rotational Speed/Imbalance | 1 | 1 | 178.3 | Eppendorf | 5942850478 | https://www.eppendorf.com/SP-en/
5942850486 | Capicitor (C1), 230 V | 1 | 1 | 49.2 | Eppendorf | 5942850486 | https://www.eppendorf.com/SP-en/
5942850494 | Capicitor (C1), 100 / 120 V | 1 | 1 | 53 | Eppendorf | 5942850494 | https://www.eppendorf.com/SP-en/
5942850516 | USB interface with cable | 1 | 1 | 83.4 | Eppendorf | 5942850516 | https://www.eppendorf.com/SP-en/
5942850605 | Drive motor 5910 R, 100 V-230 V | 1 | 1 | 1742.3 | Eppendorf | 5942850605 | https://www.eppendorf.com/SP-en/
5942850621 | Motor cap with rotor sensor | 1 | 1 | 208.2 | Eppendorf | 5942850621 | https://www.eppendorf.com/SP-en/
5942850630 | Motor suspension 5910 R, set | 1 | 1 | 128.8 | Eppendorf | 5942850630 | https://www.eppendorf.com/SP-en/
5942850648 | Motor sleeve | 1 | 1 | 56.9 | Eppendorf | 5942850648 | https://www.eppendorf.com/SP-en/
5942850656 | Motor plate 5910 R | 1 | 1 | 70.4 | Eppendorf | 5942850656 | https://www.eppendorf.com/SP-en/
5942850664 | Oval head screw with tooth lock washer | 1 | 1 | 11.7 | Eppendorf | 5942850664 | https://www.eppendorf.com/SP-en/
5942850710 | Temperature sensor (Tcond)condenser | 1 | 1 | 148.4 | Eppendorf | 5942850710 | https://www.eppendorf.com/SP-en/
5942850745 | Temperture switch compressor | 1 | 1 | 102.2 | Eppendorf | 5942850745 | https://www.eppendorf.com/SP-en/
5942850788 | Fan at Condensor 5910 R, 230 V | 1 | 1 | 443.9 | Eppendorf | 5942850788 | https://www.eppendorf.com/SP-en/
5942850796 | Fan at Condensor 5910 R, 100/120 V | 1 | 1 | 488.8 | Eppendorf | 5942850796 | https://www.eppendorf.com/SP-en/
5942850800 | Fan bracket at Condensor 5910 R | 1 | 1 | 68.3 | Eppendorf | 5942850800 | https://www.eppendorf.com/SP-en/
5942850818 | Air duct top and down 5910 R | 1 | 1 | 106.1 | Eppendorf | 5942850818 | https://www.eppendorf.com/SP-en/
5942850850 | Condenser 5910 R | 1 | 1 | 171.4 | Eppendorf | 5942850850 | https://www.eppendorf.com/SP-en/
5942850869 | Compressor 5910 R, 100 V - 230 Volt | 1 | 1 | 1010.9 | Eppendorf | 5942850869 | https://www.eppendorf.com/SP-en/
5942850923 | Mounting key motor suspension | 1 | 1 | 26.6 | Eppendorf | 5942850923 | https://www.eppendorf.com/SP-en/
5942850958 | Transport packaging for 5910 R | 1 | 1 | 166.8 | Eppendorf | 5942850958 | https://www.eppendorf.com/SP-en/
5942850966 | Mounting elements set 5910 R | 1 | 1 | 130 | Eppendorf | 5942850966 | https://www.eppendorf.com/SP-en/
5942850974 | Spare parts kit maintenance 5910 R | 1 | 1 | 503.7 | Eppendorf | 5942850974 | https://www.eppendorf.com/SP-en/
5948850011 | Lid 5920 R cpl. | 1 | 1 | 1758.4 | Eppendorf | 5948850011 | https://www.eppendorf.com/SP-en/
5948850020 | Upper part of lid 5920 R | 1 | 1 | 882.1 | Eppendorf | 5948850020 | https://www.eppendorf.com/SP-en/
5948850038 | Lower part of lid 5920 R | 1 | 1 | 542.8 | Eppendorf | 5948850038 | https://www.eppendorf.com/SP-en/
5948850046 | Lid panel 5920 R | 1 | 1 | 396.8 | Eppendorf | 5948850046 | https://www.eppendorf.com/SP-en/
5948850054 | Monitor glas, set upper/lower | 1 | 1 | 51.6 | Eppendorf | 5948850054 | https://www.eppendorf.com/SP-en/
5948850062 | Spring lifters 5920 R, set of 2 | 2 | 1 | 196.7 | Eppendorf | 5948850062 | https://www.eppendorf.com/SP-en/
5948850100 | Upper part of housing 5920 R | 1 | 1 | 455.4 | Eppendorf | 5948850100 | https://www.eppendorf.com/SP-en/
5948850119 | Rear panel 5920 R | 1 | 1 | 99.4 | Eppendorf | 5948850119 | https://www.eppendorf.com/SP-en/
5948850127 | Sealing ring for rotor bowl 5920 R | 1 | 1 | 78 | Eppendorf | 5948850127 | https://www.eppendorf.com/SP-en/
5948850135 | Sealing ring housing 5920 R | 1 | 1 | 38.5 | Eppendorf | 5948850135 | https://www.eppendorf.com/SP-en/
5948850143 | Front panel rubber holder | 1 | 1 | 37 | Eppendorf | 5948850143 | https://www.eppendorf.com/SP-en/
5948850151 | Metal plate 5920 R | 1 | 1 | 86.1 | Eppendorf | 5948850151 | https://www.eppendorf.com/SP-en/
5948850160 | Ball pin for Spring lifter | 1 | 1 | 25.2 | Eppendorf | 5948850160 | https://www.eppendorf.com/SP-en/
5948850178 | Console 5920 R | 1 | 1 | 136.9 | Eppendorf | 5948850178 | https://www.eppendorf.com/SP-en/
5948850186 | Hinge plate | 1 | 1 | 45 | Eppendorf | 5948850186 | https://www.eppendorf.com/SP-en/
5948850194 | Device foot | 1 | 1 | 108.7 | Eppendorf | 5948850194 | https://www.eppendorf.com/SP-en/
5948850208 | Protection drive motor 5920 R | 1 | 1 | 74.3 | Eppendorf | 5948850208 | https://www.eppendorf.com/SP-en/
5948850216 | Protection drive motor 5920 R | 1 | 1 | 89.7 | Eppendorf | 5948850216 | https://www.eppendorf.com/SP-en/
5948850259 | Lid latch unit left/right cpl. | 1 | 1 | 324.3 | Eppendorf | 5948850259 | https://www.eppendorf.com/SP-en/
5948850267 | Lid latch nut | 1 | 1 | 65 | Eppendorf | 5948850267 | https://www.eppendorf.com/SP-en/
5948850275 | Lid latch motor left/right, 24 volt | 1 | 1 | 65 | Eppendorf | 5948850275 | https://www.eppendorf.com/SP-en/
5948850283 | Cable lid latch motor, left (plug X6) | 1 | 1 | 51.6 | Eppendorf | 5948850283 | https://www.eppendorf.com/SP-en/
5948850291 | Cable lid latch motor, right (plug X8) | 1 | 1 | 51.6 | Eppendorf | 5948850291 | https://www.eppendorf.com/SP-en/
5948850305 | PCB Lid Latch | 1 | 1 | 102.8 | Eppendorf | 5948850305 | https://www.eppendorf.com/SP-en/
5948850348 | Front panel with PCB Operation | 1 | 1 | 645.2 | Eppendorf | 5948850348 | https://www.eppendorf.com/SP-en/
5948850380 | Cable PCB Operation - PCB Filter/Standby | 1 | 1 | 51.6 | Eppendorf | 5948850380 | https://www.eppendorf.com/SP-en/
5948850399 | Ribbon cabel PCB Operation-PCB Converter | 1 | 1 | 51.6 | Eppendorf | 5948850399 | https://www.eppendorf.com/SP-en/
5948850402 | PCB Filter 230 V | 1 | 1 | 376.1 | Eppendorf | 5948850402 | https://www.eppendorf.com/SP-en/
5948850410 | PCB Filter 120 V | 1 | 1 | 418.6 | Eppendorf | 5948850410 | https://www.eppendorf.com/SP-en/
5948850429 | PCB Converter 5920 R, 230 V | 1 | 1 | 1689.4 | Eppendorf | 5948850429 | https://www.eppendorf.com/SP-en/
5948850437 | PCB Converter 5920 R, 120 V | 1 | 1 | 1960.8 | Eppendorf | 5948850437 | https://www.eppendorf.com/SP-en/
5948850453 | Cable PCB Filter/Standby + PCB Converter | 1 | 1 | 51.6 | Eppendorf | 5948850453 | https://www.eppendorf.com/SP-en/
5948850461 | Brake resistor, 120 V to 230 V | 1 | 1 | 127.7 | Eppendorf | 5948850461 | https://www.eppendorf.com/SP-en/
5948850470 | PCB Speed/Imbalance | 1 | 1 | 164.5 | Eppendorf | 5948850470 | https://www.eppendorf.com/SP-en/
5948850488 | Capacitor (C1), 230 V | 1 | 1 | 51.6 | Eppendorf | 5948850488 | https://www.eppendorf.com/SP-en/
5948850496 | Capacitor (C1), 120 V | 1 | 1 | 51.6 | Eppendorf | 5948850496 | https://www.eppendorf.com/SP-en/
5948850518 | USB interface with cable | 1 | 1 | 82.2 | Eppendorf | 5948850518 | https://www.eppendorf.com/SP-en/
5948850526 | Cap for USB interface | 1 | 1 | 19.2 | Eppendorf | 5948850526 | https://www.eppendorf.com/SP-en/
5948850550 | Mains switch with mains module | 1 | 1 | 78 | Eppendorf | 5948850550 | https://www.eppendorf.com/SP-en/
5948850607 | drive motor 5920 R, 120 V-230 V | 1 | 1 | 854.5 | Eppendorf | 5948850607 | https://www.eppendorf.com/SP-en/
5948850615 | Metal ring motor sleeve 5920 R | 1 | 1 | 43.8 | Eppendorf | 5948850615 | https://www.eppendorf.com/SP-en/
5948850623 | Motor cap with rotor sensor | 1 | 1 | 178.3 | Eppendorf | 5948850623 | https://www.eppendorf.com/SP-en/
5948850631 | Motor suspension 5920 R, set | 1 | 1 | 100.6 | Eppendorf | 5948850631 | https://www.eppendorf.com/SP-en/
5948850640 | Blind rivots nuts neopren, set | 1 | 1 | 47.8 | Eppendorf | 5948850640 | https://www.eppendorf.com/SP-en/
5948850658 | Motor plate 5920 R | 1 | 1 | 49.1 | Eppendorf | 5948850658 | https://www.eppendorf.com/SP-en/
5948850704 | Motor sleeve with temp.sensor | 1 | 1 | 194.4 | Eppendorf | 5948850704 | https://www.eppendorf.com/SP-en/
5948850712 | Temperaure sensor condensor | 1 | 1 | 103.3 | Eppendorf | 5948850712 | https://www.eppendorf.com/SP-en/
5948850720 | Temperature sensor TVe | 1 | 1 | 78 | Eppendorf | 5948850720 | https://www.eppendorf.com/SP-en/
5948850739 | Temperature sensor TVa | 1 | 1 | 73.3 | Eppendorf | 5948850739 | https://www.eppendorf.com/SP-en/
5948850747 | Temperature switch compressor | 1 | 1 | 91.5 | Eppendorf | 5948850747 | https://www.eppendorf.com/SP-en/
5948850755 | Temperature switch rotor bowl | 1 | 1 | 61.2 | Eppendorf | 5948850755 | https://www.eppendorf.com/SP-en/
5948850763 | Solenoid valve for injektor valve | 1 | 1 | 96.6 | Eppendorf | 5948850763 | https://www.eppendorf.com/SP-en/
5948850771 | Solenoid valve for bypass valve | 1 | 1 | 112.5 | Eppendorf | 5948850771 | https://www.eppendorf.com/SP-en/
5948850780 | Fan at Condensor 5920 R, 230 V | 1 | 1 | 395.6 | Eppendorf | 5948850780 | https://www.eppendorf.com/SP-en/
5948850798 | Fan at Condensor 5920 R, 120 V | 1 | 1 | 410.6 | Eppendorf | 5948850798 | https://www.eppendorf.com/SP-en/
5948850801 | Fan drive motor | 1 | 1 | 130 | Eppendorf | 5948850801 | https://www.eppendorf.com/SP-en/
5948850810 | Shorting-plug | 1 | 1 | 24.7 | Eppendorf | 5948850810 | https://www.eppendorf.com/SP-en/
5948850852 | Condensor 5920 R | 1 | 1 | 280.6 | Eppendorf | 5948850852 | https://www.eppendorf.com/SP-en/
5948850860 | Compressor 5920 R | 1 | 1 | 859.1 | Eppendorf | 5948850860 | https://www.eppendorf.com/SP-en/
5948850879 | Filter dryer 5920 R | 1 | 1 | 78 | Eppendorf | 5948850879 | https://www.eppendorf.com/SP-en/
5948850887 | Injektor valve cpl. | 1 | 1 | 196.7 | Eppendorf | 5948850887 | https://www.eppendorf.com/SP-en/
5948850895 | Bypass valve cpl. | 1 | 1 | 196.7 | Eppendorf | 5948850895 | https://www.eppendorf.com/SP-en/
5948850950 | Transport packaging for 5920 R | 1 | 1 | 169.1 | Eppendorf | 5948850950 | https://www.eppendorf.com/SP-en/
5948850976 | Spare parts kit, maintenance 5920 R | 1 | 1 | 504.9 | Eppendorf | 5948850976 | https://www.eppendorf.com/SP-en/
5948920001 | Service manual 5920 R, german | 1 | 1 | 64.2 | Eppendorf | 5948920001 | https://www.eppendorf.com/SP-en/
5948920010 | Service manual 5920 R, english | 1 | 1 | 64.2 | Eppendorf | 5948920010 | https://www.eppendorf.com/SP-en/
5948920109 | SOP germ 5920R Install. Qualification | 1 | 1 | 128.8 | Eppendorf | 5948920109 | https://www.eppendorf.com/SP-en/
5948920117 | SOP engl 5920R Install. Qualification | 1 | 1 | 128.8 | Eppendorf | 5948920117 | https://www.eppendorf.com/SP-en/
5948920125 | SOP engl 5920R Operational Qualification | 1 | 1 | 128.8 | Eppendorf | 5948920125 | https://www.eppendorf.com/SP-en/
5948920133 | SOP engl 5920R Operational Qualification | 1 | 1 | 128.8 | Eppendorf | 5948920133 | https://www.eppendorf.com/SP-en/
CE0160-0019-503 | Castor, Swivel, for U700, No Brake | 1 | 1 | 27.6 | Eppendorf | CE0160-0019-503 | https://www.eppendorf.com/SP-en/
CE0160-0019-503 | Castor, Swivel, for U700, No Brake | 1 | 1 | 27.6 | Eppendorf | CE0160-0019-503 | https://www.eppendorf.com/SP-en/
CT0380-0017-001 | TERMINAL BLOCK, 3 WAY | 1 | 1 | 8.4 | Eppendorf | CT0380-0017-001 | https://www.eppendorf.com/SP-en/
CT0380-0017-001 | TERMINAL BLOCK, 3 WAY | 1 | 1 | 8.4 | Eppendorf | CT0380-0017-001 | https://www.eppendorf.com/SP-en/
CT0620-0002-002 | COMPRESSOR, ASPERA NJ2192GK, 208 | 1 | 1 | 511.8 | Eppendorf | CT0620-0002-002 | https://www.eppendorf.com/SP-en/
CT0620-0002-002 | COMPRESSOR, ASPERA NJ2192GK, 208 | 1 | 1 | 511.8 | Eppendorf | CT0620-0002-002 | https://www.eppendorf.com/SP-en/
F101850001 | Control Panel F101h | 1 | 1 | 158.7 | Eppendorf | F101850001 | https://www.eppendorf.com/SP-en/
F101850002 | Compressor NEU2140U (220V-240V, 50Hz) | 1 | 1 | 296.7 | Eppendorf | F101850002 | https://www.eppendorf.com/SP-en/
F101850003 | Starter capacitor, 2 pieces, F101h | 2 | 1 | 34.4 | Eppendorf | F101850003 | https://www.eppendorf.com/SP-en/
F101850004 | Starter relay,F101h, 2 pieces, 230 V | 2 | 1 | 173.7 | Eppendorf | F101850004 | https://www.eppendorf.com/SP-en/
F101850005 | Air intake grille, 1 piece, F101h | 1 | 1 | 87.4 | Eppendorf | F101850005 | https://www.eppendorf.com/SP-en/
F101850006 | Outer door F101h | 1 | 1 | 372.6 | Eppendorf | F101850006 | https://www.eppendorf.com/SP-en/
F101850007 | Packing for Freezer F101h | 1 | 1 | 429 | Eppendorf | F101850007 | https://www.eppendorf.com/SP-en/
F651360001 | U360 Spare Packaging Kit | 1 | 1 | 798.1 | Eppendorf | F651360001 | https://www.eppendorf.com/SP-en/
F651570001 | PCB Display | 1 | 1 | 109.4 | Eppendorf | F651570001 | https://www.eppendorf.com/SP-en/
F651570002 | CryoCube F570 Fan Noise Foam Tape Kit | 1 | 1 | 29.9 | Eppendorf | F651570002 | https://www.eppendorf.com/SP-en/
F651570002 | CryoCube F570 Fan Noise Foam Tape Kit | 1 | 1 | 29.9 | Eppendorf | F651570002 | https://www.eppendorf.com/SP-en/
F651570004 | Packing Freezer F570 | 1 | 1 | 854.5 | Eppendorf | F651570004 | https://www.eppendorf.com/SP-en/
F651725002 | Packing Freezer U725 | 1 | 1 | 992.5 | Eppendorf | F651725002 | https://www.eppendorf.com/SP-en/
F651999001 | Service Kit - Display Retainer | 1 | 1 | 33.9 | Eppendorf | F651999001 | https://www.eppendorf.com/SP-en/
F651999001 | Service Kit - Display Retainer | 1 | 1 | 33.9 | Eppendorf | F651999001 | https://www.eppendorf.com/SP-en/
F651999014 | Starter kit NT2192ULT (230V 50Hz) | 1 | 1 | 144.9 | Eppendorf | F651999014 | https://www.eppendorf.com/SP-en/
F651999017 | Starter kit compressor NT2178ULT (230 V) | 1 | 1 | 134.6 | Eppendorf | F651999017 | https://www.eppendorf.com/SP-en/
F651999020 | Tip n Tell Indicator - Spare | 1 | 1 | 14.1 | Eppendorf | F651999020 | https://www.eppendorf.com/SP-en/
F651999021 | Drop n Tell Indicator - Spare | 1 | 1 | 26 | Eppendorf | F651999021 | https://www.eppendorf.com/SP-en/
F651999022 | Control PCB A1201-05 Spare | 1 | 1 | 180.6 | Eppendorf | F651999022 | https://www.eppendorf.com/SP-en/
F651999025 | Fan motor, Morrill, 230 V | 1 | 1 | 148.4 | Eppendorf | F651999025 | https://www.eppendorf.com/SP-en/
F651999026 | Fan motor, Morrill, 115 V | 1 | 1 | 151.8 | Eppendorf | F651999026 | https://www.eppendorf.com/SP-en/
F651999027 | Fan motor, Morrill, 230 V, HEF | 1 | 1 | 208.2 | Eppendorf | F651999027 | https://www.eppendorf.com/SP-en/
F651999028 | Fan motor, Morrill, 115 V, HEF | 1 | 1 | 174.8 | Eppendorf | F651999028 | https://www.eppendorf.com/SP-en/
F651999029 | Fan motor, Regal, 230 V, HEF | 1 | 1 | 105.3 | Eppendorf | F651999029 | https://www.eppendorf.com/SP-en/
F651999030 | Fan blade, Morrill, Standard | 1 | 1 | 30.9 | Eppendorf | F651999030 | https://www.eppendorf.com/SP-en/
F651999031 | Fan blade, Morrill, HEF | 1 | 1 | 33 | Eppendorf | F651999031 | https://www.eppendorf.com/SP-en/
F651999032 | Fan blade, Morrill, U360 | 1 | 1 | 34.3 | Eppendorf | F651999032 | https://www.eppendorf.com/SP-en/
F651999033 | Bracket for fan motor, Standard | 1 | 1 | 33.4 | Eppendorf | F651999033 | https://www.eppendorf.com/SP-en/
F651999034 | Bracket for fan motor, CryoCube F570 | 1 | 1 | 32.5 | Eppendorf | F651999034 | https://www.eppendorf.com/SP-en/
F651999037 | Mains/power cord Switze, Type KC-051N | 1 | 1 | 26.8 | Eppendorf | F651999037 | https://www.eppendorf.com/SP-en/
F651999040 | Terminal block, 2 way | 1 | 1 | 7.8 | Eppendorf | F651999040 | https://www.eppendorf.com/SP-en/
F651999041 | Magnetic catch inner door , 2 pieces | 2 | 1 | 14 | Eppendorf | F651999041 | https://www.eppendorf.com/SP-en/
F651999042 | Heat exchanger, HEF U410, CryoCube F570h | 1 | 1 | 340.4 | Eppendorf | F651999042 | https://www.eppendorf.com/SP-en/
F651999043 | Starter kit type: NT2178ULT, 115 V | 1 | 1 | 141.5 | Eppendorf | F651999043 | https://www.eppendorf.com/SP-en/
F651999044 | Starter kit type: NT2178ULT, 208 V | 1 | 1 | 141.5 | Eppendorf | F651999044 | https://www.eppendorf.com/SP-en/
F651999045 | Air intake grille F570 | 1 | 1 | 79.5 | Eppendorf | F651999045 | https://www.eppendorf.com/SP-en/
F651999046 | Air intake grille FC660 | 1 | 1 | 103.2 | Eppendorf | F651999046 | https://www.eppendorf.com/SP-en/
F651999047 | Front panel compartment F570 | 1 | 1 | 118.5 | Eppendorf | F651999047 | https://www.eppendorf.com/SP-en/
F651999048 | Rear panel compartment F570 | 1 | 1 | 105.8 | Eppendorf | F651999048 | https://www.eppendorf.com/SP-en/
F651999049 | IEC Mains Inlet Filter 16A. F570 FC660 | 1 | 1 | 58.7 | Eppendorf | F651999049 | https://www.eppendorf.com/SP-en/
F651999050 | IEC Mains Inlet Filter 20A. F570 | 1 | 1 | 60.1 | Eppendorf | F651999050 | https://www.eppendorf.com/SP-en/
F651999052 | Control Panel F570h | 1 | 1 | 113.2 | Eppendorf | F651999052 | https://www.eppendorf.com/SP-en/
F651999053 | Control Panel F570hw | 1 | 1 | 113.2 | Eppendorf | F651999053 | https://www.eppendorf.com/SP-en/
F651999054 | Control Panel | 1 | 1 | 113.2 | Eppendorf | F651999054 | https://www.eppendorf.com/SP-en/
F651999055 | Switch locking plateU101 | 1 | 1 | 32.2 | Eppendorf | F651999055 | https://www.eppendorf.com/SP-en/
F651999056 | Heavy-duty castor, U 101 | 1 | 1 | 52.4 | Eppendorf | F651999056 | https://www.eppendorf.com/SP-en/
F651999057 | IEC mains interference filter | 1 | 1 | 30.2 | Eppendorf | F651999057 | https://www.eppendorf.com/SP-en/
F651999058 | Air intake grille, U 101 | 1 | 1 | 82.6 | Eppendorf | F651999058 | https://www.eppendorf.com/SP-en/
F651999059 | Air intake grille | 1 | 1 | 87.1 | Eppendorf | F651999059 | https://www.eppendorf.com/SP-en/
F651999060 | Outer door with seal, U 101 | 1 | 1 | 545.1 | Eppendorf | F651999060 | https://www.eppendorf.com/SP-en/
F651999061 | Rear panel compartment, U725 | 1 | 1 | 113.7 | Eppendorf | F651999061 | https://www.eppendorf.com/SP-en/
F651999062 | Front panel compartment, U535 | 1 | 1 | 142.6 | Eppendorf | F651999062 | https://www.eppendorf.com/SP-en/
F651999063 | Front panel for voltage stabilizer U535 | 1 | 1 | 164.5 | Eppendorf | F651999063 | https://www.eppendorf.com/SP-en/
F651999064 | Rear panel compartment, U535 | 1 | 1 | 109.8 | Eppendorf | F651999064 | https://www.eppendorf.com/SP-en/
F651999065 | Front panel compartment, U725 | 1 | 1 | 148.4 | Eppendorf | F651999065 | https://www.eppendorf.com/SP-en/
F651999066 | Front panel for voltage stabilizer U725 | 1 | 1 | 144.9 | Eppendorf | F651999066 | https://www.eppendorf.com/SP-en/
F651999067 | U535 Outer door | 1 | 1 | 1357 | Eppendorf | F651999067 | https://www.eppendorf.com/SP-en/
F651999068 | U725 Outer door | 1 | 1 | 1603.1 | Eppendorf | F651999068 | https://www.eppendorf.com/SP-en/
F651999069 | U410 Outer door | 1 | 1 | 1395 | Eppendorf | F651999069 | https://www.eppendorf.com/SP-en/
F651999076 | U360 Outer door | 1 | 1 | 1245.5 | Eppendorf | F651999076 | https://www.eppendorf.com/SP-en/
F651999077 | U410 HEF Outer door | 1 | 1 | 1597.4 | Eppendorf | F651999077 | https://www.eppendorf.com/SP-en/
F651999079 | Power Cord,C19-IEC60309 (230V/16A),EU | 1 | 1 | 100.5 | Eppendorf | F651999079 | https://www.eppendorf.com/SP-en/
F651999082 | F570 CryoCube Outer door | 1 | 1 | 2530 | Eppendorf | F651999082 | https://www.eppendorf.com/SP-en/
F651999083 | F570h CryoCube Outer door | 1 | 1 | 1892.9 | Eppendorf | F651999083 | https://www.eppendorf.com/SP-en/
F651999088 | Overload protector | 1 | 1 | 18.7 | Eppendorf | F651999088 | https://www.eppendorf.com/SP-en/
F651999090 | control panel F570 | 1 | 1 | 93.8 | Eppendorf | F651999090 | https://www.eppendorf.com/SP-en/
F651999091 | control panel F570h | 1 | 1 | 96.1 | Eppendorf | F651999091 | https://www.eppendorf.com/SP-en/
F651999092 | control panel F570hw | 1 | 1 | 96.1 | Eppendorf | F651999092 | https://www.eppendorf.com/SP-en/
F651999093 | control panel F570n | 1 | 1 | 96.1 | Eppendorf | F651999093 | https://www.eppendorf.com/SP-en/
F651999094 | control panel F740 | 1 | 1 | 96.1 | Eppendorf | F651999094 | https://www.eppendorf.com/SP-en/
F651999095 | control panel F740h | 1 | 1 | 96.1 | Eppendorf | F651999095 | https://www.eppendorf.com/SP-en/
F651999096 | Display PCB | 1 | 1 | 41.1 | Eppendorf | F651999096 | https://www.eppendorf.com/SP-en/
F651999097 | Fan cable kit with relay F570 | 1 | 1 | 50.5 | Eppendorf | F651999097 | https://www.eppendorf.com/SP-en/
F651999098 | Fan cable kit with relay F570h | 1 | 1 | 52.8 | Eppendorf | F651999098 | https://www.eppendorf.com/SP-en/
F651999099 | Fan Relay | 1 | 1 | 23.5 | Eppendorf | F651999099 | https://www.eppendorf.com/SP-en/
F651999102 | L. door hand., F570, Dec 2019/later | 1 | 1 | 645.2 | Eppendorf | F651999102 | https://www.eppendorf.com/SP-en/
F651999103 | Locking plate f. l. handle, F570, F740 | 1 | 1 | 64.5 | Eppendorf | F651999103 | https://www.eppendorf.com/SP-en/
F651999104 | Cover panel for door handle left | 1 | 1 | 23.5 | Eppendorf | F651999104 | https://www.eppendorf.com/SP-en/
F651999105 | Vent tube F570x Dec 2019 | 1 | 1 | 73.3 | Eppendorf | F651999105 | https://www.eppendorf.com/SP-en/
F651999106 | Mech. door lock, key, handle left | 1 | 1 | 37.1 | Eppendorf | F651999106 | https://www.eppendorf.com/SP-en/
F651999108 | Outer inner lid FC660 | 1 | 1 | 105.5 | Eppendorf | F651999108 | https://www.eppendorf.com/SP-en/
F651999120 | Packing U535 | 1 | 1 | 316.3 | Eppendorf | F651999120 | https://www.eppendorf.com/SP-en/
F651999140 | Packing FC660 | 1 | 1 | 441.6 | Eppendorf | F651999140 | https://www.eppendorf.com/SP-en/
F740850001 | Hinge outer door F740,2 pieces | 1 | 1 | 88.1 | Eppendorf | F740850001 | https://www.eppendorf.com/SP-en/
F740850002 | Cover hinge outer door, 4 pieces | 1 | 1 | 35.3 | Eppendorf | F740850002 | https://www.eppendorf.com/SP-en/
F740850003 | Battery Lithium Ion | 1 | 1 | 187.5 | Eppendorf | F740850003 | https://www.eppendorf.com/SP-en/
F740850004 | Fan motor | 1 | 1 | 119.6 | Eppendorf | F740850004 | https://www.eppendorf.com/SP-en/
F740850005 | Inner door L/H, 3 comp., top, bottom | 1 | 1 | 258.8 | Eppendorf | F740850005 | https://www.eppendorf.com/SP-en/
F740850006 | Inner door L/H, 3 compartments, middle | 1 | 1 | 258.8 | Eppendorf | F740850006 | https://www.eppendorf.com/SP-en/
F740850007 | Innentür Linksanschlag, 5 Fächer,oben | 1 | 1 | 280.6 | Eppendorf | F740850007 | https://www.eppendorf.com/SP-en/
F740850008 | Inner door L/H, 5 compartments, middle | 1 | 1 | 268 | Eppendorf | F740850008 | https://www.eppendorf.com/SP-en/
F740850009 | Inner door L/H, 5 compartments, bottom | 1 | 1 | 241.5 | Eppendorf | F740850009 | https://www.eppendorf.com/SP-en/
F740850010 | Inner door R/H, 3 comp., top, bottom | 1 | 1 | 258.8 | Eppendorf | F740850010 | https://www.eppendorf.com/SP-en/
F740850011 | Inner door R/H, 3 compartments, middle | 1 | 1 | 258.8 | Eppendorf | F740850011 | https://www.eppendorf.com/SP-en/
F740850012 | Inner door R/H, 5 compartments, top | 1 | 1 | 280.6 | Eppendorf | F740850012 | https://www.eppendorf.com/SP-en/
F740850013 | Inner door R/H, 5 compartments, middle | 1 | 1 | 268 | Eppendorf | F740850013 | https://www.eppendorf.com/SP-en/
F740850014 | Inner door R/H, 5 compartments, bottom | 1 | 1 | 241.5 | Eppendorf | F740850014 | https://www.eppendorf.com/SP-en/
F740850015 | Gasket for inner door | 1 | 1 | 20.9 | Eppendorf | F740850015 | https://www.eppendorf.com/SP-en/
F740850016 | Master key | 1 | 1 | 47.7 | Eppendorf | F740850016 | https://www.eppendorf.com/SP-en/
F740850018 | F740 Door handle,L/H | 1 | 1 | 718.8 | Eppendorf | F740850018 | https://www.eppendorf.com/SP-en/
F740850019 | F740 Door handle,R/H | 1 | 1 | 222 | Eppendorf | F740850019 | https://www.eppendorf.com/SP-en/
F740850020 | PCB Control | 1 | 1 | 1138.5 | Eppendorf | F740850020 | https://www.eppendorf.com/SP-en/
F740850021 | Spigot F740, door handle left | 1 | 1 | 65.6 | Eppendorf | F740850021 | https://www.eppendorf.com/SP-en/
F740850022 | Spigot F740, door handle right | 1 | 1 | 65.6 | Eppendorf | F740850022 | https://www.eppendorf.com/SP-en/
F740850023 | Latch plate door handle left F740i | 1 | 1 | 91.8 | Eppendorf | F740850023 | https://www.eppendorf.com/SP-en/
F740850024 | Latch plate door handle right F740i | 1 | 1 | 91.8 | Eppendorf | F740850024 | https://www.eppendorf.com/SP-en/
F740850025 | Heater vent assembly | 1 | 1 | 139.2 | Eppendorf | F740850025 | https://www.eppendorf.com/SP-en/
F740850026 | Gasket kit for outer door | 1 | 1 | 243.8 | Eppendorf | F740850026 | https://www.eppendorf.com/SP-en/
F740850029 | Air filter | 1 | 1 | 46.6 | Eppendorf | F740850029 | https://www.eppendorf.com/SP-en/
F740850030 | Magnet for outer door | 1 | 1 | 28.9 | Eppendorf | F740850030 | https://www.eppendorf.com/SP-en/
F740850031 | Actuator switch electronical door lock | 1 | 1 | 38.2 | Eppendorf | F740850031 | https://www.eppendorf.com/SP-en/
F740850032 | Electronical door lock assembly, L/H | 1 | 1 | 253 | Eppendorf | F740850032 | https://www.eppendorf.com/SP-en/
F740850033 | Electronical door lock assembly, R/H | 1 | 1 | 279.5 | Eppendorf | F740850033 | https://www.eppendorf.com/SP-en/
F740850034 | Lock cover, door handle left | 1 | 1 | 32.3 | Eppendorf | F740850034 | https://www.eppendorf.com/SP-en/
F740850035 | Lock cover, door handle right | 1 | 1 | 38.2 | Eppendorf | F740850035 | https://www.eppendorf.com/SP-en/
F740850036 | Cylinder lock F740, door handle left | 1 | 1 | 167.9 | Eppendorf | F740850036 | https://www.eppendorf.com/SP-en/
F740850037 | Cylinder lock F740, door handle right | 1 | 1 | 163.3 | Eppendorf | F740850037 | https://www.eppendorf.com/SP-en/
F740850038 | Cover cylinder lock, Door handle left | 1 | 1 | 26.3 | Eppendorf | F740850038 | https://www.eppendorf.com/SP-en/
F740850039 | Cover cylinder lock, Door handle right | 1 | 1 | 29.2 | Eppendorf | F740850039 | https://www.eppendorf.com/SP-en/
F740850040 | Set of plastic covers F740,8 pieces | 1 | 1 | 42.7 | Eppendorf | F740850040 | https://www.eppendorf.com/SP-en/
F740850042 | Display bezel control panel F740i | 1 | 1 | 199 | Eppendorf | F740850042 | https://www.eppendorf.com/SP-en/
F740850043 | Display bezel control panel F740hi | 1 | 1 | 207 | Eppendorf | F740850043 | https://www.eppendorf.com/SP-en/
F740850044 | Display bezel control panel F740hiw | 1 | 1 | 199 | Eppendorf | F740850044 | https://www.eppendorf.com/SP-en/
F740850045 | Display bezel control panel F740iw | 1 | 1 | 199 | Eppendorf | F740850045 | https://www.eppendorf.com/SP-en/
F740850046 | Mains/power switch | 1 | 1 | 23.3 | Eppendorf | F740850046 | https://www.eppendorf.com/SP-en/
F740850047 | Fuse, 800 mA, 5 pieces | 5 | 1 | 32.5 | Eppendorf | F740850047 | https://www.eppendorf.com/SP-en/
F740850049 | Fuse, 16 A, 5 pieces | 5 | 1 | 32.5 | Eppendorf | F740850049 | https://www.eppendorf.com/SP-en/
F740850050 | Cable, from PCB Control to display | 1 | 1 | 83.6 | Eppendorf | F740850050 | https://www.eppendorf.com/SP-en/
F740850051 | Cable, from lock to PCB Control | 1 | 1 | 41.9 | Eppendorf | F740850051 | https://www.eppendorf.com/SP-en/
F740850052 | Cable ethernet-interface to AI-module | 1 | 1 | 32.5 | Eppendorf | F740850052 | https://www.eppendorf.com/SP-en/
F740850053 | Front compartment panel box, soundproof | 1 | 1 | 483 | Eppendorf | F740850053 | https://www.eppendorf.com/SP-en/
F740850054 | Front compartment panel box,no soundpr. | 1 | 1 | 351.9 | Eppendorf | F740850054 | https://www.eppendorf.com/SP-en/
F740850055 | Front compartment | 1 | 1 | 125.4 | Eppendorf | F740850055 | https://www.eppendorf.com/SP-en/
F740850056 | Compartment panel,right | 1 | 1 | 102.1 | Eppendorf | F740850056 | https://www.eppendorf.com/SP-en/
F740850057 | Compartment panel,left,soundproof | 1 | 1 | 250.7 | Eppendorf | F740850057 | https://www.eppendorf.com/SP-en/
F740850058 | Compartment panel,left,no soundproof | 1 | 1 | 107 | Eppendorf | F740850058 | https://www.eppendorf.com/SP-en/
F740850059 | Compartment panel rear,no soundproof | 1 | 1 | 102.1 | Eppendorf | F740850059 | https://www.eppendorf.com/SP-en/
F740850060 | Compartment panel rear, soundproof | 1 | 1 | 177.1 | Eppendorf | F740850060 | https://www.eppendorf.com/SP-en/
F740850061 | Heat sink pad for accumulator | 1 | 1 | 60.4 | Eppendorf | F740850061 | https://www.eppendorf.com/SP-en/
F740850063 | Outer door,control panel, L/H | 1 | 1 | 1537.6 | Eppendorf | F740850063 | https://www.eppendorf.com/SP-en/
F740850064 | Outer door,control panel, R/H | 1 | 1 | 1534.1 | Eppendorf | F740850064 | https://www.eppendorf.com/SP-en/
F740850065 | Outer door, for AI-devices, L/H | 1 | 1 | 1868.8 | Eppendorf | F740850065 | https://www.eppendorf.com/SP-en/
F740850066 | Outer door, for AI-devices, R/H | 1 | 1 | 1887.2 | Eppendorf | F740850066 | https://www.eppendorf.com/SP-en/
F740850068 | Vacuum insulation panel, 890 mm x 690 mm | 1 | 1 | 159.9 | Eppendorf | F740850068 | https://www.eppendorf.com/SP-en/
F740850069 | Mains/power filter | 1 | 1 | 59.2 | Eppendorf | F740850069 | https://www.eppendorf.com/SP-en/
F740850070 | Temperature sensor, Type: PT100 | 1 | 1 | 110.7 | Eppendorf | F740850070 | https://www.eppendorf.com/SP-en/
F740850071 | Lock cylinder door handle left | 1 | 1 | 50.9 | Eppendorf | F740850071 | https://www.eppendorf.com/SP-en/
F740850072 | Lock cylinder door handle right | 1 | 1 | 49.1 | Eppendorf | F740850072 | https://www.eppendorf.com/SP-en/
F740850073 | Lock cylinder,door handle left | 1 | 1 | 49.1 | Eppendorf | F740850073 | https://www.eppendorf.com/SP-en/
F740850074 | Lock cylinder,door handle right | 1 | 1 | 49.1 | Eppendorf | F740850074 | https://www.eppendorf.com/SP-en/
F740850075 | Display bezel control panel F740 | 1 | 1 | 121.9 | Eppendorf | F740850075 | https://www.eppendorf.com/SP-en/
F740850076 | Service kit for firmware update | 1 | 1 | 102.9 | Eppendorf | F740850076 | https://www.eppendorf.com/SP-en/
F740850077 | Packing for Freezer F740x | 1 | 1 | 887.8 | Eppendorf | F740850077 | https://www.eppendorf.com/SP-en/
F740850078 | Cable PCB Control/display, R/H | 1 | 1 | 113.6 | Eppendorf | F740850078 | https://www.eppendorf.com/SP-en/
F740850079 | Bracket for fan motor | 1 | 1 | 44.3 | Eppendorf | F740850079 | https://www.eppendorf.com/SP-en/
F740850080 | Fan blade | 1 | 1 | 53.5 | Eppendorf | F740850080 | https://www.eppendorf.com/SP-en/
F740850086 | Inner shelf | 1 | 1 | 233.5 | Eppendorf | F740850086 | https://www.eppendorf.com/SP-en/
F740850087 | Latch plate F740 (LED) | 1 | 1 | 92.6 | Eppendorf | F740850087 | https://www.eppendorf.com/SP-en/
F740850091 | Cover control panel F740h | 1 | 1 | 105.9 | Eppendorf | F740850091 | https://www.eppendorf.com/SP-en/
F740850092 | Bracket for fan motor | 1 | 1 | 47.6 | Eppendorf | F740850092 | https://www.eppendorf.com/SP-en/
F740850093 | L. door hand., F740, Nov 2019/earlier | 1 | 1 | 922.3 | Eppendorf | F740850093 | https://www.eppendorf.com/SP-en/
F740850095 | R. door hand., F740, Dec 2019/later | 1 | 1 | 1052 | Eppendorf | F740850095 | https://www.eppendorf.com/SP-en/
F740850096 | L. door hand., F740i, Dec 2019/later | 1 | 1 | 993.6 | Eppendorf | F740850096 | https://www.eppendorf.com/SP-en/
F740850097 | R. door hand., F740i, Dec 2019/later | 1 | 1 | 1150 | Eppendorf | F740850097 | https://www.eppendorf.com/SP-en/
F740850098 | Seal for outer door, F740x | 1 | 1 | 615 | Eppendorf | F740850098 | https://www.eppendorf.com/SP-en/
F740850100 | Inner door LH F740x 3 comp. | 1 | 1 | 250.7 | Eppendorf | F740850100 | https://www.eppendorf.com/SP-en/
F740850101 | Inner door LH F740x 5 comp. (top, mid) | 1 | 1 | 268 | Eppendorf | F740850101 | https://www.eppendorf.com/SP-en/
F740850102 | Inner door LH F740x 5 comp (bottom) | 1 | 1 | 235.8 | Eppendorf | F740850102 | https://www.eppendorf.com/SP-en/
F740850103 | Service tool for outer door adjustment | 1 | 1 | 138 | Eppendorf | F740850103 | https://www.eppendorf.com/SP-en/
F740850105 | L.door hand., F740i, Nov 2019 or earlier | 1 | 1 | 898.2 | Eppendorf | F740850105 | https://www.eppendorf.com/SP-en/
F740850109 | Ret. Pl., l., F740, Dec 2019/later | 1 | 1 | 170.2 | Eppendorf | F740850109 | https://www.eppendorf.com/SP-en/
F740850110 | Ret. Pl., left,F740hi, Dec 2019/later | 1 | 1 | 187.5 | Eppendorf | F740850110 | https://www.eppendorf.com/SP-en/
F740850111 | Microswitch | 1 | 1 | 18.9 | Eppendorf | F740850111 | https://www.eppendorf.com/SP-en/
F740850112 | Cable cov., door hand., Nov 2019/earlier | 1 | 1 | 27.9 | Eppendorf | F740850112 | https://www.eppendorf.com/SP-en/
F740850113 | Electronic solenoid valve | 1 | 1 | 73.6 | Eppendorf | F740850113 | https://www.eppendorf.com/SP-en/
F740850114 | Inner door RH F740x 3 comp. | 1 | 1 | 304.8 | Eppendorf | F740850114 | https://www.eppendorf.com/SP-en/
F740850115 | Inner door RH F740x 3 comp. (top, mid) | 1 | 1 | 320.9 | Eppendorf | F740850115 | https://www.eppendorf.com/SP-en/
F740850116 | Inner door RH 740x 5 comp. (bottom) | 1 | 1 | 289.8 | Eppendorf | F740850116 | https://www.eppendorf.com/SP-en/
F740850117 | Vent tube F740x Dec 2019 | 1 | 1 | 76 | Eppendorf | F740850117 | https://www.eppendorf.com/SP-en/
F740850118 | Electr. door lock, key, handle left | 1 | 1 | 44.3 | Eppendorf | F740850118 | https://www.eppendorf.com/SP-en/
F740850123 | Fuse, 15 A, 5 pieces | 5 | 1 | 110.5 | Eppendorf | F740850123 | https://www.eppendorf.com/SP-en/
F740850124 | L. door hand., F740h, Dec 2019/later | 1 | 1 | 646.3 | Eppendorf | F740850124 | https://www.eppendorf.com/SP-en/
F740850125 | Shelve, heigh adjustable, F740x | 1 | 1 | 233.5 | Eppendorf | F740850125 | https://www.eppendorf.com/SP-en/
K0160-0082 | AND KEY - SWITCH PLATE | 1 | 1 | 34 | Eppendorf | K0160-0082 | https://www.eppendorf.com/SP-en/
K0160-0091 | FOOT,ADJUSTABLE,FOR U101 | 1 | 1 | 14 | Eppendorf | K0160-0091 | https://www.eppendorf.com/SP-en/
K0160-0545 | Outer Door Hinge U101 | 1 | 1 | 39.1 | Eppendorf | K0160-0545 | https://www.eppendorf.com/SP-en/
K0160-0546 | Outer Door Hinge (Innova upright) | 1 | 1 | 36.8 | Eppendorf | K0160-0546 | https://www.eppendorf.com/SP-en/
K0160-0690 | Spare Keys - 1001 Freezer Display | 1 | 1 | 10 | Eppendorf | K0160-0690 | https://www.eppendorf.com/SP-en/
K0160-0735 | CASTOR SWIVEL 75MM INNOVA VIP | 1 | 1 | 26 | Eppendorf | K0160-0735 | https://www.eppendorf.com/SP-en/
K0160-0770 | Outer Door Hinge (Premium) | 1 | 1 | 36.1 | Eppendorf | K0160-0770 | https://www.eppendorf.com/SP-en/
K0160-0775 | HINGE CHEST FREEZER | 1 | 1 | 84.5 | Eppendorf | K0160-0775 | https://www.eppendorf.com/SP-en/
K0160-0776 | VIP C760 Chest Freezer Inner Lid | 1 | 1 | 25.8 | Eppendorf | K0160-0776 | https://www.eppendorf.com/SP-en/
K0160-0777 | VIP C585 Chest Freezer Inner Lid | 1 | 1 | 28.8 | Eppendorf | K0160-0777 | https://www.eppendorf.com/SP-en/
K0160-0995 | Leveling foot, 1 piece | 1 | 1 | 26.8 | Eppendorf | K0160-0995 | https://www.eppendorf.com/SP-en/
K0160-1500 | KEY ONLY,FOR U101 DOOR HANDLE | 1 | 1 | 11.5 | Eppendorf | K0160-1500 | https://www.eppendorf.com/SP-en/
K0160-1530 | Plate Clamping Square CO2 | 1 | 1 | 19.6 | Eppendorf | K0160-1530 | https://www.eppendorf.com/SP-en/
K0200-0350 | Oil Separator Filter (main) | 1 | 1 | 173.7 | Eppendorf | K0200-0350 | https://www.eppendorf.com/SP-en/
K0200-0351 | SEPARATOR + 1 LTR OIL,FOR FREEZERS | 1 | 1 | 399.1 | Eppendorf | K0200-0351 | https://www.eppendorf.com/SP-en/
K0200-0500 | AIR FILTER ALL CHEST 1002 | 1 | 1 | 46.5 | Eppendorf | K0200-0500 | https://www.eppendorf.com/SP-en/
K0200-0506 | AIR FILTER U101 SPARE | 1 | 1 | 17.1 | Eppendorf | K0200-0506 | https://www.eppendorf.com/SP-en/
K0200-0511 | AIR FILTER U535,U725,U410,U570 SPARE | 1 | 1 | 42.4 | Eppendorf | K0200-0511 | https://www.eppendorf.com/SP-en/
K0200-0516 | AIR FILTER C585,C760,C340,C660 SPARE | 1 | 1 | 34.4 | Eppendorf | K0200-0516 | https://www.eppendorf.com/SP-en/
K0220-0425 | LOCK AND KEY - HANDLE CHEST | 1 | 1 | 29.1 | Eppendorf | K0220-0425 | https://www.eppendorf.com/SP-en/
K0220-0428 | Handle Draw Latch U101 Black | 1 | 1 | 93.8 | Eppendorf | K0220-0428 | https://www.eppendorf.com/SP-en/
K0220-0432 | HANDLE,UPRIGHT PLASTIC BLACK | 1 | 1 | 22.3 | Eppendorf | K0220-0432 | https://www.eppendorf.com/SP-en/
K0220-0540 | Solenoid - CO2 Injector Valve | 1 | 1 | 256.5 | Eppendorf | K0220-0540 | https://www.eppendorf.com/SP-en/
K0220-0560 | Solenoid - LN2 Injector Valve | 1 | 1 | 209.8 | Eppendorf | K0220-0560 | https://www.eppendorf.com/SP-en/
K0240-0080 | Pipe Access Fitting (Schrader)-Pack of 5 | 1 | 1 | 35.1 | Eppendorf | K0240-0080 | https://www.eppendorf.com/SP-en/
K0240-0186 | Blanking plug 1/4NPT - Pack of 5 | 1 | 1 | 34.4 | Eppendorf | K0240-0186 | https://www.eppendorf.com/SP-en/
K0240-0240 | Manifold 6 way brass - CO2 Hoses | 1 | 1 | 33.4 | Eppendorf | K0240-0240 | https://www.eppendorf.com/SP-en/
K0240-0240 | Manifold 6 way brass - CO2 Hoses | 1 | 1 | 33.4 | Eppendorf | K0240-0240 | https://www.eppendorf.com/SP-en/
K0240-0290 | Plastic Insert TTR 8-11 - Pack of 10 | 1 | 1 | 32.3 | Eppendorf | K0240-0290 | https://www.eppendorf.com/SP-en/
K0240-0291 | Plastic Insert TTR 12-15 - Pack of 10 | 1 | 1 | 32.3 | Eppendorf | K0240-0291 | https://www.eppendorf.com/SP-en/
K0240-0292 | Plastic Insert TTR 15-18 - Pack of 10 | 1 | 1 | 32.3 | Eppendorf | K0240-0292 | https://www.eppendorf.com/SP-en/
K0240-0293 | Plastic Insert TTR 18-20 - Pack of 10 | 1 | 1 | 32.3 | Eppendorf | K0240-0293 | https://www.eppendorf.com/SP-en/
K0240-0294 | Plastic Insert TTR 22-26 - Pack of 10 | 1 | 1 | 32.3 | Eppendorf | K0240-0294 | https://www.eppendorf.com/SP-en/
K0240-0295 | Plastic Insert TTR 26-30 - Pack of 10 | 1 | 1 | 32.3 | Eppendorf | K0240-0295 | https://www.eppendorf.com/SP-en/
K0260-0720 | PREMIUM INNER DOOR S/STEEL CLIP 5-PACK | 1 | 1 | 40.3 | Eppendorf | K0260-0720 | https://www.eppendorf.com/SP-en/
K0280-0550 | Pilaster Rail Clips Stn. Steel-Pack of 4 | 1 | 1 | 17.9 | Eppendorf | K0280-0550 | https://www.eppendorf.com/SP-en/
K0280-0582 | Gasket Outer Door Sponge | 1 | 1 | 92.2 | Eppendorf | K0280-0582 | https://www.eppendorf.com/SP-en/
K0280-0720 | Washer Access Valve O-Ring | 1 | 1 | 1.1 | Eppendorf | K0280-0720 | https://www.eppendorf.com/SP-en/
K0280-1000 | ASSY,INNER DOOR,U570 | 1 | 1 | 73.5 | Eppendorf | K0280-1000 | https://www.eppendorf.com/SP-en/
K0280-1041 | Inner Lid C340 Assembly | 1 | 1 | 92.6 | Eppendorf | K0280-1041 | https://www.eppendorf.com/SP-en/
K0280-1043 | Inner Lid C660 Assembly | 1 | 1 | 211.6 | Eppendorf | K0280-1043 | https://www.eppendorf.com/SP-en/
K0280-1051 | U410 Inner Door Assembly | 1 | 1 | 123.1 | Eppendorf | K0280-1051 | https://www.eppendorf.com/SP-en/
K0280-1210 | GROMMET, RUBBER, 6.3mm X 9.5mm | 1 | 1 | 6.9 | Eppendorf | K0280-1210 | https://www.eppendorf.com/SP-en/
K0300-0180 | Power Neon Indicator Green | 1 | 1 | 25.4 | Eppendorf | K0300-0180 | https://www.eppendorf.com/SP-en/
K0320-0140 | CAPACITOR, RUN | 1 | 1 | 265.7 | Eppendorf | K0320-0140 | https://www.eppendorf.com/SP-en/
K0320-0140 | CAPACITOR, RUN | 1 | 1 | 265.7 | Eppendorf | K0320-0140 | https://www.eppendorf.com/SP-en/
K0380-0330 | START DEVICE,FOR U101 | 1 | 1 | 51.4 | Eppendorf | K0380-0330 | https://www.eppendorf.com/SP-en/
K0380-0335 | START CAPACITOR,FOR U101 | 1 | 1 | 106.7 | Eppendorf | K0380-0335 | https://www.eppendorf.com/SP-en/
K0380-0350 | FUSE 10A CERAMIC ANTI SURGE | 1 | 1 | 23.2 | Eppendorf | K0380-0350 | https://www.eppendorf.com/SP-en/
K0380-0450 | Monitor Socket fixed | 1 | 1 | 18.7 | Eppendorf | K0380-0450 | https://www.eppendorf.com/SP-en/
K0380-0451 | Connector Plug 3 way free | 1 | 1 | 18.1 | Eppendorf | K0380-0451 | https://www.eppendorf.com/SP-en/
K0380-0560 | Fuse 800mA - Pack of 5 | 1 | 1 | 27.7 | Eppendorf | K0380-0560 | https://www.eppendorf.com/SP-en/
K0380-0565 | Fuse 1A ceramic - Pack of 5 | 1 | 1 | 22.4 | Eppendorf | K0380-0565 | https://www.eppendorf.com/SP-en/
K0380-0570 | Fuse 1x1/4" 13A - Pack of 5 | 1 | 1 | 22.3 | Eppendorf | K0380-0570 | https://www.eppendorf.com/SP-en/
K0380-0610 | Fuse 2A T 250v - Pack of 5 | 1 | 1 | 22.2 | Eppendorf | K0380-0610 | https://www.eppendorf.com/SP-en/
K0400-0460 | SWITCH,MAINS,FOR ALL FREEZERS | 1 | 1 | 41.7 | Eppendorf | K0400-0460 | https://www.eppendorf.com/SP-en/
K0400-0465 | Filter EMI mains | 1 | 1 | 32.1 | Eppendorf | K0400-0465 | https://www.eppendorf.com/SP-en/
K0400-0470 | RELAY, 30A, 12V DC | 1 | 1 | 91.2 | Eppendorf | K0400-0470 | https://www.eppendorf.com/SP-en/
K0400-0481 | SUPPRESSOR,CONTACT,VIP FREEZER | 1 | 1 | 21.9 | Eppendorf | K0400-0481 | https://www.eppendorf.com/SP-en/
K0400-0482 | Surge Protector c/w Terminals | 1 | 1 | 28.3 | Eppendorf | K0400-0482 | https://www.eppendorf.com/SP-en/
K0400-0483 | Surge Protector c/w Terminals | 1 | 1 | 27.5 | Eppendorf | K0400-0483 | https://www.eppendorf.com/SP-en/
K0400-0562 | RELAY,30A,FOR VIP FREEZERS | 1 | 1 | 26.6 | Eppendorf | K0400-0562 | https://www.eppendorf.com/SP-en/
K0400-0630 | Switch Assembly Proximity CO2/LN2 | 1 | 1 | 63.7 | Eppendorf | K0400-0630 | https://www.eppendorf.com/SP-en/
K0400-0631 | Magnetic switch CO2 | 1 | 1 | 22.3 | Eppendorf | K0400-0631 | https://www.eppendorf.com/SP-en/
K0420-0080 | TRANSFORMER,230V VIP & PREMIUM | 1 | 1 | 155.3 | Eppendorf | K0420-0080 | https://www.eppendorf.com/SP-en/
K0420-0170 | TRANSFORMER,BALLAST TRAY,50HZ | 1 | 1 | 101.4 | Eppendorf | K0420-0170 | https://www.eppendorf.com/SP-en/
K0440-0280 | SOUNDER,FOR VIP FREEZERS | 1 | 1 | 36.1 | Eppendorf | K0440-0280 | https://www.eppendorf.com/SP-en/
K0440-0356 | Wiring Harness & Instructions - Chart Re | 1 | 1 | 62.8 | Eppendorf | K0440-0356 | https://www.eppendorf.com/SP-en/
K0440-0600 | Autodialler Assembly, 50HZ | 1 | 1 | 634.8 | Eppendorf | K0440-0600 | https://www.eppendorf.com/SP-en/
K0460-0180 | Relay Driver Board - 1001 Freezer | 1 | 1 | 22.7 | Eppendorf | K0460-0180 | https://www.eppendorf.com/SP-en/
K0460-0200 | EXTERNAL ALARM BOARD | 1 | 1 | 22.7 | Eppendorf | K0460-0200 | https://www.eppendorf.com/SP-en/
K0460-0210 | Display Circuit Board - 1001 Freezer | 1 | 1 | 279.1 | Eppendorf | K0460-0210 | https://www.eppendorf.com/SP-en/
K0460-0220 | PCB,CONTROL,FOR FREEZERS | 1 | 1 | 377.2 | Eppendorf | K0460-0220 | https://www.eppendorf.com/SP-en/
K0480-0020 | BATTERY 12V 7Ah | 1 | 1 | 60.8 | Eppendorf | K0480-0020 | https://www.eppendorf.com/SP-en/
K0480-0170 | BATTERY, 6V, FOR FREEZERS | 1 | 1 | 45.2 | Eppendorf | K0480-0170 | https://www.eppendorf.com/SP-en/
K0480-0175 | SWITCH,BATTERY,FOR FREEZERS | 1 | 1 | 10.4 | Eppendorf | K0480-0175 | https://www.eppendorf.com/SP-en/
K0620-0140 | Heat Exchanger Premium | 1 | 1 | 269.9 | Eppendorf | K0620-0140 | https://www.eppendorf.com/SP-en/
K0620-0650 | Vent Heater Assy (VIP) | 1 | 1 | 79.2 | Eppendorf | K0620-0650 | https://www.eppendorf.com/SP-en/
K0620-0651 | VENT PLUNGER FOR FREEZERS | 1 | 1 | 26.9 | Eppendorf | K0620-0651 | https://www.eppendorf.com/SP-en/
K0620-0655 | Vent Cover / Plunger Kit (Premium Retro) | 1 | 1 | 31.6 | Eppendorf | K0620-0655 | https://www.eppendorf.com/SP-en/
K0620-0720 | Heat Exchanger Assembly U67 | 1 | 1 | 299 | Eppendorf | K0620-0720 | https://www.eppendorf.com/SP-en/
K0620-1152 | Compressor Danfoss U101 240v 50Hz | 1 | 1 | 798.1 | Eppendorf | K0620-1152 | https://www.eppendorf.com/SP-en/
K0620-1156 | Comprsr, ASPERA NJ2192GJ, 230V | 1 | 1 | 652.1 | Eppendorf | K0620-1156 | https://www.eppendorf.com/SP-en/
K0620-1190 | FILTER DRYER,SPORLAN,C032S | 1 | 1 | 40.4 | Eppendorf | K0620-1190 | https://www.eppendorf.com/SP-en/
K0620-1200 | CONDENSER FOR U535 FREEZER | 1 | 1 | 190.9 | Eppendorf | K0620-1200 | https://www.eppendorf.com/SP-en/
K0620-1202 | CONDENSER FOR U101 FREEZER | 1 | 1 | 172.5 | Eppendorf | K0620-1202 | https://www.eppendorf.com/SP-en/
K0620-1206 | Condensor STFT16224R | 1 | 1 | 245 | Eppendorf | K0620-1206 | https://www.eppendorf.com/SP-en/
K0620-1210 | Condensor STN8324 | 1 | 1 | 80.9 | Eppendorf | K0620-1210 | https://www.eppendorf.com/SP-en/
K0700-0140 | Cable Tie Small (Black) - Pack of 5 | 1 | 1 | 40.7 | Eppendorf | K0700-0140 | https://www.eppendorf.com/SP-en/
K0720-0170 | TEMPERATURE SENSOR PT100A FREEZER | 1 | 1 | 123.1 | Eppendorf | K0720-0170 | https://www.eppendorf.com/SP-en/
K0720-0250 | TEMPERATURE SENSOR PT100A - CO2 | 1 | 1 | 151.8 | Eppendorf | K0720-0250 | https://www.eppendorf.com/SP-en/
K0740-0280 | Copper Capillary Tube 0.042" - 30.5M Rol | 1 | 1 | 33.1 | Eppendorf | K0740-0280 | https://www.eppendorf.com/SP-en/
K0740-0281 | Capillary tube,diameter 1.194 mm | 1 | 1 | 31.5 | Eppendorf | K0740-0281 | https://www.eppendorf.com/SP-en/
K0740-0330 | Plug for access port | 1 | 1 | 58.1 | Eppendorf | K0740-0330 | https://www.eppendorf.com/SP-en/
K0740-0340 | Transfer line CO2 1/4BSP 3M | 1 | 1 | 56.8 | Eppendorf | K0740-0340 | https://www.eppendorf.com/SP-en/
K0740-0430 | Copper Capillary Tube 0.036" - 30.5M Rol | 1 | 1 | 26.7 | Eppendorf | K0740-0430 | https://www.eppendorf.com/SP-en/
K0860-0092 | Oil Emkarate RL22h - 5 Litre Tin | 1 | 1 | 98.3 | Eppendorf | K0860-0092 | https://www.eppendorf.com/SP-en/
K0860-0093 | Oil Emkarate RL22h - 1 Litre Tin | 1 | 1 | 59.1 | Eppendorf | K0860-0093 | https://www.eppendorf.com/SP-en/
M1288-0002 | Braked Castor Kit for U700 Freezer | 1 | 1 | 187.5 | Eppendorf | M1288-0002 | https://www.eppendorf.com/SP-en/
M1288-0071 | Door Handle Repair Kit | 1 | 1 | 324.3 | Eppendorf | M1288-0071 | https://www.eppendorf.com/SP-en/
M1288-0071 | Door Handle Repair Kit | 1 | 1 | 324.3 | Eppendorf | M1288-0071 | https://www.eppendorf.com/SP-en/
M1288-0072 | Door Handle Repair Tool Kit | 1 | 1 | 180.6 | Eppendorf | M1288-0072 | https://www.eppendorf.com/SP-en/
M1288-0072 | Door Handle Repair Tool Kit | 1 | 1 | 180.6 | Eppendorf | M1288-0072 | https://www.eppendorf.com/SP-en/
M1288-8003 | Power Kit, 230V, for Freezers | 1 | 1 | 72.9 | Eppendorf | M1288-8003 | https://www.eppendorf.com/SP-en/
M1288-8003 | Power Kit, 230V, for Freezers | 1 | 1 | 72.9 | Eppendorf | M1288-8003 | https://www.eppendorf.com/SP-en/
P0100-0250 | Ratchet Rivet For 0.190 Dia | 1 | 1 | 0.6 | Eppendorf | P0100-0250 | https://www.eppendorf.com/SP-en/
P0160-9156 | HINGE,FREEZER,FINISH: WHITE | 1 | 1 | 91.7 | Eppendorf | P0160-9156 | https://www.eppendorf.com/SP-en/
P0280-3120 | TAPE DOUBLE COATED 1/2"X 200FT | 1 | 1 | 236.9 | Eppendorf | P0280-3120 | https://www.eppendorf.com/SP-en/
P0280-3120 | TAPE DOUBLE COATED 1/2"X 200FT | 1 | 1 | 236.9 | Eppendorf | P0280-3120 | https://www.eppendorf.com/SP-en/
P0580-0160 | CRYOGENIC GLOVES | 1 | 1 | 420.9 | Eppendorf | P0580-0160 | https://www.eppendorf.com/SP-en/
P0620-0582 | CONDENSING UNIT REFRIG. R134a | 1 | 1 | 1074.1 | Eppendorf | P0620-0582 | https://www.eppendorf.com/SP-en/
P0620-0810 | COMPRESSOR | 1 | 1 | 348.5 | Eppendorf | P0620-0810 | https://www.eppendorf.com/SP-en/
P0625-0010 | KIT,COMPRESSOR | 1 | 1 | 197.8 | Eppendorf | P0625-0010 | https://www.eppendorf.com/SP-en/
P0625-0011 | Compressor Klixon NE2134GK 230V for U101 | 1 | 1 | 34.5 | Eppendorf | P0625-0011 | https://www.eppendorf.com/SP-en/
P0625-0042 | FAN AXIAL U101 240V | 1 | 1 | 286.4 | Eppendorf | P0625-0042 | https://www.eppendorf.com/SP-en/
P0625-0050 | HEAT EXCHANGER,TEMP PROBE ASSY | 1 | 1 | 54.4 | Eppendorf | P0625-0050 | https://www.eppendorf.com/SP-en/
P0625-0060 | KIT,STARTER,COMPRESS,T2168GK | 1 | 1 | 255.3 | Eppendorf | P0625-0060 | https://www.eppendorf.com/SP-en/
P0625-0061 | KIT,STARTER,COMPRES.,T2180GK | 1 | 1 | 245 | Eppendorf | P0625-0061 | https://www.eppendorf.com/SP-en/
P0625-0062 | KIT,STARTER,COMPRESSOR,T2180GK | 1 | 1 | 232.3 | Eppendorf | P0625-0062 | https://www.eppendorf.com/SP-en/
P0625-0063 | KIT,STARTER,COMPRESSOR,T2180GK | 1 | 1 | 256.5 | Eppendorf | P0625-0063 | https://www.eppendorf.com/SP-en/
P0625-0067 | KIT,STARTER,COMPRESSOR,J2192GK | 1 | 1 | 242.7 | Eppendorf | P0625-0067 | https://www.eppendorf.com/SP-en/
P0625-0068 | KIT, STARTER, COMPRESSOR, NJ2192GJ | 1 | 1 | 274.9 | Eppendorf | P0625-0068 | https://www.eppendorf.com/SP-en/
P0625-0070 | COMPRESSOR,STARTING CAPACITOR | 1 | 1 | 69 | Eppendorf | P0625-0070 | https://www.eppendorf.com/SP-en/
P0625-0071 | Starter kit NT2180U (230V 50Hz) | 1 | 1 | 193.2 | Eppendorf | P0625-0071 | https://www.eppendorf.com/SP-en/
P0625-0072 | Compressor Starter Kit NT2180GK | 1 | 1 | 182.9 | Eppendorf | P0625-0072 | https://www.eppendorf.com/SP-en/
P0625-0073 | Compressor Starter Kit NT2178GKV | 1 | 1 | 228.9 | Eppendorf | P0625-0073 | https://www.eppendorf.com/SP-en/
P0625-0074 | Compressor Starter Kit NT2178GKV | 1 | 1 | 178.3 | Eppendorf | P0625-0074 | https://www.eppendorf.com/SP-en/
P0625-0075 | Compressor Starter Kit NT2170U | 1 | 1 | 181.7 | Eppendorf | P0625-0075 | https://www.eppendorf.com/SP-en/
P0625-0080 | COMPRESSOR,STARTING RELAY | 1 | 1 | 65.4 | Eppendorf | P0625-0080 | https://www.eppendorf.com/SP-en/
P0625-0110 | KEY, #325, LID HANDLE | 1 | 1 | 17.5 | Eppendorf | P0625-0110 | https://www.eppendorf.com/SP-en/
P0625-0111 | KEY ONLY FOR MAINS COVER | 1 | 1 | 11.5 | Eppendorf | P0625-0111 | https://www.eppendorf.com/SP-en/
P0625-0112 | Key Only Upright Door Handle - Key 790 | 1 | 1 | 17.5 | Eppendorf | P0625-0112 | https://www.eppendorf.com/SP-en/
P0625-0113 | Key & Lock for Upright Handles | 1 | 1 | 27.1 | Eppendorf | P0625-0113 | https://www.eppendorf.com/SP-en/
P0625-0114 | Key Only - Cryocube Upright Handle | 1 | 1 | 33.2 | Eppendorf | P0625-0114 | https://www.eppendorf.com/SP-en/
P0625-0115 | Handle Front Facing Lock | 1 | 1 | 97.5 | Eppendorf | P0625-0115 | https://www.eppendorf.com/SP-en/
P0625-0120 | VIP INNER DOOR SLIDE LATCH 3PK | 1 | 1 | 71.4 | Eppendorf | P0625-0120 | https://www.eppendorf.com/SP-en/
P0625-0130 | Adjustable Foot M10 | 1 | 1 | 11.4 | Eppendorf | P0625-0130 | https://www.eppendorf.com/SP-en/
P0625-0150 | Hole Plug Door Handle - Pack of 2 | 1 | 1 | 46.7 | Eppendorf | P0625-0150 | https://www.eppendorf.com/SP-en/
P0625-0151 | Hole Plug Door Handle Lock - Pack of 2 | 1 | 1 | 46.8 | Eppendorf | P0625-0151 | https://www.eppendorf.com/SP-en/
P0625-0180 | Inner Shelf U101 | 1 | 1 | 70.2 | Eppendorf | P0625-0180 | https://www.eppendorf.com/SP-en/
P0625-0192 | Power Cord CO2/LN2 Schuko EU | 1 | 1 | 16.7 | Eppendorf | P0625-0192 | https://www.eppendorf.com/SP-en/
P0625-0193 | Power Cord CO2/LN2 UK 3 Pin | 1 | 1 | 21.4 | Eppendorf | P0625-0193 | https://www.eppendorf.com/SP-en/
P0625-0200 | CO2 Transfer Line CGA320 Assy. | 1 | 1 | 78.5 | Eppendorf | P0625-0200 | https://www.eppendorf.com/SP-en/
P0625-0201 | CO2 Transfer line BS341 Assy. | 1 | 1 | 61.6 | Eppendorf | P0625-0201 | https://www.eppendorf.com/SP-en/
P0625-0250 | Transfer line Assy LN2 Ins 2mt | 1 | 1 | 560.1 | Eppendorf | P0625-0250 | https://www.eppendorf.com/SP-en/
P0625-0251 | Transfer line Assy LN2 Ins 3mt | 1 | 1 | 517.5 | Eppendorf | P0625-0251 | https://www.eppendorf.com/SP-en/
P0625-0296 | Eprom -45 Freezer Control PCB V4.0 | 1 | 1 | 41.5 | Eppendorf | P0625-0296 | https://www.eppendorf.com/SP-en/
P0625-0300 | Insulation Tubing 6x9mm Back-up Ports | 1 | 1 | 17.3 | Eppendorf | P0625-0300 | https://www.eppendorf.com/SP-en/
P0625-0310 | CO2 CONTROL UNIT | 1 | 1 | 1144.3 | Eppendorf | P0625-0310 | https://www.eppendorf.com/SP-en/
P0625-0320 | Switch Adaptor Plates | 1 | 1 | 28.6 | Eppendorf | P0625-0320 | https://www.eppendorf.com/SP-en/
P0625-0330 | MANIFOLD/TRANSFER LINE,CO2 | 1 | 1 | 113.9 | Eppendorf | P0625-0330 | https://www.eppendorf.com/SP-en/
P0625-0340 | CO2 Injector Tube VIP | 1 | 1 | 23.3 | Eppendorf | P0625-0340 | https://www.eppendorf.com/SP-en/
P0625-0341 | CO2 Injector Tube Premium | 1 | 1 | 23.3 | Eppendorf | P0625-0341 | https://www.eppendorf.com/SP-en/
P0625-0356 | Power Cord - Schuko EU | 1 | 1 | 22.5 | Eppendorf | P0625-0356 | https://www.eppendorf.com/SP-en/
P0625-0370 | C660 Lid Assembly - Spare | 1 | 1 | 1405.3 | Eppendorf | P0625-0370 | https://www.eppendorf.com/SP-en/
P0625-0371 | SPARE INNOVA C760 FREEZER LID | 1 | 1 | 1307.6 | Eppendorf | P0625-0371 | https://www.eppendorf.com/SP-en/
P0625-0400 | Heater Pad Dual Voltage 115/230v | 1 | 1 | 52.2 | Eppendorf | P0625-0400 | https://www.eppendorf.com/SP-en/
P0625-0410 | VACUUM INSULATION PANEL | 1 | 1 | 138 | Eppendorf | P0625-0410 | https://www.eppendorf.com/SP-en/
P0625-0411 | VIP Panel 780 x 400 mm | 1 | 1 | 92.5 | Eppendorf | P0625-0411 | https://www.eppendorf.com/SP-en/
P0625-0412 | VIP Panel 780 x 600 mm | 1 | 1 | 118.5 | Eppendorf | P0625-0412 | https://www.eppendorf.com/SP-en/
P0625-0420 | STARTER RELAY | 1 | 1 | 87.4 | Eppendorf | P0625-0420 | https://www.eppendorf.com/SP-en/
P0625-0430 | Power Switch Locking Cover - Voltage Sta | 1 | 1 | 97.5 | Eppendorf | P0625-0430 | https://www.eppendorf.com/SP-en/
P0625-0470 | Seal Dowty CO2 (manifold) - Pack of 5 | 1 | 1 | 43.8 | Eppendorf | P0625-0470 | https://www.eppendorf.com/SP-en/
P0625-0480 | Sealing Washer BS 341 CO2 Hose - Pk of 5 | 1 | 1 | 13.5 | Eppendorf | P0625-0480 | https://www.eppendorf.com/SP-en/
P0625-0490 | Sealing Washer CGA320 CO2 Hose - Pk of 5 | 1 | 1 | 13.6 | Eppendorf | P0625-0490 | https://www.eppendorf.com/SP-en/
P0625-0500 | POWER ADAPTOR TR45 - CO2 CONTROL UNIT | 1 | 1 | 172.5 | Eppendorf | P0625-0500 | https://www.eppendorf.com/SP-en/
P0625-0530 | LN2 Injector Tube 193mm Long | 1 | 1 | 81.4 | Eppendorf | P0625-0530 | https://www.eppendorf.com/SP-en/
P0625-0531 | LN2 Injector Tube 143mm Long | 1 | 1 | 81.4 | Eppendorf | P0625-0531 | https://www.eppendorf.com/SP-en/
P0625-0540 | Lamp Power Indicator Green | 1 | 1 | 33.7 | Eppendorf | P0625-0540 | https://www.eppendorf.com/SP-en/
P0625-0553 | Membrane Switch and Mounting Plate Fishe | 1 | 1 | 85.7 | Eppendorf | P0625-0553 | https://www.eppendorf.com/SP-en/
P0625-0554 | Display Keypad, Blue, Membrane Switch | 1 | 1 | 42.1 | Eppendorf | P0625-0554 | https://www.eppendorf.com/SP-en/
P0625-0560 | CO2 Power Lead Assembly 220V | 1 | 1 | 179.4 | Eppendorf | P0625-0560 | https://www.eppendorf.com/SP-en/
P0625-0570 | LN2 Control Unit | 1 | 1 | 1144.3 | Eppendorf | P0625-0570 | https://www.eppendorf.com/SP-en/
P0625-0580 | DISPLAY DOOR CABLE ASSY (SPARE) | 1 | 1 | 140.3 | Eppendorf | P0625-0580 | https://www.eppendorf.com/SP-en/
P0625-0581 | Anti-slipping pad, 2 pieces | 1 | 1 | 32.1 | Eppendorf | P0625-0581 | https://www.eppendorf.com/SP-en/
P0625-0590 | Plastic Fan Cowl | 1 | 1 | 23.5 | Eppendorf | P0625-0590 | https://www.eppendorf.com/SP-en/
P0625-0591 | Micro-Channel Plastic Fan Cowl | 1 | 1 | 36.6 | Eppendorf | P0625-0591 | https://www.eppendorf.com/SP-en/
P0625-0631 | Compressor L'Unite Hermetique CAJ2446Z | 1 | 1 | 2319.6 | Eppendorf | P0625-0631 | https://www.eppendorf.com/SP-en/
P0625-0640 | KEY ONLY UPRIGHT DOOR HANDLE-KEY 100 | 1 | 1 | 18.3 | Eppendorf | P0625-0640 | https://www.eppendorf.com/SP-en/
P0625-0650 | ADAPTER,LN2 TRANSFER LINE,3/8" | 1 | 1 | 28.8 | Eppendorf | P0625-0650 | https://www.eppendorf.com/SP-en/
P0625-0651 | ADAPTOR,LN2 TRANSFER LINE,1/2" | 1 | 1 | 26.5 | Eppendorf | P0625-0651 | https://www.eppendorf.com/SP-en/
P0625-0660 | RELAY,NBS VOLT. STABILIZER | 1 | 1 | 55.8 | Eppendorf | P0625-0660 | https://www.eppendorf.com/SP-en/
P0625-0670 | RELAY,FOR VIP PCB RELAY,FOR VI | 1 | 1 | 53.8 | Eppendorf | P0625-0670 | https://www.eppendorf.com/SP-en/
P0625-0690 | CABLE,RIBBON,485 INTERFACE | 1 | 1 | 44.7 | Eppendorf | P0625-0690 | https://www.eppendorf.com/SP-en/
P0625-0740 | Gasket Kit - U101 Door | 1 | 1 | 216.2 | Eppendorf | P0625-0740 | https://www.eppendorf.com/SP-en/
P0625-0741 | Gasket Kit - U360 Door | 1 | 1 | 240.4 | Eppendorf | P0625-0741 | https://www.eppendorf.com/SP-en/
P0625-0742 | Gasket Kit - U535 Door | 1 | 1 | 254.2 | Eppendorf | P0625-0742 | https://www.eppendorf.com/SP-en/
P0625-0743 | Gasket Kit - U725 Door | 1 | 1 | 261.1 | Eppendorf | P0625-0743 | https://www.eppendorf.com/SP-en/
P0625-0744 | Gasket Kit - C585 Lid | 1 | 1 | 246.1 | Eppendorf | P0625-0744 | https://www.eppendorf.com/SP-en/
P0625-0745 | Gasket Kit - C760 Lid | 1 | 1 | 265.7 | Eppendorf | P0625-0745 | https://www.eppendorf.com/SP-en/
P0625-0750 | CLAMP,U101 STACK KIT RUNNER | 1 | 1 | 97.9 | Eppendorf | P0625-0750 | https://www.eppendorf.com/SP-en/
P0625-0774 | Replacement Rear Compressor Panel, U410 | 1 | 1 | 118.5 | Eppendorf | P0625-0774 | https://www.eppendorf.com/SP-en/
P0625-0775 | U410 Front Compressor Panel Spares Kit | 1 | 1 | 115 | Eppendorf | P0625-0775 | https://www.eppendorf.com/SP-en/
P0625-0776 | U410 LH Side Compressor Panel Spares Kit | 1 | 1 | 92.1 | Eppendorf | P0625-0776 | https://www.eppendorf.com/SP-en/
P0625-0777 | U410 RH Side Compressor Panel Spares Kit | 1 | 1 | 85.2 | Eppendorf | P0625-0777 | https://www.eppendorf.com/SP-en/
P0625-0850 | PCB,MAIN,BACKUP,VER3.0,FREEZER | 1 | 1 | 358.8 | Eppendorf | P0625-0850 | https://www.eppendorf.com/SP-en/
P0625-0870 | Filter Grill Attachment Fitting Kit | 1 | 1 | 71.4 | Eppendorf | P0625-0870 | https://www.eppendorf.com/SP-en/
P0625-0891 | Copper Capillary Tube 0.052" 30.5M U725 | 1 | 1 | 40.1 | Eppendorf | P0625-0891 | https://www.eppendorf.com/SP-en/
P0625-0920 | PLATE,LATCH,INNER DOOR,U101 | 1 | 1 | 57.4 | Eppendorf | P0625-0920 | https://www.eppendorf.com/SP-en/
P0625-0921 | PLATE,LATCH,INNR DOOR,U535/725 | 1 | 1 | 63.3 | Eppendorf | P0625-0921 | https://www.eppendorf.com/SP-en/
P0625-0940 | PLUG,BYPASS,VOLTAGE STABILIZER | 1 | 1 | 102.6 | Eppendorf | P0625-0940 | https://www.eppendorf.com/SP-en/
P0625-0942 | Voltage Stabilizer Circuit Board V2.0 | 1 | 1 | 261.1 | Eppendorf | P0625-0942 | https://www.eppendorf.com/SP-en/
P0625-0950 | INVERTER,POWER,DISP.BACKLIGHT | 1 | 1 | 43.8 | Eppendorf | P0625-0950 | https://www.eppendorf.com/SP-en/
P0625-0961 | TRANSFORMER,LOW VOLT,230V | 1 | 1 | 87.4 | Eppendorf | P0625-0961 | https://www.eppendorf.com/SP-en/
P0625-0970 | BATTERY,6V CYCLON | 1 | 1 | 88.4 | Eppendorf | P0625-0970 | https://www.eppendorf.com/SP-en/
P0625-0990 | CABLE ASSY,UPRITE FREEZER DOOR | 1 | 1 | 320.9 | Eppendorf | P0625-0990 | https://www.eppendorf.com/SP-en/
P0625-1000 | LCD Screen - Hitachi SP14N003 | 1 | 1 | 309.4 | Eppendorf | P0625-1000 | https://www.eppendorf.com/SP-en/
P0625-1021 | Innova Front Facia/Membrane Keypad (Epp) | 1 | 1 | 153 | Eppendorf | P0625-1021 | https://www.eppendorf.com/SP-en/
P0625-1040 | Control Interface pcb A1878 | 1 | 1 | 670.5 | Eppendorf | P0625-1040 | https://www.eppendorf.com/SP-en/
P0625-1050 | SENSOR,ASSY,MAGNET.DOOR SWITCH | 1 | 1 | 138 | Eppendorf | P0625-1050 | https://www.eppendorf.com/SP-en/
P0625-1060 | Display Control Monitor pcb - LCD | 1 | 1 | 880.9 | Eppendorf | P0625-1060 | https://www.eppendorf.com/SP-en/
P0625-1080 | PS2 PORT CONNECTOR BRACKET ASSY | 1 | 1 | 278.3 | Eppendorf | P0625-1080 | https://www.eppendorf.com/SP-en/
P0625-1110 | AIR FILTER U360 - REPLACEMENT | 1 | 1 | 28.2 | Eppendorf | P0625-1110 | https://www.eppendorf.com/SP-en/
P0625-1140 | Compressor Aspera T2168GK CSIR 115v | 1 | 1 | 699.2 | Eppendorf | P0625-1140 | https://www.eppendorf.com/SP-en/
P0625-1142 | Compressor Aspera NEK2134GK 230V 50Hz | 1 | 1 | 406 | Eppendorf | P0625-1142 | https://www.eppendorf.com/SP-en/
P0625-1145 | Comp, ASPERA NEK 2168 GK 230V | 1 | 1 | 555.5 | Eppendorf | P0625-1145 | https://www.eppendorf.com/SP-en/
P0625-1151 | U101 Capacitor Start NE2134GK | 1 | 1 | 153 | Eppendorf | P0625-1151 | https://www.eppendorf.com/SP-en/
P0625-1152 | Comp start capacitor NEK2134-115V 189-22 | 1 | 1 | 105.3 | Eppendorf | P0625-1152 | https://www.eppendorf.com/SP-en/
P0625-1153 | U101 Spare Relay Compressor | 1 | 1 | 66.5 | Eppendorf | P0625-1153 | https://www.eppendorf.com/SP-en/
P0625-1154 | Compressor Starter 2.272-375 | 1 | 1 | 156.4 | Eppendorf | P0625-1154 | https://www.eppendorf.com/SP-en/
P0625-1200 | HEATER ASSY,VACUUM PORT VENT | 1 | 1 | 99.1 | Eppendorf | P0625-1200 | https://www.eppendorf.com/SP-en/
P0625-1211 | Condenser Water Cooled Type B8 | 1 | 1 | 871.7 | Eppendorf | P0625-1211 | https://www.eppendorf.com/SP-en/
P0625-1212 | Condenser - Water Cooled (Swep) | 1 | 1 | 527.9 | Eppendorf | P0625-1212 | https://www.eppendorf.com/SP-en/
P0625-1213 | Micro-channel Condenser | 1 | 1 | 171.4 | Eppendorf | P0625-1213 | https://www.eppendorf.com/SP-en/
P0625-1220 | IEC Power Socket C20 & Clamp | 1 | 1 | 69.1 | Eppendorf | P0625-1220 | https://www.eppendorf.com/SP-en/
P0625-1240 | Fuse 2A T 250v - Pack of 5 | 1 | 1 | 285.2 | Eppendorf | P0625-1240 | https://www.eppendorf.com/SP-en/
P0625-1250 | Innova U725 ABS Inner Door Assembly | 1 | 1 | 360 | Eppendorf | P0625-1250 | https://www.eppendorf.com/SP-en/
P0625-1251 | Innova U535 ABS Inner Door Assembly | 1 | 1 | 353.1 | Eppendorf | P0625-1251 | https://www.eppendorf.com/SP-en/
P0625-1252 | Premium U410 Inner Door, Lift Off | 1 | 1 | 139.2 | Eppendorf | P0625-1252 | https://www.eppendorf.com/SP-en/
P0625-1253 | Premium U570 Inner Door, Lift Off | 1 | 1 | 139.2 | Eppendorf | P0625-1253 | https://www.eppendorf.com/SP-en/
P0625-1254 | F570 Inner Door Assembly | 1 | 1 | 310.5 | Eppendorf | P0625-1254 | https://www.eppendorf.com/SP-en/
P0625-1260 | ABS Inner Door Retainer - Retro Fit | 1 | 1 | 56.2 | Eppendorf | P0625-1260 | https://www.eppendorf.com/SP-en/
P0625-1261 | R1S3A | 1 | 1 | 28.8 | Eppendorf | P0625-1261 | https://www.eppendorf.com/SP-en/
P0625-1280 | DS.SPIGOT SPARES KIT-UPRIGHT DOOR HANDLE | 1 | 1 | 82.9 | Eppendorf | P0625-1280 | https://www.eppendorf.com/SP-en/
P0625-1290 | U101 Rear Roller Spares Kit (Blue Fisher | 1 | 1 | 115 | Eppendorf | P0625-1290 | https://www.eppendorf.com/SP-en/
P0625-1300 | Switch Cover Plate (Blue Fisher) | 1 | 1 | 53.8 | Eppendorf | P0625-1300 | https://www.eppendorf.com/SP-en/
P0625-1340 | RTMS Screwlock Kit | 1 | 1 | 37.7 | Eppendorf | P0625-1340 | https://www.eppendorf.com/SP-en/
P0625-1350 | Compressor L-Unite AEZ2411Z | 1 | 1 | 642.9 | Eppendorf | P0625-1350 | https://www.eppendorf.com/SP-en/
P0625-1351 | Compressor Aspera NJ2212GK 230v 50Hz | 1 | 1 | 731.4 | Eppendorf | P0625-1351 | https://www.eppendorf.com/SP-en/
P0625-1380 | CHEST FREEZER HANDLE LATCH PIVOT PLATE A | 1 | 1 | 105.2 | Eppendorf | P0625-1380 | https://www.eppendorf.com/SP-en/
P0625-1384 | CHEST FREEZER HANDLE LATCH PIN PLATE | 1 | 1 | 51.3 | Eppendorf | P0625-1384 | https://www.eppendorf.com/SP-en/
P0625-1390 | Water Regulating Valve - AWR 1203 | 1 | 1 | 326.6 | Eppendorf | P0625-1390 | https://www.eppendorf.com/SP-en/
P0625-1400 | Calibration Service Kit - Innova U360 | 1 | 1 | 70.8 | Eppendorf | P0625-1400 | https://www.eppendorf.com/SP-en/
P0625-1410 | CO2 LN2 Temperature Probe Assembly | 1 | 1 | 151.8 | Eppendorf | P0625-1410 | https://www.eppendorf.com/SP-en/
P0625-1420 | CO2 LN2 Proximity Switch Assembly | 1 | 1 | 103.4 | Eppendorf | P0625-1420 | https://www.eppendorf.com/SP-en/
P0625-1430 | LN2 Injector Valve Assembly. Premium | 1 | 1 | 969.5 | Eppendorf | P0625-1430 | https://www.eppendorf.com/SP-en/
P0625-1431 | LN2 Injector Valve Assemby. Innova VIP | 1 | 1 | 969.5 | Eppendorf | P0625-1431 | https://www.eppendorf.com/SP-en/
P0625-1432 | CO2 Injector Valve Assembly. Innova VIP | 1 | 1 | 731.4 | Eppendorf | P0625-1432 | https://www.eppendorf.com/SP-en/
P0625-1433 | CO2 Injector Valve Assemby. Premium | 1 | 1 | 733.7 | Eppendorf | P0625-1433 | https://www.eppendorf.com/SP-en/
P0625-1570 | Premium Inner Door Roller Kit, 5 pcs. | 5 | 1 | 55.3 | Eppendorf | P0625-1570 | https://www.eppendorf.com/SP-en/
P0625-1600 | Premium NV Vent Heater Assy | 1 | 1 | 71.6 | Eppendorf | P0625-1600 | https://www.eppendorf.com/SP-en/
P0625-1620 | Door Vent Heater Assembly (CryoCube) | 1 | 1 | 123.1 | Eppendorf | P0625-1620 | https://www.eppendorf.com/SP-en/
P0625-1670 | Heat exchanger | 1 | 1 | 648.6 | Eppendorf | P0625-1670 | https://www.eppendorf.com/SP-en/
P0625-1682 | Gasket Complete Kit (U410 Freezer) | 1 | 1 | 234.6 | Eppendorf | P0625-1682 | https://www.eppendorf.com/SP-en/
P0625-1683 | Gasket Complete Kit (U570 Freezer) | 1 | 1 | 251.9 | Eppendorf | P0625-1683 | https://www.eppendorf.com/SP-en/
P0625-1700 | GASKET ABS INNER DOOR | 1 | 1 | 33.9 | Eppendorf | P0625-1700 | https://www.eppendorf.com/SP-en/
P0625-1721 | Heavy-duty castor | 1 | 1 | 21.3 | Eppendorf | P0625-1721 | https://www.eppendorf.com/SP-en/
P0625-1722 | Castor Braked Sussex Style 63mm | 1 | 1 | 30.5 | Eppendorf | P0625-1722 | https://www.eppendorf.com/SP-en/
P0625-1730 | WATER REDUCING VALVE | 1 | 1 | 239.2 | Eppendorf | P0625-1730 | https://www.eppendorf.com/SP-en/
P0625-1741 | Freezer Cntrl Eprom V4.3 | 1 | 1 | 76.5 | Eppendorf | P0625-1741 | https://www.eppendorf.com/SP-en/
P0625-1850 | Inner Door Hinge Kit, Premium | 1 | 1 | 35.4 | Eppendorf | P0625-1850 | https://www.eppendorf.com/SP-en/
P0625-1920 | TCA-3 RTD TEMPERATURE PROBE | 1 | 1 | 357.7 | Eppendorf | P0625-1920 | https://www.eppendorf.com/SP-en/
P0625-2040 | U725, Alum, Inner Spare Door | 1 | 1 | 316.3 | Eppendorf | P0625-2040 | https://www.eppendorf.com/SP-en/
P0625-2041 | U535, Alum, Inner Spare Door | 1 | 1 | 292.1 | Eppendorf | P0625-2041 | https://www.eppendorf.com/SP-en/
P0625-2042 | U360, Alum, Inner Spare Door | 1 | 1 | 258.8 | Eppendorf | P0625-2042 | https://www.eppendorf.com/SP-en/
P0625-2043 | U101, Alum, Inner Spare Door | 1 | 1 | 235.8 | Eppendorf | P0625-2043 | https://www.eppendorf.com/SP-en/
P0625-2070 | Comp Start Kit, NEK2168GK | 1 | 1 | 188.6 | Eppendorf | P0625-2070 | https://www.eppendorf.com/SP-en/
P0625-2072 | Comp Start Kit, NJ2212GK | 1 | 1 | 195.5 | Eppendorf | P0625-2072 | https://www.eppendorf.com/SP-en/
P0625-2090 | Spare Key, U101,Outer Door | 1 | 1 | 26.3 | Eppendorf | P0625-2090 | https://www.eppendorf.com/SP-en/
P0625-2120 | Spare Key w Lock, Chrt Recrdr | 1 | 1 | 16 | Eppendorf | P0625-2120 | https://www.eppendorf.com/SP-en/
P0625-2140 | Latch Kit, Compressor End Cover | 1 | 1 | 35.8 | Eppendorf | P0625-2140 | https://www.eppendorf.com/SP-en/
P0625-2154 | U725 Compressor Side Panel L/H | 1 | 1 | 112.7 | Eppendorf | P0625-2154 | https://www.eppendorf.com/SP-en/
P0625-2155 | U725-G Outer Door Assembly | 1 | 1 | 1058 | Eppendorf | P0625-2155 | https://www.eppendorf.com/SP-en/
P0625-2156 | Compressor NT2180U (230V 50Hz) | 1 | 1 | 485.3 | Eppendorf | P0625-2156 | https://www.eppendorf.com/SP-en/
P0625-2159 | U725 Compressor Side Panel R/H | 1 | 1 | 126.5 | Eppendorf | P0625-2159 | https://www.eppendorf.com/SP-en/
P0625-2160 | Upright Latch Plate Kit | 1 | 1 | 83.7 | Eppendorf | P0625-2160 | https://www.eppendorf.com/SP-en/
P0625-2161 | Spigot Spares Kit - Upright Door Handle | 1 | 1 | 73.1 | Eppendorf | P0625-2161 | https://www.eppendorf.com/SP-en/
P0625-2162 | Handle Complete Kit of Parts - Plastic | 1 | 1 | 188.6 | Eppendorf | P0625-2162 | https://www.eppendorf.com/SP-en/
P0625-2163 | 3 Hinge Retrofit Kit, C340, C585 | 1 | 1 | 455.4 | Eppendorf | P0625-2163 | https://www.eppendorf.com/SP-en/
P0625-2164 | Chest Handle Spares Kit | 1 | 1 | 216.2 | Eppendorf | P0625-2164 | https://www.eppendorf.com/SP-en/
P0625-2165 | 4 Hinge Retrofit Kit, C660, C760 | 1 | 1 | 555.5 | Eppendorf | P0625-2165 | https://www.eppendorf.com/SP-en/
P0625-2170 | U410 Packing Case and Pallet | 1 | 1 | 502.6 | Eppendorf | P0625-2170 | https://www.eppendorf.com/SP-en/
P0625-2180 | Compressor NT2170U (CSR) 230V | 1 | 1 | 492.2 | Eppendorf | P0625-2180 | https://www.eppendorf.com/SP-en/
P0625-2183 | Compressor NT2180GK CSR 230V | 1 | 1 | 475 | Eppendorf | P0625-2183 | https://www.eppendorf.com/SP-en/
P0625-2200 | Premium U570 Door, New Color RAL7035 | 1 | 1 | 1198.3 | Eppendorf | P0625-2200 | https://www.eppendorf.com/SP-en/
P0625-2201 | Premium C660 Lid, New Color RAL7035 | 1 | 1 | 1053.4 | Eppendorf | P0625-2201 | https://www.eppendorf.com/SP-en/
P0625-2202 | Gas Spring 160 Long 6mm Rod | 1 | 1 | 107.8 | Eppendorf | P0625-2202 | https://www.eppendorf.com/SP-en/
P0625-2205 | Handle Shim Kit | 1 | 1 | 52.6 | Eppendorf | P0625-2205 | https://www.eppendorf.com/SP-en/
P0625-6282 | Pressure switch | 1 | 1 | 69.1 | Eppendorf | P0625-6282 | https://www.eppendorf.com/SP-en/
P0625-6284 | CryoCube Chest Display Bezel | 1 | 1 | 135.7 | Eppendorf | P0625-6284 | https://www.eppendorf.com/SP-en/
UE9270-5555-025 | Cable mains/power switch - connec. strip | 1 | 1 | 23.6 | Eppendorf | UE9270-5555-025 | https://www.eppendorf.com/SP-en/
UE9270-5555-026 | Cable mains input - mains/power switch | 1 | 1 | 35.4 | Eppendorf | UE9270-5555-026 | https://www.eppendorf.com/SP-en/
UE9440-5555-075 | Wire harness for heater blanket | 1 | 1 | 86.6 | Eppendorf | UE9440-5555-075 | https://www.eppendorf.com/SP-en/
UE9440-5555-075 | Wire harness for heater blanket | 1 | 1 | 86.6 | Eppendorf | UE9440-5555-075 | https://www.eppendorf.com/SP-en/
UT9270-2012-500 | Roller, Inner Door | 1 | 1 | 3.1 | Eppendorf | UT9270-2012-500 | https://www.eppendorf.com/SP-en/
UT9270-2012-500 | Roller, Inner Door | 1 | 1 | 3.1 | Eppendorf | UT9270-2012-500 | https://www.eppendorf.com/SP-en/
UT9420-2005-033 | Ambient Probe, U360 | 1 | 1 | 80.7 | Eppendorf | UT9420-2005-033 | https://www.eppendorf.com/SP-en/
UT9440-2019-502 | Shim Door Latch Plate | 1 | 1 | 44.2 | Eppendorf | UT9440-2019-502 | https://www.eppendorf.com/SP-en/
UT9440-2019-503 | Shim, Door Spigot | 1 | 1 | 47.8 | Eppendorf | UT9440-2019-503 | https://www.eppendorf.com/SP-en/
UT9999-0000-189 | DOOR MEMBRANE SWITCH ASSY. | 1 | 1 | 197.8 | Eppendorf | UT9999-0000-189 | https://www.eppendorf.com/SP-en/
0013593752 | DC-DC-Converter, PCS 315 EH | 1 | 1 | 139.2 | Eppendorf | 0013593752 | https://www.eppendorf.com/SP-en/
0013594066 | MAX 690CPA,Watchdog,Battswitch | 1 | 1 | 18.7 | Eppendorf | 0013594066 | https://www.eppendorf.com/SP-en/
0013594155 | Reed contact | 1 | 1 | 5.6 | Eppendorf | 0013594155 | https://www.eppendorf.com/SP-en/
0013610517 | VGA /printer cable | 1 | 1 | 17.3 | Eppendorf | 0013610517 | https://www.eppendorf.com/SP-en/
0013611424 | Switching power unit | 1 | 1 | 117.3 | Eppendorf | 0013611424 | https://www.eppendorf.com/SP-en/
0023398907 | Mounting aid for 6131/32 | 1 | 1 | 83.1 | Eppendorf | 0023398907 | https://www.eppendorf.com/SP-en/
6131041002 | 5Verschlüße f.Küvettenaufnahme | 1 | 1 | 29.6 | Eppendorf | 6131041002 | https://www.eppendorf.com/SP-en/
6131071009 | Converter Cabl parallel printer | 1 | 1 | 348.5 | Eppendorf | 6131071009 | https://www.eppendorf.com/SP-en/
6131120000 | Optic-chassis | 1 | 1 | 527.9 | Eppendorf | 6131120000 | https://www.eppendorf.com/SP-en/
6131130005 | Lamp with holder, adjusted | 1 | 1 | 990.2 | Eppendorf | 6131130005 | https://www.eppendorf.com/SP-en/
6131141007 | Grid with holder | 1 | 1 | 974.1 | Eppendorf | 6131141007 | https://www.eppendorf.com/SP-en/
6131606000 | Power module | 1 | 1 | 42 | Eppendorf | 6131606000 | https://www.eppendorf.com/SP-en/
6131610007 | Display, complete | 1 | 1 | 95.3 | Eppendorf | 6131610007 | https://www.eppendorf.com/SP-en/
6131802003 | PCB 'Receiver' | 1 | 1 | 299 | Eppendorf | 6131802003 | https://www.eppendorf.com/SP-en/
6131851004 | Repair set for optical chassis | 1 | 1 | 61.1 | Eppendorf | 6131851004 | https://www.eppendorf.com/SP-en/
6131852000 | Reference diode with diaphr. | 1 | 1 | 66.2 | Eppendorf | 6131852000 | https://www.eppendorf.com/SP-en/
6131853007 | Lamp adjusting wrench (s) | 1 | 1 | 40.3 | Eppendorf | 6131853007 | https://www.eppendorf.com/SP-en/
6131861000 | PCB BioPhotometer | 1 | 1 | 481.9 | Eppendorf | 6131861000 | https://www.eppendorf.com/SP-en/
6131900102 | Operating Manual 6131 BioPhotometer,D/E/ | 1 | 1 | 25.1 | Eppendorf | 6131900102 | https://www.eppendorf.com/SP-en/
6131931008 | Sekundary UV-VIS-Filter (Service) | 1 | 1 | 1374.3 | Eppendorf | 6131931008 | https://www.eppendorf.com/SP-en/
6132130009 | Lampholder, pre-adjusted | 1 | 1 | 596.9 | Eppendorf | 6132130009 | https://www.eppendorf.com/SP-en/
6132851008 | Repair set for optical chassis | 1 | 1 | 486.5 | Eppendorf | 6132851008 | https://www.eppendorf.com/SP-en/
6132856000 | Optical chassis | 1 | 1 | 1120.1 | Eppendorf | 6132856000 | https://www.eppendorf.com/SP-en/
6132857006 | Mains input module, wired | 1 | 1 | 102.9 | Eppendorf | 6132857006 | https://www.eppendorf.com/SP-en/
6132858002 | Display, cpl. | 1 | 1 | 134.6 | Eppendorf | 6132858002 | https://www.eppendorf.com/SP-en/
6132859009 | PCB Receiver | 1 | 1 | 956.8 | Eppendorf | 6132859009 | https://www.eppendorf.com/SP-en/
6132861003 | PCB BioPhotometer | 1 | 1 | 553.2 | Eppendorf | 6132861003 | https://www.eppendorf.com/SP-en/
6132862000 | Keypad 6132 (s) | 1 | 1 | 157.6 | Eppendorf | 6132862000 | https://www.eppendorf.com/SP-en/
6132863006 | Seal for cuvette shaft | 1 | 1 | 63.6 | Eppendorf | 6132863006 | https://www.eppendorf.com/SP-en/
6132864002 | Foot for housing | 1 | 1 | 34.8 | Eppendorf | 6132864002 | https://www.eppendorf.com/SP-en/
6132865009 | Printer cable | 1 | 1 | 31.5 | Eppendorf | 6132865009 | https://www.eppendorf.com/SP-en/
6132866005 | Switching power supply | 1 | 1 | 110.1 | Eppendorf | 6132866005 | https://www.eppendorf.com/SP-en/
6132868008 | Power supply 240V | 1 | 1 | 97.8 | Eppendorf | 6132868008 | https://www.eppendorf.com/SP-en/
6132869004 | Null modem cable | 1 | 1 | 19.3 | Eppendorf | 6132869004 | https://www.eppendorf.com/SP-en/
6132871009 | Adjusting aid for diffraction screen | 1 | 1 | 143.8 | Eppendorf | 6132871009 | https://www.eppendorf.com/SP-en/
6132872005 | PCB BioPhotometer Kond.26,0 (s) | 1 | 1 | 554.3 | Eppendorf | 6132872005 | https://www.eppendorf.com/SP-en/
6132873001 | Insulating sleeve | 1 | 1 | 25.3 | Eppendorf | 6132873001 | https://www.eppendorf.com/SP-en/
6133861007 | Keypad, 6133 BioPhotometer | 1 | 1 | 173.7 | Eppendorf | 6133861007 | https://www.eppendorf.com/SP-en/
6133873005 | Upper part of housing without keypad | 1 | 1 | 679.7 | Eppendorf | 6133873005 | https://www.eppendorf.com/SP-en/
6135852005 | Mains input module | 1 | 1 | 123.1 | Eppendorf | 6135852005 | https://www.eppendorf.com/SP-en/
6135853001 | Switched power supply unit | 1 | 1 | 105.7 | Eppendorf | 6135853001 | https://www.eppendorf.com/SP-en/
6135854008 | Display incl. Cable | 1 | 1 | 332.4 | Eppendorf | 6135854008 | https://www.eppendorf.com/SP-en/
6135855004 | PCB Sensor | 1 | 1 | 309.4 | Eppendorf | 6135855004 | https://www.eppendorf.com/SP-en/
6135856000 | Fiber-optic cable | 1 | 1 | 124.2 | Eppendorf | 6135856000 | https://www.eppendorf.com/SP-en/
6135857007 | Photo diode array | 1 | 1 | 855.6 | Eppendorf | 6135857007 | https://www.eppendorf.com/SP-en/
6135857104 | R3S4B | 1 | 1 | 1263.9 | Eppendorf | 6135857104 | https://www.eppendorf.com/SP-en/
6135861004 | Keypad, 6135 basic | 1 | 1 | 142.6 | Eppendorf | 6135861004 | https://www.eppendorf.com/SP-en/
6135864003 | Lampholder (incl. reference diode) | 1 | 1 | 756.7 | Eppendorf | 6135864003 | https://www.eppendorf.com/SP-en/
6135865000 | Diffraction grating with holder | 1 | 1 | 764.8 | Eppendorf | 6135865000 | https://www.eppendorf.com/SP-en/
6135865107 | Diffraction grating with holder,incl.mir | 1 | 1 | 1253.5 | Eppendorf | 6135865107 | https://www.eppendorf.com/SP-en/
6135866103 | Mirror | 1 | 1 | 82.5 | Eppendorf | 6135866103 | https://www.eppendorf.com/SP-en/
6135867002 | Packing | 1 | 1 | 94.4 | Eppendorf | 6135867002 | https://www.eppendorf.com/SP-en/
6135868009 | Adjustment tool | 1 | 1 | 115 | Eppendorf | 6135868009 | https://www.eppendorf.com/SP-en/
6135869005 | Cuvette shaft insulation | 1 | 1 | 114.3 | Eppendorf | 6135869005 | https://www.eppendorf.com/SP-en/
6135870003 | Temperature sensor, kinetic | 1 | 1 | 895.9 | Eppendorf | 6135870003 | https://www.eppendorf.com/SP-en/
6135871000 | Adjustment tool cuvette shaft | 1 | 1 | 481.9 | Eppendorf | 6135871000 | https://www.eppendorf.com/SP-en/
6135872006 | Cuvette shaft cover | 1 | 1 | 185.2 | Eppendorf | 6135872006 | https://www.eppendorf.com/SP-en/
6135873002 | Upper part of housing without keypad | 1 | 1 | 665.9 | Eppendorf | 6135873002 | https://www.eppendorf.com/SP-en/
6135882249 | Packaging test filter box | 1 | 1 | 103.5 | Eppendorf | 6135882249 | https://www.eppendorf.com/SP-en/
6135920000 | Service manual ger 6135 BioSpectrometer | 1 | 1 | 67 | Eppendorf | 6135920000 | https://www.eppendorf.com/SP-en/
6135920019 | Service manual engl 6135 BioSpectrometer | 1 | 1 | 67 | Eppendorf | 6135920019 | https://www.eppendorf.com/SP-en/
6135920027 | SOP germ 6135 Installation Qualification | 1 | 1 | 135.7 | Eppendorf | 6135920027 | https://www.eppendorf.com/SP-en/
6135920035 | SOP engl 6135 Installation Qualification | 1 | 1 | 135.7 | Eppendorf | 6135920035 | https://www.eppendorf.com/SP-en/
6135920043 | SOP germ 6135 Operational Qualification | 1 | 1 | 135.7 | Eppendorf | 6135920043 | https://www.eppendorf.com/SP-en/
6135920051 | SOP engl 6135 Operational Qualification | 1 | 1 | 135.7 | Eppendorf | 6135920051 | https://www.eppendorf.com/SP-en/
6135931002 | Test filter BioSpectrometer- service | 1 | 1 | 2557.6 | Eppendorf | 6135931002 | https://www.eppendorf.com/SP-en/
6136851002 | cuvette holder, kinetic | 1 | 1 | 542.8 | Eppendorf | 6136851002 | https://www.eppendorf.com/SP-en/
6136852009 | DC-Fan | 1 | 1 | 116.2 | Eppendorf | 6136852009 | https://www.eppendorf.com/SP-en/
6136859300 | PCB BioSpectrometer | 1 | 1 | 922.3 | Eppendorf | 6136859300 | https://www.eppendorf.com/SP-en/
6136861008 | Keypad, 6136 kinetic | 1 | 1 | 135.7 | Eppendorf | 6136861008 | https://www.eppendorf.com/SP-en/
6137851006 | Cuvette holder, fluorescence | 1 | 1 | 3568.5 | Eppendorf | 6137851006 | https://www.eppendorf.com/SP-en/
6137861001 | Keypad, 6137 fluorescence | 1 | 1 | 215.1 | Eppendorf | 6137861001 | https://www.eppendorf.com/SP-en/
6137872003 | Cuvette shaft cover, fluorescence | 1 | 1 | 163.3 | Eppendorf | 6137872003 | https://www.eppendorf.com/SP-en/
6137935005 | Test filter fluorescence | 1 | 1 | 633.7 | Eppendorf | 6137935005 | https://www.eppendorf.com/SP-en/
0013530106 | Bridge rectifier | 1 | 1 | 11.2 | Eppendorf | 0013530106 | https://www.eppendorf.com/SP-en/
0013565333 | Fuse 6.3 A T (230 V) | 1 | 1 | 0.7 | Eppendorf | 0013565333 | https://www.eppendorf.com/SP-en/
0013591458 | RAM module | 1 | 1 | 8.9 | Eppendorf | 0013591458 | https://www.eppendorf.com/SP-en/
0013604592 | Base with battery | 1 | 1 | 59.2 | Eppendorf | 0013604592 | https://www.eppendorf.com/SP-en/
0013606072 | Soldered fuse 500 mA | 1 | 1 | 2.3 | Eppendorf | 0013606072 | https://www.eppendorf.com/SP-en/
0013607800 | Chip-card reader | 1 | 1 | 46.6 | Eppendorf | 0013607800 | https://www.eppendorf.com/SP-en/
0013607958 | Mains input module | 1 | 1 | 32.4 | Eppendorf | 0013607958 | https://www.eppendorf.com/SP-en/
0013608695 | Fuse 1,5 A | 1 | 1 | 1.3 | Eppendorf | 0013608695 | https://www.eppendorf.com/SP-en/
0013608709 | Fuse, 2.0A,T, SMD, Type 452 | 1 | 1 | 1.2 | Eppendorf | 0013608709 | https://www.eppendorf.com/SP-en/
0013609039 | Fuse, 0.75A, FF, SMD, Type 451 | 1 | 1 | 0.9 | Eppendorf | 0013609039 | https://www.eppendorf.com/SP-en/
0013609098 | PCB hand grip | 1 | 1 | 0.7 | Eppendorf | 0013609098 | https://www.eppendorf.com/SP-en/
0013612889 | Fuse, 3.0A,T,SMD, Type 454 | 1 | 1 | 0.9 | Eppendorf | 0013612889 | https://www.eppendorf.com/SP-en/
0024217906 | Torx screwdriver TX20x100 | 1 | 1 | 14.5 | Eppendorf | 0024217906 | https://www.eppendorf.com/SP-en/
2223031504 | Thermoblock AT | 1 | 1 | 1289.2 | Eppendorf | 2223031504 | https://www.eppendorf.com/SP-en/
2223032004 | Thermoblock, exchange 5332 851.006 | 1 | 1 | 832.6 | Eppendorf | 2223032004 | https://www.eppendorf.com/SP-en/
2223032012 | Heated lid 5332 (exchange) | 1 | 1 | 668.2 | Eppendorf | 2223032012 | https://www.eppendorf.com/SP-en/
2223033000 | Exchange-Thermoblock for 5333 | 1 | 1 | 1344.4 | Eppendorf | 2223033000 | https://www.eppendorf.com/SP-en/
5331229018 | RS-232 cable | 1 | 1 | 393.3 | Eppendorf | 5331229018 | https://www.eppendorf.com/SP-en/
5331229026 | Cable for Temperature Validation System | 1 | 1 | 399.1 | Eppendorf | 5331229026 | https://www.eppendorf.com/SP-en/
5331234003 | Silicone pad 384 | 1 | 1 | 29.1 | Eppendorf | 5331234003 | https://www.eppendorf.com/SP-en/
5331235000 | Chip card | 1 | 1 | 44.5 | Eppendorf | 5331235000 | https://www.eppendorf.com/SP-en/
5331601006 | Fan, small | 1 | 1 | 49.8 | Eppendorf | 5331601006 | https://www.eppendorf.com/SP-en/
5331602002 | Fan, large | 1 | 1 | 98.8 | Eppendorf | 5331602002 | https://www.eppendorf.com/SP-en/
5331630006 | Toroidal transformer for 230 Volt | 1 | 1 | 371.5 | Eppendorf | 5331630006 | https://www.eppendorf.com/SP-en/
5331852009 | Universal Trafo for 5331+5333 | 1 | 1 | 381.8 | Eppendorf | 5331852009 | https://www.eppendorf.com/SP-en/
5331853005 | Lower part of housing incl. device feet | 1 | 1 | 636 | Eppendorf | 5331853005 | https://www.eppendorf.com/SP-en/
5331856004 | Lid frame incl. Velcro | 1 | 1 | 95.3 | Eppendorf | 5331856004 | https://www.eppendorf.com/SP-en/
5331857035 | Upper part of housing, incl. keypad | 1 | 1 | 527.9 | Eppendorf | 5331857035 | https://www.eppendorf.com/SP-en/
5331859003 | Air guide rubber (left+right) | 1 | 1 | 287.5 | Eppendorf | 5331859003 | https://www.eppendorf.com/SP-en/
5331863051 | Software-upd. Gradient -french- 2.00.31 | 1 | 1 | 360 | Eppendorf | 5331863051 | https://www.eppendorf.com/SP-en/
5331864007 | Heated lid for 5331/5333 | 1 | 1 | 1193.7 | Eppendorf | 5331864007 | https://www.eppendorf.com/SP-en/
5331866000 | PCB "power unit" | 1 | 1 | 1243.2 | Eppendorf | 5331866000 | https://www.eppendorf.com/SP-en/
5331867006 | Data cable | 1 | 1 | 30.2 | Eppendorf | 5331867006 | https://www.eppendorf.com/SP-en/
5331869009 | Packaging 'Mastercycler' | 1 | 1 | 89.8 | Eppendorf | 5331869009 | https://www.eppendorf.com/SP-en/
5331873006 | LCD display cpl. | 1 | 1 | 222 | Eppendorf | 5331873006 | https://www.eppendorf.com/SP-en/
5331874002 | Cable MUX (s) | 1 | 1 | 35.2 | Eppendorf | 5331874002 | https://www.eppendorf.com/SP-en/
5331875009 | Upper part of housing | 1 | 1 | 230 | Eppendorf | 5331875009 | https://www.eppendorf.com/SP-en/
5331876005 | Membrane keyboard | 1 | 1 | 179.4 | Eppendorf | 5331876005 | https://www.eppendorf.com/SP-en/
5331891004 | Thermoblock | 1 | 1 | 3087.8 | Eppendorf | 5331891004 | https://www.eppendorf.com/SP-en/
5331900062 | Operating instructions 5331/5333 | 1 | 1 | 18.6 | Eppendorf | 5331900062 | https://www.eppendorf.com/SP-en/
5331920225 | SOP germ 5331/3 dismentling instruction | 1 | 1 | 154.1 | Eppendorf | 5331920225 | https://www.eppendorf.com/SP-en/
5331920233 | SOP e 5331/3 dismentling instruction | 1 | 1 | 154.1 | Eppendorf | 5331920233 | https://www.eppendorf.com/SP-en/
5331950019 | Cardboard box for Mastercycler gradient | 1 | 1 | 6.7 | Eppendorf | 5331950019 | https://www.eppendorf.com/SP-en/
5331950027 | Insert-upper part | 1 | 1 | 33.1 | Eppendorf | 5331950027 | https://www.eppendorf.com/SP-en/
5332604009 | Fan, large | 1 | 1 | 58.8 | Eppendorf | 5332604009 | https://www.eppendorf.com/SP-en/
5332625006 | Cable f. measuring adapter, PW detection | 1 | 1 | 104.8 | Eppendorf | 5332625006 | https://www.eppendorf.com/SP-en/
5332800002 | PCB Computer incl. EPROMs (w/o display) | 1 | 1 | 1001.7 | Eppendorf | 5332800002 | https://www.eppendorf.com/SP-en/
5332815000 | PCB Interference choke | 1 | 1 | 113.4 | Eppendorf | 5332815000 | https://www.eppendorf.com/SP-en/
5332851006 | Thermoblock, w/o heating lid | 1 | 1 | 1606.6 | Eppendorf | 5332851006 | https://www.eppendorf.com/SP-en/
5332852002 | Device feet (set of 4) | 1 | 1 | 56.1 | Eppendorf | 5332852002 | https://www.eppendorf.com/SP-en/
5332853009 | Lower part of housing incl. feet | 1 | 1 | 372.6 | Eppendorf | 5332853009 | https://www.eppendorf.com/SP-en/
5332854005 | Universal Trafo for 5332 | 1 | 1 | 199 | Eppendorf | 5332854005 | https://www.eppendorf.com/SP-en/
5332856008 | Lid frame, incl. Velcro | 1 | 1 | 246.1 | Eppendorf | 5332856008 | https://www.eppendorf.com/SP-en/
5332857020 | Upper part housing with keypad | 1 | 1 | 890.1 | Eppendorf | 5332857020 | https://www.eppendorf.com/SP-en/
5332859007 | Velcro fastener | 1 | 1 | 63 | Eppendorf | 5332859007 | https://www.eppendorf.com/SP-en/
5332860005 | Display, cpl. | 1 | 1 | 361.1 | Eppendorf | 5332860005 | https://www.eppendorf.com/SP-en/
5332863004 | Software update v2.0 ger./eng. | 1 | 1 | 350.8 | Eppendorf | 5332863004 | https://www.eppendorf.com/SP-en/
5332863039 | Software up-date for 5332, french, V 2 | 1 | 1 | 360 | Eppendorf | 5332863039 | https://www.eppendorf.com/SP-en/
5332867000 | Software update | 1 | 1 | 112.9 | Eppendorf | 5332867000 | https://www.eppendorf.com/SP-en/
5332869002 | Upper part of housing | 1 | 1 | 220.8 | Eppendorf | 5332869002 | https://www.eppendorf.com/SP-en/
5332870000 | Membrane keyboard | 1 | 1 | 190.9 | Eppendorf | 5332870000 | https://www.eppendorf.com/SP-en/
5332900066 | Operating manual 5332, multi-lingual | 1 | 1 | 36.5 | Eppendorf | 5332900066 | https://www.eppendorf.com/SP-en/
5332920024 | SOP german 5332 Installation Qualific. | 1 | 1 | 154.1 | Eppendorf | 5332920024 | https://www.eppendorf.com/SP-en/
5332920032 | SOP e 5332 Installation Qualification | 1 | 1 | 154.1 | Eppendorf | 5332920032 | https://www.eppendorf.com/SP-en/
5332920040 | SOP germa 5353 Operational Qualification | 1 | 1 | 154.1 | Eppendorf | 5332920040 | https://www.eppendorf.com/SP-en/
5332920059 | SOP e 5353 Operational Qualification | 1 | 1 | 154.1 | Eppendorf | 5332920059 | https://www.eppendorf.com/SP-en/
5332920067 | SOP d 5332 safety instructions | 1 | 1 | 154.1 | Eppendorf | 5332920067 | https://www.eppendorf.com/SP-en/
5332920075 | SOP e 5332 safety instructions | 1 | 1 | 154.1 | Eppendorf | 5332920075 | https://www.eppendorf.com/SP-en/
5332920083 | SOP d 5332 device testing | 1 | 1 | 154.1 | Eppendorf | 5332920083 | https://www.eppendorf.com/SP-en/
5332920091 | SOP e 5332 device testing | 1 | 1 | 154.1 | Eppendorf | 5332920091 | https://www.eppendorf.com/SP-en/
5332920229 | SOP germ 5332 dismentling instruction | 1 | 1 | 154.1 | Eppendorf | 5332920229 | https://www.eppendorf.com/SP-en/
5332920237 | SOP e 5332 dismentling instruction | 1 | 1 | 154.1 | Eppendorf | 5332920237 | https://www.eppendorf.com/SP-en/
5333851050 | Thermoblock, w/o heating lid | 1 | 1 | 3218.9 | Eppendorf | 5333851050 | https://www.eppendorf.com/SP-en/
5334004106 | Pressure plate (processed,coated,marked) | 1 | 1 | 212.8 | Eppendorf | 5334004106 | https://www.eppendorf.com/SP-en/
5340851007 | PCB Control panel | 1 | 1 | 979.8 | Eppendorf | 5340851007 | https://www.eppendorf.com/SP-en/
5340853000 | Control panel upper part of housing | 1 | 1 | 349.6 | Eppendorf | 5340853000 | https://www.eppendorf.com/SP-en/
5340854006 | LCD display | 1 | 1 | 517.5 | Eppendorf | 5340854006 | https://www.eppendorf.com/SP-en/
5340855002 | Data cable f. control panel Mastercycler | 1 | 1 | 117.3 | Eppendorf | 5340855002 | https://www.eppendorf.com/SP-en/
5340857005 | Stand | 1 | 1 | 127.7 | Eppendorf | 5340857005 | https://www.eppendorf.com/SP-en/
5340860006 | Control Panel repair kit w.USB adapter | 1 | 1 | 349.6 | Eppendorf | 5340860006 | https://www.eppendorf.com/SP-en/
5341222003 | Zero modem adapter f. Temp.Valid. System | 1 | 1 | 35.7 | Eppendorf | 5341222003 | https://www.eppendorf.com/SP-en/
5341853003 | PCB Launch | 1 | 1 | 604.9 | Eppendorf | 5341853003 | https://www.eppendorf.com/SP-en/
5341858005 | Thermo unit 384 AL | 1 | 1 | 2027.5 | Eppendorf | 5341858005 | https://www.eppendorf.com/SP-en/
5341861006 | Fan for thermo unit | 1 | 1 | 193.2 | Eppendorf | 5341861006 | https://www.eppendorf.com/SP-en/
5341862002 | Rubber guide fan | 1 | 1 | 25.3 | Eppendorf | 5341862002 | https://www.eppendorf.com/SP-en/
5341864005 | Switch (front) | 1 | 1 | 151.8 | Eppendorf | 5341864005 | https://www.eppendorf.com/SP-en/
5341865001 | Lid | 1 | 1 | 230 | Eppendorf | 5341865001 | https://www.eppendorf.com/SP-en/
5341866008 | Supplement set X-drive (forw./backward) | 1 | 1 | 808.5 | Eppendorf | 5341866008 | https://www.eppendorf.com/SP-en/
5341867004 | Slider left/right | 1 | 1 | 105.1 | Eppendorf | 5341867004 | https://www.eppendorf.com/SP-en/
5341869007 | Motor heated lid (open/close) | 1 | 1 | 185.2 | Eppendorf | 5341869007 | https://www.eppendorf.com/SP-en/
5341871001 | Panel left | 1 | 1 | 195.5 | Eppendorf | 5341871001 | https://www.eppendorf.com/SP-en/
5341872008 | Panel right | 1 | 1 | 192.1 | Eppendorf | 5341872008 | https://www.eppendorf.com/SP-en/
5341873004 | Front panel MC ep gradient | 1 | 1 | 91.7 | Eppendorf | 5341873004 | https://www.eppendorf.com/SP-en/
5341874000 | Front clip | 1 | 1 | 46 | Eppendorf | 5341874000 | https://www.eppendorf.com/SP-en/
5341875007 | Lower part of housing w. feet | 1 | 1 | 249.6 | Eppendorf | 5341875007 | https://www.eppendorf.com/SP-en/
5341876003 | Rear-panel | 1 | 1 | 117.3 | Eppendorf | 5341876003 | https://www.eppendorf.com/SP-en/
5341878006 | Device feet (4 pcs.) | 1 | 1 | 23.3 | Eppendorf | 5341878006 | https://www.eppendorf.com/SP-en/
5341879002 | Packing Mastercycler | 1 | 1 | 114.2 | Eppendorf | 5341879002 | https://www.eppendorf.com/SP-en/
5341880000 | Data cable ISP | 1 | 1 | 79.1 | Eppendorf | 5341880000 | https://www.eppendorf.com/SP-en/
5341881007 | Stopper (4 pcs.) | 1 | 1 | 18.2 | Eppendorf | 5341881007 | https://www.eppendorf.com/SP-en/
5341883000 | Front panel MC ep 384 | 1 | 1 | 93.6 | Eppendorf | 5341883000 | https://www.eppendorf.com/SP-en/
5341884006 | Front panel MC ep gradient S | 1 | 1 | 91.7 | Eppendorf | 5341884006 | https://www.eppendorf.com/SP-en/
5341885002 | Measure cable Thermoblock | 1 | 1 | 231.2 | Eppendorf | 5341885002 | https://www.eppendorf.com/SP-en/
5341886009 | Motor heated lid (forward/ backward) | 1 | 1 | 189.8 | Eppendorf | 5341886009 | https://www.eppendorf.com/SP-en/
5341887005 | PCB Position X-motor | 1 | 1 | 182.9 | Eppendorf | 5341887005 | https://www.eppendorf.com/SP-en/
5341888001 | Guide pins (2 pcs.) | 1 | 1 | 91.3 | Eppendorf | 5341888001 | https://www.eppendorf.com/SP-en/
5341889008 | Cover | 1 | 1 | 90.9 | Eppendorf | 5341889008 | https://www.eppendorf.com/SP-en/
5341890006 | Sucker tool | 1 | 1 | 24.6 | Eppendorf | 5341890006 | https://www.eppendorf.com/SP-en/
5341891002 | Transport protection | 1 | 1 | 19.1 | Eppendorf | 5341891002 | https://www.eppendorf.com/SP-en/
5341892009 | Clamps (left/right) | 1 | 1 | 47.7 | Eppendorf | 5341892009 | https://www.eppendorf.com/SP-en/
5341893005 | PCB X-drive | 1 | 1 | 447.4 | Eppendorf | 5341893005 | https://www.eppendorf.com/SP-en/
5341894001 | Heated lid | 1 | 1 | 1658.3 | Eppendorf | 5341894001 | https://www.eppendorf.com/SP-en/
5341895008 | Lid transport safety | 1 | 1 | 36.3 | Eppendorf | 5341895008 | https://www.eppendorf.com/SP-en/
5341896004 | Repair set 'Switching power supply unit' | 1 | 1 | 31.9 | Eppendorf | 5341896004 | https://www.eppendorf.com/SP-en/
5341897000 | Temperature sensor for 0,2ml | 1 | 1 | 877.5 | Eppendorf | 5341897000 | https://www.eppendorf.com/SP-en/
5341898007 | Adapter galvanic separation | 1 | 1 | 481.9 | Eppendorf | 5341898007 | https://www.eppendorf.com/SP-en/
5341899003 | Power supply for testo device | 1 | 1 | 139.2 | Eppendorf | 5341899003 | https://www.eppendorf.com/SP-en/
5391851001 | Packing for S100 | 1 | 1 | 50.5 | Eppendorf | 5391851001 | https://www.eppendorf.com/SP-en/
5392851005 | Packing for S200 | 1 | 1 | 50.5 | Eppendorf | 5392851005 | https://www.eppendorf.com/SP-en/
5392852001 | Housing for S200 | 1 | 1 | 335.8 | Eppendorf | 5392852001 | https://www.eppendorf.com/SP-en/
5392853008 | Keypad and PCB Display | 1 | 1 | 508.3 | Eppendorf | 5392853008 | https://www.eppendorf.com/SP-en/
5392854004 | Handle | 1 | 1 | 73.6 | Eppendorf | 5392854004 | https://www.eppendorf.com/SP-en/
5392855000 | Handle with 2 lever arms | 1 | 1 | 560.1 | Eppendorf | 5392855000 | https://www.eppendorf.com/SP-en/
5392856007 | Positioning kit | 1 | 1 | 450.8 | Eppendorf | 5392856007 | https://www.eppendorf.com/SP-en/
5392857005 | Adapter plate holder | 1 | 1 | 144.9 | Eppendorf | 5392857005 | https://www.eppendorf.com/SP-en/
5392858000 | Chassis | 1 | 1 | 1595.1 | Eppendorf | 5392858000 | https://www.eppendorf.com/SP-en/
5392859006 | Heating module | 1 | 1 | 1374.3 | Eppendorf | 5392859006 | https://www.eppendorf.com/SP-en/
5392860004 | Heating control PCB | 1 | 1 | 517.5 | Eppendorf | 5392860004 | https://www.eppendorf.com/SP-en/
5392861005 | PCB Switched-mode power supply | 1 | 1 | 722.2 | Eppendorf | 5392861005 | https://www.eppendorf.com/SP-en/
5392862007 | Rear panel | 1 | 1 | 319.7 | Eppendorf | 5392862007 | https://www.eppendorf.com/SP-en/
6302869500 | Retrofit kit 1 | 1 | 1 | 3277.5 | Eppendorf | 6302869500 | https://www.eppendorf.com/SP-en/
6302870509 | Retrofit kit 2 | 1 | 1 | 4834.6 | Eppendorf | 6302870509 | https://www.eppendorf.com/SP-en/
6313851000 | Housing, 1 set = 2 pieces | 2 | 1 | 255.3 | Eppendorf | 6313851000 | https://www.eppendorf.com/SP-en/
6313851506 | Device feets, 1 set = 4 pieces | 4 | 1 | 57.7 | Eppendorf | 6313851506 | https://www.eppendorf.com/SP-en/
6313852006 | E-PAC parts, 1 set = 3 pieces | 3 | 1 | 97.4 | Eppendorf | 6313852006 | https://www.eppendorf.com/SP-en/
6313853002 | X50 frame with glass panel, Master var. | 1 | 1 | 385.3 | Eppendorf | 6313853002 | https://www.eppendorf.com/SP-en/
6313853509 | X50 frame with glass panel, ECO variant | 1 | 1 | 454.3 | Eppendorf | 6313853509 | https://www.eppendorf.com/SP-en/
6313854009 | X50 optical fiber for status LED | 1 | 1 | 52.6 | Eppendorf | 6313854009 | https://www.eppendorf.com/SP-en/
6313855005 | X50 Bits and pieces I | 1 | 1 | 238.1 | Eppendorf | 6313855005 | https://www.eppendorf.com/SP-en/
6313856001 | X50 Spring for heated lid, 2 pieces | 2 | 1 | 51.3 | Eppendorf | 6313856001 | https://www.eppendorf.com/SP-en/
6313856508 | X50 Spring for heated lid, 2 pieces, HP | 2 | 1 | 51.3 | Eppendorf | 6313856508 | https://www.eppendorf.com/SP-en/
6313857008 | Lid X50i | 1 | 1 | 91.1 | Eppendorf | 6313857008 | https://www.eppendorf.com/SP-en/
6313858004 | Lid X50l | 1 | 1 | 91.1 | Eppendorf | 6313858004 | https://www.eppendorf.com/SP-en/
6313859000 | Lid X50r | 1 | 1 | 91.1 | Eppendorf | 6313859000 | https://www.eppendorf.com/SP-en/
6313860009 | Lid X50t | 1 | 1 | 91.1 | Eppendorf | 6313860009 | https://www.eppendorf.com/SP-en/
6313861005 | Lid M50l | 1 | 1 | 91.1 | Eppendorf | 6313861005 | https://www.eppendorf.com/SP-en/
6313862001 | Lid M50r | 1 | 1 | 91.1 | Eppendorf | 6313862001 | https://www.eppendorf.com/SP-en/
6313863008 | Lid X50t | 1 | 1 | 91.1 | Eppendorf | 6313863008 | https://www.eppendorf.com/SP-en/
6313864004 | Lid X50s | 1 | 1 | 91.1 | Eppendorf | 6313864004 | https://www.eppendorf.com/SP-en/
6313865000 | Lid X50a | 1 | 1 | 91.1 | Eppendorf | 6313865000 | https://www.eppendorf.com/SP-en/
6313866007 | Lid X50p | 1 | 1 | 91.1 | Eppendorf | 6313866007 | https://www.eppendorf.com/SP-en/
6313867003 | Lid X50h | 1 | 1 | 91.1 | Eppendorf | 6313867003 | https://www.eppendorf.com/SP-en/
6313868000 | Lid M50a | 1 | 1 | 91.1 | Eppendorf | 6313868000 | https://www.eppendorf.com/SP-en/
6313869006 | Lid M50p | 1 | 1 | 91.1 | Eppendorf | 6313869006 | https://www.eppendorf.com/SP-en/
6313870004 | Lid M50h | 1 | 1 | 91.1 | Eppendorf | 6313870004 | https://www.eppendorf.com/SP-en/
6313871000 | Packing, X50 | 1 | 1 | 74.8 | Eppendorf | 6313871000 | https://www.eppendorf.com/SP-en/
6313872007 | X50 Heated lid, 96 | 1 | 1 | 1420.3 | Eppendorf | 6313872007 | https://www.eppendorf.com/SP-en/
6313872503 | X50 Heated lid, 96 HP | 1 | 1 | 1453.6 | Eppendorf | 6313872503 | https://www.eppendorf.com/SP-en/
6313873003 | X50 Heated lid, 384 HP | 1 | 1 | 1561.7 | Eppendorf | 6313873003 | https://www.eppendorf.com/SP-en/
6313874000 | X50 Heating frame, 96 | 1 | 1 | 524.4 | Eppendorf | 6313874000 | https://www.eppendorf.com/SP-en/
6313874506 | X50 Heating frame, 96 HP | 1 | 1 | 540.5 | Eppendorf | 6313874506 | https://www.eppendorf.com/SP-en/
6313875006 | X50 Heating frame, 384 HP | 1 | 1 | 636 | Eppendorf | 6313875006 | https://www.eppendorf.com/SP-en/
6313876002 | X50 Lever | 1 | 1 | 133.4 | Eppendorf | 6313876002 | https://www.eppendorf.com/SP-en/
6313877009 | X50 heated lid cover | 1 | 1 | 110.4 | Eppendorf | 6313877009 | https://www.eppendorf.com/SP-en/
6313878005 | X50 adapter for lever, 2 pieces | 2 | 1 | 102.6 | Eppendorf | 6313878005 | https://www.eppendorf.com/SP-en/
6313879001 | X50 Protection plate AI module | 1 | 1 | 79.6 | Eppendorf | 6313879001 | https://www.eppendorf.com/SP-en/
6313880000 | X50 ch. heat.lid without frame, springs | 1 | 1 | 648.6 | Eppendorf | 6313880000 | https://www.eppendorf.com/SP-en/
6313881006 | X50 PCB Mainboard | 1 | 1 | 1155.8 | Eppendorf | 6313881006 | https://www.eppendorf.com/SP-en/
6313882002 | X50 PCB Switched-mode power supply | 1 | 1 | 818.8 | Eppendorf | 6313882002 | https://www.eppendorf.com/SP-en/
6313883009 | X50 PCB Status LED | 1 | 1 | 362.3 | Eppendorf | 6313883009 | https://www.eppendorf.com/SP-en/
6313884005 | X50 Fan | 1 | 1 | 88.4 | Eppendorf | 6313884005 | https://www.eppendorf.com/SP-en/
6313885001 | X50 Display, ECO variant | 1 | 1 | 140.3 | Eppendorf | 6313885001 | https://www.eppendorf.com/SP-en/
6313886008 | X50 Cable 1 | 1 | 1 | 94.9 | Eppendorf | 6313886008 | https://www.eppendorf.com/SP-en/
6313886504 | X50 Cable 2 | 1 | 1 | 86 | Eppendorf | 6313886504 | https://www.eppendorf.com/SP-en/
6313887004 | X50 Cable 3 | 1 | 1 | 89.7 | Eppendorf | 6313887004 | https://www.eppendorf.com/SP-en/
6313887500 | X50 Cable 4 | 1 | 1 | 87.2 | Eppendorf | 6313887500 | https://www.eppendorf.com/SP-en/
6313888000 | X50 Cable 5 | 1 | 1 | 74.3 | Eppendorf | 6313888000 | https://www.eppendorf.com/SP-en/
6313891001 | X50 Thermoblock 96 Ag | 1 | 1 | 2738.2 | Eppendorf | 6313891001 | https://www.eppendorf.com/SP-en/
6313891508 | X50 Thermoblock 96 Al | 1 | 1 | 1621.5 | Eppendorf | 6313891508 | https://www.eppendorf.com/SP-en/
6313892008 | X50 Thermoblock 384 Al | 1 | 1 | 1697.4 | Eppendorf | 6313892008 | https://www.eppendorf.com/SP-en/
6320851007 | PCB Control panel | 1 | 1 | 929.2 | Eppendorf | 6320851007 | https://www.eppendorf.com/SP-en/
6320854006 | LCD-Display | 1 | 1 | 479.6 | Eppendorf | 6320854006 | https://www.eppendorf.com/SP-en/
6321851000 | PCB Computer | 1 | 1 | 718.8 | Eppendorf | 6321851000 | https://www.eppendorf.com/SP-en/
6321853003 | PCB Launch | 1 | 1 | 468.1 | Eppendorf | 6321853003 | https://www.eppendorf.com/SP-en/
6321854000 | 7 segment display | 1 | 1 | 193.2 | Eppendorf | 6321854000 | https://www.eppendorf.com/SP-en/
6321857009 | Thermoblock 96 AL | 1 | 1 | 1093.7 | Eppendorf | 6321857009 | https://www.eppendorf.com/SP-en/
6321858005 | Thermoblock 384 AL | 1 | 1 | 1058 | Eppendorf | 6321858005 | https://www.eppendorf.com/SP-en/
6321859001 | Thermoblock 96 AG | 1 | 1 | 1552.5 | Eppendorf | 6321859001 | https://www.eppendorf.com/SP-en/
6321863009 | PCB Heated lid | 1 | 1 | 599.2 | Eppendorf | 6321863009 | https://www.eppendorf.com/SP-en/
6321865001 | Heated lid cover | 1 | 1 | 141.5 | Eppendorf | 6321865001 | https://www.eppendorf.com/SP-en/
6321867004 | Slider left/right | 1 | 1 | 233.5 | Eppendorf | 6321867004 | https://www.eppendorf.com/SP-en/
6321868507 | Heated lid, Mastercycler pro, 96 | 1 | 1 | 3002.7 | Eppendorf | 6321868507 | https://www.eppendorf.com/SP-en/
6321870501 | Heated lid 384 | 1 | 1 | 2987.7 | Eppendorf | 6321870501 | https://www.eppendorf.com/SP-en/
6321879002 | Packing Mastercycler pro | 1 | 1 | 92 | Eppendorf | 6321879002 | https://www.eppendorf.com/SP-en/
6321882003 | Front panel Mastercycler pro | 1 | 1 | 75.4 | Eppendorf | 6321882003 | https://www.eppendorf.com/SP-en/
6321883000 | Front panel Mastercycler pro 384 | 1 | 1 | 75.4 | Eppendorf | 6321883000 | https://www.eppendorf.com/SP-en/
6321884006 | Front panel Mastercycler pro S | 1 | 1 | 75.4 | Eppendorf | 6321884006 | https://www.eppendorf.com/SP-en/
6321890006 | Thermoblock 96 AL | 1 | 1 | 1682.5 | Eppendorf | 6321890006 | https://www.eppendorf.com/SP-en/
6321892009 | Thermoblock 96 AG | 1 | 1 | 2998.1 | Eppendorf | 6321892009 | https://www.eppendorf.com/SP-en/
6321893005 | Fuse F601 / 2,0A (s) | 1 | 1 | 39.3 | Eppendorf | 6321893005 | https://www.eppendorf.com/SP-en/
6321893501 | SMD fuse 2,5A slow | 1 | 1 | 33.7 | Eppendorf | 6321893501 | https://www.eppendorf.com/SP-en/
6321895008 | PCB-SMPS 632x-12C | 1 | 1 | 48.5 | Eppendorf | 6321895008 | https://www.eppendorf.com/SP-en/
6321920002 | Service Manua germ 6321 Mastercycler pro | 1 | 1 | 50 | Eppendorf | 6321920002 | https://www.eppendorf.com/SP-en/
6321920010 | Service Manua engl 6321 Mastercycler pro | 1 | 1 | 50 | Eppendorf | 6321920010 | https://www.eppendorf.com/SP-en/
6321920029 | SOP germ 6321Installation Qualification | 1 | 1 | 147.2 | Eppendorf | 6321920029 | https://www.eppendorf.com/SP-en/
6321920037 | SOP engl 6321Installation Qualification | 1 | 1 | 147.2 | Eppendorf | 6321920037 | https://www.eppendorf.com/SP-en/
6321920045 | SOP germ 6321 Operational Qualification | 1 | 1 | 147.2 | Eppendorf | 6321920045 | https://www.eppendorf.com/SP-en/
6321920053 | SOP engl 6321 Operational Qualification | 1 | 1 | 147.2 | Eppendorf | 6321920053 | https://www.eppendorf.com/SP-en/
6321920061 | SOP d 6321 safety instructions | 1 | 1 | 147.2 | Eppendorf | 6321920061 | https://www.eppendorf.com/SP-en/
6321920070 | SOP engl 6321 safety instructions | 1 | 1 | 147.2 | Eppendorf | 6321920070 | https://www.eppendorf.com/SP-en/
6321920088 | SOP germ 6321 device testing | 1 | 1 | 147.2 | Eppendorf | 6321920088 | https://www.eppendorf.com/SP-en/
6321920096 | SOP engl 6321 device testing | 1 | 1 | 147.2 | Eppendorf | 6321920096 | https://www.eppendorf.com/SP-en/
6331851009 | Housing nexus | 1 | 1 | 311.7 | Eppendorf | 6331851009 | https://www.eppendorf.com/SP-en/
6331852005 | Device feets and adapter, set | 1 | 1 | 116.2 | Eppendorf | 6331852005 | https://www.eppendorf.com/SP-en/
6331854008 | Fan | 1 | 1 | 148.4 | Eppendorf | 6331854008 | https://www.eppendorf.com/SP-en/
6331855004 | Display | 1 | 1 | 561.2 | Eppendorf | 6331855004 | https://www.eppendorf.com/SP-en/
6331856000 | Status LED | 1 | 1 | 226.6 | Eppendorf | 6331856000 | https://www.eppendorf.com/SP-en/
6331857007 | Keypad | 1 | 1 | 431.3 | Eppendorf | 6331857007 | https://www.eppendorf.com/SP-en/
6331858003 | Cover nexus eco | 1 | 1 | 391 | Eppendorf | 6331858003 | https://www.eppendorf.com/SP-en/
6331859000 | PCB Control pad | 1 | 1 | 931.5 | Eppendorf | 6331859000 | https://www.eppendorf.com/SP-en/
6331863503 | Thermoblock nexus Flat | 1 | 1 | 1737.7 | Eppendorf | 6331863503 | https://www.eppendorf.com/SP-en/
6331864500 | Thermoblock nexus 96 | 1 | 1 | 1565.2 | Eppendorf | 6331864500 | https://www.eppendorf.com/SP-en/
6331865000 | PCB Mainboard | 1 | 1 | 940.7 | Eppendorf | 6331865000 | https://www.eppendorf.com/SP-en/
6331870003 | Hood | 1 | 1 | 174.8 | Eppendorf | 6331870003 | https://www.eppendorf.com/SP-en/
6331871000 | Lever | 1 | 1 | 174.8 | Eppendorf | 6331871000 | https://www.eppendorf.com/SP-en/
6331873002 | Heated lid nexus 96 | 1 | 1 | 1439.8 | Eppendorf | 6331873002 | https://www.eppendorf.com/SP-en/
6331875005 | Heating frame nexus with micro- | 1 | 1 | 613 | Eppendorf | 6331875005 | https://www.eppendorf.com/SP-en/
6331876001 | Springs, Set of 2 | 2 | 1 | 15 | Eppendorf | 6331876001 | https://www.eppendorf.com/SP-en/
6331877008 | Bits and pices | 1 | 1 | 226.6 | Eppendorf | 6331877008 | https://www.eppendorf.com/SP-en/
6331878004 | Lid nexus gradient | 1 | 1 | 116.2 | Eppendorf | 6331878004 | https://www.eppendorf.com/SP-en/
6331879000 | Lid nexus eco | 1 | 1 | 116.2 | Eppendorf | 6331879000 | https://www.eppendorf.com/SP-en/
6331880009 | Lid nexus | 1 | 1 | 116.2 | Eppendorf | 6331880009 | https://www.eppendorf.com/SP-en/
6331881005 | Lid nexus flat | 1 | 1 | 116.2 | Eppendorf | 6331881005 | https://www.eppendorf.com/SP-en/
6331882001 | Fuse 2A slow | 1 | 1 | 57.5 | Eppendorf | 6331882001 | https://www.eppendorf.com/SP-en/
6331883008 | Cable nexus I | 1 | 1 | 174.8 | Eppendorf | 6331883008 | https://www.eppendorf.com/SP-en/
6331884004 | Cable nexus II | 1 | 1 | 108.4 | Eppendorf | 6331884004 | https://www.eppendorf.com/SP-en/
6331885000 | Cable nexus III | 1 | 1 | 120.8 | Eppendorf | 6331885000 | https://www.eppendorf.com/SP-en/
6331886007 | Cable nexus IV | 1 | 1 | 108.4 | Eppendorf | 6331886007 | https://www.eppendorf.com/SP-en/
6331887003 | Cable nexus V | 1 | 1 | 138 | Eppendorf | 6331887003 | https://www.eppendorf.com/SP-en/
6331889006 | Rubber seal | 1 | 1 | 104.2 | Eppendorf | 6331889006 | https://www.eppendorf.com/SP-en/
6331890004 | Service packing nexus | 1 | 1 | 151.8 | Eppendorf | 6331890004 | https://www.eppendorf.com/SP-en/
6331891000 | USB - Test Adapter nexus | 1 | 1 | 163.3 | Eppendorf | 6331891000 | https://www.eppendorf.com/SP-en/
6331892007 | Battery nexus | 1 | 1 | 51.8 | Eppendorf | 6331892007 | https://www.eppendorf.com/SP-en/
6331893003 | Lid nexus gradient eco | 1 | 1 | 130 | Eppendorf | 6331893003 | https://www.eppendorf.com/SP-en/
6331894000 | Lid nexus flat eco | 1 | 1 | 143.8 | Eppendorf | 6331894000 | https://www.eppendorf.com/SP-en/
6331896002 | Grounding springs for thermoblock 2pcs | 2 | 1 | 32.4 | Eppendorf | 6331896002 | https://www.eppendorf.com/SP-en/
6331897009 | Battery control pad nexus | 1 | 1 | 14.7 | Eppendorf | 6331897009 | https://www.eppendorf.com/SP-en/
6331920000 | Service manual ger 6331 Mastercycler Nex | 1 | 1 | 67 | Eppendorf | 6331920000 | https://www.eppendorf.com/SP-en/
6331920019 | Service manual eng 6331 Mastercycler Nex | 1 | 1 | 67 | Eppendorf | 6331920019 | https://www.eppendorf.com/SP-en/
6331920027 | SOP germ 6331 Installation Qualification | 1 | 1 | 135.7 | Eppendorf | 6331920027 | https://www.eppendorf.com/SP-en/
6331920035 | SOP engl 6331 Installation Qualification | 1 | 1 | 135.7 | Eppendorf | 6331920035 | https://www.eppendorf.com/SP-en/
6331920040 | SOP germ 6331 Operational Qualification | 1 | 1 | 135.7 | Eppendorf | 6331920040 | https://www.eppendorf.com/SP-en/
6331920058 | SOP engl 6331 Operational Qualification | 1 | 1 | 135.7 | Eppendorf | 6331920058 | https://www.eppendorf.com/SP-en/
6336856009 | Status LED, nexus X2/32/64 | 1 | 1 | 266.8 | Eppendorf | 6336856009 | https://www.eppendorf.com/SP-en/
6336864508 | Thermoblock nexus X2 32/64 | 1 | 1 | 2016 | Eppendorf | 6336864508 | https://www.eppendorf.com/SP-en/
6336870001 | Hood | 1 | 1 | 125.4 | Eppendorf | 6336870001 | https://www.eppendorf.com/SP-en/
6336870508 | Hood | 1 | 1 | 125.4 | Eppendorf | 6336870508 | https://www.eppendorf.com/SP-en/
6336871008 | Lever | 1 | 1 | 330.1 | Eppendorf | 6336871008 | https://www.eppendorf.com/SP-en/
6336871504 | Lever | 1 | 1 | 330.1 | Eppendorf | 6336871504 | https://www.eppendorf.com/SP-en/
6336872004 | Bottom part for heated lid | 1 | 1 | 103.5 | Eppendorf | 6336872004 | https://www.eppendorf.com/SP-en/
6336872500 | Bottom part for heated lid | 1 | 1 | 103.5 | Eppendorf | 6336872500 | https://www.eppendorf.com/SP-en/
6336873000 | Heated lid | 1 | 1 | 1441 | Eppendorf | 6336873000 | https://www.eppendorf.com/SP-en/
6336873507 | Heated lid | 1 | 1 | 1786 | Eppendorf | 6336873507 | https://www.eppendorf.com/SP-en/
6336875003 | Heating frame | 1 | 1 | 746.4 | Eppendorf | 6336875003 | https://www.eppendorf.com/SP-en/
6336875500 | Heating frame | 1 | 1 | 778.6 | Eppendorf | 6336875500 | https://www.eppendorf.com/SP-en/
6336877006 | Bits and pieces II | 1 | 1 | 141.5 | Eppendorf | 6336877006 | https://www.eppendorf.com/SP-en/
6336879009 | Lid | 1 | 1 | 118.5 | Eppendorf | 6336879009 | https://www.eppendorf.com/SP-en/
6336880007 | Lid | 1 | 1 | 118.5 | Eppendorf | 6336880007 | https://www.eppendorf.com/SP-en/
6336881003 | Lid | 1 | 1 | 118.5 | Eppendorf | 6336881003 | https://www.eppendorf.com/SP-en/
6336882000 | Lid | 1 | 1 | 118.5 | Eppendorf | 6336882000 | https://www.eppendorf.com/SP-en/
6336889004 | Rubber seal | 1 | 1 | 58 | Eppendorf | 6336889004 | https://www.eppendorf.com/SP-en/
6345864502 | Thermoblock nexus X1 96 Well Ag | 1 | 1 | 1989.5 | Eppendorf | 6345864502 | https://www.eppendorf.com/SP-en/
6345878007 | Lid nexus GSX1 | 1 | 1 | 143.8 | Eppendorf | 6345878007 | https://www.eppendorf.com/SP-en/
6345879003 | Lid nexus SX1 | 1 | 1 | 143.8 | Eppendorf | 6345879003 | https://www.eppendorf.com/SP-en/
6345880001 | Lid nexus GSX1e | 1 | 1 | 143.8 | Eppendorf | 6345880001 | https://www.eppendorf.com/SP-en/
6345881008 | Lid nexus SX1e | 1 | 1 | 143.8 | Eppendorf | 6345881008 | https://www.eppendorf.com/SP-en/
0013614058 | Thermodrucker, DPU 141-40 B | 1 | 1 | 430.1 | Eppendorf | 0013614058 | https://www.eppendorf.com/SP-en/
6302000989 | Design Model Mastercyler realplex, cpl | 1 | 1 | 2358.7 | Eppendorf | 6302000989 | https://www.eppendorf.com/SP-en/
6302107201 | Filter dark (s) | 1 | 1 | 70.2 | Eppendorf | 6302107201 | https://www.eppendorf.com/SP-en/
6302854007 | PCB Control | 1 | 1 | 794.7 | Eppendorf | 6302854007 | https://www.eppendorf.com/SP-en/
6302863502 | Adjustment filter, 2 pcs. | 2 | 1 | 142.6 | Eppendorf | 6302863502 | https://www.eppendorf.com/SP-en/
6302868008 | Cover 1 | 1 | 1 | 116.2 | Eppendorf | 6302868008 | https://www.eppendorf.com/SP-en/
6302891000 | Spacer, 4 pcs. | 4 | 1 | 108.1 | Eppendorf | 6302891000 | https://www.eppendorf.com/SP-en/
6302894009 | PCB temperature sensor | 1 | 1 | 88.1 | Eppendorf | 6302894009 | https://www.eppendorf.com/SP-en/
6302895005 | Spring clip for multiplier, 2 pcs. | 2 | 1 | 42.3 | Eppendorf | 6302895005 | https://www.eppendorf.com/SP-en/
6302898004 | Pale filter set = 2 pcs. (s) | 2 | 1 | 150.7 | Eppendorf | 6302898004 | https://www.eppendorf.com/SP-en/
6321852007 | PCB Power unit | 1 | 1 | 647.5 | Eppendorf | 6321852007 | https://www.eppendorf.com/SP-en/
6321856509 | Power supply | 1 | 1 | 1014.3 | Eppendorf | 6321856509 | https://www.eppendorf.com/SP-en/
6321860000 | Rollflex cable | 1 | 1 | 132.3 | Eppendorf | 6321860000 | https://www.eppendorf.com/SP-en/
6321880000 | Fuse F600, 10 pcs. | 10 | 1 | 28.3 | Eppendorf | 6321880000 | https://www.eppendorf.com/SP-en/
6321894001 | Splint 1,6x20 , verp. (s) | 1 | 1 | 40.7 | Eppendorf | 6321894001 | https://www.eppendorf.com/SP-en/
6302070014 | Service / Basic training | 1 | 1 | 3108.5 | Eppendorf | 6302070014 | https://www.eppendorf.com/SP-en/
0010013100 | EJ-PT-Hrd.Schr.K18x10"TORX+"A2 | 1 | 1 | 0.1 | Eppendorf | 0010013100 | https://www.eppendorf.com/SP-en/
0010013244 | Torx-screws T6, length 18 mm | 1 | 1 | 0.3 | Eppendorf | 0010013244 | https://www.eppendorf.com/SP-en/
0013567425 | O-Ring | 1 | 1 | 0.6 | Eppendorf | 0013567425 | https://www.eppendorf.com/SP-en/
0013582602 | Carbon Brushes 115V 5412-14 S | 1 | 1 | 17.5 | Eppendorf | 0013582602 | https://www.eppendorf.com/SP-en/
0013584796 | Black quartz | 1 | 1 | 2.4 | Eppendorf | 0013584796 | https://www.eppendorf.com/SP-en/
0013593906 | Capacitor 2200u/35V | 1 | 1 | 1.4 | Eppendorf | 0013593906 | https://www.eppendorf.com/SP-en/
0013601240 | Fan 12 V | 1 | 1 | 16.2 | Eppendorf | 0013601240 | https://www.eppendorf.com/SP-en/
0013601259 | Main input module, cpl. | 1 | 1 | 30 | Eppendorf | 0013601259 | https://www.eppendorf.com/SP-en/
0013606773 | Fan, large | 1 | 1 | 13.7 | Eppendorf | 0013606773 | https://www.eppendorf.com/SP-en/
0013607869 | Fuse 1.60 A fast | 1 | 1 | 1.3 | Eppendorf | 0013607869 | https://www.eppendorf.com/SP-en/
0013607877 | Soldered fuse 3.15 A | 1 | 1 | 1.4 | Eppendorf | 0013607877 | https://www.eppendorf.com/SP-en/
0013608130 | Fuse for 23O Volt slow 2 A | 1 | 1 | 0.6 | Eppendorf | 0013608130 | https://www.eppendorf.com/SP-en/
0013608300 | Fuse 10A, FF, SMD, Type 451 | 1 | 1 | 1.4 | Eppendorf | 0013608300 | https://www.eppendorf.com/SP-en/
0013609004 | Fuse 25A/32VAC, F, Picofuse 275 | 1 | 1 | 1.2 | Eppendorf | 0013609004 | https://www.eppendorf.com/SP-en/
0013609349 | Fuse for 23O Volt | 1 | 1 | 0.7 | Eppendorf | 0013609349 | https://www.eppendorf.com/SP-en/
0013611432 | EPROM EDOS | 1 | 1 | 0.7 | Eppendorf | 0013611432 | https://www.eppendorf.com/SP-en/
0013611629 | Fuse 1 A | 1 | 1 | 1.3 | Eppendorf | 0013611629 | https://www.eppendorf.com/SP-en/
0013611645 | Fuse 3,5 A | 1 | 1 | 1.3 | Eppendorf | 0013611645 | https://www.eppendorf.com/SP-en/
0013613889 | PCB Control | 1 | 1 | 1.3 | Eppendorf | 0013613889 | https://www.eppendorf.com/SP-en/
0023364107 | Adjustment aid for motor | 1 | 1 | 195.5 | Eppendorf | 0023364107 | https://www.eppendorf.com/SP-en/
5350005112 | Key pad | 1 | 1 | 43 | Eppendorf | 5350005112 | https://www.eppendorf.com/SP-en/
5350005155 | Motor | 1 | 1 | 78.7 | Eppendorf | 5350005155 | https://www.eppendorf.com/SP-en/
5350855000 | Switching power supply unit | 1 | 1 | 133.4 | Eppendorf | 5350855000 | https://www.eppendorf.com/SP-en/
5350856007 | Mains input module, cpl. | 1 | 1 | 104.8 | Eppendorf | 5350856007 | https://www.eppendorf.com/SP-en/
5350858000 | Display, cpl. | 1 | 1 | 110.4 | Eppendorf | 5350858000 | https://www.eppendorf.com/SP-en/
5350859006 | Excenter and imbalance disk | 1 | 1 | 121.9 | Eppendorf | 5350859006 | https://www.eppendorf.com/SP-en/
5350862007 | PCB Mixer compact, with PROM | 1 | 1 | 552 | Eppendorf | 5350862007 | https://www.eppendorf.com/SP-en/
5350863003 | Stopper (2 pcs.) | 1 | 1 | 26 | Eppendorf | 5350863003 | https://www.eppendorf.com/SP-en/
5350865006 | EPROM/RAM Basic V 2.0 | 1 | 1 | 49.9 | Eppendorf | 5350865006 | https://www.eppendorf.com/SP-en/
5350866002 | Motor for Refresher | 1 | 1 | 132.3 | Eppendorf | 5350866002 | https://www.eppendorf.com/SP-en/
5350868005 | Packing for 5350 | 1 | 1 | 70.2 | Eppendorf | 5350868005 | https://www.eppendorf.com/SP-en/
5350900014 | Operating Manual 'Thermomixer 5350' | 1 | 1 | 22 | Eppendorf | 5350900014 | https://www.eppendorf.com/SP-en/
5352606008 | Mains Module with cable | 1 | 1 | 64.3 | Eppendorf | 5352606008 | https://www.eppendorf.com/SP-en/
5352851002 | Foots for housing (4 pcs.) | 1 | 1 | 59.6 | Eppendorf | 5352851002 | https://www.eppendorf.com/SP-en/
5352852009 | Foil keyboard | 1 | 1 | 97.2 | Eppendorf | 5352852009 | https://www.eppendorf.com/SP-en/
5352853005 | Upper part of housing | 1 | 1 | 109.6 | Eppendorf | 5352853005 | https://www.eppendorf.com/SP-en/
5352854001 | PCB 'Cooling thermostat' | 1 | 1 | 728 | Eppendorf | 5352854001 | https://www.eppendorf.com/SP-en/
5352855008 | Fan 1 | 1 | 1 | 118.5 | Eppendorf | 5352855008 | https://www.eppendorf.com/SP-en/
5352856004 | Fan 2 (2 pcs.) | 1 | 1 | 123.1 | Eppendorf | 5352856004 | https://www.eppendorf.com/SP-en/
5352857000 | Main power input module | 1 | 1 | 121.9 | Eppendorf | 5352857000 | https://www.eppendorf.com/SP-en/
5352862004 | Packing for 5355/5352 | 1 | 1 | 92.9 | Eppendorf | 5352862004 | https://www.eppendorf.com/SP-en/
5352900011 | Bediene 5sp 5352 ThermoStat+ | 1 | 1 | 50 | Eppendorf | 5352900011 | https://www.eppendorf.com/SP-en/
5353850107 | Screening plate | 1 | 1 | 35.9 | Eppendorf | 5353850107 | https://www.eppendorf.com/SP-en/
5353851006 | Upper part of housing with keypad | 1 | 1 | 131.1 | Eppendorf | 5353851006 | https://www.eppendorf.com/SP-en/
5353852002 | PCB "Display" (s) | 1 | 1 | 166.8 | Eppendorf | 5353852002 | https://www.eppendorf.com/SP-en/
5353853009 | Light barrier (s) | 1 | 1 | 41.7 | Eppendorf | 5353853009 | https://www.eppendorf.com/SP-en/
5353854200 | PCB "MixMate", 230V | 1 | 1 | 500.3 | Eppendorf | 5353854200 | https://www.eppendorf.com/SP-en/
5353856008 | Speedsensor (s) | 1 | 1 | 25.9 | Eppendorf | 5353856008 | https://www.eppendorf.com/SP-en/
5353857004 | Oscillating frame (s) | 1 | 1 | 79.6 | Eppendorf | 5353857004 | https://www.eppendorf.com/SP-en/
5353857209 | Mointing fixture for oscillating frame | 1 | 1 | 172.5 | Eppendorf | 5353857209 | https://www.eppendorf.com/SP-en/
5353858000 | Repair kit eccenter (s) | 1 | 1 | 133.4 | Eppendorf | 5353858000 | https://www.eppendorf.com/SP-en/
5353860005 | Motor | 1 | 1 | 231.2 | Eppendorf | 5353860005 | https://www.eppendorf.com/SP-en/
5353861001 | Spherical support, 4 pieces | 1 | 1 | 28.3 | Eppendorf | 5353861001 | https://www.eppendorf.com/SP-en/
5353862008 | Universal holder cpl. (s) | 1 | 1 | 88.1 | Eppendorf | 5353862008 | https://www.eppendorf.com/SP-en/
5353862105 | Plate holder | 1 | 1 | 143.8 | Eppendorf | 5353862105 | https://www.eppendorf.com/SP-en/
5353863101 | Cover caps, 4 pcs. | 1 | 1 | 25.6 | Eppendorf | 5353863101 | https://www.eppendorf.com/SP-en/
5353865023 | Fuse 230V 0,8A | 1 | 1 | 12.4 | Eppendorf | 5353865023 | https://www.eppendorf.com/SP-en/
5354850500 | Temperature sensor 1,5mL | 1 | 1 | 828 | Eppendorf | 5354850500 | https://www.eppendorf.com/SP-en/
5355005048 | Key pad | 1 | 1 | 71.5 | Eppendorf | 5355005048 | https://www.eppendorf.com/SP-en/
5355005277 | Filter paper | 1 | 1 | 1.3 | Eppendorf | 5355005277 | https://www.eppendorf.com/SP-en/
5355352007 | Imbusschlüssel,3 mm mit Griff | 1 | 1 | 23.8 | Eppendorf | 5355352007 | https://www.eppendorf.com/SP-en/
5355604006 | Fan, large | 1 | 1 | 16.6 | Eppendorf | 5355604006 | https://www.eppendorf.com/SP-en/
5355803009 | Mains input module, cpl. | 1 | 1 | 102 | Eppendorf | 5355803009 | https://www.eppendorf.com/SP-en/
5355856005 | PCB Display, cpl. | 1 | 1 | 100.7 | Eppendorf | 5355856005 | https://www.eppendorf.com/SP-en/
5355857001 | PCB 'Mixer comfort', w. EPROM | 1 | 1 | 530.2 | Eppendorf | 5355857001 | https://www.eppendorf.com/SP-en/
5355858008 | Data cable, for 5355 only | 1 | 1 | 87.3 | Eppendorf | 5355858008 | https://www.eppendorf.com/SP-en/
5355859004 | Excenter and imbalance disk | 1 | 1 | 76.8 | Eppendorf | 5355859004 | https://www.eppendorf.com/SP-en/
5355860002 | Heating-/cooling plate | 1 | 1 | 959.1 | Eppendorf | 5355860002 | https://www.eppendorf.com/SP-en/
5355860100 | insert nut for heating/ cooling plate | 1 | 1 | 31.9 | Eppendorf | 5355860100 | https://www.eppendorf.com/SP-en/
5355862005 | Insulation strip | 1 | 1 | 7.8 | Eppendorf | 5355862005 | https://www.eppendorf.com/SP-en/
5355863001 | Spherical foot, 4 pieces | 1 | 1 | 57.7 | Eppendorf | 5355863001 | https://www.eppendorf.com/SP-en/
5355864008 | Holder for ball foot, 4 pcs. | 1 | 1 | 44.7 | Eppendorf | 5355864008 | https://www.eppendorf.com/SP-en/
5355866060 | Repair kit silicone ring | 1 | 1 | 52.8 | Eppendorf | 5355866060 | https://www.eppendorf.com/SP-en/
5355900012 | Manual 5355 Thermomixer comfort | 1 | 1 | 34.7 | Eppendorf | 5355900012 | https://www.eppendorf.com/SP-en/
5363850016 | Screws for MTP-block | 1 | 1 | 18.7 | Eppendorf | 5363850016 | https://www.eppendorf.com/SP-en/
5363850024 | Screws MTP + Adapter 0.2mL | 1 | 1 | 18.7 | Eppendorf | 5363850024 | https://www.eppendorf.com/SP-en/
5368001408 | Reservoir-pads, 3 pcs. | 3 | 1 | 14 | Eppendorf | 5368001408 | https://www.eppendorf.com/SP-en/
5368851002 | Lid-replacement-set | 1 | 1 | 163.3 | Eppendorf | 5368851002 | https://www.eppendorf.com/SP-en/
5368852009 | Springlock, 2 pcs. | 2 | 1 | 45.4 | Eppendorf | 5368852009 | https://www.eppendorf.com/SP-en/
5382850019 | Upper part of housing, w/o keypad | 1 | 1 | 177.1 | Eppendorf | 5382850019 | https://www.eppendorf.com/SP-en/
5382850035 | Centering pin 2pcs. incl.PCB TT-Power | 2 | 1 | 102.6 | Eppendorf | 5382850035 | https://www.eppendorf.com/SP-en/
5382850060 | Keypad, incl. Frontclip, TMC | 1 | 1 | 82.2 | Eppendorf | 5382850060 | https://www.eppendorf.com/SP-en/
5382850108 | Motor, TMC / TMF | 1 | 1 | 143.8 | Eppendorf | 5382850108 | https://www.eppendorf.com/SP-en/
5382850205 | Stabiliser link, set = 2 pieces, TMC/TMF | 1 | 1 | 182.9 | Eppendorf | 5382850205 | https://www.eppendorf.com/SP-en/
5382850302 | Unbalance eccentric incl.ballbearing,TMC | 1 | 1 | 102.6 | Eppendorf | 5382850302 | https://www.eppendorf.com/SP-en/
5382850400 | Locking ring, 2 pcs., TMC/TMF | 1 | 1 | 52.8 | Eppendorf | 5382850400 | https://www.eppendorf.com/SP-en/
5382850507 | PCB control, with display, TMC/TSC/TMF | 1 | 1 | 368 | Eppendorf | 5382850507 | https://www.eppendorf.com/SP-en/
5382850604 | Switch-mode power supply, TMC/TSC/TMF | 1 | 1 | 246.1 | Eppendorf | 5382850604 | https://www.eppendorf.com/SP-en/
5382850701 | PCB motor control, TMC | 1 | 1 | 164.5 | Eppendorf | 5382850701 | https://www.eppendorf.com/SP-en/
5382850906 | USB interface, TMC/TSC/TMF | 1 | 1 | 48 | Eppendorf | 5382850906 | https://www.eppendorf.com/SP-en/
5382851007 | Heating-/Cooling plate, TMC | 1 | 1 | 450.8 | Eppendorf | 5382851007 | https://www.eppendorf.com/SP-en/
5382851104 | Fan incl. air duct, TMC | 1 | 1 | 102.6 | Eppendorf | 5382851104 | https://www.eppendorf.com/SP-en/
5382851155 | Fan f.switchmode power supplyTMC/TSC/TMF | 1 | 1 | 88.8 | Eppendorf | 5382851155 | https://www.eppendorf.com/SP-en/
5382851201 | Mounting elements incl.CabelsTMC/TSC/TMF | 1 | 1 | 109.3 | Eppendorf | 5382851201 | https://www.eppendorf.com/SP-en/
5382851406 | Packing, TMC/TSC/TMF | 1 | 1 | 49.5 | Eppendorf | 5382851406 | https://www.eppendorf.com/SP-en/
5383850063 | Keypad, incl. Frontclip, TSC | 1 | 1 | 82.2 | Eppendorf | 5383850063 | https://www.eppendorf.com/SP-en/
5383850705 | PCB temperature control, TSC | 1 | 1 | 68.5 | Eppendorf | 5383850705 | https://www.eppendorf.com/SP-en/
5383851000 | Heating-/Cooling plate, TSC | 1 | 1 | 532.5 | Eppendorf | 5383851000 | https://www.eppendorf.com/SP-en/
5383851108 | Fan incl. air duct, TSC | 1 | 1 | 138 | Eppendorf | 5383851108 | https://www.eppendorf.com/SP-en/
5384850067 | Keypad, incl. Frontclip, TMF1.5 | 1 | 1 | 82.2 | Eppendorf | 5384850067 | https://www.eppendorf.com/SP-en/
5384850105 | PCB motor control, TMF | 1 | 1 | 164.5 | Eppendorf | 5384850105 | https://www.eppendorf.com/SP-en/
5384850300 | Unbalance eccentric incl.ballbearingsTMF | 1 | 1 | 102.6 | Eppendorf | 5384850300 | https://www.eppendorf.com/SP-en/
5384851004 | Thermoblock, TMF1.5 | 1 | 1 | 320.9 | Eppendorf | 5384851004 | https://www.eppendorf.com/SP-en/
5384851101 | Chassis closing, TMF | 1 | 1 | 68.5 | Eppendorf | 5384851101 | https://www.eppendorf.com/SP-en/
5384851209 | Adapter for thermoblock, TMF | 1 | 1 | 61.6 | Eppendorf | 5384851209 | https://www.eppendorf.com/SP-en/
5385850060 | Keypad, incl. Frontclip, TMFP | 1 | 1 | 82.2 | Eppendorf | 5385850060 | https://www.eppendorf.com/SP-en/
5385851008 | Thermoblock, TMFP | 1 | 1 | 320.9 | Eppendorf | 5385851008 | https://www.eppendorf.com/SP-en/
5386850064 | Keypad, incl. Frontclip, TMF0.5 | 1 | 1 | 82.2 | Eppendorf | 5386850064 | https://www.eppendorf.com/SP-en/
5386851001 | Thermoblock, TMF0.5 | 1 | 1 | 320.9 | Eppendorf | 5386851001 | https://www.eppendorf.com/SP-en/
5387850068 | Keypad, incl. Frontclip, TMF2.0 | 1 | 1 | 82.2 | Eppendorf | 5387850068 | https://www.eppendorf.com/SP-en/
5387851005 | Thermoblock, TMF2.0 | 1 | 1 | 320.9 | Eppendorf | 5387851005 | https://www.eppendorf.com/SP-en/
0045110149 | Spacer Door sensor | 1 | 1 | 2.2 | Eppendorf | 0045110149 | https://www.eppendorf.com/SP-en/
0045280014 | O-Ring, 14,00 mm × 1,78 mm | 1 | 1 | 0.5 | Eppendorf | 0045280014 | https://www.eppendorf.com/SP-en/
0045600004 | FUSE SLO-BLO 5 AMPS 250V | 1 | 1 | 5.9 | Eppendorf | 0045600004 | https://www.eppendorf.com/SP-en/
0045890001 | Hydraulic Damper | 1 | 1 | 253 | Eppendorf | 0045890001 | https://www.eppendorf.com/SP-en/
1005851005 | PCB Advanced Interfacing module | 1 | 1 | 469.2 | Eppendorf | 1005851005 | https://www.eppendorf.com/SP-en/
1005852001 | Touch display | 1 | 1 | 417.5 | Eppendorf | 1005852001 | https://www.eppendorf.com/SP-en/
1005853008 | Advanced-Interfacing-Modul | 1 | 1 | 1209.8 | Eppendorf | 1005853008 | https://www.eppendorf.com/SP-en/
1005854004 | Back-up battery | 1 | 1 | 9.2 | Eppendorf | 1005854004 | https://www.eppendorf.com/SP-en/
1005855000 | Micro SD card | 1 | 1 | 65.1 | Eppendorf | 1005855000 | https://www.eppendorf.com/SP-en/
1005856007 | Micro SD card, 4GB | 1 | 1 | 41.4 | Eppendorf | 1005856007 | https://www.eppendorf.com/SP-en/
6720854404 | Adhesives | 1 | 1 | 185.2 | Eppendorf | 6720854404 | https://www.eppendorf.com/SP-en/
6720855001 | power supply 24V /Gen1 | 1 | 1 | 135.7 | Eppendorf | 6720855001 | https://www.eppendorf.com/SP-en/
6720855109 | power supply 30V /Gen1 | 1 | 1 | 141.5 | Eppendorf | 6720855109 | https://www.eppendorf.com/SP-en/
6720856300 | Display Bracket | 1 | 1 | 140.3 | Eppendorf | 6720856300 | https://www.eppendorf.com/SP-en/
EC-225 | CONNECTOR,DEAD END,18-12 AWG | 1 | 1 | 3 | Eppendorf | EC-225 | https://www.eppendorf.com/SP-en/
EF-118 | FUSE SLO BLO 6 1/4 AMP 250V | 1 | 1 | 3 | Eppendorf | EF-118 | https://www.eppendorf.com/SP-en/
ES-209 | SWITCH SNAP IN WHI | 1 | 1 | 13.8 | Eppendorf | ES-209 | https://www.eppendorf.com/SP-en/
H-1062 | WRENCH "T" HANDLE 7/32"HEX | 1 | 1 | 10 | Eppendorf | H-1062 | https://www.eppendorf.com/SP-en/
H-108 | REGULATOR PRESSURE | 1 | 1 | 254.2 | Eppendorf | H-108 | https://www.eppendorf.com/SP-en/
H-946 | C7B6E ANGLE TYPE | 1 | 1 | 33.8 | Eppendorf | H-946 | https://www.eppendorf.com/SP-en/
K0100-0200 | Screw M4 x 12 Steel Pan Posi | 1 | 1 | 3 | Eppendorf | K0100-0200 | https://www.eppendorf.com/SP-en/
K0160-1390 | LATCH, LOCKABLE | 1 | 1 | 92.9 | Eppendorf | K0160-1390 | https://www.eppendorf.com/SP-en/
K0160-1391 | HINGE | 1 | 1 | 24.6 | Eppendorf | K0160-1391 | https://www.eppendorf.com/SP-en/
K0300-0160 | LAMP, FLOURESCENT, 13 WATTS | 1 | 1 | 173.7 | Eppendorf | K0300-0160 | https://www.eppendorf.com/SP-en/
K0380-0871 | PLUG 4 PINS 16 AMPS POLYAMID | 1 | 1 | 52.3 | Eppendorf | K0380-0871 | https://www.eppendorf.com/SP-en/
K0600-0170 | PANEL, GLASS, DOUBLE GLAZED | 1 | 1 | 68.1 | Eppendorf | K0600-0170 | https://www.eppendorf.com/SP-en/
K0620-1320 | CONDENSER | 1 | 1 | 195.5 | Eppendorf | K0620-1320 | https://www.eppendorf.com/SP-en/
K0620-1360 | EVAPORATOR | 1 | 1 | 215.1 | Eppendorf | K0620-1360 | https://www.eppendorf.com/SP-en/
M0280-3021 | Neoprene Tape, 1/2 x 1/8", 10ft Roll | 1 | 1 | 23.9 | Eppendorf | M0280-3021 | https://www.eppendorf.com/SP-en/
M0740-7030 | Utility Hose, 1/2" ID, 25ft Roll | 1 | 1 | 128.8 | Eppendorf | M0740-7030 | https://www.eppendorf.com/SP-en/
M0740-7050 | Neoprene Hose, 3/8" ID, 25ft Roll | 1 | 1 | 101.3 | Eppendorf | M0740-7050 | https://www.eppendorf.com/SP-en/
M0740-R127 | Channel Rubber, 10ft Roll | 1 | 1 | 65.1 | Eppendorf | M0740-R127 | https://www.eppendorf.com/SP-en/
M1190-0300 | Sticky Pad Platform | 1 | 1 | 356.5 | Eppendorf | M1190-0300 | https://www.eppendorf.com/SP-en/
M1190-5100 | FRONT PANEL ASSY | 1 | 1 | 695.8 | Eppendorf | M1190-5100 | https://www.eppendorf.com/SP-en/
M1190-5320 | MOTOR/MTG. PLATE ASSY | 1 | 1 | 516.4 | Eppendorf | M1190-5320 | https://www.eppendorf.com/SP-en/
M1190-6330 | BEARING HOUSING ASSY | 1 | 1 | 1284.6 | Eppendorf | M1190-6330 | https://www.eppendorf.com/SP-en/
M1190-6331 | BEARING HOUSING ASS'Y(.18 STR) | 1 | 1 | 2131 | Eppendorf | M1190-6331 | https://www.eppendorf.com/SP-en/
M1190-7050 | PCB ASS'Y MAIN CONTROL | 1 | 1 | 487.6 | Eppendorf | M1190-7050 | https://www.eppendorf.com/SP-en/
M1190-7060 | INNOVA TEMP. CONTROL P.C.B. | 1 | 1 | 897 | Eppendorf | M1190-7060 | https://www.eppendorf.com/SP-en/
M1190-9430 | MAINTENANCE CALIBRATER | 1 | 1 | 88 | Eppendorf | M1190-9430 | https://www.eppendorf.com/SP-en/
M1191-4000 | MOTOR ASSY W/BRACKET | 1 | 1 | 747.5 | Eppendorf | M1191-4000 | https://www.eppendorf.com/SP-en/
M1191-4001 | MOTOR ASSY (LARGE) | 1 | 1 | 617.6 | Eppendorf | M1191-4001 | https://www.eppendorf.com/SP-en/
M1191-5000 | LEFT FRONT OUTRIGGER ASSY | 1 | 1 | 46 | Eppendorf | M1191-5000 | https://www.eppendorf.com/SP-en/
M1191-5001 | RIGHT FRONT OUTRIGGER ASSY | 1 | 1 | 54.2 | Eppendorf | M1191-5001 | https://www.eppendorf.com/SP-en/
M1191-5002 | LEFT REAR OUTRIGGER ASSY | 1 | 1 | 49.1 | Eppendorf | M1191-5002 | https://www.eppendorf.com/SP-en/
M1191-5003 | RIGHT REAR OUTRIGGER ASSY | 1 | 1 | 49.1 | Eppendorf | M1191-5003 | https://www.eppendorf.com/SP-en/
M1191-5100 | Front Panel Assembly for Innova 2300 | 1 | 1 | 519.8 | Eppendorf | M1191-5100 | https://www.eppendorf.com/SP-en/
M1191-5300 | TRANSFORMER ASSY 130VA | 1 | 1 | 148.4 | Eppendorf | M1191-5300 | https://www.eppendorf.com/SP-en/
M1191-6331 | BEARING HOUSING ASSY | 1 | 1 | 1669.8 | Eppendorf | M1191-6331 | https://www.eppendorf.com/SP-en/
M1191-6332 | BEARING HOUSING ASSY 2" STROKE | 1 | 1 | 2458.7 | Eppendorf | M1191-6332 | https://www.eppendorf.com/SP-en/
M1191-8010 | HARNESS RECORDER WIRING | 1 | 1 | 64.4 | Eppendorf | M1191-8010 | https://www.eppendorf.com/SP-en/
M1191-8270 | CONTROL HARNESS | 1 | 1 | 295.6 | Eppendorf | M1191-8270 | https://www.eppendorf.com/SP-en/
M1191-9000 | PULLEY MOTOR - PAINTING | 1 | 1 | 45.4 | Eppendorf | M1191-9000 | https://www.eppendorf.com/SP-en/
M1191-9300 | PLATE, REMOVABLE | 1 | 1 | 76.1 | Eppendorf | M1191-9300 | https://www.eppendorf.com/SP-en/
M1191-9400 | WASHER/GASKET | 1 | 1 | 6 | Eppendorf | M1191-9400 | https://www.eppendorf.com/SP-en/
M1193-9336 | Front Panel for I2500 | 1 | 1 | 49.3 | Eppendorf | M1193-9336 | https://www.eppendorf.com/SP-en/
M1194-6330 | BEARING HOUSING ASSY 3/4" | 1 | 1 | 1361.6 | Eppendorf | M1194-6330 | https://www.eppendorf.com/SP-en/
M1194-7002 | PCB ASSY, MAIN CONTROL | 1 | 1 | 650.9 | Eppendorf | M1194-7002 | https://www.eppendorf.com/SP-en/
M1194-8000 | RTD ASSY | 1 | 1 | 316.3 | Eppendorf | M1194-8000 | https://www.eppendorf.com/SP-en/
M1194-8270 | Main Wiring Harness | 1 | 1 | 277.2 | Eppendorf | M1194-8270 | https://www.eppendorf.com/SP-en/
M1194-9302 | COUNTERWEIGHT W/CLEAR HOLES | 1 | 1 | 70.3 | Eppendorf | M1194-9302 | https://www.eppendorf.com/SP-en/
M1194-9424 | RUBBER MAT | 1 | 1 | 91.7 | Eppendorf | M1194-9424 | https://www.eppendorf.com/SP-en/
M1194-9424 | RUBBER MAT | 1 | 1 | 91.7 | Eppendorf | M1194-9424 | https://www.eppendorf.com/SP-en/
M1194-9429 | WASHER/GASKET | 1 | 1 | 1.8 | Eppendorf | M1194-9429 | https://www.eppendorf.com/SP-en/
M1194-9438 | ROD, UTILITY CARRIER | 1 | 1 | 54.4 | Eppendorf | M1194-9438 | https://www.eppendorf.com/SP-en/
M1195-0360 | Power Kit 220/240V-50/60 Hz, Innova 3100 | 1 | 1 | 284.1 | Eppendorf | M1195-0360 | https://www.eppendorf.com/SP-en/
M1195-9420 | Tank Shaft Gasket for Innova 3000/3100 | 1 | 1 | 0.6 | Eppendorf | M1195-9420 | https://www.eppendorf.com/SP-en/
M1196-3000 | PLATFORM LOCKING HANDLE ASSY | 1 | 1 | 103.7 | Eppendorf | M1196-3000 | https://www.eppendorf.com/SP-en/
M1196-3010 | FOOT ASSY | 1 | 1 | 249.6 | Eppendorf | M1196-3010 | https://www.eppendorf.com/SP-en/
M1196-3100 | IDLER HOUSING ASSY | 1 | 1 | 1592.8 | Eppendorf | M1196-3100 | https://www.eppendorf.com/SP-en/
M1196-3200 | UPPER DRIVE SHAFT ASSY | 1 | 1 | 3161.4 | Eppendorf | M1196-3200 | https://www.eppendorf.com/SP-en/
M1196-3300 | 1" ECC. MAIN SHAFT ASSY | 1 | 1 | 2256.3 | Eppendorf | M1196-3300 | https://www.eppendorf.com/SP-en/
M1196-3400 | STEADY REST BRG ASSY | 1 | 1 | 959.1 | Eppendorf | M1196-3400 | https://www.eppendorf.com/SP-en/
M1196-3500 | MAIN BEARING HOUSING ASSY | 1 | 1 | 4942.7 | Eppendorf | M1196-3500 | https://www.eppendorf.com/SP-en/
M1196-5200 | CONTROL BOX ASSY | 1 | 1 | 3079.7 | Eppendorf | M1196-5200 | https://www.eppendorf.com/SP-en/
M1196-5300 | TRANSFORMER ASSY | 1 | 1 | 268 | Eppendorf | M1196-5300 | https://www.eppendorf.com/SP-en/
M1196-7001 | DRIVE MOTOR P.C.B. ASSY | 1 | 1 | 1291.5 | Eppendorf | M1196-7001 | https://www.eppendorf.com/SP-en/
M1196-8000 | Internal Pwr Cable | 1 | 1 | 63.1 | Eppendorf | M1196-8000 | https://www.eppendorf.com/SP-en/
M1196-8020 | Power Wiring Harness | 1 | 1 | 43.4 | Eppendorf | M1196-8020 | https://www.eppendorf.com/SP-en/
M1196-8030 | INTERNAL DRIVE CABLE HARNESS | 1 | 1 | 68.1 | Eppendorf | M1196-8030 | https://www.eppendorf.com/SP-en/
M1196-8060 | HARNESS LED | 1 | 1 | 17.7 | Eppendorf | M1196-8060 | https://www.eppendorf.com/SP-en/
M1196-8070 | POWER CORD | 1 | 1 | 131.1 | Eppendorf | M1196-8070 | https://www.eppendorf.com/SP-en/
M1196-8081 | CABLE ASSEMBLY - MOTOR | 1 | 1 | 255.3 | Eppendorf | M1196-8081 | https://www.eppendorf.com/SP-en/
M1196-9200 | Upper Drive Shaft, Wldmnt | 1 | 1 | 1069.5 | Eppendorf | M1196-9200 | https://www.eppendorf.com/SP-en/
M1196-9911 | MAIN CONT. PCB REPLACMT KIT | 1 | 1 | 1173 | Eppendorf | M1196-9911 | https://www.eppendorf.com/SP-en/
M1231-0560 | Front Panel Overlay for Innova 3100 | 1 | 1 | 91.9 | Eppendorf | M1231-0560 | https://www.eppendorf.com/SP-en/
M1231-0901 | TANK ASSEMBLY | 1 | 1 | 1221.3 | Eppendorf | M1231-0901 | https://www.eppendorf.com/SP-en/
M1231-6004 | SSR REWORK, INNOVA 3000/3100 | 1 | 1 | 445.1 | Eppendorf | M1231-6004 | https://www.eppendorf.com/SP-en/
M1231-6330 | BEARING HOUSING ASSY | 1 | 1 | 1336.3 | Eppendorf | M1231-6330 | https://www.eppendorf.com/SP-en/
M1231-9309 | Motor Support Bracket | 1 | 1 | 65.3 | Eppendorf | M1231-9309 | https://www.eppendorf.com/SP-en/
M1231-9310 | TABLE SUPPORT ARM | 1 | 1 | 89.9 | Eppendorf | M1231-9310 | https://www.eppendorf.com/SP-en/
M1231-9311 | SUSPENSION ARM | 1 | 1 | 172.5 | Eppendorf | M1231-9311 | https://www.eppendorf.com/SP-en/
M1249-9413 | ROD - HANDLE | 1 | 1 | 105.8 | Eppendorf | M1249-9413 | https://www.eppendorf.com/SP-en/
M1282-0170 | LCD Display Assembly with Connector | 1 | 1 | 292.1 | Eppendorf | M1282-0170 | https://www.eppendorf.com/SP-en/
M1282-0171 | LCD Data Cable, 20POS | 1 | 1 | 50.5 | Eppendorf | M1282-0171 | https://www.eppendorf.com/SP-en/
M1282-3005 | USER INTERFACE | 1 | 1 | 1244.3 | Eppendorf | M1282-3005 | https://www.eppendorf.com/SP-en/
M1282-3009 | PULL OUT-NON REFRIG. DRAWER V2 | 1 | 1 | 5305 | Eppendorf | M1282-3009 | https://www.eppendorf.com/SP-en/
M1282-3822 | PULL OUT REF. DRAWER 230V 50Hz | 1 | 1 | 8083.4 | Eppendorf | M1282-3822 | https://www.eppendorf.com/SP-en/
M1282-5005 | Metrimate Bracket Assembly | 1 | 1 | 266.8 | Eppendorf | M1282-5005 | https://www.eppendorf.com/SP-en/
M1282-5006 | METRIMATE BRKT ASSY-(CABINET) | 1 | 1 | 540.5 | Eppendorf | M1282-5006 | https://www.eppendorf.com/SP-en/
M1282-5010 | MOTOR ASS'Y | 1 | 1 | 435.9 | Eppendorf | M1282-5010 | https://www.eppendorf.com/SP-en/
M1282-5012 | THERMISTOR ASS'Y | 1 | 1 | 78.1 | Eppendorf | M1282-5012 | https://www.eppendorf.com/SP-en/
M1282-5018 | Slideout Assy, I44 | 1 | 1 | 691.2 | Eppendorf | M1282-5018 | https://www.eppendorf.com/SP-en/
M1282-5022 | ADAPTER PLATE ASSY-INNOVA 44 | 1 | 1 | 726.8 | Eppendorf | M1282-5022 | https://www.eppendorf.com/SP-en/
M1282-5028 | SWITCH PLATE ASSEMBLY | 1 | 1 | 219.7 | Eppendorf | M1282-5028 | https://www.eppendorf.com/SP-en/
M1282-5031 | STEPPER VALVE ASS'Y | 1 | 1 | 430.1 | Eppendorf | M1282-5031 | https://www.eppendorf.com/SP-en/
M1282-5033 | Socket (L.H.) Assembly | 1 | 1 | 41.1 | Eppendorf | M1282-5033 | https://www.eppendorf.com/SP-en/
M1282-5034 | Socket (R.H.) Assembly | 1 | 1 | 24.6 | Eppendorf | M1282-5034 | https://www.eppendorf.com/SP-en/
M1282-5035 | CHAMBER LIGHT SOCKET ASS'Y | 1 | 1 | 27.6 | Eppendorf | M1282-5035 | https://www.eppendorf.com/SP-en/
M1282-5042 | Handle Kit, Pack of 6 | 1 | 1 | 268 | Eppendorf | M1282-5042 | https://www.eppendorf.com/SP-en/
M1282-5044 | THERMISTOR ASSY VERSION 2 | 1 | 1 | 48.4 | Eppendorf | M1282-5044 | https://www.eppendorf.com/SP-en/
M1282-5051 | DOOR ASSY | 1 | 1 | 1107.5 | Eppendorf | M1282-5051 | https://www.eppendorf.com/SP-en/
M1282-5922 | EPROM PROGRAMMED | 1 | 1 | 80.8 | Eppendorf | M1282-5922 | https://www.eppendorf.com/SP-en/
M1282-6000 | SPARE PARTS KIT | 1 | 1 | 87.4 | Eppendorf | M1282-6000 | https://www.eppendorf.com/SP-en/
M1282-7002R | CONTROL PCB SERVICE KIT | 1 | 1 | 808.5 | Eppendorf | M1282-7002R | https://www.eppendorf.com/SP-en/
M1282-7004R | PWR DIST PCB SERVICE KIT | 1 | 1 | 598 | Eppendorf | M1282-7004R | https://www.eppendorf.com/SP-en/
M1282-7006 | TILT SWITCH BOARD | 1 | 1 | 95.5 | Eppendorf | M1282-7006 | https://www.eppendorf.com/SP-en/
M1282-7011 | POWER DISTRIBUTION BOARD | 1 | 1 | 357.7 | Eppendorf | M1282-7011 | https://www.eppendorf.com/SP-en/
M1282-7012 | SUPER NOVA CONTROL BOARD -ICD | 1 | 1 | 351.9 | Eppendorf | M1282-7012 | https://www.eppendorf.com/SP-en/
M1282-7013 | PCB Mainboard VisioNize | 1 | 1 | 433.6 | Eppendorf | M1282-7013 | https://www.eppendorf.com/SP-en/
M1282-7055 | LCD Display Controller | 1 | 1 | 243.8 | Eppendorf | M1282-7055 | https://www.eppendorf.com/SP-en/
M1282-8000 | RS232 CABLE | 1 | 1 | 36.8 | Eppendorf | M1282-8000 | https://www.eppendorf.com/SP-en/
M1282-8001 | DISPLAY CABLE | 1 | 1 | 41.1 | Eppendorf | M1282-8001 | https://www.eppendorf.com/SP-en/
M1282-8002 | DC (RECEPTACLE HOUSING)HARNESS | 1 | 1 | 314 | Eppendorf | M1282-8002 | https://www.eppendorf.com/SP-en/
M1282-8003 | I/O CABLE | 1 | 1 | 54.2 | Eppendorf | M1282-8003 | https://www.eppendorf.com/SP-en/
M1282-8007 | AC (RECEPTACLE HOUSING)HARNESS | 1 | 1 | 124.2 | Eppendorf | M1282-8007 | https://www.eppendorf.com/SP-en/
M1282-8011 | PUSH BUTTON SWITCH ASSEMBLY | 1 | 1 | 54.2 | Eppendorf | M1282-8011 | https://www.eppendorf.com/SP-en/
M1282-8012 | TACH SENSOR HARNESS ASSEMBLY | 1 | 1 | 194.4 | Eppendorf | M1282-8012 | https://www.eppendorf.com/SP-en/
M1282-8014 | DC (PLUG HOUSING) HARNESS | 1 | 1 | 236.9 | Eppendorf | M1282-8014 | https://www.eppendorf.com/SP-en/
M1282-8015 | AC (PLUG HOUSING) HARNESS | 1 | 1 | 148.4 | Eppendorf | M1282-8015 | https://www.eppendorf.com/SP-en/
M1282-8016 | DISPLAY INTERFACE HARNESS | 1 | 1 | 602.6 | Eppendorf | M1282-8016 | https://www.eppendorf.com/SP-en/
M1282-8022 | SERVICE HARNESS, AC LINE | 1 | 1 | 259.9 | Eppendorf | M1282-8022 | https://www.eppendorf.com/SP-en/
M1282-8023 | SERVICE HARNESS, DC LINE | 1 | 1 | 318.6 | Eppendorf | M1282-8023 | https://www.eppendorf.com/SP-en/
M1282-8024 | Switch, Over 300PSI | 1 | 1 | 88 | Eppendorf | M1282-8024 | https://www.eppendorf.com/SP-en/
M1282-8032 | HUMIDITY SENSOR ASSEMBLY | 1 | 1 | 195.5 | Eppendorf | M1282-8032 | https://www.eppendorf.com/SP-en/
M1282-8043 | DC Recept Hsng Hrnss | 1 | 1 | 102.2 | Eppendorf | M1282-8043 | https://www.eppendorf.com/SP-en/
M1282-8046 | Lid Switch Assembly for Innova 44(R) | 1 | 1 | 28.6 | Eppendorf | M1282-8046 | https://www.eppendorf.com/SP-en/
M1282-9137 | OB-SELECT | 1 | 1 | 8.2 | Eppendorf | M1282-9137 | https://www.eppendorf.com/SP-en/
M1282-9138 | START STOP BUTTON | 1 | 1 | 6.2 | Eppendorf | M1282-9138 | https://www.eppendorf.com/SP-en/
M1282-9188 | FRONT BRACKET 4 & 6 INCH STAND | 1 | 1 | 29.8 | Eppendorf | M1282-9188 | https://www.eppendorf.com/SP-en/
M1282-9189 | RIGHT SIDE BRK'T 4 & 6" STAND | 1 | 1 | 46.6 | Eppendorf | M1282-9189 | https://www.eppendorf.com/SP-en/
M1282-9197 | Top Cover, Innova 44 | 1 | 1 | 46.6 | Eppendorf | M1282-9197 | https://www.eppendorf.com/SP-en/
M1282-9213 | STACKING RAIL (L.H.) | 1 | 1 | 96.9 | Eppendorf | M1282-9213 | https://www.eppendorf.com/SP-en/
M1282-9214 | Stacking Rail (R.H.) | 1 | 1 | 96.9 | Eppendorf | M1282-9214 | https://www.eppendorf.com/SP-en/
M1282-9223 | EXTENSION STAND WELDMENT-12" | 1 | 1 | 564.7 | Eppendorf | M1282-9223 | https://www.eppendorf.com/SP-en/
M1282-9225 | PUSHBAR ASSEMBLY-DOOR LATCH | 1 | 1 | 785.5 | Eppendorf | M1282-9225 | https://www.eppendorf.com/SP-en/
M1282-9312 | FRONT LOWER GRILL | 1 | 1 | 66.6 | Eppendorf | M1282-9312 | https://www.eppendorf.com/SP-en/
M1282-9321 | BLOCK,ACTUATOR ROD SUPPORT .25 | 1 | 1 | 31.5 | Eppendorf | M1282-9321 | https://www.eppendorf.com/SP-en/
M1282-9324 | WEDGE,DOOR LATCH ACTUATOR | 1 | 1 | 133.4 | Eppendorf | M1282-9324 | https://www.eppendorf.com/SP-en/
M1282-9325 | ROD,ACTUATOR .250,DOOR LACTH | 1 | 1 | 88 | Eppendorf | M1282-9325 | https://www.eppendorf.com/SP-en/
M1282-9326 | ROD,ACTUATOR .375-DOOR LATCH | 1 | 1 | 114.7 | Eppendorf | M1282-9326 | https://www.eppendorf.com/SP-en/
M1282-9334 | BRACKET,DOOR COUNTERBALANCE | 1 | 1 | 102.2 | Eppendorf | M1282-9334 | https://www.eppendorf.com/SP-en/
M1282-9355 | LIGHT SHIELD | 1 | 1 | 16.6 | Eppendorf | M1282-9355 | https://www.eppendorf.com/SP-en/
M1282-9406 | UPPER ARM-RH (NEUTRAL BAL.) | 1 | 1 | 117.3 | Eppendorf | M1282-9406 | https://www.eppendorf.com/SP-en/
M1282-9407 | UPPER ARM-LF (NEUTRAL BAL.) | 1 | 1 | 117.3 | Eppendorf | M1282-9407 | https://www.eppendorf.com/SP-en/
M1282-9448 | Counterweight assembly, I 44/44R | 1 | 1 | 768.2 | Eppendorf | M1282-9448 | https://www.eppendorf.com/SP-en/
M1282-9456 | LOWER ARM | 1 | 1 | 44 | Eppendorf | M1282-9456 | https://www.eppendorf.com/SP-en/
M1282-9457 | LENS, LCD DISPLAY | 1 | 1 | 47.5 | Eppendorf | M1282-9457 | https://www.eppendorf.com/SP-en/
M1282-9472 | Cam Platform Lock | 1 | 1 | 19.6 | Eppendorf | M1282-9472 | https://www.eppendorf.com/SP-en/
M1282-9485 | LACEMENT BLOCK | 1 | 1 | 20.9 | Eppendorf | M1282-9485 | https://www.eppendorf.com/SP-en/
M1282-9504 | Door Cover | 1 | 1 | 385.3 | Eppendorf | M1282-9504 | https://www.eppendorf.com/SP-en/
M1282-9520 | BEZEL FRONT-SUPERNOVA | 1 | 1 | 395.6 | Eppendorf | M1282-9520 | https://www.eppendorf.com/SP-en/
M1282-9539 | Door Gasket for Innova 44 | 1 | 1 | 39.1 | Eppendorf | M1282-9539 | https://www.eppendorf.com/SP-en/
M1282-9901 | EPROM/FAN HARNESS SERVICE KIT | 1 | 1 | 287.5 | Eppendorf | M1282-9901 | https://www.eppendorf.com/SP-en/
M1282-9924 | CHAMBER LIGHT SOC. ASS'Y KIT | 1 | 1 | 373.8 | Eppendorf | M1282-9924 | https://www.eppendorf.com/SP-en/
M1282-9983 | DOOR SERVICE KIT | 1 | 1 | 1030.4 | Eppendorf | M1282-9983 | https://www.eppendorf.com/SP-en/
M1289-0800 | SCREW KIT, TEST TUBE RACK | 1 | 1 | 32.3 | Eppendorf | M1289-0800 | https://www.eppendorf.com/SP-en/
M1289-0800 | SCREW KIT, TEST TUBE RACK | 1 | 1 | 32.3 | Eppendorf | M1289-0800 | https://www.eppendorf.com/SP-en/
M1299-1301 | Cover Replacement Kit for Innova 40, E24 | 1 | 1 | 715.3 | Eppendorf | M1299-1301 | https://www.eppendorf.com/SP-en/
M1299-5005 | MOTOR & BRACKET ASS'Y | 1 | 1 | 471.5 | Eppendorf | M1299-5005 | https://www.eppendorf.com/SP-en/
M1299-8002 | MOTOR ASSEMBLY | 1 | 1 | 464.6 | Eppendorf | M1299-8002 | https://www.eppendorf.com/SP-en/
M1299-8005 | AC POWER SUPPLY | 1 | 1 | 32.5 | Eppendorf | M1299-8005 | https://www.eppendorf.com/SP-en/
M1299-8008 | DC POWER SUPPLY | 1 | 1 | 68.1 | Eppendorf | M1299-8008 | https://www.eppendorf.com/SP-en/
M1299-8011 | LINE INPUT POWER BOARD | 1 | 1 | 32.5 | Eppendorf | M1299-8011 | https://www.eppendorf.com/SP-en/
M1299-8016 | TORROID ASSEMBLY | 1 | 1 | 330.1 | Eppendorf | M1299-8016 | https://www.eppendorf.com/SP-en/
M1299-8019 | MOTOR ASS'Y | 1 | 1 | 377.2 | Eppendorf | M1299-8019 | https://www.eppendorf.com/SP-en/
M1299-9132 | Hinge Cover | 1 | 1 | 107.8 | Eppendorf | M1299-9132 | https://www.eppendorf.com/SP-en/
M1299-9535 | I40 Inner Liner | 1 | 1 | 411.7 | Eppendorf | M1299-9535 | https://www.eppendorf.com/SP-en/
M1299-9536 | Insulation, Front Bezel | 1 | 1 | 5.1 | Eppendorf | M1299-9536 | https://www.eppendorf.com/SP-en/
M1299-9600 | EVAPORATOR COIL | 1 | 1 | 236.9 | Eppendorf | M1299-9600 | https://www.eppendorf.com/SP-en/
M1299-9602 | COVER HANDLE SILK SCREENED | 1 | 1 | 54.5 | Eppendorf | M1299-9602 | https://www.eppendorf.com/SP-en/
M1320-4200 | DOOR ASSEMBLY | 1 | 1 | 1104 | Eppendorf | M1320-4200 | https://www.eppendorf.com/SP-en/
M1320-5007 | Assy, Window Cover | 1 | 1 | 395.6 | Eppendorf | M1320-5007 | https://www.eppendorf.com/SP-en/
M1320-8001 | TORROID ASSEMBLY | 1 | 1 | 315.1 | Eppendorf | M1320-8001 | https://www.eppendorf.com/SP-en/
M1320-8007 | Display Cable for Innova 43 | 1 | 1 | 25.5 | Eppendorf | M1320-8007 | https://www.eppendorf.com/SP-en/
M1320-8010 | Germ. Ballast Assembly | 1 | 1 | 349.6 | Eppendorf | M1320-8010 | https://www.eppendorf.com/SP-en/
M1320-8017 | START/STOP SWITCH ASSEMBLY | 1 | 1 | 55.2 | Eppendorf | M1320-8017 | https://www.eppendorf.com/SP-en/
M1320-8020 | I/O Cable | 1 | 1 | 34.8 | Eppendorf | M1320-8020 | https://www.eppendorf.com/SP-en/
M1320-8029 | Alarm Kit, Innova Shakers | 1 | 1 | 431.3 | Eppendorf | M1320-8029 | https://www.eppendorf.com/SP-en/
M1320-8031 | MOTOR HARNESS | 1 | 1 | 91.7 | Eppendorf | M1320-8031 | https://www.eppendorf.com/SP-en/
M1320-9131 | HINGE REINFORCED PAINTED | 1 | 1 | 177.1 | Eppendorf | M1320-9131 | https://www.eppendorf.com/SP-en/
M1320-9206 | PEDAL/LEVER ASSEMBLY | 1 | 1 | 393.3 | Eppendorf | M1320-9206 | https://www.eppendorf.com/SP-en/
M1320-9412 | UPPER DAMPER BRACKET | 1 | 1 | 42 | Eppendorf | M1320-9412 | https://www.eppendorf.com/SP-en/
M1320-9413 | Lower Piston Bracket | 1 | 1 | 30.8 | Eppendorf | M1320-9413 | https://www.eppendorf.com/SP-en/
M1320-9609 | DISPLAY COVER | 1 | 1 | 478.4 | Eppendorf | M1320-9609 | https://www.eppendorf.com/SP-en/
M1324-3000 | Platform Knobs Kit for I26 | 1 | 1 | 70.7 | Eppendorf | M1324-3000 | https://www.eppendorf.com/SP-en/
M1324-5000 | I26 DOOR ASSEMBLY | 1 | 1 | 1211 | Eppendorf | M1324-5000 | https://www.eppendorf.com/SP-en/
M1324-5001 | I26 DISPLAY COVER ASSEMBLY | 1 | 1 | 489.9 | Eppendorf | M1324-5001 | https://www.eppendorf.com/SP-en/
M1324-5019 | BRUSHLESS SHAKER, SWITCH PANEL | 1 | 1 | 48.2 | Eppendorf | M1324-5019 | https://www.eppendorf.com/SP-en/
M1324-7000 | CONTROL MODULE, E / I SERIES | 1 | 1 | 365.7 | Eppendorf | M1324-7000 | https://www.eppendorf.com/SP-en/
M1324-7001 | DISPLAY DRIVE/POWER DIST.PCB | 1 | 1 | 201.3 | Eppendorf | M1324-7001 | https://www.eppendorf.com/SP-en/
M1324-7002 | DISPLAY PCB ASSY | 1 | 1 | 113.4 | Eppendorf | M1324-7002 | https://www.eppendorf.com/SP-en/
M1324-7003 | SSR PCB ASSY | 1 | 1 | 292.1 | Eppendorf | M1324-7003 | https://www.eppendorf.com/SP-en/
M1324-7004 | SSR PCB ASSY (HEATER ONLY) | 1 | 1 | 164.5 | Eppendorf | M1324-7004 | https://www.eppendorf.com/SP-en/
M1324-8004 | CABLE TILT AND DOOR SWITCH | 1 | 1 | 46.6 | Eppendorf | M1324-8004 | https://www.eppendorf.com/SP-en/
M1324-8005 | CABLE POWER CN2 & FANS | 1 | 1 | 33.7 | Eppendorf | M1324-8005 | https://www.eppendorf.com/SP-en/
M1324-8007 | RS323 Cable Assy | 1 | 1 | 69.5 | Eppendorf | M1324-8007 | https://www.eppendorf.com/SP-en/
M1324-8008 | CONTROL RIBBON J4 | 1 | 1 | 70.5 | Eppendorf | M1324-8008 | https://www.eppendorf.com/SP-en/
M1324-8011 | DC POWER SUPPLY CABLE | 1 | 1 | 16.3 | Eppendorf | M1324-8011 | https://www.eppendorf.com/SP-en/
M1324-8012 | DISPLAY RIBBON J5-J4 | 1 | 1 | 65.6 | Eppendorf | M1324-8012 | https://www.eppendorf.com/SP-en/
M1324-8015 | POWER TRANSFORMER | 1 | 1 | 300.2 | Eppendorf | M1324-8015 | https://www.eppendorf.com/SP-en/
M1324-8017 | Compressor and Condenser Harness, I26 | 1 | 1 | 39.9 | Eppendorf | M1324-8017 | https://www.eppendorf.com/SP-en/
M1324-8019 | HARNESS, THERMAL CUTOFF 60C | 1 | 1 | 32.8 | Eppendorf | M1324-8019 | https://www.eppendorf.com/SP-en/
M1324-9362 | Plate Switch | 1 | 1 | 5.3 | Eppendorf | M1324-9362 | https://www.eppendorf.com/SP-en/
M1324-9401 | Hinge, Modified | 1 | 1 | 93.2 | Eppendorf | M1324-9401 | https://www.eppendorf.com/SP-en/
M1324-9405 | DOOR CHECK ASSEMBLY-RH | 1 | 1 | 94.1 | Eppendorf | M1324-9405 | https://www.eppendorf.com/SP-en/
M1324-9406 | DOOR CHECK ASSEMBLY-LH | 1 | 1 | 94.1 | Eppendorf | M1324-9406 | https://www.eppendorf.com/SP-en/
M1324-9505 | I26 DISPLAY COVER | 1 | 1 | 438.2 | Eppendorf | M1324-9505 | https://www.eppendorf.com/SP-en/
M1324-9508 | DOOR GASKET | 1 | 1 | 26.7 | Eppendorf | M1324-9508 | https://www.eppendorf.com/SP-en/
M1330-1010 | DRIVE ASS'Y (1" STR. BOT) | 1 | 1 | 1818.2 | Eppendorf | M1330-1010 | https://www.eppendorf.com/SP-en/
M1330-1011 | DRIVE ASS'Y (2" STR. BOT) | 1 | 1 | 1855 | Eppendorf | M1330-1011 | https://www.eppendorf.com/SP-en/
M1335-1463 | Service Kit, Drip Rail, Innova 42 | 1 | 1 | 45 | Eppendorf | M1335-1463 | https://www.eppendorf.com/SP-en/
M1335-5000 | ASSEMBLY, DOOR | 1 | 1 | 1393.8 | Eppendorf | M1335-5000 | https://www.eppendorf.com/SP-en/
M1335-6001 | PCB Mainboard Replacement Kit I42/42 R | 1 | 1 | 533.6 | Eppendorf | M1335-6001 | https://www.eppendorf.com/SP-en/
M1335-7000 | TILT SWITCH BOARD ASSEMBLY | 1 | 1 | 16.6 | Eppendorf | M1335-7000 | https://www.eppendorf.com/SP-en/
M1335-8000 | Harness, Torroid Assembly | 1 | 1 | 327.8 | Eppendorf | M1335-8000 | https://www.eppendorf.com/SP-en/
M1335-8004 | AC Power Outlet Harness | 1 | 1 | 65.6 | Eppendorf | M1335-8004 | https://www.eppendorf.com/SP-en/
M1335-8006 | Compressor Harness | 1 | 1 | 40 | Eppendorf | M1335-8006 | https://www.eppendorf.com/SP-en/
M1335-8010 | DC POWER SUPPLY HARNESS | 1 | 1 | 66.8 | Eppendorf | M1335-8010 | https://www.eppendorf.com/SP-en/
M1335-8014 | Display Cable, I42 | 1 | 1 | 55 | Eppendorf | M1335-8014 | https://www.eppendorf.com/SP-en/
M1335-8016 | Fan Harness | 1 | 1 | 30.8 | Eppendorf | M1335-8016 | https://www.eppendorf.com/SP-en/
M1335-8017 | HARNESS RIBBON I/O 50-PIN | 1 | 1 | 32.8 | Eppendorf | M1335-8017 | https://www.eppendorf.com/SP-en/
M1335-8018 | Harness, Thermal Cutoff, 80C | 1 | 1 | 45.7 | Eppendorf | M1335-8018 | https://www.eppendorf.com/SP-en/
M1335-8019 | Chamber Light | 1 | 1 | 79.9 | Eppendorf | M1335-8019 | https://www.eppendorf.com/SP-en/
M1335-9208 | Spill Cover Weldment, Innova 42 | 1 | 1 | 117.3 | Eppendorf | M1335-9208 | https://www.eppendorf.com/SP-en/
M1335-9210 | Retro-Fit Base Wdlmnt, I42 | 1 | 1 | 532.5 | Eppendorf | M1335-9210 | https://www.eppendorf.com/SP-en/
M1335-9310 | Panel, Electronic for Innova 42 Shaker | 1 | 1 | 77.2 | Eppendorf | M1335-9310 | https://www.eppendorf.com/SP-en/
M1335-9328 | Panel, Electronics | 1 | 1 | 98 | Eppendorf | M1335-9328 | https://www.eppendorf.com/SP-en/
M1335-9329 | Panel, Door Liner | 1 | 1 | 162.2 | Eppendorf | M1335-9329 | https://www.eppendorf.com/SP-en/
M1335-9502 | Window, Insulating Glass Unit | 1 | 1 | 108.8 | Eppendorf | M1335-9502 | https://www.eppendorf.com/SP-en/
M1335-9508 | Gasket, Door | 1 | 1 | 31.9 | Eppendorf | M1335-9508 | https://www.eppendorf.com/SP-en/
M1344-6300 | BRG.HSG/ASSY w/BASE 3/4 STR | 1 | 1 | 1507.7 | Eppendorf | M1344-6300 | https://www.eppendorf.com/SP-en/
M1344-6301 | BRG. HSG. ASS'Y W/BASE 1" STR | 1 | 1 | 1537.6 | Eppendorf | M1344-6301 | https://www.eppendorf.com/SP-en/
M1350-6300 | E1/E2 - DRIVE ASSEMBLY | 1 | 1 | 1005.1 | Eppendorf | M1350-6300 | https://www.eppendorf.com/SP-en/
M1350-9920 | Operating Manual, E2 Shaker | 1 | 1 | 26.9 | Eppendorf | M1350-9920 | https://www.eppendorf.com/SP-en/
M1351-1003 | 18X30 SE DRIVE ASSEMBLY | 1 | 1 | 1622.7 | Eppendorf | M1351-1003 | https://www.eppendorf.com/SP-en/
M1351-8001 | DC Harness for E10 | 1 | 1 | 1430.6 | Eppendorf | M1351-8001 | https://www.eppendorf.com/SP-en/
M1352-8001 | HARNESS, RIBBON DISPLAY J5-J4 | 1 | 1 | 22.8 | Eppendorf | M1352-8001 | https://www.eppendorf.com/SP-en/
M1352-8012 | HARNESS, POWER TRANSFORMER | 1 | 1 | 248.4 | Eppendorf | M1352-8012 | https://www.eppendorf.com/SP-en/
M1352-9500 | E24 Inner Liner | 1 | 1 | 291 | Eppendorf | M1352-9500 | https://www.eppendorf.com/SP-en/
M1352-9502 | HANDLE, E24 | 1 | 1 | 10.9 | Eppendorf | M1352-9502 | https://www.eppendorf.com/SP-en/
M1353-1001 | 18X18 "SE" DRIVE ASSEMBLY | 1 | 1 | 1503.1 | Eppendorf | M1353-1001 | https://www.eppendorf.com/SP-en/
M1353-1003 | 18X30 "SE" DRIVE ASSEMBLY - 1" | 1 | 1 | 1907.9 | Eppendorf | M1353-1003 | https://www.eppendorf.com/SP-en/
M1353-1463 | Service Kit, Drip Rail, E25 | 1 | 1 | 46.6 | Eppendorf | M1353-1463 | https://www.eppendorf.com/SP-en/
M1353-3003 | Display cover install kit, Excella E25 | 1 | 1 | 354.2 | Eppendorf | M1353-3003 | https://www.eppendorf.com/SP-en/
M1353-5000 | DOOR ASSEMBLY | 1 | 1 | 1642.2 | Eppendorf | M1353-5000 | https://www.eppendorf.com/SP-en/
M1353-5001 | Display Cover Assembly | 1 | 1 | 272.6 | Eppendorf | M1353-5001 | https://www.eppendorf.com/SP-en/
M1353-8001 | HEAVY LOAD MOTOR ASSEMBLY | 1 | 1 | 388.7 | Eppendorf | M1353-8001 | https://www.eppendorf.com/SP-en/
M1353-8012 | Door Switch | 1 | 1 | 36.3 | Eppendorf | M1353-8012 | https://www.eppendorf.com/SP-en/
M1353-9208 | Spill Cover Weldment for E25 | 1 | 1 | 118.5 | Eppendorf | M1353-9208 | https://www.eppendorf.com/SP-en/
M1353-9900 | MAGNETIC GASKET | 1 | 1 | 60.4 | Eppendorf | M1353-9900 | https://www.eppendorf.com/SP-en/
M1353-9920 | Operating Manual, E25 Shaker | 1 | 1 | 22.9 | Eppendorf | M1353-9920 | https://www.eppendorf.com/SP-en/
M1354-9920 | Operating Manual, E1 Shaker | 1 | 1 | 26.9 | Eppendorf | M1354-9920 | https://www.eppendorf.com/SP-en/
P0100-6912 | Screw, Shoulder, Socket, 5/16-18, SS | 1 | 1 | 8.2 | Eppendorf | P0100-6912 | https://www.eppendorf.com/SP-en/
P0100-6913 | SCREW,SHOULDER,SOCKET,5/16-18 | 1 | 1 | 14 | Eppendorf | P0100-6913 | https://www.eppendorf.com/SP-en/
P0100-6962 | Nylon Plug for Screw Holes | 1 | 1 | 1 | Eppendorf | P0100-6962 | https://www.eppendorf.com/SP-en/
P0100-7162 | SCREW THUMB SS 10-32 | 1 | 1 | 4.9 | Eppendorf | P0100-7162 | https://www.eppendorf.com/SP-en/
P0100-7810 | STUD BALL END 5/16-18 10MM BALL | 1 | 1 | 3.2 | Eppendorf | P0100-7810 | https://www.eppendorf.com/SP-en/
P0100-7812 | Stud, Ball End | 1 | 1 | 1.7 | Eppendorf | P0100-7812 | https://www.eppendorf.com/SP-en/
P0100-9050 | WASHER FLAT FIBER 5/16 | 1 | 1 | 1.2 | Eppendorf | P0100-9050 | https://www.eppendorf.com/SP-en/
P0100-9581 | WASHER, THRUST, 3/8""NOM. | 1 | 1 | 1.8 | Eppendorf | P0100-9581 | https://www.eppendorf.com/SP-en/
P0160-0292 | LATCH,RAISED TRIGGER | 1 | 1 | 119.6 | Eppendorf | P0160-0292 | https://www.eppendorf.com/SP-en/
P0160-0293 | Latch, Lever, Flush Trigger | 1 | 1 | 34.5 | Eppendorf | P0160-0293 | https://www.eppendorf.com/SP-en/
P0160-0490 | LATCH | 1 | 1 | 16 | Eppendorf | P0160-0490 | https://www.eppendorf.com/SP-en/
P0160-0511 | Shelf Brackets, Stainless, I42 (4 Pack) | 1 | 1 | 10 | Eppendorf | P0160-0511 | https://www.eppendorf.com/SP-en/
P0160-0520C3 | COUNTER BALANCE ASSEMBLY | 1 | 1 | 718.8 | Eppendorf | P0160-0520C3 | https://www.eppendorf.com/SP-en/
P0160-0530 | CATCH, BALL | 1 | 1 | 5.3 | Eppendorf | P0160-0530 | https://www.eppendorf.com/SP-en/
P0160-0550 | LATCH,PUSH TO CLOSE,10 LBS | 1 | 1 | 39.1 | Eppendorf | P0160-0550 | https://www.eppendorf.com/SP-en/
P0160-4460 | CLAMP TUBG RATCHET 12POS .5"SZ | 1 | 1 | 6.6 | Eppendorf | P0160-4460 | https://www.eppendorf.com/SP-en/
P0160-5550 | GLIDE/LEVELER 5/16-13THD BLACK | 1 | 1 | 6 | Eppendorf | P0160-5550 | https://www.eppendorf.com/SP-en/
P0160-5900 | FOOT,LEVELING,2 3/4"L,1/2-13 | 1 | 1 | 34.8 | Eppendorf | P0160-5900 | https://www.eppendorf.com/SP-en/
P0160-5941 | Leveling Foot,4.22"L,S.S. | 1 | 1 | 28.6 | Eppendorf | P0160-5941 | https://www.eppendorf.com/SP-en/
P0160-6800 | BRACKET BALL-END STUD MOUNT | 1 | 1 | 6 | Eppendorf | P0160-6800 | https://www.eppendorf.com/SP-en/
P0160-8410 | SPRING EXTN SS 0.13"OD 1.00"LG | 1 | 1 | 5.1 | Eppendorf | P0160-8410 | https://www.eppendorf.com/SP-en/
P0180-0111 | Bearing Ball, 0.5906" Bore, 2 Seals | 1 | 1 | 5.1 | Eppendorf | P0180-0111 | https://www.eppendorf.com/SP-en/
P0180-1330 | BUSHING PNL 0.500"BRE NYLINE | 1 | 1 | 1.8 | Eppendorf | P0180-1330 | https://www.eppendorf.com/SP-en/
P0180-2090 | Bushing,1/4" ID, Oil Impreg., Bronze | 1 | 1 | 2.1 | Eppendorf | P0180-2090 | https://www.eppendorf.com/SP-en/
P0200-1210 | FILTER DRYER 3 3/4"L | 1 | 1 | 39.1 | Eppendorf | P0200-1210 | https://www.eppendorf.com/SP-en/
P0200-1260 | FILTER DRYER 1/4"ODF | 1 | 1 | 27.7 | Eppendorf | P0200-1260 | https://www.eppendorf.com/SP-en/
P0220-0055 | VALVE,SOL,NC,2 WAY,1/8"FNPT | 1 | 1 | 119.6 | Eppendorf | P0220-0055 | https://www.eppendorf.com/SP-en/
P0220-0320 | VALVE SOL .078"2-WAY 12V DC PC | 1 | 1 | 230 | Eppendorf | P0220-0320 | https://www.eppendorf.com/SP-en/
P0220-0500 | VALVE SOLENOID W/O COIL | 1 | 1 | 134.6 | Eppendorf | P0220-0500 | https://www.eppendorf.com/SP-en/
P0220-1850 | THERMOSTAT 320-380 DEG.F | 1 | 1 | 124.2 | Eppendorf | P0220-1850 | https://www.eppendorf.com/SP-en/
P0220-2082 | VALVE DIAP. REFRIGERANT BRASS | 1 | 1 | 74.9 | Eppendorf | P0220-2082 | https://www.eppendorf.com/SP-en/
P0220-2090 | VALVE CONSTANT PRESS. 1/4"X3/8 | 1 | 1 | 64.4 | Eppendorf | P0220-2090 | https://www.eppendorf.com/SP-en/
P0220-2382 | VALVE, SOLENOID, NC, 1/8", .32CV | 1 | 1 | 157.6 | Eppendorf | P0220-2382 | https://www.eppendorf.com/SP-en/
P0220-9341 | Knob, Black Nylon, 5/16"-18 Thread | 1 | 1 | 11.7 | Eppendorf | P0220-9341 | https://www.eppendorf.com/SP-en/
P0220-9341 | Knob, Black Nylon, 5/16"-18 Thread | 1 | 1 | 11.7 | Eppendorf | P0220-9341 | https://www.eppendorf.com/SP-en/
P0220-9360 | Innova 44 Door Handle | 1 | 1 | 48.2 | Eppendorf | P0220-9360 | https://www.eppendorf.com/SP-en/
P0220-9360 | Innova 44 Door Handle | 1 | 1 | 48.2 | Eppendorf | P0220-9360 | https://www.eppendorf.com/SP-en/
P0240-5365 | Male Connctr Fitting, 1/4"X1/4"ID, Nylon | 1 | 1 | 1.8 | Eppendorf | P0240-5365 | https://www.eppendorf.com/SP-en/
P0242-0540 | Adapter 1/2" x 1/2" CPVC | 1 | 1 | 52.2 | Eppendorf | P0242-0540 | https://www.eppendorf.com/SP-en/
P0245-0290 | STEM,QC,3/8"ID TUBE HOSE BARB | 1 | 1 | 11.7 | Eppendorf | P0245-0290 | https://www.eppendorf.com/SP-en/
P0245-0300 | BODY, 3/8" ID TUBE, BRASS | 1 | 1 | 52.1 | Eppendorf | P0245-0300 | https://www.eppendorf.com/SP-en/
P0245-0420 | Nylon Tube and Hose Fitting, 1/2" x 3/8" | 1 | 1 | 3.1 | Eppendorf | P0245-0420 | https://www.eppendorf.com/SP-en/
P0280-1392 | Compression Door Gasket for I-26 - 9 Ft | 1 | 1 | 13.8 | Eppendorf | P0280-1392 | https://www.eppendorf.com/SP-en/
P0280-2010 | CAP PROTECT CLOSUR | 1 | 1 | 6 | Eppendorf | P0280-2010 | https://www.eppendorf.com/SP-en/
P0280-2420 | Plug,.5 Inch Hole, Nyl,Blck | 1 | 1 | 3.2 | Eppendorf | P0280-2420 | https://www.eppendorf.com/SP-en/
P0280-2421 | PLUG,FOR 9/16"HOLE DIA.,NYLON | 1 | 1 | 3 | Eppendorf | P0280-2421 | https://www.eppendorf.com/SP-en/
P0280-3020 | STRIP TAPE ADHESIVE BACK NEOPRENE (4ft) | 1 | 1 | 1.8 | Eppendorf | P0280-3020 | https://www.eppendorf.com/SP-en/
P0280-3021 | TAPE,STRIP,NEOPRENE,1/2"X1/8" | 1 | 1 | 3 | Eppendorf | P0280-3021 | https://www.eppendorf.com/SP-en/
P0280-3191 | STRIP,ADHESIVE,1/4"X5/8"X56"LG,U | 1 | 1 | 6 | Eppendorf | P0280-3191 | https://www.eppendorf.com/SP-en/
P0300-0040 | LAMP,FLUORESCENT,T-8,30W | 1 | 1 | 65 | Eppendorf | P0300-0040 | https://www.eppendorf.com/SP-en/
P0300-0080 | LAMP FLUOR. 40W 102V .43AMPS | 1 | 1 | 13.8 | Eppendorf | P0300-0080 | https://www.eppendorf.com/SP-en/
P0300-0221 | LAMP,FLUORESCENT,T-8 15W | 1 | 1 | 42 | Eppendorf | P0300-0221 | https://www.eppendorf.com/SP-en/
P0300-0470 | BULB, HALOGEN, 12V 10W | 1 | 1 | 17.5 | Eppendorf | P0300-0470 | https://www.eppendorf.com/SP-en/
P0300-0530 | Lamp, 10W/12V, SS, Recess | 1 | 1 | 34.8 | Eppendorf | P0300-0530 | https://www.eppendorf.com/SP-en/
P0300-2200 | ISOLATOR OPTICAL SLOTTED | 1 | 1 | 34.6 | Eppendorf | P0300-2200 | https://www.eppendorf.com/SP-en/
P0320-0275 | Capacitor, Fixed, Electrolytic, 250VDC | 1 | 1 | 104.9 | Eppendorf | P0320-0275 | https://www.eppendorf.com/SP-en/
P0320-0340 | Electro Fixed Capacitor, 4100 MFD, 50VDC | 1 | 1 | 65 | Eppendorf | P0320-0340 | https://www.eppendorf.com/SP-en/
P0320-0350 | CAPACITOR 21-22K | 1 | 1 | 58.3 | Eppendorf | P0320-0350 | https://www.eppendorf.com/SP-en/
P0360-4040 | VARISTOR 130V RMS | 1 | 1 | 3.1 | Eppendorf | P0360-4040 | https://www.eppendorf.com/SP-en/
P0380-0231 | SEALING CAPS THERMO. SHELL #17 | 1 | 1 | 13.8 | Eppendorf | P0380-0231 | https://www.eppendorf.com/SP-en/
P0380-0291 | LAMP HOLDER REAR SNAP IN MOUNT | 1 | 1 | 2.8 | Eppendorf | P0380-0291 | https://www.eppendorf.com/SP-en/
P0380-2441 | RECEPTACLE POWER INLET AC 250V | 1 | 1 | 6.6 | Eppendorf | P0380-2441 | https://www.eppendorf.com/SP-en/
P0380-3150 | FUSE 0.5A250V MDL | 1 | 1 | 3 | Eppendorf | P0380-3150 | https://www.eppendorf.com/SP-en/
P0380-3162 | FUSE 10 AMPS 125V TIME-LAG | 1 | 1 | 3 | Eppendorf | P0380-3162 | https://www.eppendorf.com/SP-en/
P0380-3410 | FUSE SLO BLO 1A 250V | 1 | 1 | 3.1 | Eppendorf | P0380-3410 | https://www.eppendorf.com/SP-en/
P0380-3451 | FUSE SLO BLO 5A 250V | 1 | 1 | 3 | Eppendorf | P0380-3451 | https://www.eppendorf.com/SP-en/
P0380-3460 | FUSE 3.150 AMPS 250V 218 5MM | 1 | 1 | 6 | Eppendorf | P0380-3460 | https://www.eppendorf.com/SP-en/
P0380-3532 | FUSE SLO BLO 1.6A 250V | 1 | 1 | 6.2 | Eppendorf | P0380-3532 | https://www.eppendorf.com/SP-en/
P0380-3630 | FUSE 6.3A 250V 218 | 1 | 1 | 3.1 | Eppendorf | P0380-3630 | https://www.eppendorf.com/SP-en/
P0380-3710 | FUSE 0.160 AMP 250V GDC 5MM | 1 | 1 | 4.3 | Eppendorf | P0380-3710 | https://www.eppendorf.com/SP-en/
P0380-3732 | FUSE SLOBLO .200 AMPS 250V | 1 | 1 | 10 | Eppendorf | P0380-3732 | https://www.eppendorf.com/SP-en/
P0380-3750 | FUSE TIME LAG 1.25A 250V | 1 | 1 | 3 | Eppendorf | P0380-3750 | https://www.eppendorf.com/SP-en/
P0380-3780 | FUSE SLO-BLO 4 AMPS 250V | 1 | 1 | 1.8 | Eppendorf | P0380-3780 | https://www.eppendorf.com/SP-en/
P0380-3790 | FUSE SLO-BLO 8 AMPS 250V | 1 | 1 | 6 | Eppendorf | P0380-3790 | https://www.eppendorf.com/SP-en/
P0380-3830 | FUSE SLO BLO 2/10 AMP 250V | 1 | 1 | 8.3 | Eppendorf | P0380-3830 | https://www.eppendorf.com/SP-en/
P0380-4336 | CLAMP CABLE 94V-1 | 1 | 1 | 6.1 | Eppendorf | P0380-4336 | https://www.eppendorf.com/SP-en/
P0380-4336 | CLAMP CABLE 94V-1 | 1 | 1 | 6.1 | Eppendorf | P0380-4336 | https://www.eppendorf.com/SP-en/
P0380-5323 | TERMINAL STRIP 4 | 1 | 1 | 14.1 | Eppendorf | P0380-5323 | https://www.eppendorf.com/SP-en/
P0380-5323 | TERMINAL STRIP 4 | 1 | 1 | 14.1 | Eppendorf | P0380-5323 | https://www.eppendorf.com/SP-en/
P0380-5510 | TERMINAL CONNR 10 | 1 | 1 | 6 | Eppendorf | P0380-5510 | https://www.eppendorf.com/SP-en/
P0380-5519 | COVER TERMINAL 10 | 1 | 1 | 1.8 | Eppendorf | P0380-5519 | https://www.eppendorf.com/SP-en/
P0380-5521 | CONNR MASSTERM 0.156"C/L 8CIR | 1 | 1 | 7.8 | Eppendorf | P0380-5521 | https://www.eppendorf.com/SP-en/
P0380-5526 | COVER MASSTERM 0.156"C/L 8CIR | 1 | 1 | 1.8 | Eppendorf | P0380-5526 | https://www.eppendorf.com/SP-en/
P0380-5588 | END HOLDER/STOP TERMINAL BLOCK | 1 | 1 | 3 | Eppendorf | P0380-5588 | https://www.eppendorf.com/SP-en/
P0380-5590 | Terminal Block, Thermoplastic, 46 AMP | 1 | 1 | 3 | Eppendorf | P0380-5590 | https://www.eppendorf.com/SP-en/
P0380-6250 | Fuse, Slo Blo, Glass, 0.75 Amp | 1 | 1 | 3.2 | Eppendorf | P0380-6250 | https://www.eppendorf.com/SP-en/
P0380-6576 | HOLDER FUSE .25"X1.25" R/A LOW | 1 | 1 | 6.2 | Eppendorf | P0380-6576 | https://www.eppendorf.com/SP-en/
P0380-6582 | HOLDER FUSE 5X25MM 18-6 AWG | 1 | 1 | 9.5 | Eppendorf | P0380-6582 | https://www.eppendorf.com/SP-en/
P0380-6640 | HOLDER FUSE .25"X1.25" DRAWER | 1 | 1 | 14 | Eppendorf | P0380-6640 | https://www.eppendorf.com/SP-en/
P0380-8242 | PIN ASSY, .062, TYPE III+ | 1 | 1 | 1 | Eppendorf | P0380-8242 | https://www.eppendorf.com/SP-en/
P0380-8243 | PIN,TYPE I,METRIMATE | 1 | 1 | 10.8 | Eppendorf | P0380-8243 | https://www.eppendorf.com/SP-en/
P0380-8320 | RECEPTALE 14CONT. 600V THERMO. | 1 | 1 | 5.1 | Eppendorf | P0380-8320 | https://www.eppendorf.com/SP-en/
P0380-9781 | SOCKET, BULB | 1 | 1 | 39.7 | Eppendorf | P0380-9781 | https://www.eppendorf.com/SP-en/
P0380-9790 | PIN,TYPE III+,CONTACT SIZE 16 | 1 | 1 | 2.4 | Eppendorf | P0380-9790 | https://www.eppendorf.com/SP-en/
P0380-9810 | 2.540SOCKET ASSY,LOOSE,TYPE III+ | 1 | 1 | 6.9 | Eppendorf | P0380-9810 | https://www.eppendorf.com/SP-en/
P0380-9830 | HOUSING,PLUG,15 POS,METRIMATE | 1 | 1 | 36.5 | Eppendorf | P0380-9830 | https://www.eppendorf.com/SP-en/
P0380-9840 | HOUSING,RECEPT,15POS,METRIMATE | 1 | 1 | 12.9 | Eppendorf | P0380-9840 | https://www.eppendorf.com/SP-en/
P0400-0980 | SWITCH ROTARY VOLT SELCT/FUSED | 1 | 1 | 56.4 | Eppendorf | P0400-0980 | https://www.eppendorf.com/SP-en/
P0400-1410 | STARTER FLUOR LAMP 4-80W 250V | 1 | 1 | 6 | Eppendorf | P0400-1410 | https://www.eppendorf.com/SP-en/
P0400-1420 | STARTER FLUOR.LIGHT,FS-2,15-20 | 1 | 1 | 7.8 | Eppendorf | P0400-1420 | https://www.eppendorf.com/SP-en/
P0400-1421 | STARTER FLUOR.LIGHT FS-4 30-40 | 1 | 1 | 7.8 | Eppendorf | P0400-1421 | https://www.eppendorf.com/SP-en/
P0400-1430 | STARTER FLUORESCENT LIGHT | 1 | 1 | 6 | Eppendorf | P0400-1430 | https://www.eppendorf.com/SP-en/
P0400-1531 | SWITCH REED SPST 100V AC/DC | 1 | 1 | 6.1 | Eppendorf | P0400-1531 | https://www.eppendorf.com/SP-en/
P0400-1537 | MAGNETIC ACTUATOR | 1 | 1 | 16.6 | Eppendorf | P0400-1537 | https://www.eppendorf.com/SP-en/
P0400-1538 | SWITCH ACTUATOR PROXIMITY REED | 1 | 1 | 6.2 | Eppendorf | P0400-1538 | https://www.eppendorf.com/SP-en/
P0400-1590 | SWITCH LEVEL SPST 1/8"MPT 10VA | 1 | 1 | 143.8 | Eppendorf | P0400-1590 | https://www.eppendorf.com/SP-en/
P0400-1840 | SWITCH,ROCKER,DOUBLE POLE | 1 | 1 | 3.2 | Eppendorf | P0400-1840 | https://www.eppendorf.com/SP-en/
P0400-1900 | SWITCH,PUSHBUTTON,125V,0.5A | 1 | 1 | 10.8 | Eppendorf | P0400-1900 | https://www.eppendorf.com/SP-en/
P0400-1910 | SWITCH,ROTARY,ENCODER | 1 | 1 | 167.9 | Eppendorf | P0400-1910 | https://www.eppendorf.com/SP-en/
P0400-1930 | SWITCH, REED/MAGNETIC | 1 | 1 | 27.6 | Eppendorf | P0400-1930 | https://www.eppendorf.com/SP-en/
P0400-1971 | SWITCH,PRESSURE,18"L WIRE LEAD | 1 | 1 | 112.4 | Eppendorf | P0400-1971 | https://www.eppendorf.com/SP-en/
P0400-2751 | RELAY 2 FORM C DPDT | 1 | 1 | 59.2 | Eppendorf | P0400-2751 | https://www.eppendorf.com/SP-en/
P0400-3011 | RELAY SOLID STATE 240VAC | 1 | 1 | 42.4 | Eppendorf | P0400-3011 | https://www.eppendorf.com/SP-en/
P0400-3142 | RELAY,SOLID STATE,4 AMPS | 1 | 1 | 35.1 | Eppendorf | P0400-3142 | https://www.eppendorf.com/SP-en/
P0400-3151 | RELAY SOLID STATE, 45 A | 1 | 1 | 59.3 | Eppendorf | P0400-3151 | https://www.eppendorf.com/SP-en/
P0400-3330 | RELAY SOLID STATE 24-280VAC | 1 | 1 | 83 | Eppendorf | P0400-3330 | https://www.eppendorf.com/SP-en/
P0400-4305 | SWITCH ROCKER 15 AMPS 250VAC | 1 | 1 | 50.3 | Eppendorf | P0400-4305 | https://www.eppendorf.com/SP-en/
P0420-1325 | TRANSFORMER .1KVA 50/60HZ | 1 | 1 | 76.1 | Eppendorf | P0420-1325 | https://www.eppendorf.com/SP-en/
P0420-1610 | TRANSFORMER ISL 10V 10/14V OUT | 1 | 1 | 33.7 | Eppendorf | P0420-1610 | https://www.eppendorf.com/SP-en/
P0420-1620 | TRANSFORMER ISL80VA 24V. OUT | 1 | 1 | 88.9 | Eppendorf | P0420-1620 | https://www.eppendorf.com/SP-en/
P0420-1630 | TRANSFORMER ISL 130VA 26V. OUT | 1 | 1 | 97.1 | Eppendorf | P0420-1630 | https://www.eppendorf.com/SP-en/
P0420-1670 | TRANSFORMER AUTO 1 KVA | 1 | 1 | 327.8 | Eppendorf | P0420-1670 | https://www.eppendorf.com/SP-en/
P0420-1673 | TRANSFORMER, AUTO, 1.3 KVA | 1 | 1 | 318.6 | Eppendorf | P0420-1673 | https://www.eppendorf.com/SP-en/
P0420-1771 | TRANSFORMER WALL PLUG-IN 220AC | 1 | 1 | 46.9 | Eppendorf | P0420-1771 | https://www.eppendorf.com/SP-en/
P0420-2161 | TRANS.AUTO,230/120/100VAC.5KVA | 1 | 1 | 232.3 | Eppendorf | P0420-2161 | https://www.eppendorf.com/SP-en/
P0420-5113 | BALLAST GRM LMP | 1 | 1 | 217.4 | Eppendorf | P0420-5113 | https://www.eppendorf.com/SP-en/
P0420-5190 | TRANSFORMER, FLUOR.LAMP BALLAS | 1 | 1 | 57.4 | Eppendorf | P0420-5190 | https://www.eppendorf.com/SP-en/
P0420-5192 | BALLAST HIGH POWER UNIV. 50/60 | 1 | 1 | 40.4 | Eppendorf | P0420-5192 | https://www.eppendorf.com/SP-en/
P0440-2042 | GAUGE 2 1/2" 0-60PSI 1/4"MNPT | 1 | 1 | 32.1 | Eppendorf | P0440-2042 | https://www.eppendorf.com/SP-en/
P0460-2200 | MODULE POWER ENTRY VOLT SELECT | 1 | 1 | 59.3 | Eppendorf | P0460-2200 | https://www.eppendorf.com/SP-en/
P0460-2205 | AC CONNECTOR POWER ENTRY 1POLE | 1 | 1 | 28.3 | Eppendorf | P0460-2205 | https://www.eppendorf.com/SP-en/
P0460-2350 | FILTER, AC, 1 AMP | 1 | 1 | 63.4 | Eppendorf | P0460-2350 | https://www.eppendorf.com/SP-en/
P0460-2353 | FILTER, AC, 10 AMPS | 1 | 1 | 40.8 | Eppendorf | P0460-2353 | https://www.eppendorf.com/SP-en/
P0460-2361 | FILTER, AC, 6 AMPS | 1 | 1 | 68.7 | Eppendorf | P0460-2361 | https://www.eppendorf.com/SP-en/
P0460-2363 | FILTER, AC, 16 AMP | 1 | 1 | 45 | Eppendorf | P0460-2363 | https://www.eppendorf.com/SP-en/
P0460-3330 | POWER SUPPLY,150W | 1 | 1 | 100.2 | Eppendorf | P0460-3330 | https://www.eppendorf.com/SP-en/
P0460-3470 | MODULE,POWER ENTRY,3 PINS,6A | 1 | 1 | 68.1 | Eppendorf | P0460-3470 | https://www.eppendorf.com/SP-en/
P0460-4091 | BRIDGE RECT 25 A 400V VPI2540 | 1 | 1 | 12.2 | Eppendorf | P0460-4091 | https://www.eppendorf.com/SP-en/
P0460-7150 | CONTROLLER,TEMP,120/240VAC | 1 | 1 | 117.3 | Eppendorf | P0460-7150 | https://www.eppendorf.com/SP-en/
P0480-0931 | MOTOR DC 3/8HP 2500 RPM | 1 | 1 | 650.9 | Eppendorf | P0480-0931 | https://www.eppendorf.com/SP-en/
P0480-1600 | MOTOR,BRUSHLESS,500V | 1 | 1 | 242.7 | Eppendorf | P0480-1600 | https://www.eppendorf.com/SP-en/
P0480-1630 | MOTOR | 1 | 1 | 213.9 | Eppendorf | P0480-1630 | https://www.eppendorf.com/SP-en/
P0620-0813 | COMPRESSOR,EM45HHR,115VAC | 1 | 1 | 561.2 | Eppendorf | P0620-0813 | https://www.eppendorf.com/SP-en/
P0620-0870 | CONDENSING UNIT 115V 1.92 AMPS | 1 | 1 | 723.4 | Eppendorf | P0620-0870 | https://www.eppendorf.com/SP-en/
P0620-1381 | HEATER SPECIAL 450W 120/240V | 1 | 1 | 57.4 | Eppendorf | P0620-1381 | https://www.eppendorf.com/SP-en/
P0620-1991 | Heater,750W,240V,Special | 1 | 1 | 68.5 | Eppendorf | P0620-1991 | https://www.eppendorf.com/SP-en/
P0620-1992 | HEATER,650W,240V | 1 | 1 | 84.9 | Eppendorf | P0620-1992 | https://www.eppendorf.com/SP-en/
P0620-2536 | FAN, COOLING 115 VAC | 1 | 1 | 77.6 | Eppendorf | P0620-2536 | https://www.eppendorf.com/SP-en/
P0620-2561 | FAN 6.75"DIA. 5 OR 7 BLADES | 1 | 1 | 239.2 | Eppendorf | P0620-2561 | https://www.eppendorf.com/SP-en/
P0620-3100 | HEATER,650W,100/115/230V | 1 | 1 | 121.9 | Eppendorf | P0620-3100 | https://www.eppendorf.com/SP-en/
P0620-3101 | ER,750W,100/115/230V | 1 | 1 | 91.1 | Eppendorf | P0620-3101 | https://www.eppendorf.com/SP-en/
P0628-7640 | 25mm Access Port Plug,Silicone,Pk/2,all | 1 | 1 | 96.7 | Eppendorf | P0628-7640 | https://www.eppendorf.com/SP-en/
P0640-0380 | SPRING GAS PISTON 20"EXT. Innova 43XX | 1 | 1 | 57.4 | Eppendorf | P0640-0380 | https://www.eppendorf.com/SP-en/
P0640-0383 | SPRING GAS PISTON CYLINDER Innova 44XX | 1 | 1 | 46.6 | Eppendorf | P0640-0383 | https://www.eppendorf.com/SP-en/
P0640-0384 | SPRING,GAS PISTON CYLINDER | 1 | 1 | 33.7 | Eppendorf | P0640-0384 | https://www.eppendorf.com/SP-en/
P0640-0385 | DAMPENER, SLAM PREVENTING | 1 | 1 | 139.2 | Eppendorf | P0640-0385 | https://www.eppendorf.com/SP-en/
P0700-5242 | V-BELT 2L 31"OUTSIDE LEN. | 1 | 1 | 14.5 | Eppendorf | P0700-5242 | https://www.eppendorf.com/SP-en/
P0700-5302 | BELT V 2L340 1/4X5/32"34.00"LG | 1 | 1 | 16.9 | Eppendorf | P0700-5302 | https://www.eppendorf.com/SP-en/
P0700-7040 | V-BELT,22"PITCH LEN.,4 BANDS | 1 | 1 | 25.5 | Eppendorf | P0700-7040 | https://www.eppendorf.com/SP-en/
P0700-7070 | V-BELT,28"PITCH LEN.,4 BANDS | 1 | 1 | 22.8 | Eppendorf | P0700-7070 | https://www.eppendorf.com/SP-en/
P0720-9990 | CORDAGE,3 COND,1.50mm 2 SIZE | 1 | 1 | 64.4 | Eppendorf | P0720-9990 | https://www.eppendorf.com/SP-en/
P0820-0610 | Adhesion Promoter | 1 | 1 | 6 | Eppendorf | P0820-0610 | https://www.eppendorf.com/SP-en/
PT-1000 | PROBE PT-1000 | 1 | 1 | 201.3 | Eppendorf | PT-1000 | https://www.eppendorf.com/SP-en/
PT-1000 | PROBE PT-1000 | 1 | 1 | 201.3 | Eppendorf | PT-1000 | https://www.eppendorf.com/SP-en/
R-100 | PAD,FOOT,WITH WASHER | 1 | 1 | 3.1 | Eppendorf | R-100 | https://www.eppendorf.com/SP-en/
R-219 | RUBBER PAD | 1 | 1 | 3.6 | Eppendorf | R-219 | https://www.eppendorf.com/SP-en/
R-243 | V-BELT 2L 24" OUTSIDE LEN. | 1 | 1 | 15.4 | Eppendorf | R-243 | https://www.eppendorf.com/SP-en/
R-324 | V-BELT 3L 24"OUTSIDE LEN. | 1 | 1 | 12.2 | Eppendorf | R-324 | https://www.eppendorf.com/SP-en/
R-336 | V-BELT 3L 35.3" PITCH LEN. | 1 | 1 | 16.6 | Eppendorf | R-336 | https://www.eppendorf.com/SP-en/
R-337 | V-BELT 3L 36.3"PITCH LENGTH | 1 | 1 | 16 | Eppendorf | R-337 | https://www.eppendorf.com/SP-en/
R-472 | BELT V 4L720 | 1 | 1 | 26.6 | Eppendorf | R-472 | https://www.eppendorf.com/SP-en/
S-208-5/16 | SHEAVE, NYLON, 5/16" BORE | 1 | 1 | 9.4 | Eppendorf | S-208-5/16 | https://www.eppendorf.com/SP-en/
S1121-3126 | 1/4-20 x 3/4 Flat socket black | 1 | 1 | 0.1 | Eppendorf | S1121-3126 | https://www.eppendorf.com/SP-en/
S1121-3126 | 1/4-20 x 3/4 Flat socket black | 1 | 1 | 0.1 | Eppendorf | S1121-3126 | https://www.eppendorf.com/SP-en/
S1121-3206 | SCREW,MACH.,FLAT SOC. 1/4-20 X 1-1/4LG B | 1 | 1 | 0.7 | Eppendorf | S1121-3206 | https://www.eppendorf.com/SP-en/
S1121-3206 | SCREW,MACH.,FLAT SOC. 1/4-20 X 1-1/4LG B | 1 | 1 | 0.7 | Eppendorf | S1121-3206 | https://www.eppendorf.com/SP-en/
S1127-3126 | SCREW 3/8-16 | 1 | 1 | 0.7 | Eppendorf | S1127-3126 | https://www.eppendorf.com/SP-en/
S1127-3126 | SCREW 3/8-16 | 1 | 1 | 0.7 | Eppendorf | S1127-3126 | https://www.eppendorf.com/SP-en/
S1127-3166 | 3/8-16 x 1 Flat socket black | 1 | 1 | 0.4 | Eppendorf | S1127-3166 | https://www.eppendorf.com/SP-en/
S1127-3166 | 3/8-16 x 1 Flat socket black | 1 | 1 | 0.4 | Eppendorf | S1127-3166 | https://www.eppendorf.com/SP-en/
S1127-3206 | 3/8-16 x 1 1/4 Flat socket black | 1 | 1 | 1.8 | Eppendorf | S1127-3206 | https://www.eppendorf.com/SP-en/
S44I852030 | S44i-PCB Mainboard | 1 | 1 | 1332.9 | Eppendorf | S44I852030 | https://www.eppendorf.com/SP-en/
S44I852045 | S44i-PCB Chmbr/photosyn lght | 1 | 1 | 378.4 | Eppendorf | S44I852045 | https://www.eppendorf.com/SP-en/
S44I852050 | S44i-PCB Chamber light | 1 | 1 | 211.6 | Eppendorf | S44I852050 | https://www.eppendorf.com/SP-en/
S44I852055 | S44i-PCB Chmbr lght connector | 1 | 1 | 92.5 | Eppendorf | S44I852055 | https://www.eppendorf.com/SP-en/
S44I854005 | S44i-Door assembly | 1 | 1 | 1635.3 | Eppendorf | S44I854005 | https://www.eppendorf.com/SP-en/
S44I854020 | S44i-Upper bearing | 1 | 1 | 241.5 | Eppendorf | S44I854020 | https://www.eppendorf.com/SP-en/
S44I854025 | S44i-Idler 1 in assembly | 1 | 1 | 468.1 | Eppendorf | S44I854025 | https://www.eppendorf.com/SP-en/
S44I854030 | S44i-Idler 2 in assembly | 1 | 1 | 492.2 | Eppendorf | S44I854030 | https://www.eppendorf.com/SP-en/
S44I854035 | S44i-Main bearing | 1 | 1 | 586.5 | Eppendorf | S44I854035 | https://www.eppendorf.com/SP-en/
S44I854040 | S44i-Display glass | 1 | 1 | 79.6 | Eppendorf | S44I854040 | https://www.eppendorf.com/SP-en/
S44I854050 | S44i-Door seal | 1 | 1 | 192.1 | Eppendorf | S44I854050 | https://www.eppendorf.com/SP-en/
S44I854055 | S44i-Motor boot bellow | 1 | 1 | 102.6 | Eppendorf | S44I854055 | https://www.eppendorf.com/SP-en/
S44I854060 | S44i-Door latch | 1 | 1 | 46.1 | Eppendorf | S44I854060 | https://www.eppendorf.com/SP-en/
S44I854070 | S44i-Drive belt | 1 | 1 | 125.4 | Eppendorf | S44I854070 | https://www.eppendorf.com/SP-en/
S44I854075 | S44i-Mounting material | 1 | 1 | 392.2 | Eppendorf | S44I854075 | https://www.eppendorf.com/SP-en/
S44I854080 | S44i-Sub-platform | 1 | 1 | 2420.8 | Eppendorf | S44I854080 | https://www.eppendorf.com/SP-en/
S44I854080 | S44i-Sub-platform | 1 | 1 | 2420.8 | Eppendorf | S44I854080 | https://www.eppendorf.com/SP-en/
S44I854090 | S44i-Front panel | 1 | 1 | 261.1 | Eppendorf | S44I854090 | https://www.eppendorf.com/SP-en/
S44I854095 | S44i-Door bumper | 1 | 1 | 62 | Eppendorf | S44I854095 | https://www.eppendorf.com/SP-en/
S44I854105 | S44i-Chamber light connector | 1 | 1 | 69.2 | Eppendorf | S44I854105 | https://www.eppendorf.com/SP-en/
S44I854110 | S44i-Photosyn light connector | 1 | 1 | 69.2 | Eppendorf | S44I854110 | https://www.eppendorf.com/SP-en/
S44I854115 | S44i-Chamber light diffusor | 1 | 1 | 166.8 | Eppendorf | S44I854115 | https://www.eppendorf.com/SP-en/
S44I854120 | S44i-Chamber light seal | 1 | 1 | 76.9 | Eppendorf | S44I854120 | https://www.eppendorf.com/SP-en/
S44I854125 | S44i-Chamber light flange | 1 | 1 | 86.8 | Eppendorf | S44I854125 | https://www.eppendorf.com/SP-en/
S44I854130 | S44i-Counterweight adj knob | 1 | 1 | 51.3 | Eppendorf | S44I854130 | https://www.eppendorf.com/SP-en/
S44I854140 | S44i-Sub-platform rail | 1 | 1 | 358.8 | Eppendorf | S44I854140 | https://www.eppendorf.com/SP-en/
S44I854175 | S44i-Refrig assembly, no humid | 1 | 1 | 2244.8 | Eppendorf | S44I854175 | https://www.eppendorf.com/SP-en/
S44I854180 | S44i-Photsyn lght upgrade kit | 1 | 1 | 2417.3 | Eppendorf | S44I854180 | https://www.eppendorf.com/SP-en/
S44I856000 | S44i-Mains/power cord socket | 1 | 1 | 102.6 | Eppendorf | S44I856000 | https://www.eppendorf.com/SP-en/
S44I856005 | S44i-Drive wheel position snsr | 1 | 1 | 184 | Eppendorf | S44I856005 | https://www.eppendorf.com/SP-en/
S44I856015 | S44i-Wire heater, no humid | 1 | 1 | 105.1 | Eppendorf | S44I856015 | https://www.eppendorf.com/SP-en/
S44I856030 | S44i-Photosyn light bank | 1 | 1 | 2854.3 | Eppendorf | S44I856030 | https://www.eppendorf.com/SP-en/
S44I856040 | S44i-Fan | 1 | 1 | 94.9 | Eppendorf | S44I856040 | https://www.eppendorf.com/SP-en/
S44I856045 | S44i-Drive motor | 1 | 1 | 530.2 | Eppendorf | S44I856045 | https://www.eppendorf.com/SP-en/
S44I856065 | S44i-Mains/power switch | 1 | 1 | 107.6 | Eppendorf | S44I856065 | https://www.eppendorf.com/SP-en/
S44I858000 | S44i-USB cable short for AI | 1 | 1 | 112.8 | Eppendorf | S44I858000 | https://www.eppendorf.com/SP-en/
S44I858010 | S44i-Mains/power cable for PCB | 1 | 1 | 172.5 | Eppendorf | S44I858010 | https://www.eppendorf.com/SP-en/
S44I858015 | S44i-Fan cable | 1 | 1 | 110.4 | Eppendorf | S44I858015 | https://www.eppendorf.com/SP-en/
S44I858025 | S44i-Compressor cable | 1 | 1 | 128.8 | Eppendorf | S44I858025 | https://www.eppendorf.com/SP-en/
S44I858035 | S44i-Door switch assembly | 1 | 1 | 92.5 | Eppendorf | S44I858035 | https://www.eppendorf.com/SP-en/
S44I858045 | S44i-Display cable | 1 | 1 | 89.7 | Eppendorf | S44I858045 | https://www.eppendorf.com/SP-en/
S44I858080 | S44i-Wheel position snsr cable | 1 | 1 | 102.6 | Eppendorf | S44I858080 | https://www.eppendorf.com/SP-en/
S44I858085 | S44i-Temperature sensor cable | 1 | 1 | 201.3 | Eppendorf | S44I858085 | https://www.eppendorf.com/SP-en/
S44I858090 | S44i-USB cable long for AI | 1 | 1 | 105.1 | Eppendorf | S44I858090 | https://www.eppendorf.com/SP-en/
S44I858100 | S44i-Chamber light cable | 1 | 1 | 164.5 | Eppendorf | S44I858100 | https://www.eppendorf.com/SP-en/
S44I858111 | S44i-Compressor fan relay cbl | 1 | 1 | 239.2 | Eppendorf | S44I858111 | https://www.eppendorf.com/SP-en/
S44I862000 | S44i-Pulley alignment tool | 1 | 1 | 64.2 | Eppendorf | S44I862000 | https://www.eppendorf.com/SP-en/
S44I862010 | S44i-Drive wheel align tool | 1 | 1 | 794.7 | Eppendorf | S44I862010 | https://www.eppendorf.com/SP-en/
S44I862015 | S44I-Drain tube kit | 1 | 1 | 62.8 | Eppendorf | S44I862015 | https://www.eppendorf.com/SP-en/
S44I862020 | S44I-Transport packaging | 1 | 1 | 534.8 | Eppendorf | S44I862020 | https://www.eppendorf.com/SP-en/
S44I862030 | S44i-Hexagonal torque wrench | 1 | 1 | 323.2 | Eppendorf | S44I862030 | https://www.eppendorf.com/SP-en/
S44I862050 | S44i sub-platform screw set | 1 | 1 | 72.7 | Eppendorf | S44I862050 | https://www.eppendorf.com/SP-en/
EB-108 | BLOWER DAYTON #1C1 | 1 | 1 | 179.4 | Eppendorf | EB-108 | https://www.eppendorf.com/SP-en/
EB-150 | BRUSH MOTOR (BRUSH & SPRING) | 1 | 1 | 9.4 | Eppendorf | EB-150 | https://www.eppendorf.com/SP-en/
EF-104 | FUSE 250V 1.0 AMP. | 1 | 1 | 6.2 | Eppendorf | EF-104 | https://www.eppendorf.com/SP-en/
EF-108 | FUSE 8.0A 250 V FRN | 1 | 1 | 0 | Eppendorf | EF-108 | https://www.eppendorf.com/SP-en/
EF-108 | FUSE 8.0A 250 V FRN | 1 | 1 | 0 | Eppendorf | EF-108 | https://www.eppendorf.com/SP-en/
EF-121 | FUSE 2,5 A FNM | 1 | 1 | 13.6 | Eppendorf | EF-121 | https://www.eppendorf.com/SP-en/
EF-121 | FUSE 2,5 A FNM | 1 | 1 | 13.6 | Eppendorf | EF-121 | https://www.eppendorf.com/SP-en/
EF-123 | FUSE 5.0A250V FRN | 1 | 1 | 23.9 | Eppendorf | EF-123 | https://www.eppendorf.com/SP-en/
EF-124 | FUSE 2,8 A FNM | 1 | 1 | 30.6 | Eppendorf | EF-124 | https://www.eppendorf.com/SP-en/
EF-124 | FUSE 2,8 A FNM | 1 | 1 | 30.6 | Eppendorf | EF-124 | https://www.eppendorf.com/SP-en/
EF-128 | FUSE 10 A250V FNM | 1 | 1 | 13.8 | Eppendorf | EF-128 | https://www.eppendorf.com/SP-en/
EI-107 | INDICATOR NEON 115 | 1 | 1 | 7 | Eppendorf | EI-107 | https://www.eppendorf.com/SP-en/
EI-108 | INDICATOR LIGHT 230V RED | 1 | 1 | 9.4 | Eppendorf | EI-108 | https://www.eppendorf.com/SP-en/
EI-114 | INDICATOR NEON 230 | 1 | 1 | 12.9 | Eppendorf | EI-114 | https://www.eppendorf.com/SP-en/
ER-100 | HOLDER FUSE .25"X1.25" STR PNL | 1 | 1 | 6.9 | Eppendorf | ER-100 | https://www.eppendorf.com/SP-en/
ES-111 | SWITCH TOGGLE SPST 3/4HP | 1 | 1 | 7.8 | Eppendorf | ES-111 | https://www.eppendorf.com/SP-en/
ES-125 | SWITCH 3 HEAT SELE | 1 | 1 | 223.1 | Eppendorf | ES-125 | https://www.eppendorf.com/SP-en/
H-1001 | DISC GLASS .5" X 2.75" | 1 | 1 | 115 | Eppendorf | H-1001 | https://www.eppendorf.com/SP-en/
H-1099 | KNOB POINTER UNSKI | 1 | 1 | 25.4 | Eppendorf | H-1099 | https://www.eppendorf.com/SP-en/
H-1506 | SET, SPRING LOCK AND KNOB | 1 | 1 | 164.5 | Eppendorf | H-1506 | https://www.eppendorf.com/SP-en/
H-239 | GREASE, 1# CAN CS0048 | 1 | 1 | 20.9 | Eppendorf | H-239 | https://www.eppendorf.com/SP-en/
H-487 | PACKING GLAND | 1 | 1 | 25.4 | Eppendorf | H-487 | https://www.eppendorf.com/SP-en/
H-487 | PACKING GLAND | 1 | 1 | 25.4 | Eppendorf | H-487 | https://www.eppendorf.com/SP-en/
K0160-1330 | RING,RETAIN.,EXT.,LUGLESS,10MM | 1 | 1 | 7.8 | Eppendorf | K0160-1330 | https://www.eppendorf.com/SP-en/
K0160-1400 | FOOT,LEVELING,3 1/8"DIA(HUB) | 1 | 1 | 111.7 | Eppendorf | K0160-1400 | https://www.eppendorf.com/SP-en/
K0160-1430 | RING, RETAINING, EXTERNAL,10mm | 1 | 1 | 6 | Eppendorf | K0160-1430 | https://www.eppendorf.com/SP-en/
K0440-0511 | TUBE, FLOWMETER, 2-25LPM | 1 | 1 | 257.6 | Eppendorf | K0440-0511 | https://www.eppendorf.com/SP-en/
K0440-0511 | TUBE, FLOWMETER, 2-25LPM | 1 | 1 | 257.6 | Eppendorf | K0440-0511 | https://www.eppendorf.com/SP-en/
K0740-0450 | TUBING, NYLON, 1/4" | 1 | 1 | 6 | Eppendorf | K0740-0450 | https://www.eppendorf.com/SP-en/
K0740-0451 | TUBING FOOD GRADE 6mm SILICON | 1 | 1 | 144.9 | Eppendorf | K0740-0451 | https://www.eppendorf.com/SP-en/
P0100-6160 | PIN,SPRING,20MML,4MMDIA,S.S. | 1 | 1 | 1.2 | Eppendorf | P0100-6160 | https://www.eppendorf.com/SP-en/
P0100-6160 | PIN,SPRING,20MML,4MMDIA,S.S. | 1 | 1 | 1.2 | Eppendorf | P0100-6160 | https://www.eppendorf.com/SP-en/
P0100-8890 | NUT,SLOTTED,1/4-20,NYLON | 1 | 1 | 6 | Eppendorf | P0100-8890 | https://www.eppendorf.com/SP-en/
P0100-9780 | WASHER 4mmTHK 18mmOD PTFE | 1 | 1 | 10.8 | Eppendorf | P0100-9780 | https://www.eppendorf.com/SP-en/
P0101-1365 | RING N5001-112-H | 1 | 1 | 10.8 | Eppendorf | P0101-1365 | https://www.eppendorf.com/SP-en/
P0101-1970 | RING 5100-177-S | 1 | 1 | 9.1 | Eppendorf | P0101-1970 | https://www.eppendorf.com/SP-en/
P0101-2015 | RING 5100-200-H | 1 | 1 | 15 | Eppendorf | P0101-2015 | https://www.eppendorf.com/SP-en/
P0101-2666 | RING 5101-37-C | 1 | 1 | 6 | Eppendorf | P0101-2666 | https://www.eppendorf.com/SP-en/
P0101-7395 | RING,RETAINING,.843"DIA,302 SS | 1 | 1 | 6 | Eppendorf | P0101-7395 | https://www.eppendorf.com/SP-en/
P0160-4490 | PUMP CLAMP BASE SECTION | 1 | 1 | 27.9 | Eppendorf | P0160-4490 | https://www.eppendorf.com/SP-en/
P0160-4490 | PUMP CLAMP BASE SECTION | 1 | 1 | 27.9 | Eppendorf | P0160-4490 | https://www.eppendorf.com/SP-en/
P0160-4491 | PUMP CLAMP UPPER HALF ONLY | 1 | 1 | 27.9 | Eppendorf | P0160-4491 | https://www.eppendorf.com/SP-en/
P0160-4491 | PUMP CLAMP UPPER HALF ONLY | 1 | 1 | 27.9 | Eppendorf | P0160-4491 | https://www.eppendorf.com/SP-en/
P0160-6214 | COUPLING,3/8"X3/8",ZINC,CHROME | 1 | 1 | 43.5 | Eppendorf | P0160-6214 | https://www.eppendorf.com/SP-en/
P0160-6810 | SUPPORT LID LIFT-UP FLAP Lhand | 1 | 1 | 10 | Eppendorf | P0160-6810 | https://www.eppendorf.com/SP-en/
P0160-6811 | SUPPORT LID LIFT-UP FLAP Rhand | 1 | 1 | 10 | Eppendorf | P0160-6811 | https://www.eppendorf.com/SP-en/
P0160-8560 | SPRING COMPRESSION .120" | 1 | 1 | 15 | Eppendorf | P0160-8560 | https://www.eppendorf.com/SP-en/
P0160-8560 | SPRING COMPRESSION .120" | 1 | 1 | 15 | Eppendorf | P0160-8560 | https://www.eppendorf.com/SP-en/
P0160-9089 | Hinge, Cont, Open, 72InchL | 1 | 1 | 78.3 | Eppendorf | P0160-9089 | https://www.eppendorf.com/SP-en/
P0180-0021 | BEARING,BALL,.5"BORE,S.S. | 1 | 1 | 38.5 | Eppendorf | P0180-0021 | https://www.eppendorf.com/SP-en/
P0180-0063 | BEARING,BALL,1.1811"BORE | 1 | 1 | 54.4 | Eppendorf | P0180-0063 | https://www.eppendorf.com/SP-en/
P0180-0103 | BEARING S.S. .6993" BORE | 1 | 1 | 158.7 | Eppendorf | P0180-0103 | https://www.eppendorf.com/SP-en/
P0180-0103 | BEARING S.S. .6993" BORE | 1 | 1 | 158.7 | Eppendorf | P0180-0103 | https://www.eppendorf.com/SP-en/
P0180-0331 | BEARING BALL .7500" SS99R12 | 1 | 1 | 72.2 | Eppendorf | P0180-0331 | https://www.eppendorf.com/SP-en/
P0180-1370 | BUSHING,SPLIT,.31"BORE I.D. | 1 | 1 | 6 | Eppendorf | P0180-1370 | https://www.eppendorf.com/SP-en/
P0200-2150 | FAN 2,8"DIA, 5 BLADES | 1 | 1 | 194.4 | Eppendorf | P0200-2150 | https://www.eppendorf.com/SP-en/
P0200-2150 | FAN 2,8"DIA, 5 BLADES | 1 | 1 | 194.4 | Eppendorf | P0200-2150 | https://www.eppendorf.com/SP-en/
P0220-0102 | VALVE SOLND REFRIG | 1 | 1 | 123.1 | Eppendorf | P0220-0102 | https://www.eppendorf.com/SP-en/
P0220-1320 | KNOB 5/8"-3/4"H 7/8"DIA. BLACK | 1 | 1 | 1.8 | Eppendorf | P0220-1320 | https://www.eppendorf.com/SP-en/
P0220-1330 | PULL OFFSET HANDLE 5"(NOM) | 1 | 1 | 29.3 | Eppendorf | P0220-1330 | https://www.eppendorf.com/SP-en/
P0220-1851 | THERMOSTAT 466 DEG.F OPEN | 1 | 1 | 73.5 | Eppendorf | P0220-1851 | https://www.eppendorf.com/SP-en/
P0220-1971 | TIMER, 24 HOURS BY 7 DAYS | 1 | 1 | 534.8 | Eppendorf | P0220-1971 | https://www.eppendorf.com/SP-en/
P0220-2240 | VALVE,3/8"ODFX3/8"ODFX1/4"ODF | 1 | 1 | 100.2 | Eppendorf | P0220-2240 | https://www.eppendorf.com/SP-en/
P0220-2240 | VALVE,3/8"ODFX3/8"ODFX1/4"ODF | 1 | 1 | 100.2 | Eppendorf | P0220-2240 | https://www.eppendorf.com/SP-en/
P0240-0950 | BRASS STEM ELBOW 90° 1/4" | 1 | 1 | 120.8 | Eppendorf | P0240-0950 | https://www.eppendorf.com/SP-en/
P0240-0950 | BRASS STEM ELBOW 90° 1/4" | 1 | 1 | 120.8 | Eppendorf | P0240-0950 | https://www.eppendorf.com/SP-en/
P0240-8230 | NUT SS 3/16 TUBE O | 1 | 1 | 9.1 | Eppendorf | P0240-8230 | https://www.eppendorf.com/SP-en/
P0280-2040 | PLUG BTN 1.75 HOLE | 1 | 1 | 1.8 | Eppendorf | P0280-2040 | https://www.eppendorf.com/SP-en/
P0280-4010 | V-RING SEAL 1.5-1.7" | 1 | 1 | 22 | Eppendorf | P0280-4010 | https://www.eppendorf.com/SP-en/
P0280-4190 | SEAL WASHER 1/2"304 FLAT VITON | 1 | 1 | 24.6 | Eppendorf | P0280-4190 | https://www.eppendorf.com/SP-en/
P0280-4560 | SEAL,V-RING,1.06"-1.14"SHAFT | 1 | 1 | 9.1 | Eppendorf | P0280-4560 | https://www.eppendorf.com/SP-en/
P0300-0370 | LAMP INCAN 14V CLE | 1 | 1 | 7.8 | Eppendorf | P0300-0370 | https://www.eppendorf.com/SP-en/
P0300-2080 | DIODE LIGHT EMITTING GREEN | 1 | 1 | 10.8 | Eppendorf | P0300-2080 | https://www.eppendorf.com/SP-en/
P0300-3100 | DISPLAY,3 1/2 DIGIT PROCESS | 1 | 1 | 776.3 | Eppendorf | P0300-3100 | https://www.eppendorf.com/SP-en/
P0341-1110 | POTENTIOMETER,10K,.5W,500V | 1 | 1 | 6.9 | Eppendorf | P0341-1110 | https://www.eppendorf.com/SP-en/
P037A-21B2 | SWITCH,OPTICAL,ISOLATED,H21B2 | 1 | 1 | 2.4 | Eppendorf | P037A-21B2 | https://www.eppendorf.com/SP-en/
P0380-0172 | LIGHT INDIC NE GRN | 1 | 1 | 26.6 | Eppendorf | P0380-0172 | https://www.eppendorf.com/SP-en/
P0380-1060 | BRUSH MTR 1/2HP MO | 1 | 1 | 85 | Eppendorf | P0380-1060 | https://www.eppendorf.com/SP-en/
P0380-1070 | BRUSH MTR 1/2HP EA | 1 | 1 | 43.2 | Eppendorf | P0380-1070 | https://www.eppendorf.com/SP-en/
P0380-1160 | BRUSH MOTOR 411683-18A | 1 | 1 | 40 | Eppendorf | P0380-1160 | https://www.eppendorf.com/SP-en/
P0380-1171 | BRUSHES FOR CMC 2600 DC MOTOR | 1 | 1 | 10.8 | Eppendorf | P0380-1171 | https://www.eppendorf.com/SP-en/
P0380-1171 | BRUSHES FOR CMC 2600 DC MOTOR | 1 | 1 | 10.8 | Eppendorf | P0380-1171 | https://www.eppendorf.com/SP-en/
P0380-1189 | SPRING BRUSH RETAINER | 1 | 1 | 18.3 | Eppendorf | P0380-1189 | https://www.eppendorf.com/SP-en/
P0380-3080 | FUSE 2.0A250V FNM | 1 | 1 | 13.8 | Eppendorf | P0380-3080 | https://www.eppendorf.com/SP-en/
P0380-3220 | FUSE 1.5A125V MDL | 1 | 1 | 6 | Eppendorf | P0380-3220 | https://www.eppendorf.com/SP-en/
P0380-3320 | FUSE SLO BLO 1/8A 250V OR LESS | 1 | 1 | 6.4 | Eppendorf | P0380-3320 | https://www.eppendorf.com/SP-en/
P0380-3441 | FUSE 0.100 AMP 250V GDC 5MM | 1 | 1 | 4.6 | Eppendorf | P0380-3441 | https://www.eppendorf.com/SP-en/
P0380-3470 | FUSE .15A250V 3AG | 1 | 1 | 10 | Eppendorf | P0380-3470 | https://www.eppendorf.com/SP-en/
P0380-3530 | FUSE SLO BLO 1 6/10A 250V | 1 | 1 | 7.2 | Eppendorf | P0380-3530 | https://www.eppendorf.com/SP-en/
P0380-5080 | TERMINAL STRIP 8 T | 1 | 1 | 6.4 | Eppendorf | P0380-5080 | https://www.eppendorf.com/SP-en/
P0380-5080 | TERMINAL STRIP 8 T | 1 | 1 | 6.4 | Eppendorf | P0380-5080 | https://www.eppendorf.com/SP-en/
P0380-6572 | HOLDER FUSE .25"X1.25" R/A LOW | 1 | 1 | 13.8 | Eppendorf | P0380-6572 | https://www.eppendorf.com/SP-en/
P0380-8240 | CONTACT MALE PIN 1 POLE 13AMPS | 1 | 1 | 1.8 | Eppendorf | P0380-8240 | https://www.eppendorf.com/SP-en/
P0380-8690 | PLUG 4 PINS 250VAC 12 AMPS | 1 | 1 | 10.8 | Eppendorf | P0380-8690 | https://www.eppendorf.com/SP-en/
P0400-0272 | SWITCH ROTARY THUM | 1 | 1 | 99.7 | Eppendorf | P0400-0272 | https://www.eppendorf.com/SP-en/
P0400-0272 | SWITCH ROTARY THUM | 1 | 1 | 99.7 | Eppendorf | P0400-0272 | https://www.eppendorf.com/SP-en/
P0400-0470 | SWITCH P B 2PST 1L | 1 | 1 | 56.4 | Eppendorf | P0400-0470 | https://www.eppendorf.com/SP-en/
P0400-0479 | BUTTON SQUARE WHITE | 1 | 1 | 5.1 | Eppendorf | P0400-0479 | https://www.eppendorf.com/SP-en/
P0400-0490 | SWITCH PUSHBUTTON SPDT LE | 1 | 1 | 36.5 | Eppendorf | P0400-0490 | https://www.eppendorf.com/SP-en/
P0400-0509 | BUTTON SQRE AMBER NO | 1 | 1 | 1.3 | Eppendorf | P0400-0509 | https://www.eppendorf.com/SP-en/
P0400-0509 | BUTTON SQRE AMBER NO | 1 | 1 | 1.3 | Eppendorf | P0400-0509 | https://www.eppendorf.com/SP-en/
P0400-0510 | SWITCH PUSHBUTTON SPDT LE | 1 | 1 | 37.6 | Eppendorf | P0400-0510 | https://www.eppendorf.com/SP-en/
P0400-0961 | SWITCH ROCKER DPDT ILLUMINATED | 1 | 1 | 40.6 | Eppendorf | P0400-0961 | https://www.eppendorf.com/SP-en/
P0400-2601 | RELAY,DPDT,10A,TWO FORM C | 1 | 1 | 49.3 | Eppendorf | P0400-2601 | https://www.eppendorf.com/SP-en/
P0400-2601 | RELAY,DPDT,10A,TWO FORM C | 1 | 1 | 49.3 | Eppendorf | P0400-2601 | https://www.eppendorf.com/SP-en/
P0400-3060 | RELAY TIME 3-300 SEC. | 1 | 1 | 177.1 | Eppendorf | P0400-3060 | https://www.eppendorf.com/SP-en/
P0400-3060 | RELAY TIME 3-300 SEC. | 1 | 1 | 177.1 | Eppendorf | P0400-3060 | https://www.eppendorf.com/SP-en/
P0400-3181 | RELAY SLD STATE220 | 1 | 1 | 27 | Eppendorf | P0400-3181 | https://www.eppendorf.com/SP-en/
P0400-4360 | CIRCUIT BREAKER 8A 2POLE 277V | 1 | 1 | 163.3 | Eppendorf | P0400-4360 | https://www.eppendorf.com/SP-en/
P0400-4371 | CIRCUIT BREAKER MAGNETIC 2POLE | 1 | 1 | 235.8 | Eppendorf | P0400-4371 | https://www.eppendorf.com/SP-en/
P0400-4579 | CIRCUIT BREAKER | 1 | 1 | 77.6 | Eppendorf | P0400-4579 | https://www.eppendorf.com/SP-en/
P0420-1040 | TRANSFORMER ISOLATION 208/230V | 1 | 1 | 257.6 | Eppendorf | P0420-1040 | https://www.eppendorf.com/SP-en/
P0420-1040 | TRANSFORMER ISOLATION 208/230V | 1 | 1 | 257.6 | Eppendorf | P0420-1040 | https://www.eppendorf.com/SP-en/
P0420-1191 | TRANSFORMER PWR ISLN6.OVA | 1 | 1 | 24.6 | Eppendorf | P0420-1191 | https://www.eppendorf.com/SP-en/
P0420-1961 | ADAPTER, 230V-12VAC | 1 | 1 | 190.9 | Eppendorf | P0420-1961 | https://www.eppendorf.com/SP-en/
P0440-3152 | METER, 0/500 RPM (JEWEL) | 1 | 1 | 262.2 | Eppendorf | P0440-3152 | https://www.eppendorf.com/SP-en/
P0460-0212 | TEMP CONTR. 120/220V 50/60 | 1 | 1 | 464.6 | Eppendorf | P0460-0212 | https://www.eppendorf.com/SP-en/
P0460-0310 | BOARD SENSOR TEMPERATURE | 1 | 1 | 632.5 | Eppendorf | P0460-0310 | https://www.eppendorf.com/SP-en/
P0460-0310 | BOARD SENSOR TEMPERATURE | 1 | 1 | 632.5 | Eppendorf | P0460-0310 | https://www.eppendorf.com/SP-en/
P0460-0382 | ENCODER ASSY. ALUM.HSG. | 1 | 1 | 894.7 | Eppendorf | P0460-0382 | https://www.eppendorf.com/SP-en/
P0460-0780 | SENSOR MAGNETIC PICK-UP | 1 | 1 | 127.7 | Eppendorf | P0460-0780 | https://www.eppendorf.com/SP-en/
P0460-1441 | SUPPLY PWR 5VDC | 1 | 1 | 225.4 | Eppendorf | P0460-1441 | https://www.eppendorf.com/SP-en/
P0460-1441 | SUPPLY PWR 5VDC | 1 | 1 | 225.4 | Eppendorf | P0460-1441 | https://www.eppendorf.com/SP-en/
P0460-2104 | POWER STRIP 12" WITH 6 OUTLET | 1 | 1 | 94.9 | Eppendorf | P0460-2104 | https://www.eppendorf.com/SP-en/
P0460-2201 | MODULE POWER ENTRY CASING ONLY | 1 | 1 | 66.1 | Eppendorf | P0460-2201 | https://www.eppendorf.com/SP-en/
P0460-2260 | POWER SUPPLY SWITCHING 50 WATT | 1 | 1 | 409.4 | Eppendorf | P0460-2260 | https://www.eppendorf.com/SP-en/
P0460-2354 | FILTER, AC, 16 AMP, FN660 | 1 | 1 | 107.6 | Eppendorf | P0460-2354 | https://www.eppendorf.com/SP-en/
P0620-0812 | COMPRESSOR,3.6A,2317 BTU/HR | 1 | 1 | 220.8 | Eppendorf | P0620-0812 | https://www.eppendorf.com/SP-en/
P0620-1340 | HEATER ASY 750W240 | 1 | 1 | 95.9 | Eppendorf | P0620-1340 | https://www.eppendorf.com/SP-en/
P0620-1382 | HEATER 750W 120/240V | 1 | 1 | 70.3 | Eppendorf | P0620-1382 | https://www.eppendorf.com/SP-en/
P0620-1383C3 | HEATER,450W,120/240V,ASSY. | 1 | 1 | 85.9 | Eppendorf | P0620-1383C3 | https://www.eppendorf.com/SP-en/
P0620-1530 | HEATER MICA BAND TWO PIECE | 1 | 1 | 489.9 | Eppendorf | P0620-1530 | https://www.eppendorf.com/SP-en/
P0620-2552 | FAN 5 BLADES SMALL SIZE SQUARE | 1 | 1 | 91.9 | Eppendorf | P0620-2552 | https://www.eppendorf.com/SP-en/
P0640-2520 | PANEL ABS 3.81"H 12"W | 1 | 1 | 13.6 | Eppendorf | P0640-2520 | https://www.eppendorf.com/SP-en/
P0660-0280 | CABLE TIE TOOL | 1 | 1 | 619.9 | Eppendorf | P0660-0280 | https://www.eppendorf.com/SP-en/
P0660-3280 | WRENCH,L-HEX,3/8",STL,BLK OXID | 1 | 1 | 6 | Eppendorf | P0660-3280 | https://www.eppendorf.com/SP-en/
P0700-5020 | BELT V 3M545 | 1 | 1 | 21.4 | Eppendorf | P0700-5020 | https://www.eppendorf.com/SP-en/
P0700-5020 | BELT V 3M545 | 1 | 1 | 21.4 | Eppendorf | P0700-5020 | https://www.eppendorf.com/SP-en/
P0700-5254 | V-BELT 3VX 31.5"OUTSIDE LEN. | 1 | 1 | 34.5 | Eppendorf | P0700-5254 | https://www.eppendorf.com/SP-en/
P0700-7090 | V-BELT,32"PITCH LEN.,4 BANDS | 1 | 1 | 26.9 | Eppendorf | P0700-7090 | https://www.eppendorf.com/SP-en/
P0860-0949 | KIT,PLASTIC POLISHING | 1 | 1 | 113.7 | Eppendorf | P0860-0949 | https://www.eppendorf.com/SP-en/
R-254 | V-BELT TIMING 3/8"W ONE BAND | 1 | 1 | 18.6 | Eppendorf | R-254 | https://www.eppendorf.com/SP-en/
R-330 | V-BELT 3L 29.3"PITCH LEN. | 1 | 1 | 13.8 | Eppendorf | R-330 | https://www.eppendorf.com/SP-en/
R-331 | V-BELT 3L 30.3" PITCH LEN. | 1 | 1 | 16.8 | Eppendorf | R-331 | https://www.eppendorf.com/SP-en/
R-331 | V-BELT 3L 30.3" PITCH LEN. | 1 | 1 | 16.8 | Eppendorf | R-331 | https://www.eppendorf.com/SP-en/
R-340 | V-BELT 3L 39.3"PITCH LEN. | 1 | 1 | 15 | Eppendorf | R-340 | https://www.eppendorf.com/SP-en/
R-344 | V-BELT 3L440 | 1 | 1 | 32.8 | Eppendorf | R-344 | https://www.eppendorf.com/SP-en/
R-344 | V-BELT 3L440 | 1 | 1 | 32.8 | Eppendorf | R-344 | https://www.eppendorf.com/SP-en/
R-457 | V-BELT 4L 56"PITCH LEN. 1/2"W | 1 | 1 | 20.9 | Eppendorf | R-457 | https://www.eppendorf.com/SP-en/
R-462 | BELT V 4L620 | 1 | 1 | 16.9 | Eppendorf | R-462 | https://www.eppendorf.com/SP-en/
R-463 | BELT V 4L630 | 1 | 1 | 23.8 | Eppendorf | R-463 | https://www.eppendorf.com/SP-en/
R-465 | V-BELT 4L 64"PITCH LEN. 1/2"W | 1 | 1 | 20.9 | Eppendorf | R-465 | https://www.eppendorf.com/SP-en/
S1227-3207 | 3/8-16 x 1 1/4 Flat socket black | 1 | 1 | 0.7 | Eppendorf | S1227-3207 | https://www.eppendorf.com/SP-en/
S1227-3207 | 3/8-16 x 1 1/4 Flat socket black | 1 | 1 | 0.7 | Eppendorf | S1227-3207 | https://www.eppendorf.com/SP-en/
S1421-3051 | SCREW SET 1/4-20 X 5/16 SOC STL | 1 | 1 | 2.5 | Eppendorf | S1421-3051 | https://www.eppendorf.com/SP-en/
S1421-3051 | SCREW SET 1/4-20 X 5/16 SOC STL | 1 | 1 | 2.5 | Eppendorf | S1421-3051 | https://www.eppendorf.com/SP-en/
S2116-3051P | SCREW 10-24 X 5/16 (PK OF 25) | 1 | 1 | 15.9 | Eppendorf | S2116-3051P | https://www.eppendorf.com/SP-en/
S2116-3101P | 10-24x5/8 Pkg Screws | 1 | 1 | 154.1 | Eppendorf | S2116-3101P | https://www.eppendorf.com/SP-en/
S2117-2060 | SCREW 10-32 X 3/8"LG SS ALN SOC | 1 | 1 | 0.7 | Eppendorf | S2117-2060 | https://www.eppendorf.com/SP-en/
S2117-2060 | SCREW 10-32 X 3/8"LG SS ALN SOC | 1 | 1 | 0.7 | Eppendorf | S2117-2060 | https://www.eppendorf.com/SP-en/
015-505 | MICROGALAXY CONTROL PCB | 1 | 1 | 656.7 | Eppendorf | 015-505 | https://www.eppendorf.com/SP-en/
015-505 | MICROGALAXY CONTROL PCB | 1 | 1 | 656.7 | Eppendorf | 015-505 | https://www.eppendorf.com/SP-en/
015-507L | MICROGALAXY DOOR ASSEMBLY LH | 1 | 1 | 1305.3 | Eppendorf | 015-507L | https://www.eppendorf.com/SP-en/
015-507L | MICROGALAXY DOOR ASSEMBLY LH | 1 | 1 | 1305.3 | Eppendorf | 015-507L | https://www.eppendorf.com/SP-en/
015-507R | MICROGALAXY DOOR ASSEMBLY RH | 1 | 1 | 1336.3 | Eppendorf | 015-507R | https://www.eppendorf.com/SP-en/
015-507R | MICROGALAXY DOOR ASSEMBLY RH | 1 | 1 | 1336.3 | Eppendorf | 015-507R | https://www.eppendorf.com/SP-en/
015-520 | CONTROL PCB WITH O2 EXPANSION BOARD | 1 | 1 | 871.7 | Eppendorf | 015-520 | https://www.eppendorf.com/SP-en/
015-520 | CONTROL PCB WITH O2 EXPANSION BOARD | 1 | 1 | 871.7 | Eppendorf | 015-520 | https://www.eppendorf.com/SP-en/
015-522 | CO2 VALVE ASSEMBLY - 230V | 1 | 1 | 218.5 | Eppendorf | 015-522 | https://www.eppendorf.com/SP-en/
015-522 | CO2 VALVE ASSEMBLY - 230V | 1 | 1 | 218.5 | Eppendorf | 015-522 | https://www.eppendorf.com/SP-en/
015-524 | N2 VALVE ASSEMBLY - 230V | 1 | 1 | 218.5 | Eppendorf | 015-524 | https://www.eppendorf.com/SP-en/
015-524 | N2 VALVE ASSEMBLY - 230V | 1 | 1 | 218.5 | Eppendorf | 015-524 | https://www.eppendorf.com/SP-en/
015-525 | MICROGALAXY KEYPAD OVERLAY | 1 | 1 | 135.7 | Eppendorf | 015-525 | https://www.eppendorf.com/SP-en/
015-525 | MICROGALAXY KEYPAD OVERLAY | 1 | 1 | 135.7 | Eppendorf | 015-525 | https://www.eppendorf.com/SP-en/
015-526 | INNOVA CO-14 KEYPAD OVERLAY(M1314) | 1 | 1 | 126.5 | Eppendorf | 015-526 | https://www.eppendorf.com/SP-en/
015-526 | INNOVA CO-14 KEYPAD OVERLAY(M1314) | 1 | 1 | 126.5 | Eppendorf | 015-526 | https://www.eppendorf.com/SP-en/
015-702 | CO2 SENSOR WITH EPROM | 1 | 1 | 507.2 | Eppendorf | 015-702 | https://www.eppendorf.com/SP-en/
015-702 | CO2 SENSOR WITH EPROM | 1 | 1 | 507.2 | Eppendorf | 015-702 | https://www.eppendorf.com/SP-en/
015-720RRF | RS232 PORT (RH) | 1 | 1 | 309.4 | Eppendorf | 015-720RRF | https://www.eppendorf.com/SP-en/
015-720RRF | RS232 PORT (RH) | 1 | 1 | 309.4 | Eppendorf | 015-720RRF | https://www.eppendorf.com/SP-en/
015-722RF-CO | INNER GLASS DOOR L/H | 1 | 1 | 331.2 | Eppendorf | 015-722RF-CO | https://www.eppendorf.com/SP-en/
015-722RF-CO | INNER GLASS DOOR L/H | 1 | 1 | 331.2 | Eppendorf | 015-722RF-CO | https://www.eppendorf.com/SP-en/
015-723LRF-CO | BMS RELAY CONTACT ALARM L/H R/F | 1 | 1 | 337 | Eppendorf | 015-723LRF-CO | https://www.eppendorf.com/SP-en/
015-723LRF-CO | BMS RELAY CONTACT ALARM L/H R/F | 1 | 1 | 337 | Eppendorf | 015-723LRF-CO | https://www.eppendorf.com/SP-en/
050-206 | TOP COVER AND MEMBRANE KEYPAD | 1 | 1 | 332.4 | Eppendorf | 050-206 | https://www.eppendorf.com/SP-en/
050-206 | TOP COVER AND MEMBRANE KEYPAD | 1 | 1 | 332.4 | Eppendorf | 050-206 | https://www.eppendorf.com/SP-en/
050-208 | MiniGalaxy Door Assy - LH, Non High Temp | 1 | 1 | 1089.1 | Eppendorf | 050-208 | https://www.eppendorf.com/SP-en/
050-208 | MiniGalaxy Door Assy - LH, Non High Temp | 1 | 1 | 1089.1 | Eppendorf | 050-208 | https://www.eppendorf.com/SP-en/
050-216 | MiniGalaxy A Door Assy High Temp - LH | 1 | 1 | 1566.3 | Eppendorf | 050-216 | https://www.eppendorf.com/SP-en/
050-216 | MiniGalaxy A Door Assy High Temp - LH | 1 | 1 | 1566.3 | Eppendorf | 050-216 | https://www.eppendorf.com/SP-en/
050-219-CO | EPROM, Innova CO-48 (M1300) | 1 | 1 | 74.2 | Eppendorf | 050-219-CO | https://www.eppendorf.com/SP-en/
050-219-CO | EPROM, Innova CO-48 (M1300) | 1 | 1 | 74.2 | Eppendorf | 050-219-CO | https://www.eppendorf.com/SP-en/
050-225 | Mini Galaxy E Keypad Overlay | 1 | 1 | 139.2 | Eppendorf | 050-225 | https://www.eppendorf.com/SP-en/
050-225 | Mini Galaxy E Keypad Overlay | 1 | 1 | 139.2 | Eppendorf | 050-225 | https://www.eppendorf.com/SP-en/
050-226 | Mini Galaxy A Membrane Keypad | 1 | 1 | 166.8 | Eppendorf | 050-226 | https://www.eppendorf.com/SP-en/
050-226 | Mini Galaxy A Membrane Keypad | 1 | 1 | 166.8 | Eppendorf | 050-226 | https://www.eppendorf.com/SP-en/
050-226-CO | CO-48 Membrane Keypad, CO-48 (M1300) | 1 | 1 | 258.8 | Eppendorf | 050-226-CO | https://www.eppendorf.com/SP-en/
050-226-CO | CO-48 Membrane Keypad, CO-48 (M1300) | 1 | 1 | 258.8 | Eppendorf | 050-226-CO | https://www.eppendorf.com/SP-en/
050-228 | EPROM, MiniGalaxy E (050-600) | 1 | 1 | 74.2 | Eppendorf | 050-228 | https://www.eppendorf.com/SP-en/
050-228 | EPROM, MiniGalaxy E (050-600) | 1 | 1 | 74.2 | Eppendorf | 050-228 | https://www.eppendorf.com/SP-en/
050-230 | MiniGalaxy E Control PCB | 1 | 1 | 493.4 | Eppendorf | 050-230 | https://www.eppendorf.com/SP-en/
050-230 | MiniGalaxy E Control PCB | 1 | 1 | 493.4 | Eppendorf | 050-230 | https://www.eppendorf.com/SP-en/
050-231 | MiniGalaxy A Control PCB -Non High Temp | 1 | 1 | 928.1 | Eppendorf | 050-231 | https://www.eppendorf.com/SP-en/
050-231 | MiniGalaxy A Control PCB -Non High Temp | 1 | 1 | 928.1 | Eppendorf | 050-231 | https://www.eppendorf.com/SP-en/
050-231HT | MINI GALAXY A CONTROL PCB FOR HIGH TEMP | 1 | 1 | 864.8 | Eppendorf | 050-231HT | https://www.eppendorf.com/SP-en/
050-231HT | MINI GALAXY A CONTROL PCB FOR HIGH TEMP | 1 | 1 | 864.8 | Eppendorf | 050-231HT | https://www.eppendorf.com/SP-en/
050-231HT-CO | CO-48 CONTROL PCB FOR HIGH TEMP | 1 | 1 | 1000.5 | Eppendorf | 050-231HT-CO | https://www.eppendorf.com/SP-en/
050-231HT-CO | CO-48 CONTROL PCB FOR HIGH TEMP | 1 | 1 | 1000.5 | Eppendorf | 050-231HT-CO | https://www.eppendorf.com/SP-en/
050-241 | MiniGalaxy Door Assy - RH, Non High Temp | 1 | 1 | 1303 | Eppendorf | 050-241 | https://www.eppendorf.com/SP-en/
050-241 | MiniGalaxy Door Assy - RH, Non High Temp | 1 | 1 | 1303 | Eppendorf | 050-241 | https://www.eppendorf.com/SP-en/
050-242 | MiniGalaxy A, Door Assy High Temp - RH | 1 | 1 | 1566.3 | Eppendorf | 050-242 | https://www.eppendorf.com/SP-en/
050-242 | MiniGalaxy A, Door Assy High Temp - RH | 1 | 1 | 1566.3 | Eppendorf | 050-242 | https://www.eppendorf.com/SP-en/
050-244 | MiniGalaxy High Temp Viewing Door Assy | 1 | 1 | 552 | Eppendorf | 050-244 | https://www.eppendorf.com/SP-en/
050-244 | MiniGalaxy High Temp Viewing Door Assy | 1 | 1 | 552 | Eppendorf | 050-244 | https://www.eppendorf.com/SP-en/
050-805 | CO2 Valve Assembly - 24V DC | 1 | 1 | 218.5 | Eppendorf | 050-805 | https://www.eppendorf.com/SP-en/
050-805 | CO2 Valve Assembly - 24V DC | 1 | 1 | 218.5 | Eppendorf | 050-805 | https://www.eppendorf.com/SP-en/
050-807 | CO2 Valve Assembly - 230V | 1 | 1 | 218.5 | Eppendorf | 050-807 | https://www.eppendorf.com/SP-en/
050-807 | CO2 Valve Assembly - 230V | 1 | 1 | 218.5 | Eppendorf | 050-807 | https://www.eppendorf.com/SP-en/
050-808 | N2 Valve Assembly - 24V DC | 1 | 1 | 218.5 | Eppendorf | 050-808 | https://www.eppendorf.com/SP-en/
050-808 | N2 Valve Assembly - 24V DC | 1 | 1 | 218.5 | Eppendorf | 050-808 | https://www.eppendorf.com/SP-en/
050-809 | RH Measurement Sensor,Capacitive (Non-HT | 1 | 1 | 331.2 | Eppendorf | 050-809 | https://www.eppendorf.com/SP-en/
050-809 | RH Measurement Sensor,Capacitive (Non-HT | 1 | 1 | 331.2 | Eppendorf | 050-809 | https://www.eppendorf.com/SP-en/
170-020RPRF | RS232 Port Retrofit Kit | 1 | 1 | 185.2 | Eppendorf | 170-020RPRF | https://www.eppendorf.com/SP-en/
170-020RPRF | RS232 Port Retrofit Kit | 1 | 1 | 185.2 | Eppendorf | 170-020RPRF | https://www.eppendorf.com/SP-en/
170-022PRF | 4 Inner Door Option (RH) | 1 | 1 | 847.6 | Eppendorf | 170-022PRF | https://www.eppendorf.com/SP-en/
170-022PRF | 4 Inner Door Option (RH) | 1 | 1 | 847.6 | Eppendorf | 170-022PRF | https://www.eppendorf.com/SP-en/
170-023RF | BMS Relay Contact Alarm | 1 | 1 | 176 | Eppendorf | 170-023RF | https://www.eppendorf.com/SP-en/
170-023RF | BMS Relay Contact Alarm | 1 | 1 | 176 | Eppendorf | 170-023RF | https://www.eppendorf.com/SP-en/
170-025PRF | 8 Inner Glass Door System | 1 | 1 | 1706.6 | Eppendorf | 170-025PRF | https://www.eppendorf.com/SP-en/
170-025PRF | 8 Inner Glass Door System | 1 | 1 | 1706.6 | Eppendorf | 170-025PRF | https://www.eppendorf.com/SP-en/
170-035PR | Single Inner Glass Door System (RH) | 1 | 1 | 472.7 | Eppendorf | 170-035PR | https://www.eppendorf.com/SP-en/
170-035PR | Single Inner Glass Door System (RH) | 1 | 1 | 472.7 | Eppendorf | 170-035PR | https://www.eppendorf.com/SP-en/
170-132 | T' PIECE, CO2 SUPPLY LINE PK3 | 1 | 1 | 147.2 | Eppendorf | 170-132 | https://www.eppendorf.com/SP-en/
170-132 | T' PIECE, CO2 SUPPLY LINE PK3 | 1 | 1 | 147.2 | Eppendorf | 170-132 | https://www.eppendorf.com/SP-en/
170-145P | Additional Copper Shelf (Perforated) | 1 | 1 | 391 | Eppendorf | 170-145P | https://www.eppendorf.com/SP-en/
170-145P | Additional Copper Shelf (Perforated) | 1 | 1 | 391 | Eppendorf | 170-145P | https://www.eppendorf.com/SP-en/
170-220-COP | RS232 Port Retrofit Kit, Excella CO-170 | 1 | 1 | 185.2 | Eppendorf | 170-220-COP | https://www.eppendorf.com/SP-en/
170-220-COP | RS232 Port Retrofit Kit, Excella CO-170 | 1 | 1 | 185.2 | Eppendorf | 170-220-COP | https://www.eppendorf.com/SP-en/
170-220RP | R232 Port Retrofit Kit | 1 | 1 | 185.2 | Eppendorf | 170-220RP | https://www.eppendorf.com/SP-en/
170-220RP | R232 Port Retrofit Kit | 1 | 1 | 185.2 | Eppendorf | 170-220RP | https://www.eppendorf.com/SP-en/
170-447 | 3 Door Frame Thumbscrew,Galaxy (170-001) | 1 | 1 | 93.5 | Eppendorf | 170-447 | https://www.eppendorf.com/SP-en/
170-447 | 3 Door Frame Thumbscrew,Galaxy (170-001) | 1 | 1 | 93.5 | Eppendorf | 170-447 | https://www.eppendorf.com/SP-en/
170-726 | O2 Control PCB | 1 | 1 | 332.4 | Eppendorf | 170-726 | https://www.eppendorf.com/SP-en/
170-726 | O2 Control PCB | 1 | 1 | 332.4 | Eppendorf | 170-726 | https://www.eppendorf.com/SP-en/
170-732 | 3 DOOR SCREW LOCK | 1 | 1 | 150.7 | Eppendorf | 170-732 | https://www.eppendorf.com/SP-en/
170-732 | 3 DOOR SCREW LOCK | 1 | 1 | 150.7 | Eppendorf | 170-732 | https://www.eppendorf.com/SP-en/
170-739 | V RING SEAL AND SHAFT ADAPTOR | 1 | 1 | 130 | Eppendorf | 170-739 | https://www.eppendorf.com/SP-en/
170-739 | V RING SEAL AND SHAFT ADAPTOR | 1 | 1 | 130 | Eppendorf | 170-739 | https://www.eppendorf.com/SP-en/
170-764 | GLASS DOOR HANDLE (SELF ADHESIVE) | 1 | 1 | 109.7 | Eppendorf | 170-764 | https://www.eppendorf.com/SP-en/
170-764 | GLASS DOOR HANDLE (SELF ADHESIVE) | 1 | 1 | 109.7 | Eppendorf | 170-764 | https://www.eppendorf.com/SP-en/
170-786P | HARNESS DISPLAY TO CONTROL PCB | 1 | 1 | 227.7 | Eppendorf | 170-786P | https://www.eppendorf.com/SP-en/
170-786P | HARNESS DISPLAY TO CONTROL PCB | 1 | 1 | 227.7 | Eppendorf | 170-786P | https://www.eppendorf.com/SP-en/
170-812P | GALAXY R PLUS CONTORL PCB FOR NON HT | 1 | 1 | 820 | Eppendorf | 170-812P | https://www.eppendorf.com/SP-en/
170-812P | GALAXY R PLUS CONTORL PCB FOR NON HT | 1 | 1 | 820 | Eppendorf | 170-812P | https://www.eppendorf.com/SP-en/
170-814P | Galaxy R PLUS Control PCB for all High T | 1 | 1 | 956.8 | Eppendorf | 170-814P | https://www.eppendorf.com/SP-en/
170-814P | Galaxy R PLUS Control PCB for all High T | 1 | 1 | 956.8 | Eppendorf | 170-814P | https://www.eppendorf.com/SP-en/
170-816P | Galaxy S PLUS KEYPAD OVERLAY | 1 | 1 | 134.6 | Eppendorf | 170-816P | https://www.eppendorf.com/SP-en/
170-816P | Galaxy S PLUS KEYPAD OVERLAY | 1 | 1 | 134.6 | Eppendorf | 170-816P | https://www.eppendorf.com/SP-en/
170-816P-CO | EXCELLA ECO-170 KEYPAD OVERLAY | 1 | 1 | 131.1 | Eppendorf | 170-816P-CO | https://www.eppendorf.com/SP-en/
170-816P-CO | EXCELLA ECO-170 KEYPAD OVERLAY | 1 | 1 | 131.1 | Eppendorf | 170-816P-CO | https://www.eppendorf.com/SP-en/
170-817P-WK | Galaxy S Plus Control PCB w/ keypad | 1 | 1 | 533.6 | Eppendorf | 170-817P-WK | https://www.eppendorf.com/SP-en/
170-817P-WK | Galaxy S Plus Control PCB w/ keypad | 1 | 1 | 533.6 | Eppendorf | 170-817P-WK | https://www.eppendorf.com/SP-en/
170-819P-CO | Excella ECO-170 Control PCB, Hi Temp | 1 | 1 | 408.3 | Eppendorf | 170-819P-CO | https://www.eppendorf.com/SP-en/
170-819P-CO | Excella ECO-170 Control PCB, Hi Temp | 1 | 1 | 408.3 | Eppendorf | 170-819P-CO | https://www.eppendorf.com/SP-en/
170-819P-CO-WK | EXCELLA ECO-170 CONT.PCB HT W/KEYPAD | 1 | 1 | 438.2 | Eppendorf | 170-819P-CO-WK | https://www.eppendorf.com/SP-en/
170-819P-CO-WK | EXCELLA ECO-170 CONT.PCB HT W/KEYPAD | 1 | 1 | 438.2 | Eppendorf | 170-819P-CO-WK | https://www.eppendorf.com/SP-en/
170-819P-WK | Galaxy S Plus Control PCB, Hi Temp | 1 | 1 | 484.2 | Eppendorf | 170-819P-WK | https://www.eppendorf.com/SP-en/
170-819P-WK | Galaxy S Plus Control PCB, Hi Temp | 1 | 1 | 484.2 | Eppendorf | 170-819P-WK | https://www.eppendorf.com/SP-en/
170-821P | Galaxy B Plus Keypad Overlay | 1 | 1 | 155.3 | Eppendorf | 170-821P | https://www.eppendorf.com/SP-en/
170-821P | Galaxy B Plus Keypad Overlay | 1 | 1 | 155.3 | Eppendorf | 170-821P | https://www.eppendorf.com/SP-en/
170-822P-WK | Galaxy B Plus Control PCB w/ keypad ovly | 1 | 1 | 435.9 | Eppendorf | 170-822P-WK | https://www.eppendorf.com/SP-en/
170-822P-WK | Galaxy B Plus Control PCB w/ keypad ovly | 1 | 1 | 435.9 | Eppendorf | 170-822P-WK | https://www.eppendorf.com/SP-en/
170-824P | Replacement Glass Door Handle Assy | 1 | 1 | 140.3 | Eppendorf | 170-824P | https://www.eppendorf.com/SP-en/
170-824P | Replacement Glass Door Handle Assy | 1 | 1 | 140.3 | Eppendorf | 170-824P | https://www.eppendorf.com/SP-en/
170-827P | EPROM, Galaxy R+ | 1 | 1 | 80.2 | Eppendorf | 170-827P | https://www.eppendorf.com/SP-en/
170-827P | EPROM, Galaxy R+ | 1 | 1 | 80.2 | Eppendorf | 170-827P | https://www.eppendorf.com/SP-en/
170-840P | Galaxy B Plus Outer Door Assy (RH) | 1 | 1 | 1912.5 | Eppendorf | 170-840P | https://www.eppendorf.com/SP-en/
170-840P | Galaxy B Plus Outer Door Assy (RH) | 1 | 1 | 1912.5 | Eppendorf | 170-840P | https://www.eppendorf.com/SP-en/
170-843P | Chamber Seal Repair Kit,Sngl Inner Door | 1 | 1 | 133.4 | Eppendorf | 170-843P | https://www.eppendorf.com/SP-en/
170-843P | Chamber Seal Repair Kit,Sngl Inner Door | 1 | 1 | 133.4 | Eppendorf | 170-843P | https://www.eppendorf.com/SP-en/
170-844P | Chamber Seal Repair Kit,4 Inner Door, RH | 1 | 1 | 170.2 | Eppendorf | 170-844P | https://www.eppendorf.com/SP-en/
170-844P | Chamber Seal Repair Kit,4 Inner Door, RH | 1 | 1 | 170.2 | Eppendorf | 170-844P | https://www.eppendorf.com/SP-en/
170-845P | Chamber Seal Repair Kit,8 Inner Door,RH | 1 | 1 | 200.1 | Eppendorf | 170-845P | https://www.eppendorf.com/SP-en/
170-845P | Chamber Seal Repair Kit,8 Inner Door,RH | 1 | 1 | 200.1 | Eppendorf | 170-845P | https://www.eppendorf.com/SP-en/
170-863P | Door Magnet Kit | 1 | 1 | 104.1 | Eppendorf | 170-863P | https://www.eppendorf.com/SP-en/
170-863P | Door Magnet Kit | 1 | 1 | 104.1 | Eppendorf | 170-863P | https://www.eppendorf.com/SP-en/
170-865P | O2 Option Rear Cover Plug | 1 | 1 | 287.5 | Eppendorf | 170-865P | https://www.eppendorf.com/SP-en/
170-865P | O2 Option Rear Cover Plug | 1 | 1 | 287.5 | Eppendorf | 170-865P | https://www.eppendorf.com/SP-en/
170-902 | Back Light for Hitachi LCD Display, 12Pk | 1 | 1 | 1949.3 | Eppendorf | 170-902 | https://www.eppendorf.com/SP-en/
170-902 | Back Light for Hitachi LCD Display, 12Pk | 1 | 1 | 1949.3 | Eppendorf | 170-902 | https://www.eppendorf.com/SP-en/
170-912 | EPROM, Innova CO-170 (M1306) | 1 | 1 | 86.6 | Eppendorf | 170-912 | https://www.eppendorf.com/SP-en/
170-912 | EPROM, Innova CO-170 (M1306) | 1 | 1 | 86.6 | Eppendorf | 170-912 | https://www.eppendorf.com/SP-en/
170-928 | Excella ECO170 Outer Door Non-HT 220/240 | 1 | 1 | 2418.5 | Eppendorf | 170-928 | https://www.eppendorf.com/SP-en/
170-928 | Excella ECO170 Outer Door Non-HT 220/240 | 1 | 1 | 2418.5 | Eppendorf | 170-928 | https://www.eppendorf.com/SP-en/
170-945 | Humidity Tray Water Level Sensor | 1 | 1 | 488.8 | Eppendorf | 170-945 | https://www.eppendorf.com/SP-en/
170-945 | Humidity Tray Water Level Sensor | 1 | 1 | 488.8 | Eppendorf | 170-945 | https://www.eppendorf.com/SP-en/
170-947 | CHAMBER ELEMENT SENSOR (THERMISTOR) | 1 | 1 | 111.7 | Eppendorf | 170-947 | https://www.eppendorf.com/SP-en/
170-947 | CHAMBER ELEMENT SENSOR (THERMISTOR) | 1 | 1 | 111.7 | Eppendorf | 170-947 | https://www.eppendorf.com/SP-en/
170-948 | CHAMBER ELEMENT SENSOR (THERMISTOR) | 1 | 1 | 111.7 | Eppendorf | 170-948 | https://www.eppendorf.com/SP-en/
170-948 | CHAMBER ELEMENT SENSOR (THERMISTOR) | 1 | 1 | 111.7 | Eppendorf | 170-948 | https://www.eppendorf.com/SP-en/
170-957RF | Access Port Kit 25mm | 1 | 1 | 74.2 | Eppendorf | 170-957RF | https://www.eppendorf.com/SP-en/
170-957RF | Access Port Kit 25mm | 1 | 1 | 74.2 | Eppendorf | 170-957RF | https://www.eppendorf.com/SP-en/
6705851016 | Multi-position shelf rack for 48 R | 1 | 1 | 426.7 | Eppendorf | 6705851016 | https://www.eppendorf.com/SP-en/
6705851180 | Display harness | 1 | 1 | 182.9 | Eppendorf | 6705851180 | https://www.eppendorf.com/SP-en/
6705851202 | 48R Control PCB high temperature Gen 2 | 1 | 1 | 1268.5 | Eppendorf | 6705851202 | https://www.eppendorf.com/SP-en/
6705851253 | Mains PCB 48R Gen2 | 1 | 1 | 401.4 | Eppendorf | 6705851253 | https://www.eppendorf.com/SP-en/
6705851300 | 48R door assembly | 1 | 1 | 2308.1 | Eppendorf | 6705851300 | https://www.eppendorf.com/SP-en/
6705851407 | 48R Chamber Temp. Sensor | 1 | 1 | 126.5 | Eppendorf | 6705851407 | https://www.eppendorf.com/SP-en/
6705851423 | Temperature Sensor Chamber /Gen2 | 1 | 1 | 130 | Eppendorf | 6705851423 | https://www.eppendorf.com/SP-en/
6705851440 | Cover 48R Gen 2 | 1 | 1 | 347.3 | Eppendorf | 6705851440 | https://www.eppendorf.com/SP-en/
6705852004 | CO2 Gassystem 24V 48R Gen 2 | 1 | 1 | 205.9 | Eppendorf | 6705852004 | https://www.eppendorf.com/SP-en/
6705852101 | N2 Gassystem 24V 48R Gen 2 | 1 | 1 | 195.5 | Eppendorf | 6705852101 | https://www.eppendorf.com/SP-en/
6705852209 | O2 Sensor Cable 48 Gen 2 | 1 | 1 | 74.2 | Eppendorf | 6705852209 | https://www.eppendorf.com/SP-en/
6705852250 | 48R Control PCB non high temperat. Gen2 | 1 | 1 | 1268.5 | Eppendorf | 6705852250 | https://www.eppendorf.com/SP-en/
6705852330 | Magnets for Service (s) | 1 | 1 | 49.8 | Eppendorf | 6705852330 | https://www.eppendorf.com/SP-en/
6705852403 | Packing Set 48R + S | 1 | 1 | 310.5 | Eppendorf | 6705852403 | https://www.eppendorf.com/SP-en/
6705853000 | Fuse 3,5A S154, (SMD) Gen 2 | 1 | 1 | 40 | Eppendorf | 6705853000 | https://www.eppendorf.com/SP-en/
6705853051 | Door switch 48R Gen 2 | 1 | 1 | 83.5 | Eppendorf | 6705853051 | https://www.eppendorf.com/SP-en/
6705853108 | O2 Sensor Access Plug/Bezel | 1 | 1 | 164.5 | Eppendorf | 6705853108 | https://www.eppendorf.com/SP-en/
6705853159 | Fuse 2A S154 (SMD) Gen 2 | 1 | 1 | 54.9 | Eppendorf | 6705853159 | https://www.eppendorf.com/SP-en/
6705853205 | Fuse 2A Series 213 slow | 1 | 1 | 50.1 | Eppendorf | 6705853205 | https://www.eppendorf.com/SP-en/
6705853256 | Fuse 1A Series 213 slow | 1 | 1 | 50.5 | Eppendorf | 6705853256 | https://www.eppendorf.com/SP-en/
6705853302 | 48R Membrane Keypad, post 2011 | 1 | 1 | 242.7 | Eppendorf | 6705853302 | https://www.eppendorf.com/SP-en/
6710070235 | Safety fastening kit for Galaxy 170 R/S | 1 | 1 | 67.5 | Eppendorf | 6710070235 | https://www.eppendorf.com/SP-en/
6710851008 | Fuse 8A 5x20 F8A H250V | 1 | 1 | 53.5 | Eppendorf | 6710851008 | https://www.eppendorf.com/SP-en/
6710851300 | Clear Label (pk of 10) (s) | 1 | 1 | 17.8 | Eppendorf | 6710851300 | https://www.eppendorf.com/SP-en/
6710851440 | Two pin connector - WAGO (pk of 5) | 5 | 1 | 133.4 | Eppendorf | 6710851440 | https://www.eppendorf.com/SP-en/
6710852004 | Fuse 100mA 250V 5x20 | 1 | 1 | 49.7 | Eppendorf | 6710852004 | https://www.eppendorf.com/SP-en/
6710852128 | 170R Chamber Temperature Sensor | 1 | 1 | 109.9 | Eppendorf | 6710852128 | https://www.eppendorf.com/SP-en/
6710852225 | 170S Chamber Temperature Sensor | 1 | 1 | 109.3 | Eppendorf | 6710852225 | https://www.eppendorf.com/SP-en/
6710852306 | Thermistor Repair Kit | 1 | 1 | 139.2 | Eppendorf | 6710852306 | https://www.eppendorf.com/SP-en/
6710852403 | Packing Set 170 | 1 | 1 | 361.1 | Eppendorf | 6710852403 | https://www.eppendorf.com/SP-en/
6710852500 | RH Sensor (s) | 1 | 1 | 537.1 | Eppendorf | 6710852500 | https://www.eppendorf.com/SP-en/
6710853000 | Mains switch Input Assembly | 1 | 1 | 159.9 | Eppendorf | 6710853000 | https://www.eppendorf.com/SP-en/
6710853051 | Auto Zero Pump | 1 | 1 | 219.7 | Eppendorf | 6710853051 | https://www.eppendorf.com/SP-en/
6710854007 | PCBA Equipment Tray | 1 | 1 | 373.8 | Eppendorf | 6710854007 | https://www.eppendorf.com/SP-en/
6710854104 | PCBA Equipment Tray | 1 | 1 | 178.3 | Eppendorf | 6710854104 | https://www.eppendorf.com/SP-en/
6710855003 | AZ pump assembly 170S (s) | 1 | 1 | 233.5 | Eppendorf | 6710855003 | https://www.eppendorf.com/SP-en/
6710855259 | 170S Control PCB for non high temp | 1 | 1 | 683.1 | Eppendorf | 6710855259 | https://www.eppendorf.com/SP-en/
6710855305 | 170S Control PCB for high temp | 1 | 1 | 683.1 | Eppendorf | 6710855305 | https://www.eppendorf.com/SP-en/
6710856000 | Transformer ass. 170S 230V (s) | 1 | 1 | 138 | Eppendorf | 6710856000 | https://www.eppendorf.com/SP-en/
6710856107 | Gas system 230V 170S Gen 2 (s) | 1 | 1 | 246.1 | Eppendorf | 6710856107 | https://www.eppendorf.com/SP-en/
6710856220 | Top Hinge Bracket | 1 | 1 | 109.9 | Eppendorf | 6710856220 | https://www.eppendorf.com/SP-en/
6710856301 | O2sensor filterhold+2filt.48R Gen2+170R | 1 | 1 | 91.3 | Eppendorf | 6710856301 | https://www.eppendorf.com/SP-en/
6710856360 | O2 Sensor Cable 170 | 1 | 1 | 111.4 | Eppendorf | 6710856360 | https://www.eppendorf.com/SP-en/
6710857006 | Solenoid Valve 1/8'' 230V (s) | 1 | 1 | 165.6 | Eppendorf | 6710857006 | https://www.eppendorf.com/SP-en/
6710858002 | Relay Opto22 10 (s) | 1 | 1 | 173.7 | Eppendorf | 6710858002 | https://www.eppendorf.com/SP-en/
6710859106 | Copper Shelf 2 piece | 2 | 1 | 1611.2 | Eppendorf | 6710859106 | https://www.eppendorf.com/SP-en/
6710860007 | Fuse 10A | 1 | 1 | 76.2 | Eppendorf | 6710860007 | https://www.eppendorf.com/SP-en/
6710861003 | Fuse 200mA 250V 5x20 | 1 | 1 | 48.2 | Eppendorf | 6710861003 | https://www.eppendorf.com/SP-en/
6710862204 | Inline Pressure Regulator Gen 2 | 1 | 1 | 189.8 | Eppendorf | 6710862204 | https://www.eppendorf.com/SP-en/
6710863308 | Bottom Hinge Bracket | 1 | 1 | 127.7 | Eppendorf | 6710863308 | https://www.eppendorf.com/SP-en/
6710864207 | small parts kit for CO170S E-Box | 1 | 1 | 116.2 | Eppendorf | 6710864207 | https://www.eppendorf.com/SP-en/
6710864304 | spare parts of E-Box 170R | 1 | 1 | 105.5 | Eppendorf | 6710864304 | https://www.eppendorf.com/SP-en/
6710865009 | LCD Display with Inverter | 1 | 1 | 570.4 | Eppendorf | 6710865009 | https://www.eppendorf.com/SP-en/
6710865106 | Display 170R + 48R Gen 2 | 1 | 1 | 450.8 | Eppendorf | 6710865106 | https://www.eppendorf.com/SP-en/
6710867001 | CO2 sensor with flying leads | 1 | 1 | 588.8 | Eppendorf | 6710867001 | https://www.eppendorf.com/SP-en/
6710869004 | Accessory Kit Galaxy Incubator | 1 | 1 | 161 | Eppendorf | 6710869004 | https://www.eppendorf.com/SP-en/
6710869101 | CO2 Gas system 24V 170R Gen 2 (s) | 1 | 1 | 293.3 | Eppendorf | 6710869101 | https://www.eppendorf.com/SP-en/
6710869209 | N2 Gassytem 24V 170R Gen 2 | 1 | 1 | 277.2 | Eppendorf | 6710869209 | https://www.eppendorf.com/SP-en/
6710869403 | Chamber Gas Connector Gen 2 | 1 | 1 | 81.5 | Eppendorf | 6710869403 | https://www.eppendorf.com/SP-en/
6710869470 | Nonreturn valve Gen 2 (s) | 1 | 1 | 110.9 | Eppendorf | 6710869470 | https://www.eppendorf.com/SP-en/
6710871009 | Mains cord US C19 2,5m, CO2 | 1 | 1 | 96.1 | Eppendorf | 6710871009 | https://www.eppendorf.com/SP-en/
6710873052 | Mains cord EU C19 2,5m, CO2 | 1 | 1 | 60.1 | Eppendorf | 6710873052 | https://www.eppendorf.com/SP-en/
6710876000 | Mains-PCB 170R Gen2 | 1 | 1 | 379.5 | Eppendorf | 6710876000 | https://www.eppendorf.com/SP-en/
6710876108 | 170R Control PCB non high tempe. Gen 2 | 1 | 1 | 1069.5 | Eppendorf | 6710876108 | https://www.eppendorf.com/SP-en/
6710876205 | 170R Control PCB high temperature Gen 2 | 1 | 1 | 1069.5 | Eppendorf | 6710876205 | https://www.eppendorf.com/SP-en/
6710877007 | Outer Door 170S 230V Gen2 | 1 | 1 | 2566.8 | Eppendorf | 6710877007 | https://www.eppendorf.com/SP-en/
6710877201 | Outer Door 170R 230V Gen2 | 1 | 1 | 2551.9 | Eppendorf | 6710877201 | https://www.eppendorf.com/SP-en/
6710878003 | Water-Level-Sensor | 1 | 1 | 514.1 | Eppendorf | 6710878003 | https://www.eppendorf.com/SP-en/
6710880008 | Cable heater resistor /170S | 1 | 1 | 114.8 | Eppendorf | 6710880008 | https://www.eppendorf.com/SP-en/
6710881004 | Cable heater resistor /170R | 1 | 1 | 73.1 | Eppendorf | 6710881004 | https://www.eppendorf.com/SP-en/
6720851006 | S41i Platform Screws - set of four | 4 | 1 | 39.9 | Eppendorf | 6720851006 | https://www.eppendorf.com/SP-en/
6720851401 | Packing-set S41i | 1 | 1 | 431.3 | Eppendorf | 6720851401 | https://www.eppendorf.com/SP-en/
6720853203 | Touch Screen Support Bracket | 1 | 1 | 154.1 | Eppendorf | 6720853203 | https://www.eppendorf.com/SP-en/
6720853440 | Circuit Breaker Harness /Gen2 | 1 | 1 | 96.3 | Eppendorf | 6720853440 | https://www.eppendorf.com/SP-en/
6720854005 | AC Input Power Supply Harness /Gen 2 | 1 | 1 | 76.7 | Eppendorf | 6720854005 | https://www.eppendorf.com/SP-en/
6720854102 | AC mains input module /Gen2 | 1 | 1 | 67.9 | Eppendorf | 6720854102 | https://www.eppendorf.com/SP-en/
6720854200 | Mains distributor 230V /Gen2 | 1 | 1 | 369.2 | Eppendorf | 6720854200 | https://www.eppendorf.com/SP-en/
6720854226 | Mains distributor 120V /Gen2 | 1 | 1 | 109.3 | Eppendorf | 6720854226 | https://www.eppendorf.com/SP-en/
6720854307 | Universal I/O Controller-board | 1 | 1 | 981 | Eppendorf | 6720854307 | https://www.eppendorf.com/SP-en/
6720855044 | power supply 24V /Gen2 | 1 | 1 | 78.1 | Eppendorf | 6720855044 | https://www.eppendorf.com/SP-en/
6720855079 | power supply 30V /Gen2 | 1 | 1 | 159.9 | Eppendorf | 6720855079 | https://www.eppendorf.com/SP-en/
6720855150 | Temperature Sensor Topshelf /Gen1 | 1 | 1 | 130 | Eppendorf | 6720855150 | https://www.eppendorf.com/SP-en/
6720855206 | Chamber Temperature Sensor /Gen2 | 1 | 1 | 136.9 | Eppendorf | 6720855206 | https://www.eppendorf.com/SP-en/
6720855303 | CO2 Valve Harness /Gen2 | 1 | 1 | 87.1 | Eppendorf | 6720855303 | https://www.eppendorf.com/SP-en/
6720855400 | Mains Heater Harness /Gen 2 | 1 | 1 | 83.5 | Eppendorf | 6720855400 | https://www.eppendorf.com/SP-en/
6720856008 | CO2 sensor harness /Gen2 | 1 | 1 | 139.2 | Eppendorf | 6720856008 | https://www.eppendorf.com/SP-en/
6720856202 | Ethernet Harness /Gen2 | 1 | 1 | 87.6 | Eppendorf | 6720856202 | https://www.eppendorf.com/SP-en/
6720856407 | Extension Door Switch Harness /Gen2 | 1 | 1 | 78.1 | Eppendorf | 6720856407 | https://www.eppendorf.com/SP-en/
6720857004 | Switch Cable Harness /Gen2 | 1 | 1 | 171.4 | Eppendorf | 6720857004 | https://www.eppendorf.com/SP-en/
6720857101 | Outer Door Assy with Harness /Gen2 | 1 | 1 | 5744.3 | Eppendorf | 6720857101 | https://www.eppendorf.com/SP-en/
6720857209 | 24VDC cabel /Gen2 | 1 | 1 | 85.3 | Eppendorf | 6720857209 | https://www.eppendorf.com/SP-en/
6720857276 | Mains-Filter /Gen1 | 1 | 1 | 162.2 | Eppendorf | 6720857276 | https://www.eppendorf.com/SP-en/
6720857306 | Motor Power Harness /Gen2 | 1 | 1 | 84 | Eppendorf | 6720857306 | https://www.eppendorf.com/SP-en/
6720857403 | Motor Control Harness /Gen2 | 1 | 1 | 131.1 | Eppendorf | 6720857403 | https://www.eppendorf.com/SP-en/
6720858043 | Temperature Sensor Platform /Gen1 | 1 | 1 | 162.2 | Eppendorf | 6720858043 | https://www.eppendorf.com/SP-en/
6720858108 | Fuse 8AT 5x20 230V /Gen2 | 1 | 1 | 22.4 | Eppendorf | 6720858108 | https://www.eppendorf.com/SP-en/
6720858400 | CO2 Solenoid Valve /Gen2 | 1 | 1 | 76.8 | Eppendorf | 6720858400 | https://www.eppendorf.com/SP-en/
6731070034 | Blind plug for access port | 1 | 1 | 44.2 | Eppendorf | 6731070034 | https://www.eppendorf.com/SP-en/
6731850013 | Non-segmented inner door C170/C170i | 1 | 1 | 655.5 | Eppendorf | 6731850013 | https://www.eppendorf.com/SP-en/
6731850021 | Outer door 120 V | 1 | 1 | 2463.3 | Eppendorf | 6731850021 | https://www.eppendorf.com/SP-en/
6731850030 | Outer door 230 V | 1 | 1 | 2463.3 | Eppendorf | 6731850030 | https://www.eppendorf.com/SP-en/
6731850048 | Door sensor | 1 | 1 | 79.1 | Eppendorf | 6731850048 | https://www.eppendorf.com/SP-en/
6731850056 | Door seg. f. door w. 4 seg. C170/C170i | 1 | 1 | 287.5 | Eppendorf | 6731850056 | https://www.eppendorf.com/SP-en/
6731850064 | Door seg. f. door w. 8 seg. C170/C170i | 1 | 1 | 282.9 | Eppendorf | 6731850064 | https://www.eppendorf.com/SP-en/
6731850072 | Inner door hinge | 1 | 1 | 161 | Eppendorf | 6731850072 | https://www.eppendorf.com/SP-en/
6731850080 | Door segment hinge | 1 | 1 | 132.3 | Eppendorf | 6731850080 | https://www.eppendorf.com/SP-en/
6731850099 | Outer door hinge, 2 pc. | 2 | 1 | 251.9 | Eppendorf | 6731850099 | https://www.eppendorf.com/SP-en/
6731850102 | Outer door seal | 1 | 1 | 330.1 | Eppendorf | 6731850102 | https://www.eppendorf.com/SP-en/
6731850110 | Inner door seal | 1 | 1 | 69.1 | Eppendorf | 6731850110 | https://www.eppendorf.com/SP-en/
6731850129 | Door segm. seal in. door w. 4 door segm. | 1 | 1 | 37.6 | Eppendorf | 6731850129 | https://www.eppendorf.com/SP-en/
6731850137 | Door segm. seal in. door w. 8 door segm. | 1 | 1 | 51.6 | Eppendorf | 6731850137 | https://www.eppendorf.com/SP-en/
6731850145 | Chamber seal | 1 | 1 | 63.7 | Eppendorf | 6731850145 | https://www.eppendorf.com/SP-en/
6731850153 | Display frame C170i | 1 | 1 | 224.3 | Eppendorf | 6731850153 | https://www.eppendorf.com/SP-en/
6731850161 | PCB Adapt. Advanced Interfac. mod. C170i | 1 | 1 | 91.4 | Eppendorf | 6731850161 | https://www.eppendorf.com/SP-en/
6731850170 | Mount. kit Advanced Interfac. mod. C170i | 1 | 1 | 37.4 | Eppendorf | 6731850170 | https://www.eppendorf.com/SP-en/
6731850188 | PCB Contr. w. fuse a. mains input mod. | 1 | 1 | 987.9 | Eppendorf | 6731850188 | https://www.eppendorf.com/SP-en/
6731850196 | Switched-mode power supply | 1 | 1 | 111.3 | Eppendorf | 6731850196 | https://www.eppendorf.com/SP-en/
6731850200 | Mains/power switch | 1 | 1 | 60.8 | Eppendorf | 6731850200 | https://www.eppendorf.com/SP-en/
6731850218 | Mains/power fuse 120 V | 1 | 1 | 17.8 | Eppendorf | 6731850218 | https://www.eppendorf.com/SP-en/
6731850226 | Mains/power fuse 230 V | 1 | 1 | 17.8 | Eppendorf | 6731850226 | https://www.eppendorf.com/SP-en/
6731850234 | Heat sink 230 V | 1 | 1 | 251.9 | Eppendorf | 6731850234 | https://www.eppendorf.com/SP-en/
6731850242 | Heat sink 120 V | 1 | 1 | 305.9 | Eppendorf | 6731850242 | https://www.eppendorf.com/SP-en/
6731850250 | Temperature sensor | 1 | 1 | 58.4 | Eppendorf | 6731850250 | https://www.eppendorf.com/SP-en/
6731850269 | CO2 sensor unit | 1 | 1 | 856.8 | Eppendorf | 6731850269 | https://www.eppendorf.com/SP-en/
6731850277 | Valve unit | 1 | 1 | 318.6 | Eppendorf | 6731850277 | https://www.eppendorf.com/SP-en/
6731850285 | Fan | 1 | 1 | 82.8 | Eppendorf | 6731850285 | https://www.eppendorf.com/SP-en/
6731850293 | Leveling foot, 4 pc. | 4 | 1 | 123.1 | Eppendorf | 6731850293 | https://www.eppendorf.com/SP-en/
6731850307 | Sample port | 1 | 1 | 47.8 | Eppendorf | 6731850307 | https://www.eppendorf.com/SP-en/
6731850323 | O2 sensor unit | 1 | 1 | 953.4 | Eppendorf | 6731850323 | https://www.eppendorf.com/SP-en/
6731850331 | Insulating plug | 1 | 1 | 61.1 | Eppendorf | 6731850331 | https://www.eppendorf.com/SP-en/
6731850340 | Cover cap for USB port C170i | 1 | 1 | 43.1 | Eppendorf | 6731850340 | https://www.eppendorf.com/SP-en/
6731850374 | Graphite foil | 1 | 1 | 38.5 | Eppendorf | 6731850374 | https://www.eppendorf.com/SP-en/
6731850382 | Water level sensor C170i | 1 | 1 | 418.6 | Eppendorf | 6731850382 | https://www.eppendorf.com/SP-en/
6731850404 | Inner door w. 4 door segments C170/C170i | 1 | 1 | 1968.8 | Eppendorf | 6731850404 | https://www.eppendorf.com/SP-en/
6731850412 | Inner door w. 8 door segments C170/C170i | 1 | 1 | 2810.6 | Eppendorf | 6731850412 | https://www.eppendorf.com/SP-en/
6731850420 | Packing incubator C170/C170i | 1 | 1 | 240.4 | Eppendorf | 6731850420 | https://www.eppendorf.com/SP-en/
6731850439 | Humidity sensor C170i | 1 | 1 | 557.8 | Eppendorf | 6731850439 | https://www.eppendorf.com/SP-en/
6731850463 | O2 modification kit C170i | 1 | 1 | 1818.2 | Eppendorf | 6731850463 | https://www.eppendorf.com/SP-en/
6731850471 | Magnetic closure for outer door | 1 | 1 | 112.2 | Eppendorf | 6731850471 | https://www.eppendorf.com/SP-en/
6731850480 | Handle holder for outer door | 1 | 1 | 156.4 | Eppendorf | 6731850480 | https://www.eppendorf.com/SP-en/
6731850498 | Inner door latch C170/C170i | 1 | 1 | 192.1 | Eppendorf | 6731850498 | https://www.eppendorf.com/SP-en/
6731850501 | Door segment handle | 1 | 1 | 114.4 | Eppendorf | 6731850501 | https://www.eppendorf.com/SP-en/
6731850510 | Cable holder | 1 | 1 | 20.1 | Eppendorf | 6731850510 | https://www.eppendorf.com/SP-en/
6731850528 | Cable set for control panel C170i | 1 | 1 | 69 | Eppendorf | 6731850528 | https://www.eppendorf.com/SP-en/
6731850536 | Cover cap kit C170/C170i | 1 | 1 | 39.7 | Eppendorf | 6731850536 | https://www.eppendorf.com/SP-en/
6731850544 | Set screw for stacking stand, 8 pc. | 8 | 1 | 18.4 | Eppendorf | 6731850544 | https://www.eppendorf.com/SP-en/
6731850552 | Outer door adjustment kit C170, C170i | 1 | 1 | 22.4 | Eppendorf | 6731850552 | https://www.eppendorf.com/SP-en/
6731850560 | Temperature sensor holder | 1 | 1 | 143.2 | Eppendorf | 6731850560 | https://www.eppendorf.com/SP-en/
6731850587 | Modification kit as of 0.1 % O2 C170i | 1 | 1 | 187.5 | Eppendorf | 6731850587 | https://www.eppendorf.com/SP-en/
6731850595 | Humidity sensor modification kit C170i | 1 | 1 | 702.7 | Eppendorf | 6731850595 | https://www.eppendorf.com/SP-en/
6734850022 | Display frame C170 | 1 | 1 | 211.6 | Eppendorf | 6734850022 | https://www.eppendorf.com/SP-en/
6734850030 | Display C170 | 1 | 1 | 112.7 | Eppendorf | 6734850030 | https://www.eppendorf.com/SP-en/
6734850049 | PCB Display C170 | 1 | 1 | 228.9 | Eppendorf | 6734850049 | https://www.eppendorf.com/SP-en/
6734850057 | Ribbon cable C170 | 1 | 1 | 43.1 | Eppendorf | 6734850057 | https://www.eppendorf.com/SP-en/
6734850065 | USB port cover C170 | 1 | 1 | 30.5 | Eppendorf | 6734850065 | https://www.eppendorf.com/SP-en/
P0160-5250 | Caster, Swivel, 2"Wheel Dia | 1 | 1 | 7.8 | Eppendorf | P0160-5250 | https://www.eppendorf.com/SP-en/
P0160-5940 | Leveling Foot, 1/2-13 SS | 1 | 1 | 37.5 | Eppendorf | P0160-5940 | https://www.eppendorf.com/SP-en/
P0620-2538 | FAN,COOLING,CCW,4.69"SQ | 1 | 1 | 94.9 | Eppendorf | P0620-2538 | https://www.eppendorf.com/SP-en/
P0628-0865 | Spare Door Assy S+, HT, RH, 230V | 1 | 1 | 1369.7 | Eppendorf | P0628-0865 | https://www.eppendorf.com/SP-en/
P0628-0865 | Spare Door Assy S+, HT, RH, 230V | 1 | 1 | 1369.7 | Eppendorf | P0628-0865 | https://www.eppendorf.com/SP-en/
P0628-0867 | Spare Door Assy S+, RH, 230V | 1 | 1 | 1351.3 | Eppendorf | P0628-0867 | https://www.eppendorf.com/SP-en/
P0628-0867 | Spare Door Assy S+, RH, 230V | 1 | 1 | 1351.3 | Eppendorf | P0628-0867 | https://www.eppendorf.com/SP-en/
P0628-2560 | Power Supply Module 24V/30V | 1 | 1 | 254.2 | Eppendorf | P0628-2560 | https://www.eppendorf.com/SP-en/
P0628-2560 | Power Supply Module 24V/30V | 1 | 1 | 254.2 | Eppendorf | P0628-2560 | https://www.eppendorf.com/SP-en/
P0628-2610 | Packing Set, S41i | 1 | 1 | 655.5 | Eppendorf | P0628-2610 | https://www.eppendorf.com/SP-en/
P0628-2610 | Packing Set, S41i | 1 | 1 | 655.5 | Eppendorf | P0628-2610 | https://www.eppendorf.com/SP-en/
P0628-4980 | Peltier Module Power Supply | 1 | 1 | 814.2 | Eppendorf | P0628-4980 | https://www.eppendorf.com/SP-en/
P0628-5051 | SPARE O2 GAS ANALYSER TUBE (10 PACK) | 1 | 1 | 278.3 | Eppendorf | P0628-5051 | https://www.eppendorf.com/SP-en/
P0628-5051 | SPARE O2 GAS ANALYSER TUBE (10 PACK) | 1 | 1 | 278.3 | Eppendorf | P0628-5051 | https://www.eppendorf.com/SP-en/
P0628-5101 | 4 POSIT SELF RACK GLXY170S,B/S+& EXCELLA | 1 | 1 | 393.3 | Eppendorf | P0628-5101 | https://www.eppendorf.com/SP-en/
P0628-5710 | Sensor cover (5 pieces) | 5 | 1 | 88.7 | Eppendorf | P0628-5710 | https://www.eppendorf.com/SP-en/
P0628-5750 | FUSE,POWER SUPPLY,CO170 | 1 | 1 | 76.9 | Eppendorf | P0628-5750 | https://www.eppendorf.com/SP-en/
P0628-5750 | FUSE,POWER SUPPLY,CO170 | 1 | 1 | 76.9 | Eppendorf | P0628-5750 | https://www.eppendorf.com/SP-en/
P0628-5751 | Mains Inlet Fuse 5A type FH (pk 5), Misc | 1 | 1 | 79.7 | Eppendorf | P0628-5751 | https://www.eppendorf.com/SP-en/
P0628-5751 | Mains Inlet Fuse 5A type FH (pk 5), Misc | 1 | 1 | 79.7 | Eppendorf | P0628-5751 | https://www.eppendorf.com/SP-en/
P0628-5760 | CO2 Inlet Tubing and Clips, 3m | 1 | 1 | 105.3 | Eppendorf | P0628-5760 | https://www.eppendorf.com/SP-en/
P0628-5779 | LON SCREWS FOR DISPLAY, GALAXY 170 | 1 | 1 | 62.8 | Eppendorf | P0628-5779 | https://www.eppendorf.com/SP-en/
P0628-5779 | LON SCREWS FOR DISPLAY, GALAXY 170 | 1 | 1 | 62.8 | Eppendorf | P0628-5779 | https://www.eppendorf.com/SP-en/
P0628-5780 | HOLDER,FILER,O2,CO48/170 | 1 | 1 | 187.5 | Eppendorf | P0628-5780 | https://www.eppendorf.com/SP-en/
P0628-5790 | MOX-1 O2 Sensor for CO2 Incubator | 1 | 1 | 247.3 | Eppendorf | P0628-5790 | https://www.eppendorf.com/SP-en/
P0628-5800 | EPROM,CO48 | 1 | 1 | 86.6 | Eppendorf | P0628-5800 | https://www.eppendorf.com/SP-en/
P0628-5800 | EPROM,CO48 | 1 | 1 | 86.6 | Eppendorf | P0628-5800 | https://www.eppendorf.com/SP-en/
P0628-5810 | BOARD,MAIN CONTROL,CO48 | 1 | 1 | 998.2 | Eppendorf | P0628-5810 | https://www.eppendorf.com/SP-en/
P0628-5810 | BOARD,MAIN CONTROL,CO48 | 1 | 1 | 998.2 | Eppendorf | P0628-5810 | https://www.eppendorf.com/SP-en/
P0628-5830 | Glass Door Magnet and Strike Plate | 1 | 1 | 125.4 | Eppendorf | P0628-5830 | https://www.eppendorf.com/SP-en/
P0628-5830 | Glass Door Magnet and Strike Plate | 1 | 1 | 125.4 | Eppendorf | P0628-5830 | https://www.eppendorf.com/SP-en/
P0628-5831 | Door Magnet Plus Series Facia | 1 | 1 | 141.5 | Eppendorf | P0628-5831 | https://www.eppendorf.com/SP-en/
P0628-5831 | Door Magnet Plus Series Facia | 1 | 1 | 141.5 | Eppendorf | P0628-5831 | https://www.eppendorf.com/SP-en/
P0628-5860 | FUSE,POWER SUPPLY,CO150,PK/5 | 1 | 1 | 79.9 | Eppendorf | P0628-5860 | https://www.eppendorf.com/SP-en/
P0628-5860 | FUSE,POWER SUPPLY,CO150,PK/5 | 1 | 1 | 79.9 | Eppendorf | P0628-5860 | https://www.eppendorf.com/SP-en/
P0628-5870 | VALVE ASSY,CO2,CO170,24VDC | 1 | 1 | 163.3 | Eppendorf | P0628-5870 | https://www.eppendorf.com/SP-en/
P0628-5870 | VALVE ASSY,CO2,CO170,24VDC | 1 | 1 | 163.3 | Eppendorf | P0628-5870 | https://www.eppendorf.com/SP-en/
P0628-5900 | POROUS CO2 COVER (5-PACK) | 1 | 1 | 124.2 | Eppendorf | P0628-5900 | https://www.eppendorf.com/SP-en/
P0628-5910 | VALVE ASSY,O2/N2,CO48/170 | 1 | 1 | 282.9 | Eppendorf | P0628-5910 | https://www.eppendorf.com/SP-en/
P0628-5910 | VALVE ASSY,O2/N2,CO48/170 | 1 | 1 | 282.9 | Eppendorf | P0628-5910 | https://www.eppendorf.com/SP-en/
P0628-5920 | FILTERS,SENSOR,CO48/170,PK/5 | 1 | 1 | 103.8 | Eppendorf | P0628-5920 | https://www.eppendorf.com/SP-en/
P0628-5921 | Spare Hydrophobic Filters (pk 10), All | 1 | 1 | 130 | Eppendorf | P0628-5921 | https://www.eppendorf.com/SP-en/
P0628-5922 | Spare Hydrophobic Filters (pk 100), All | 1 | 1 | 462.3 | Eppendorf | P0628-5922 | https://www.eppendorf.com/SP-en/
P0628-5930 | INVERTER WITH TERMINAL BLOCK, ALL | 1 | 1 | 134.6 | Eppendorf | P0628-5930 | https://www.eppendorf.com/SP-en/
P0628-5930 | INVERTER WITH TERMINAL BLOCK, ALL | 1 | 1 | 134.6 | Eppendorf | P0628-5930 | https://www.eppendorf.com/SP-en/
P0628-5950 | DOOR ASSY,OUTER,CO48,HIGH TEMP | 1 | 1 | 1787.1 | Eppendorf | P0628-5950 | https://www.eppendorf.com/SP-en/
P0628-5950 | DOOR ASSY,OUTER,CO48,HIGH TEMP | 1 | 1 | 1787.1 | Eppendorf | P0628-5950 | https://www.eppendorf.com/SP-en/
P0628-5960 | CO-150 230v Transformer Assembly | 1 | 1 | 265.7 | Eppendorf | P0628-5960 | https://www.eppendorf.com/SP-en/
P0628-5960 | CO-150 230v Transformer Assembly | 1 | 1 | 265.7 | Eppendorf | P0628-5960 | https://www.eppendorf.com/SP-en/
P0628-6020 | CO-170 Transformer Assembly 230V | 1 | 1 | 70.7 | Eppendorf | P0628-6020 | https://www.eppendorf.com/SP-en/
P0628-6020 | CO-170 Transformer Assembly 230V | 1 | 1 | 70.7 | Eppendorf | P0628-6020 | https://www.eppendorf.com/SP-en/
P0628-6030 | PUMP,AIR,AUTOZERO,CO48/170 | 1 | 1 | 208.2 | Eppendorf | P0628-6030 | https://www.eppendorf.com/SP-en/
P0628-6030 | PUMP,AIR,AUTOZERO,CO48/170 | 1 | 1 | 208.2 | Eppendorf | P0628-6030 | https://www.eppendorf.com/SP-en/
P0628-6040 | BOARD,CONTROL,O2,CO48/170 | 1 | 1 | 453.1 | Eppendorf | P0628-6040 | https://www.eppendorf.com/SP-en/
P0628-6040 | BOARD,CONTROL,O2,CO48/170 | 1 | 1 | 453.1 | Eppendorf | P0628-6040 | https://www.eppendorf.com/SP-en/
P0628-6050 | O2 Sensor Removal Tool | 1 | 1 | 81.1 | Eppendorf | P0628-6050 | https://www.eppendorf.com/SP-en/
P0628-6060 | CO2 valve Assembly, 24VDC | 1 | 1 | 85.7 | Eppendorf | P0628-6060 | https://www.eppendorf.com/SP-en/
P0628-6062 | CO2 VALVE ASSY-115V, GALAXY 48S & MINI E | 1 | 1 | 166.8 | Eppendorf | P0628-6062 | https://www.eppendorf.com/SP-en/
P0628-6062 | CO2 VALVE ASSY-115V, GALAXY 48S & MINI E | 1 | 1 | 166.8 | Eppendorf | P0628-6062 | https://www.eppendorf.com/SP-en/
P0628-6063 | CO2 VALVE ASSY-230V, GALAXY 48S & MINI E | 1 | 1 | 172.5 | Eppendorf | P0628-6063 | https://www.eppendorf.com/SP-en/
P0628-6063 | CO2 VALVE ASSY-230V, GALAXY 48S & MINI E | 1 | 1 | 172.5 | Eppendorf | P0628-6063 | https://www.eppendorf.com/SP-en/
P0628-6070 | CO48 Inner Door Seal | 1 | 1 | 149.5 | Eppendorf | P0628-6070 | https://www.eppendorf.com/SP-en/
P0628-6070 | CO48 Inner Door Seal | 1 | 1 | 149.5 | Eppendorf | P0628-6070 | https://www.eppendorf.com/SP-en/
P0628-6071 | Chamber Seal Repair Kit, Galaxy 170 | 1 | 1 | 135.7 | Eppendorf | P0628-6071 | https://www.eppendorf.com/SP-en/
P0628-6080 | CO-48 DOOR ASSEMBLY | 1 | 1 | 1230.5 | Eppendorf | P0628-6080 | https://www.eppendorf.com/SP-en/
P0628-6080 | CO-48 DOOR ASSEMBLY | 1 | 1 | 1230.5 | Eppendorf | P0628-6080 | https://www.eppendorf.com/SP-en/
P0628-6090 | Glass Door Bush/Clip (pk of 5) | 1 | 1 | 117.3 | Eppendorf | P0628-6090 | https://www.eppendorf.com/SP-en/
P0628-6090 | Glass Door Bush/Clip (pk of 5) | 1 | 1 | 117.3 | Eppendorf | P0628-6090 | https://www.eppendorf.com/SP-en/
P0628-6100 | CO2 Valve Assembly 230 V | 1 | 1 | 197.8 | Eppendorf | P0628-6100 | https://www.eppendorf.com/SP-en/
P0628-6100 | CO2 Valve Assembly 230 V | 1 | 1 | 197.8 | Eppendorf | P0628-6100 | https://www.eppendorf.com/SP-en/
P0628-6160 | CASTERS, INNOVA CO-170 AND EXCELLA CO-17 | 1 | 1 | 95.2 | Eppendorf | P0628-6160 | https://www.eppendorf.com/SP-en/
P0628-6160 | CASTERS, INNOVA CO-170 AND EXCELLA CO-17 | 1 | 1 | 95.2 | Eppendorf | P0628-6160 | https://www.eppendorf.com/SP-en/
P0628-6211 | Inner Glass Door (Rt),Galaxy 14 & Micro | 1 | 1 | 483 | Eppendorf | P0628-6211 | https://www.eppendorf.com/SP-en/
P0628-6211 | Inner Glass Door (Rt),Galaxy 14 & Micro | 1 | 1 | 483 | Eppendorf | P0628-6211 | https://www.eppendorf.com/SP-en/
P0628-6221 | Hinge Bracket, Galaxy 170 Plus | 1 | 1 | 76.2 | Eppendorf | P0628-6221 | https://www.eppendorf.com/SP-en/
P0628-6221 | Hinge Bracket, Galaxy 170 Plus | 1 | 1 | 76.2 | Eppendorf | P0628-6221 | https://www.eppendorf.com/SP-en/
P0628-6301 | BMS Rly Cntct Alrm, Retro-fit (Right) | 1 | 1 | 366.9 | Eppendorf | P0628-6301 | https://www.eppendorf.com/SP-en/
P0628-6301 | BMS Rly Cntct Alrm, Retro-fit (Right) | 1 | 1 | 366.9 | Eppendorf | P0628-6301 | https://www.eppendorf.com/SP-en/
P0628-6320 | RS232 PORT, INNOVA CO-14 | 1 | 1 | 282.9 | Eppendorf | P0628-6320 | https://www.eppendorf.com/SP-en/
P0628-6320 | RS232 PORT, INNOVA CO-14 | 1 | 1 | 282.9 | Eppendorf | P0628-6320 | https://www.eppendorf.com/SP-en/
P0628-6360 | CO-14 Inner Door Seal | 1 | 1 | 124.2 | Eppendorf | P0628-6360 | https://www.eppendorf.com/SP-en/
P0628-6360 | CO-14 Inner Door Seal | 1 | 1 | 124.2 | Eppendorf | P0628-6360 | https://www.eppendorf.com/SP-en/
P0628-6370 | EPROM,CO-14 CO2 | 1 | 1 | 86.6 | Eppendorf | P0628-6370 | https://www.eppendorf.com/SP-en/
P0628-6370 | EPROM,CO-14 CO2 | 1 | 1 | 86.6 | Eppendorf | P0628-6370 | https://www.eppendorf.com/SP-en/
P0628-6380 | Innova CO-14 Control PCB - New | 1 | 1 | 656.7 | Eppendorf | P0628-6380 | https://www.eppendorf.com/SP-en/
P0628-6380 | Innova CO-14 Control PCB - New | 1 | 1 | 656.7 | Eppendorf | P0628-6380 | https://www.eppendorf.com/SP-en/
P0628-6400 | Single Inner Door C0170(LH) | 1 | 1 | 365.7 | Eppendorf | P0628-6400 | https://www.eppendorf.com/SP-en/
P0628-6400 | Single Inner Door C0170(LH) | 1 | 1 | 365.7 | Eppendorf | P0628-6400 | https://www.eppendorf.com/SP-en/
P0628-6430 | Door Switch , Galaxy R, S, B, CO170, CO1 | 1 | 1 | 121.9 | Eppendorf | P0628-6430 | https://www.eppendorf.com/SP-en/
P0628-6431 | Door Switch, Proximity Sensor M8 w Conn | 1 | 1 | 115 | Eppendorf | P0628-6431 | https://www.eppendorf.com/SP-en/
P0628-6520 | Innova CO-170 (M1306) Control PCB for HT | 1 | 1 | 893.6 | Eppendorf | P0628-6520 | https://www.eppendorf.com/SP-en/
P0628-6520 | Innova CO-170 (M1306) Control PCB for HT | 1 | 1 | 893.6 | Eppendorf | P0628-6520 | https://www.eppendorf.com/SP-en/
P0628-6550 | CO-14 CO2 Valve Assembly -115V | 1 | 1 | 194.4 | Eppendorf | P0628-6550 | https://www.eppendorf.com/SP-en/
P0628-6550 | CO-14 CO2 Valve Assembly -115V | 1 | 1 | 194.4 | Eppendorf | P0628-6550 | https://www.eppendorf.com/SP-en/
P0628-6551 | CO-14 CO2 Valve Assembly 230V | 1 | 1 | 187.5 | Eppendorf | P0628-6551 | https://www.eppendorf.com/SP-en/
P0628-6551 | CO-14 CO2 Valve Assembly 230V | 1 | 1 | 187.5 | Eppendorf | P0628-6551 | https://www.eppendorf.com/SP-en/
P0628-6560 | Innova CO-14 Silicone Outer Door Seal | 1 | 1 | 135.7 | Eppendorf | P0628-6560 | https://www.eppendorf.com/SP-en/
P0628-6560 | Innova CO-14 Silicone Outer Door Seal | 1 | 1 | 135.7 | Eppendorf | P0628-6560 | https://www.eppendorf.com/SP-en/
P0628-6561 | Outer Door Seal | 1 | 1 | 345 | Eppendorf | P0628-6561 | https://www.eppendorf.com/SP-en/
P0628-6562 | Boot Seal with Clamp Ring (Pack of 4) | 1 | 1 | 576.2 | Eppendorf | P0628-6562 | https://www.eppendorf.com/SP-en/
P0628-6562 | Boot Seal with Clamp Ring (Pack of 4) | 1 | 1 | 576.2 | Eppendorf | P0628-6562 | https://www.eppendorf.com/SP-en/
P0628-6580 | CO-14 Transformer Assembly - 115V | 1 | 1 | 284.1 | Eppendorf | P0628-6580 | https://www.eppendorf.com/SP-en/
P0628-6580 | CO-14 Transformer Assembly - 115V | 1 | 1 | 284.1 | Eppendorf | P0628-6580 | https://www.eppendorf.com/SP-en/
P0628-6581 | CO-14 Transformer Assembly - 230V | 1 | 1 | 287.5 | Eppendorf | P0628-6581 | https://www.eppendorf.com/SP-en/
P0628-6581 | CO-14 Transformer Assembly - 230V | 1 | 1 | 287.5 | Eppendorf | P0628-6581 | https://www.eppendorf.com/SP-en/
P0628-6583 | Transf Assy-230V,Galaxy 170S,B+,S+,Excel | 1 | 1 | 256.5 | Eppendorf | P0628-6583 | https://www.eppendorf.com/SP-en/
P0628-6590 | CO-14 N2 Valve Assembly 230V | 1 | 1 | 254.2 | Eppendorf | P0628-6590 | https://www.eppendorf.com/SP-en/
P0628-6590 | CO-14 N2 Valve Assembly 230V | 1 | 1 | 254.2 | Eppendorf | P0628-6590 | https://www.eppendorf.com/SP-en/
P0628-6591 | CO-14 N2 Valve Assembly 115V | 1 | 1 | 254.2 | Eppendorf | P0628-6591 | https://www.eppendorf.com/SP-en/
P0628-6591 | CO-14 N2 Valve Assembly 115V | 1 | 1 | 254.2 | Eppendorf | P0628-6591 | https://www.eppendorf.com/SP-en/
P0628-6592 | N2 VLVE ASSY,24VDC,GLXY170R,RPLUS,CO-170 | 1 | 1 | 85.7 | Eppendorf | P0628-6592 | https://www.eppendorf.com/SP-en/
P0628-6592 | N2 VLVE ASSY,24VDC,GLXY170R,RPLUS,CO-170 | 1 | 1 | 85.7 | Eppendorf | P0628-6592 | https://www.eppendorf.com/SP-en/
P0628-6610 | Silicone Suction Pads (pk of 15) | 1 | 1 | 94 | Eppendorf | P0628-6610 | https://www.eppendorf.com/SP-en/
P0628-6610 | Silicone Suction Pads (pk of 15) | 1 | 1 | 94 | Eppendorf | P0628-6610 | https://www.eppendorf.com/SP-en/
P0628-6621 | Touch Screen Support Bracket | 1 | 1 | 119.6 | Eppendorf | P0628-6621 | https://www.eppendorf.com/SP-en/
P0628-6621 | Touch Screen Support Bracket | 1 | 1 | 119.6 | Eppendorf | P0628-6621 | https://www.eppendorf.com/SP-en/
P0628-6660 | Power PCB | 1 | 1 | 253 | Eppendorf | P0628-6660 | https://www.eppendorf.com/SP-en/
P0628-6661 | POWER PCB, GALAXY 170R,R+,IN CO-170 | 1 | 1 | 253 | Eppendorf | P0628-6661 | https://www.eppendorf.com/SP-en/
P0628-6670 | Toroidal Transformer | 1 | 1 | 339.3 | Eppendorf | P0628-6670 | https://www.eppendorf.com/SP-en/
P0628-6670 | Toroidal Transformer | 1 | 1 | 339.3 | Eppendorf | P0628-6670 | https://www.eppendorf.com/SP-en/
P0628-6680 | CO-48 CO2 Restrictor & Distribution Asse | 1 | 1 | 116.2 | Eppendorf | P0628-6680 | https://www.eppendorf.com/SP-en/
P0628-6680 | CO-48 CO2 Restrictor & Distribution Asse | 1 | 1 | 116.2 | Eppendorf | P0628-6680 | https://www.eppendorf.com/SP-en/
P0628-6681 | CO2 RSTRCTOR&DIST ASSY,GXY 14,MICRO,CO14 | 1 | 1 | 116.2 | Eppendorf | P0628-6681 | https://www.eppendorf.com/SP-en/
P0628-6681 | CO2 RSTRCTOR&DIST ASSY,GXY 14,MICRO,CO14 | 1 | 1 | 116.2 | Eppendorf | P0628-6681 | https://www.eppendorf.com/SP-en/
P0628-6690 | CO2 PRESSURE SWITCH | 1 | 1 | 107.4 | Eppendorf | P0628-6690 | https://www.eppendorf.com/SP-en/
P0628-6691 | CO2 PRESSURE SWITCH,GALAXY 48,MINI,CO-48 | 1 | 1 | 107.4 | Eppendorf | P0628-6691 | https://www.eppendorf.com/SP-en/
P0628-6691 | CO2 PRESSURE SWITCH,GALAXY 48,MINI,CO-48 | 1 | 1 | 107.4 | Eppendorf | P0628-6691 | https://www.eppendorf.com/SP-en/
P0628-6700 | RS232 Port Retrofit Kit, MiniA, CO48, GL | 1 | 1 | 224.3 | Eppendorf | P0628-6700 | https://www.eppendorf.com/SP-en/
P0628-6700 | RS232 Port Retrofit Kit, MiniA, CO48, GL | 1 | 1 | 224.3 | Eppendorf | P0628-6700 | https://www.eppendorf.com/SP-en/
P0628-6710 | BMS Rly Cntct Alrm, Retro-fit | 1 | 1 | 164.5 | Eppendorf | P0628-6710 | https://www.eppendorf.com/SP-en/
P0628-6710 | BMS Rly Cntct Alrm, Retro-fit | 1 | 1 | 164.5 | Eppendorf | P0628-6710 | https://www.eppendorf.com/SP-en/
P0628-6712 | BMS Rly Cntct Alrm, Retro-fit | 1 | 1 | 164.5 | Eppendorf | P0628-6712 | https://www.eppendorf.com/SP-en/
P0628-6712 | BMS Rly Cntct Alrm, Retro-fit | 1 | 1 | 164.5 | Eppendorf | P0628-6712 | https://www.eppendorf.com/SP-en/
P0628-6740 | Split Inner Door (Left Opening), MiniGal | 1 | 1 | 703.8 | Eppendorf | P0628-6740 | https://www.eppendorf.com/SP-en/
P0628-6740 | Split Inner Door (Left Opening), MiniGal | 1 | 1 | 703.8 | Eppendorf | P0628-6740 | https://www.eppendorf.com/SP-en/
P0628-6741 | Split Inner Door (Rt), Galaxy 48, Mini | 1 | 1 | 703.8 | Eppendorf | P0628-6741 | https://www.eppendorf.com/SP-en/
P0628-6741 | Split Inner Door (Rt), Galaxy 48, Mini | 1 | 1 | 703.8 | Eppendorf | P0628-6741 | https://www.eppendorf.com/SP-en/
P0628-6753 | Replacement Door, CO170, HT, 230V | 1 | 1 | 1443.3 | Eppendorf | P0628-6753 | https://www.eppendorf.com/SP-en/
P0628-6753 | Replacement Door, CO170, HT, 230V | 1 | 1 | 1443.3 | Eppendorf | P0628-6753 | https://www.eppendorf.com/SP-en/
P0628-6756 | Replace Door, CO170, 230V, STD T | 1 | 1 | 1450.2 | Eppendorf | P0628-6756 | https://www.eppendorf.com/SP-en/
P0628-6756 | Replace Door, CO170, 230V, STD T | 1 | 1 | 1450.2 | Eppendorf | P0628-6756 | https://www.eppendorf.com/SP-en/
P0628-6922 | Keypad Overlay, Microgalaxy | 1 | 1 | 169.1 | Eppendorf | P0628-6922 | https://www.eppendorf.com/SP-en/
P0628-6922 | Keypad Overlay, Microgalaxy | 1 | 1 | 169.1 | Eppendorf | P0628-6922 | https://www.eppendorf.com/SP-en/
P0628-6931 | Excella ECO-170 CO2 Valve - 230V | 1 | 1 | 172.5 | Eppendorf | P0628-6931 | https://www.eppendorf.com/SP-en/
P0628-6931 | Excella ECO-170 CO2 Valve - 230V | 1 | 1 | 172.5 | Eppendorf | P0628-6931 | https://www.eppendorf.com/SP-en/
P0628-6950 | Shelf Rack Silicone Spacers (set of 12) | 1 | 1 | 90.5 | Eppendorf | P0628-6950 | https://www.eppendorf.com/SP-en/
P0628-6950 | Shelf Rack Silicone Spacers (set of 12) | 1 | 1 | 90.5 | Eppendorf | P0628-6950 | https://www.eppendorf.com/SP-en/
P0628-6960 | Shelf Rack Silicone Feet (set of 6) | 1 | 1 | 86.8 | Eppendorf | P0628-6960 | https://www.eppendorf.com/SP-en/
P0628-6960 | Shelf Rack Silicone Feet (set of 6) | 1 | 1 | 86.8 | Eppendorf | P0628-6960 | https://www.eppendorf.com/SP-en/
P0628-6970 | Inlet Fuse 10A type FH (pk of 5) | 1 | 1 | 77.1 | Eppendorf | P0628-6970 | https://www.eppendorf.com/SP-en/
P0628-6970 | Inlet Fuse 10A type FH (pk of 5) | 1 | 1 | 77.1 | Eppendorf | P0628-6970 | https://www.eppendorf.com/SP-en/
P0628-6980 | Chamber Seal Repair Kit - 8 Inner Door | 1 | 1 | 202.4 | Eppendorf | P0628-6980 | https://www.eppendorf.com/SP-en/
P0628-6980 | Chamber Seal Repair Kit - 8 Inner Door | 1 | 1 | 202.4 | Eppendorf | P0628-6980 | https://www.eppendorf.com/SP-en/
P0628-6981 | Chamber Seal Repair Kit - 4 Inner Door | 1 | 1 | 200.1 | Eppendorf | P0628-6981 | https://www.eppendorf.com/SP-en/
P0628-6981 | Chamber Seal Repair Kit - 4 Inner Door | 1 | 1 | 200.1 | Eppendorf | P0628-6981 | https://www.eppendorf.com/SP-en/
P0628-6982 | Chamber Seal Repair Kit - Single Inner D | 1 | 1 | 157.6 | Eppendorf | P0628-6982 | https://www.eppendorf.com/SP-en/
P0628-6982 | Chamber Seal Repair Kit - Single Inner D | 1 | 1 | 157.6 | Eppendorf | P0628-6982 | https://www.eppendorf.com/SP-en/
P0628-6983 | Chamber Seal Repair Kit - No Inner Door | 1 | 1 | 157.6 | Eppendorf | P0628-6983 | https://www.eppendorf.com/SP-en/
P0628-6983 | Chamber Seal Repair Kit - No Inner Door | 1 | 1 | 157.6 | Eppendorf | P0628-6983 | https://www.eppendorf.com/SP-en/
P0628-7000 | Innova CO-170 (M1306) Extension PCB | 1 | 1 | 240.4 | Eppendorf | P0628-7000 | https://www.eppendorf.com/SP-en/
P0628-7000 | Innova CO-170 (M1306) Extension PCB | 1 | 1 | 240.4 | Eppendorf | P0628-7000 | https://www.eppendorf.com/SP-en/
P0628-7030 | Innova CO-170 (M1306) Keypad | 1 | 1 | 155.3 | Eppendorf | P0628-7030 | https://www.eppendorf.com/SP-en/
P0628-7030 | Innova CO-170 (M1306) Keypad | 1 | 1 | 155.3 | Eppendorf | P0628-7030 | https://www.eppendorf.com/SP-en/
P0628-7031 | Keypad, G48R, pre2011 | 1 | 1 | 134.6 | Eppendorf | P0628-7031 | https://www.eppendorf.com/SP-en/
P0628-7031 | Keypad, G48R, pre2011 | 1 | 1 | 134.6 | Eppendorf | P0628-7031 | https://www.eppendorf.com/SP-en/
P0628-7040 | Innova CO-170 (M1306) Control PCB -New | 1 | 1 | 931.5 | Eppendorf | P0628-7040 | https://www.eppendorf.com/SP-en/
P0628-7040 | Innova CO-170 (M1306) Control PCB -New | 1 | 1 | 931.5 | Eppendorf | P0628-7040 | https://www.eppendorf.com/SP-en/
P0628-7050 | Power Supply Fuse 100mA(Pack of 5) | 1 | 1 | 104.5 | Eppendorf | P0628-7050 | https://www.eppendorf.com/SP-en/
P0628-7050 | Power Supply Fuse 100mA(Pack of 5) | 1 | 1 | 104.5 | Eppendorf | P0628-7050 | https://www.eppendorf.com/SP-en/
P0628-7051 | Power Supply Fuse 200mA(Pack of 5) | 1 | 1 | 83.5 | Eppendorf | P0628-7051 | https://www.eppendorf.com/SP-en/
P0628-7051 | Power Supply Fuse 200mA(Pack of 5) | 1 | 1 | 83.5 | Eppendorf | P0628-7051 | https://www.eppendorf.com/SP-en/
P0628-7052 | PwrSplyFse315mA(5)220/240V,Glxy48R, A,CO | 1 | 1 | 79.4 | Eppendorf | P0628-7052 | https://www.eppendorf.com/SP-en/
P0628-7052 | PwrSplyFse315mA(5)220/240V,Glxy48R, A,CO | 1 | 1 | 79.4 | Eppendorf | P0628-7052 | https://www.eppendorf.com/SP-en/
P0628-7070 | Molex Connector 5 Way (Pack of 5) | 1 | 1 | 87.3 | Eppendorf | P0628-7070 | https://www.eppendorf.com/SP-en/
P0628-7070 | Molex Connector 5 Way (Pack of 5) | 1 | 1 | 87.3 | Eppendorf | P0628-7070 | https://www.eppendorf.com/SP-en/
P0628-7071 | MOLEX CONNECTOR 3 WAY (PK OF 5), MISC | 1 | 1 | 82.9 | Eppendorf | P0628-7071 | https://www.eppendorf.com/SP-en/
P0628-7071 | MOLEX CONNECTOR 3 WAY (PK OF 5), MISC | 1 | 1 | 82.9 | Eppendorf | P0628-7071 | https://www.eppendorf.com/SP-en/
P0628-7072 | MOLEX CONNECTOR 4 WAY (PK OF 5), MISC | 1 | 1 | 85.2 | Eppendorf | P0628-7072 | https://www.eppendorf.com/SP-en/
P0628-7072 | MOLEX CONNECTOR 4 WAY (PK OF 5), MISC | 1 | 1 | 85.2 | Eppendorf | P0628-7072 | https://www.eppendorf.com/SP-en/
P0628-7073 | MOLEX CONNECTOR 6 WAY (PK OF 5), MISC | 1 | 1 | 90.9 | Eppendorf | P0628-7073 | https://www.eppendorf.com/SP-en/
P0628-7073 | MOLEX CONNECTOR 6 WAY (PK OF 5), MISC | 1 | 1 | 90.9 | Eppendorf | P0628-7073 | https://www.eppendorf.com/SP-en/
P0628-7074 | MOLEX CONNECTOR 8 WAY (PACK OF 5), MISC | 1 | 1 | 95.9 | Eppendorf | P0628-7074 | https://www.eppendorf.com/SP-en/
P0628-7074 | MOLEX CONNECTOR 8 WAY (PACK OF 5), MISC | 1 | 1 | 95.9 | Eppendorf | P0628-7074 | https://www.eppendorf.com/SP-en/
P0628-7075 | MOLEX CONNECTOR 10 WAY (PK OF 5), MISC | 1 | 1 | 97.8 | Eppendorf | P0628-7075 | https://www.eppendorf.com/SP-en/
P0628-7075 | MOLEX CONNECTOR 10 WAY (PK OF 5), MISC | 1 | 1 | 97.8 | Eppendorf | P0628-7075 | https://www.eppendorf.com/SP-en/
P0628-7080 | O2 Solenoid Valve Assembly | 1 | 1 | 301.3 | Eppendorf | P0628-7080 | https://www.eppendorf.com/SP-en/
P0628-7080 | O2 Solenoid Valve Assembly | 1 | 1 | 301.3 | Eppendorf | P0628-7080 | https://www.eppendorf.com/SP-en/
P0628-7120 | Pack of 100 Cable Ties 295 x 3.6 | 1 | 1 | 92.9 | Eppendorf | P0628-7120 | https://www.eppendorf.com/SP-en/
P0628-7120 | Pack of 100 Cable Ties 295 x 3.6 | 1 | 1 | 92.9 | Eppendorf | P0628-7120 | https://www.eppendorf.com/SP-en/
P0628-7121 | Pack of 100 Cable Ties 100 x 2.5 | 1 | 1 | 80.8 | Eppendorf | P0628-7121 | https://www.eppendorf.com/SP-en/
P0628-7130 | CO2 Tubing Clips (Pack of 6) | 1 | 1 | 44.3 | Eppendorf | P0628-7130 | https://www.eppendorf.com/SP-en/
P0628-7130 | CO2 Tubing Clips (Pack of 6) | 1 | 1 | 44.3 | Eppendorf | P0628-7130 | https://www.eppendorf.com/SP-en/
P0628-7140 | Innova CO-48 O2 Protection cover (Pack o | 1 | 1 | 77.4 | Eppendorf | P0628-7140 | https://www.eppendorf.com/SP-en/
P0628-7140 | Innova CO-48 O2 Protection cover (Pack o | 1 | 1 | 77.4 | Eppendorf | P0628-7140 | https://www.eppendorf.com/SP-en/
P0628-7150 | Molex Hand Tool | 1 | 1 | 162.2 | Eppendorf | P0628-7150 | https://www.eppendorf.com/SP-en/
P0628-7150 | Molex Hand Tool | 1 | 1 | 162.2 | Eppendorf | P0628-7150 | https://www.eppendorf.com/SP-en/
P0628-7170 | ON/OFF Switch | 1 | 1 | 80.7 | Eppendorf | P0628-7170 | https://www.eppendorf.com/SP-en/
P0628-7170 | ON/OFF Switch | 1 | 1 | 80.7 | Eppendorf | P0628-7170 | https://www.eppendorf.com/SP-en/
P0628-7180 | Door Switch for Innova CO-170 & Excella | 1 | 1 | 117.3 | Eppendorf | P0628-7180 | https://www.eppendorf.com/SP-en/
P0628-7180 | Door Switch for Innova CO-170 & Excella | 1 | 1 | 117.3 | Eppendorf | P0628-7180 | https://www.eppendorf.com/SP-en/
P0628-7190 | Pads for Incubator Feet (Pack of 4) | 1 | 1 | 34.3 | Eppendorf | P0628-7190 | https://www.eppendorf.com/SP-en/
P0628-7240 | Silicone Sealant-Clear type DC 785, All | 1 | 1 | 126.5 | Eppendorf | P0628-7240 | https://www.eppendorf.com/SP-en/
P0628-7240 | Silicone Sealant-Clear type DC 785, All | 1 | 1 | 126.5 | Eppendorf | P0628-7240 | https://www.eppendorf.com/SP-en/
P0628-7310 | CO2 connector for Analyzer Inlet | 1 | 1 | 79.9 | Eppendorf | P0628-7310 | https://www.eppendorf.com/SP-en/
P0628-7320 | EPROM, GALAXY 14S | 1 | 1 | 86.6 | Eppendorf | P0628-7320 | https://www.eppendorf.com/SP-en/
P0628-7320 | EPROM, GALAXY 14S | 1 | 1 | 86.6 | Eppendorf | P0628-7320 | https://www.eppendorf.com/SP-en/
P0628-7321 | EPROM, GALAXY 48R | 1 | 1 | 86.6 | Eppendorf | P0628-7321 | https://www.eppendorf.com/SP-en/
P0628-7321 | EPROM, GALAXY 48R | 1 | 1 | 86.6 | Eppendorf | P0628-7321 | https://www.eppendorf.com/SP-en/
P0628-7322 | EPROM, GALAXY 48S | 1 | 1 | 86.6 | Eppendorf | P0628-7322 | https://www.eppendorf.com/SP-en/
P0628-7322 | EPROM, GALAXY 48S | 1 | 1 | 86.6 | Eppendorf | P0628-7322 | https://www.eppendorf.com/SP-en/
P0628-7323 | EPROM, GALAXY 170R | 1 | 1 | 86.6 | Eppendorf | P0628-7323 | https://www.eppendorf.com/SP-en/
P0628-7323 | EPROM, GALAXY 170R | 1 | 1 | 86.6 | Eppendorf | P0628-7323 | https://www.eppendorf.com/SP-en/
P0628-7340 | GALAXY 14S CONTORL PCB,GALAXY 14S | 1 | 1 | 656.7 | Eppendorf | P0628-7340 | https://www.eppendorf.com/SP-en/
P0628-7340 | GALAXY 14S CONTORL PCB,GALAXY 14S | 1 | 1 | 656.7 | Eppendorf | P0628-7340 | https://www.eppendorf.com/SP-en/
P0628-7341 | GALAXY 48S CONTROL PCB,GALAXY 48S | 1 | 1 | 503.7 | Eppendorf | P0628-7341 | https://www.eppendorf.com/SP-en/
P0628-7341 | GALAXY 48S CONTROL PCB,GALAXY 48S | 1 | 1 | 503.7 | Eppendorf | P0628-7341 | https://www.eppendorf.com/SP-en/
P0628-7342 | GALAXY 48R CONTROL PCB,GALAXY 48R | 1 | 1 | 1021.2 | Eppendorf | P0628-7342 | https://www.eppendorf.com/SP-en/
P0628-7342 | GALAXY 48R CONTROL PCB,GALAXY 48R | 1 | 1 | 1021.2 | Eppendorf | P0628-7342 | https://www.eppendorf.com/SP-en/
P0628-7343 | GALAXY 48R CONTROL PCB HT, GALAXY 48R | 1 | 1 | 1021.2 | Eppendorf | P0628-7343 | https://www.eppendorf.com/SP-en/
P0628-7346 | GALAXY 170S CONTROL PCB, GALAXY 170S | 1 | 1 | 484.2 | Eppendorf | P0628-7346 | https://www.eppendorf.com/SP-en/
P0628-7346 | GALAXY 170S CONTROL PCB, GALAXY 170S | 1 | 1 | 484.2 | Eppendorf | P0628-7346 | https://www.eppendorf.com/SP-en/
P0628-7350 | CONTROL PCB WITH O2 EXPAN BOARD, GLXY14S | 1 | 1 | 925.8 | Eppendorf | P0628-7350 | https://www.eppendorf.com/SP-en/
P0628-7360 | COOLED CONTROL PCB*,GLAXY170,+, INCO-170 | 1 | 1 | 1002.8 | Eppendorf | P0628-7360 | https://www.eppendorf.com/SP-en/
P0628-7370 | M3 Nut Runner Fitting Tool | 1 | 1 | 133.4 | Eppendorf | P0628-7370 | https://www.eppendorf.com/SP-en/
P0628-7370 | M3 Nut Runner Fitting Tool | 1 | 1 | 133.4 | Eppendorf | P0628-7370 | https://www.eppendorf.com/SP-en/
P0628-7380 | GALAXY 14S KEYPAD OVERLAY, GALAXY 14S | 1 | 1 | 99.6 | Eppendorf | P0628-7380 | https://www.eppendorf.com/SP-en/
P0628-7380 | GALAXY 14S KEYPAD OVERLAY, GALAXY 14S | 1 | 1 | 99.6 | Eppendorf | P0628-7380 | https://www.eppendorf.com/SP-en/
P0628-7382 | 48S KEYPAD OVERLAY, pre2011 | 1 | 1 | 108.4 | Eppendorf | P0628-7382 | https://www.eppendorf.com/SP-en/
P0628-7382 | 48S KEYPAD OVERLAY, pre2011 | 1 | 1 | 108.4 | Eppendorf | P0628-7382 | https://www.eppendorf.com/SP-en/
P0628-7384 | XY 170S OVERLAY KEYPAD & DISPLAY PLATE | 1 | 1 | 135.7 | Eppendorf | P0628-7384 | https://www.eppendorf.com/SP-en/
P0628-7390 | Galaxy 14 Door Assy (RH), Galaxy 14S | 1 | 1 | 1910.2 | Eppendorf | P0628-7390 | https://www.eppendorf.com/SP-en/
P0628-7390 | Galaxy 14 Door Assy (RH), Galaxy 14S | 1 | 1 | 1910.2 | Eppendorf | P0628-7390 | https://www.eppendorf.com/SP-en/
P0628-7394 | Glxy170R STD Otr Door Assy (RH) 220/240V | 1 | 1 | 2026.3 | Eppendorf | P0628-7394 | https://www.eppendorf.com/SP-en/
P0628-7394 | Glxy170R STD Otr Door Assy (RH) 220/240V | 1 | 1 | 2026.3 | Eppendorf | P0628-7394 | https://www.eppendorf.com/SP-en/
P0628-7398 | Glxy 170S STD Otr Dr Assy (RH), 220/240V | 1 | 1 | 2458.7 | Eppendorf | P0628-7398 | https://www.eppendorf.com/SP-en/
P0628-7398 | Glxy 170S STD Otr Dr Assy (RH), 220/240V | 1 | 1 | 2458.7 | Eppendorf | P0628-7398 | https://www.eppendorf.com/SP-en/
P0628-7400 | GLXY170S HT OUTER DR ASSY (RH) 220/240V | 1 | 1 | 2102.2 | Eppendorf | P0628-7400 | https://www.eppendorf.com/SP-en/
P0628-7400 | GLXY170S HT OUTER DR ASSY (RH) 220/240V | 1 | 1 | 2102.2 | Eppendorf | P0628-7400 | https://www.eppendorf.com/SP-en/
P0628-7410 | Lifting Handles (pk of 4), Galaxy 170 | 1 | 1 | 56.9 | Eppendorf | P0628-7410 | https://www.eppendorf.com/SP-en/
P0628-7410 | Lifting Handles (pk of 4), Galaxy 170 | 1 | 1 | 56.9 | Eppendorf | P0628-7410 | https://www.eppendorf.com/SP-en/
P0628-7420 | Outer Door Handle, Galaxy 170 | 1 | 1 | 114.5 | Eppendorf | P0628-7420 | https://www.eppendorf.com/SP-en/
P0628-7420 | Outer Door Handle, Galaxy 170 | 1 | 1 | 114.5 | Eppendorf | P0628-7420 | https://www.eppendorf.com/SP-en/
P0628-7450 | Assorted Magnets for Service, All | 1 | 1 | 81 | Eppendorf | P0628-7450 | https://www.eppendorf.com/SP-en/
P0628-7450 | Assorted Magnets for Service, All | 1 | 1 | 81 | Eppendorf | P0628-7450 | https://www.eppendorf.com/SP-en/
P0628-7461 | Single Inner Glass Door (Rt), Galaxy 170 | 1 | 1 | 350.8 | Eppendorf | P0628-7461 | https://www.eppendorf.com/SP-en/
P0628-7461 | Single Inner Glass Door (Rt), Galaxy 170 | 1 | 1 | 350.8 | Eppendorf | P0628-7461 | https://www.eppendorf.com/SP-en/
P0628-7490 | Inner Glass Door Hinge (pair), Glxy 170 | 1 | 1 | 84.4 | Eppendorf | P0628-7490 | https://www.eppendorf.com/SP-en/
P0628-7490 | Inner Glass Door Hinge (pair), Glxy 170 | 1 | 1 | 84.4 | Eppendorf | P0628-7490 | https://www.eppendorf.com/SP-en/
P0628-7500 | Inner Glass Door Latch for Large Cam, Ga | 1 | 1 | 117.3 | Eppendorf | P0628-7500 | https://www.eppendorf.com/SP-en/
P0628-7500 | Inner Glass Door Latch for Large Cam, Ga | 1 | 1 | 117.3 | Eppendorf | P0628-7500 | https://www.eppendorf.com/SP-en/
P0628-7510 | InrGlsThrd Insrt (8) | 1 | 1 | 80.8 | Eppendorf | P0628-7510 | https://www.eppendorf.com/SP-en/
P0628-7510 | InrGlsThrd Insrt (8) | 1 | 1 | 80.8 | Eppendorf | P0628-7510 | https://www.eppendorf.com/SP-en/
P0628-7520 | Top Cover, Galaxy 14S | 1 | 1 | 176 | Eppendorf | P0628-7520 | https://www.eppendorf.com/SP-en/
P0628-7520 | Top Cover, Galaxy 14S | 1 | 1 | 176 | Eppendorf | P0628-7520 | https://www.eppendorf.com/SP-en/
P0628-7521 | Toper Cover & Overlay Keypad, Glxy 48S | 1 | 1 | 392.2 | Eppendorf | P0628-7521 | https://www.eppendorf.com/SP-en/
P0628-7521 | Toper Cover & Overlay Keypad, Glxy 48S | 1 | 1 | 392.2 | Eppendorf | P0628-7521 | https://www.eppendorf.com/SP-en/
P0628-7530 | Fuse Holder, All (except standard) | 1 | 1 | 84.9 | Eppendorf | P0628-7530 | https://www.eppendorf.com/SP-en/
P0628-7530 | Fuse Holder, All (except standard) | 1 | 1 | 84.9 | Eppendorf | P0628-7530 | https://www.eppendorf.com/SP-en/
P0628-7540 | MOX O2 Zeroing Kit, All | 1 | 1 | 414 | Eppendorf | P0628-7540 | https://www.eppendorf.com/SP-en/
P0628-7560 | O2 Sensor Cable, All | 1 | 1 | 110.7 | Eppendorf | P0628-7560 | https://www.eppendorf.com/SP-en/
P0628-7580 | RS232 Cable (15m), All | 1 | 1 | 161 | Eppendorf | P0628-7580 | https://www.eppendorf.com/SP-en/
P0628-7580 | RS232 Cable (15m), All | 1 | 1 | 161 | Eppendorf | P0628-7580 | https://www.eppendorf.com/SP-en/
P0628-7581 | RS232 Serial - USB Adapter Cable, All | 1 | 1 | 240.4 | Eppendorf | P0628-7581 | https://www.eppendorf.com/SP-en/
P0628-7581 | RS232 Serial - USB Adapter Cable, All | 1 | 1 | 240.4 | Eppendorf | P0628-7581 | https://www.eppendorf.com/SP-en/
P0628-7610 | Pltir Mod, Plastic Housing for Cooled | 1 | 1 | 284.1 | Eppendorf | P0628-7610 | https://www.eppendorf.com/SP-en/
P0628-7650 | IP66 Cable, All | 1 | 1 | 323.2 | Eppendorf | P0628-7650 | https://www.eppendorf.com/SP-en/
P0628-7650 | IP66 Cable, All | 1 | 1 | 323.2 | Eppendorf | P0628-7650 | https://www.eppendorf.com/SP-en/
P0628-7710 | Sample Tubing 1m U Connect.(s) | 1 | 1 | 76.5 | Eppendorf | P0628-7710 | https://www.eppendorf.com/SP-en/
P0628-7730 | SCREW-IN FEET (PK OF 4) | 1 | 1 | 84.1 | Eppendorf | P0628-7730 | https://www.eppendorf.com/SP-en/
P0628-7740 | PACKING SET | 1 | 1 | 158.7 | Eppendorf | P0628-7740 | https://www.eppendorf.com/SP-en/
P0628-7740 | PACKING SET | 1 | 1 | 158.7 | Eppendorf | P0628-7740 | https://www.eppendorf.com/SP-en/
P0628-7741 | PACKING SET | 1 | 1 | 281.8 | Eppendorf | P0628-7741 | https://www.eppendorf.com/SP-en/
P0628-7741 | PACKING SET | 1 | 1 | 281.8 | Eppendorf | P0628-7741 | https://www.eppendorf.com/SP-en/
P0628-7750 | VARISTOR FOR 230V (PACK OF 2) | 1 | 1 | 66.8 | Eppendorf | P0628-7750 | https://www.eppendorf.com/SP-en/
P0628-7750 | VARISTOR FOR 230V (PACK OF 2) | 1 | 1 | 66.8 | Eppendorf | P0628-7750 | https://www.eppendorf.com/SP-en/
P0628-7910 | AHS UVC TUBE | 1 | 1 | 89.7 | Eppendorf | P0628-7910 | https://www.eppendorf.com/SP-en/
P0628-7910 | AHS UVC TUBE | 1 | 1 | 89.7 | Eppendorf | P0628-7910 | https://www.eppendorf.com/SP-en/
P0628-7920 | AHS Fill Tube | 1 | 1 | 203.6 | Eppendorf | P0628-7920 | https://www.eppendorf.com/SP-en/
P0628-7920 | AHS Fill Tube | 1 | 1 | 203.6 | Eppendorf | P0628-7920 | https://www.eppendorf.com/SP-en/
P0628-7940 | AHS Water Tank Gasket | 1 | 1 | 64.1 | Eppendorf | P0628-7940 | https://www.eppendorf.com/SP-en/
P0628-7940 | AHS Water Tank Gasket | 1 | 1 | 64.1 | Eppendorf | P0628-7940 | https://www.eppendorf.com/SP-en/
P0628-7950 | AHS Starter 230V | 1 | 1 | 64.1 | Eppendorf | P0628-7950 | https://www.eppendorf.com/SP-en/
P0628-7950 | AHS Starter 230V | 1 | 1 | 64.1 | Eppendorf | P0628-7950 | https://www.eppendorf.com/SP-en/
P0628-7970 | AHS Peristalic Pump | 1 | 1 | 292.1 | Eppendorf | P0628-7970 | https://www.eppendorf.com/SP-en/
P0628-7970 | AHS Peristalic Pump | 1 | 1 | 292.1 | Eppendorf | P0628-7970 | https://www.eppendorf.com/SP-en/
P0628-7980 | AHS Fan | 1 | 1 | 212.8 | Eppendorf | P0628-7980 | https://www.eppendorf.com/SP-en/
P0628-7980 | AHS Fan | 1 | 1 | 212.8 | Eppendorf | P0628-7980 | https://www.eppendorf.com/SP-en/
P0628-7990 | AHS Ballast 230V | 1 | 1 | 113.3 | Eppendorf | P0628-7990 | https://www.eppendorf.com/SP-en/
P0628-7990 | AHS Ballast 230V | 1 | 1 | 113.3 | Eppendorf | P0628-7990 | https://www.eppendorf.com/SP-en/
P0628-8010 | AHS UV Light Sensor | 1 | 1 | 80.4 | Eppendorf | P0628-8010 | https://www.eppendorf.com/SP-en/
P0628-8010 | AHS UV Light Sensor | 1 | 1 | 80.4 | Eppendorf | P0628-8010 | https://www.eppendorf.com/SP-en/
P0628-8030 | INNER DOOR PRESSURE VENT | 1 | 1 | 66.7 | Eppendorf | P0628-8030 | https://www.eppendorf.com/SP-en/
P0628-8030 | INNER DOOR PRESSURE VENT | 1 | 1 | 66.7 | Eppendorf | P0628-8030 | https://www.eppendorf.com/SP-en/
P0628-8060 | DOOR HARNESS ASSEMBLY CO-170R | 1 | 1 | 319.7 | Eppendorf | P0628-8060 | https://www.eppendorf.com/SP-en/
P0628-8080 | 170R CONTROL PCB WITH ACTIVE RH | 1 | 1 | 834.9 | Eppendorf | P0628-8080 | https://www.eppendorf.com/SP-en/
P0628-8080 | 170R CONTROL PCB WITH ACTIVE RH | 1 | 1 | 834.9 | Eppendorf | P0628-8080 | https://www.eppendorf.com/SP-en/
P0628-8081 | Universal Motor Control Board | 1 | 1 | 411.7 | Eppendorf | P0628-8081 | https://www.eppendorf.com/SP-en/
P0628-8100 | SHELF RACK STANDARD (PAIR) | 1 | 1 | 224.3 | Eppendorf | P0628-8100 | https://www.eppendorf.com/SP-en/
P0628-8100 | SHELF RACK STANDARD (PAIR) | 1 | 1 | 224.3 | Eppendorf | P0628-8100 | https://www.eppendorf.com/SP-en/
P0628-8350 | CO2 RESTRICTOR AND DISTRIBUTION ASSY | 1 | 1 | 139.2 | Eppendorf | P0628-8350 | https://www.eppendorf.com/SP-en/
P0628-8350 | CO2 RESTRICTOR AND DISTRIBUTION ASSY | 1 | 1 | 139.2 | Eppendorf | P0628-8350 | https://www.eppendorf.com/SP-en/
P0628-8470 | Door Switch, 170R/S | 1 | 1 | 139.2 | Eppendorf | P0628-8470 | https://www.eppendorf.com/SP-en/
P0628-8470 | Door Switch, 170R/S | 1 | 1 | 139.2 | Eppendorf | P0628-8470 | https://www.eppendorf.com/SP-en/
P0628-8490 | Renggli Unit PCB & Keypad for BC 175 | 1 | 1 | 403.7 | Eppendorf | P0628-8490 | https://www.eppendorf.com/SP-en/
P0628-8490 | Renggli Unit PCB & Keypad for BC 175 | 1 | 1 | 403.7 | Eppendorf | P0628-8490 | https://www.eppendorf.com/SP-en/
P0628-8510 | Door Assy, RH, Galaxy48 | 1 | 1 | 1028.1 | Eppendorf | P0628-8510 | https://www.eppendorf.com/SP-en/
P0628-8510 | Door Assy, RH, Galaxy48 | 1 | 1 | 1028.1 | Eppendorf | P0628-8510 | https://www.eppendorf.com/SP-en/
P0628-8520 | Door Assy, RH, Non HT, 48S | 1 | 1 | 1352.4 | Eppendorf | P0628-8520 | https://www.eppendorf.com/SP-en/
P0628-8520 | Door Assy, RH, Non HT, 48S | 1 | 1 | 1352.4 | Eppendorf | P0628-8520 | https://www.eppendorf.com/SP-en/
P0628-8560 | CO2 Check Valve | 1 | 1 | 4.7 | Eppendorf | P0628-8560 | https://www.eppendorf.com/SP-en/
P0628-8560 | CO2 Check Valve | 1 | 1 | 4.7 | Eppendorf | P0628-8560 | https://www.eppendorf.com/SP-en/
P0628-8582 | Extension, PCB, AHS, 170R | 1 | 1 | 384.1 | Eppendorf | P0628-8582 | https://www.eppendorf.com/SP-en/
P0628-8582 | Extension, PCB, AHS, 170R | 1 | 1 | 384.1 | Eppendorf | P0628-8582 | https://www.eppendorf.com/SP-en/
P0628-8594 | Spare Door Assy R+, RH, 230V | 1 | 1 | 1522.6 | Eppendorf | P0628-8594 | https://www.eppendorf.com/SP-en/
P0628-8594 | Spare Door Assy R+, RH, 230V | 1 | 1 | 1522.6 | Eppendorf | P0628-8594 | https://www.eppendorf.com/SP-en/
P0628-8610 | TOP COVER & KEYPAD ASSY, 48R | 1 | 1 | 622.2 | Eppendorf | P0628-8610 | https://www.eppendorf.com/SP-en/
P0628-8610 | TOP COVER & KEYPAD ASSY, 48R | 1 | 1 | 622.2 | Eppendorf | P0628-8610 | https://www.eppendorf.com/SP-en/
P0628-8641 | 170R 230V OUTER+4MID | 1 | 1 | 3885.9 | Eppendorf | P0628-8641 | https://www.eppendorf.com/SP-en/
P0628-8641 | 170R 230V OUTER+4MID | 1 | 1 | 3885.9 | Eppendorf | P0628-8641 | https://www.eppendorf.com/SP-en/
P0628-8651 | Single Inner Glass Door, CO170 | 1 | 1 | 278.3 | Eppendorf | P0628-8651 | https://www.eppendorf.com/SP-en/
P0628-8660 | 170S 230V Outer Door, EMP | 1 | 1 | 1979.2 | Eppendorf | P0628-8660 | https://www.eppendorf.com/SP-en/
P0628-8660 | 170S 230V Outer Door, EMP | 1 | 1 | 1979.2 | Eppendorf | P0628-8660 | https://www.eppendorf.com/SP-en/
P0628-8661 | MID CAM Handle SPARE, CO170 | 1 | 1 | 62.7 | Eppendorf | P0628-8661 | https://www.eppendorf.com/SP-en/
P0628-8670 | Rack Spacers, Galaxy 14 | 1 | 1 | 6.1 | Eppendorf | P0628-8670 | https://www.eppendorf.com/SP-en/
P0628-8670 | Rack Spacers, Galaxy 14 | 1 | 1 | 6.1 | Eppendorf | P0628-8670 | https://www.eppendorf.com/SP-en/
P0628-8671 | MID Glass Hinge Assy, Spare, CO170 | 1 | 1 | 54.3 | Eppendorf | P0628-8671 | https://www.eppendorf.com/SP-en/
P0628-8672 | IGD Hinge SPARE, CO170 | 1 | 1 | 46.9 | Eppendorf | P0628-8672 | https://www.eppendorf.com/SP-en/
P0628-8673 | Mid Top Hinge Mldng, SPARE, CO170 | 1 | 1 | 46.9 | Eppendorf | P0628-8673 | https://www.eppendorf.com/SP-en/
P0628-8673 | Mid Top Hinge Mldng, SPARE, CO170 | 1 | 1 | 46.9 | Eppendorf | P0628-8673 | https://www.eppendorf.com/SP-en/
P0628-8681 | MID Glass Latch Assy SPARE, CO170 | 1 | 1 | 45.7 | Eppendorf | P0628-8681 | https://www.eppendorf.com/SP-en/
P0628-8681 | MID Glass Latch Assy SPARE, CO170 | 1 | 1 | 45.7 | Eppendorf | P0628-8681 | https://www.eppendorf.com/SP-en/
P0628-8690 | 4 Seal Inner Glass, RH, pre'11 | 1 | 1 | 602.6 | Eppendorf | P0628-8690 | https://www.eppendorf.com/SP-en/
P0628-8690 | 4 Seal Inner Glass, RH, pre'11 | 1 | 1 | 602.6 | Eppendorf | P0628-8690 | https://www.eppendorf.com/SP-en/
P0628-8691 | 4 Seal Inner Glass, RH, cooled, pre'11 | 1 | 1 | 602.6 | Eppendorf | P0628-8691 | https://www.eppendorf.com/SP-en/
P0628-8691 | 4 Seal Inner Glass, RH, cooled, pre'11 | 1 | 1 | 602.6 | Eppendorf | P0628-8691 | https://www.eppendorf.com/SP-en/
P0628-8692 | 8 Seal Inner Glass, RH, pre'11 | 1 | 1 | 1155.8 | Eppendorf | P0628-8692 | https://www.eppendorf.com/SP-en/
P0628-8692 | 8 Seal Inner Glass, RH, pre'11 | 1 | 1 | 1155.8 | Eppendorf | P0628-8692 | https://www.eppendorf.com/SP-en/
P0628-8698 | MID 4 Seal & Silicon SPARE, CO170 | 1 | 1 | 88.3 | Eppendorf | P0628-8698 | https://www.eppendorf.com/SP-en/
P0628-8699 | MID 8 Seal & Silicon SPARE, CO170 | 1 | 1 | 81.4 | Eppendorf | P0628-8699 | https://www.eppendorf.com/SP-en/
P0628-8701 | 170R 230V Outer Door, EMP | 1 | 1 | 1963.1 | Eppendorf | P0628-8701 | https://www.eppendorf.com/SP-en/
P0628-8701 | 170R 230V Outer Door, EMP | 1 | 1 | 1963.1 | Eppendorf | P0628-8701 | https://www.eppendorf.com/SP-en/
P0628-8702 | MID 4 Glass SPARE, CO170 | 1 | 1 | 84.1 | Eppendorf | P0628-8702 | https://www.eppendorf.com/SP-en/
P0628-8703 | MID 8 Glass SPARE, CO170 | 1 | 1 | 67 | Eppendorf | P0628-8703 | https://www.eppendorf.com/SP-en/
P0628-8711 | 170S 230V OUTER+4MID | 1 | 1 | 3654.7 | Eppendorf | P0628-8711 | https://www.eppendorf.com/SP-en/
P0628-8711 | 170S 230V OUTER+4MID | 1 | 1 | 3654.7 | Eppendorf | P0628-8711 | https://www.eppendorf.com/SP-en/
P0628-8713 | 170S 230V OUTER+8MID | 1 | 1 | 4038.8 | Eppendorf | P0628-8713 | https://www.eppendorf.com/SP-en/
P0628-8713 | 170S 230V OUTER+8MID | 1 | 1 | 4038.8 | Eppendorf | P0628-8713 | https://www.eppendorf.com/SP-en/
P0628-8715 | 170R 230V OUTER+8MID | 1 | 1 | 4271.1 | Eppendorf | P0628-8715 | https://www.eppendorf.com/SP-en/
P0628-8715 | 170R 230V OUTER+8MID | 1 | 1 | 4271.1 | Eppendorf | P0628-8715 | https://www.eppendorf.com/SP-en/
P0628-8717 | 170R 230V OUTER+8MID COOL | 1 | 1 | 4329.8 | Eppendorf | P0628-8717 | https://www.eppendorf.com/SP-en/
P0628-8717 | 170R 230V OUTER+8MID COOL | 1 | 1 | 4329.8 | Eppendorf | P0628-8717 | https://www.eppendorf.com/SP-en/
P0628-8721 | 170S 230V OUTER DOOR | 1 | 1 | 1723.9 | Eppendorf | P0628-8721 | https://www.eppendorf.com/SP-en/
P0628-8721 | 170S 230V OUTER DOOR | 1 | 1 | 1723.9 | Eppendorf | P0628-8721 | https://www.eppendorf.com/SP-en/
P0628-8723 | 170R 230V OUTER DOOR | 1 | 1 | 1955 | Eppendorf | P0628-8723 | https://www.eppendorf.com/SP-en/
P0628-8723 | 170R 230V OUTER DOOR | 1 | 1 | 1955 | Eppendorf | P0628-8723 | https://www.eppendorf.com/SP-en/
P0628-8754 | CO2 Sensor, Update, 48S/14S | 1 | 1 | 653.2 | Eppendorf | P0628-8754 | https://www.eppendorf.com/SP-en/
P0628-8754 | CO2 Sensor, Update, 48S/14S | 1 | 1 | 653.2 | Eppendorf | P0628-8754 | https://www.eppendorf.com/SP-en/
P0628-8761 | Solnd Valve, 230V, Auto Zero | 1 | 1 | 239.2 | Eppendorf | P0628-8761 | https://www.eppendorf.com/SP-en/
P0628-8761 | Solnd Valve, 230V, Auto Zero | 1 | 1 | 239.2 | Eppendorf | P0628-8761 | https://www.eppendorf.com/SP-en/
P0628-8770 | Cntrl PCB, Solnd Valve, Auto Zero | 1 | 1 | 235.8 | Eppendorf | P0628-8770 | https://www.eppendorf.com/SP-en/
P0628-8770 | Cntrl PCB, Solnd Valve, Auto Zero | 1 | 1 | 235.8 | Eppendorf | P0628-8770 | https://www.eppendorf.com/SP-en/
P0628-8780 | Top Hinge Bracket, 170 | 1 | 1 | 53.7 | Eppendorf | P0628-8780 | https://www.eppendorf.com/SP-en/
P0628-8780 | Top Hinge Bracket, 170 | 1 | 1 | 53.7 | Eppendorf | P0628-8780 | https://www.eppendorf.com/SP-en/
P0628-8790 | CO2 Sensor, Molex Head, No Zero | 1 | 1 | 553.2 | Eppendorf | P0628-8790 | https://www.eppendorf.com/SP-en/
P0628-8790 | CO2 Sensor, Molex Head, No Zero | 1 | 1 | 553.2 | Eppendorf | P0628-8790 | https://www.eppendorf.com/SP-en/
P0628-8800 | R Board 2, 1-19O2, 1-95O2, RH, Cool | 1 | 1 | 339.3 | Eppendorf | P0628-8800 | https://www.eppendorf.com/SP-en/
P0628-8801 | Extension PCB (All Except Cooled) | 1 | 1 | 324.3 | Eppendorf | P0628-8801 | https://www.eppendorf.com/SP-en/
P0628-8810 | Auto-Zero Pump, G170S | 1 | 1 | 282.9 | Eppendorf | P0628-8810 | https://www.eppendorf.com/SP-en/
P0628-8810 | Auto-Zero Pump, G170S | 1 | 1 | 282.9 | Eppendorf | P0628-8810 | https://www.eppendorf.com/SP-en/
P0628-8820 | MMM170S, Cntrl PCB, HT | 1 | 1 | 406 | Eppendorf | P0628-8820 | https://www.eppendorf.com/SP-en/
P0628-8820 | MMM170S, Cntrl PCB, HT | 1 | 1 | 406 | Eppendorf | P0628-8820 | https://www.eppendorf.com/SP-en/
P0628-8830 | MMM170S, Cntrl PCB, Non HT | 1 | 1 | 414 | Eppendorf | P0628-8830 | https://www.eppendorf.com/SP-en/
P0628-8830 | MMM170S, Cntrl PCB, Non HT | 1 | 1 | 414 | Eppendorf | P0628-8830 | https://www.eppendorf.com/SP-en/
P0628-8840 | Solid State Relay,170S,S Plus | 1 | 1 | 127.7 | Eppendorf | P0628-8840 | https://www.eppendorf.com/SP-en/
P0628-8840 | Solid State Relay,170S,S Plus | 1 | 1 | 127.7 | Eppendorf | P0628-8840 | https://www.eppendorf.com/SP-en/
P0628-8850 | Lower Hinge Bracket, Galaxy 170 | 1 | 1 | 55.7 | Eppendorf | P0628-8850 | https://www.eppendorf.com/SP-en/
P0628-8850 | Lower Hinge Bracket, Galaxy 170 | 1 | 1 | 55.7 | Eppendorf | P0628-8850 | https://www.eppendorf.com/SP-en/
P0628-8871 | AC Input Power Supply PS01, PS02 | 1 | 1 | 166.8 | Eppendorf | P0628-8871 | https://www.eppendorf.com/SP-en/
P0628-8871 | AC Input Power Supply PS01, PS02 | 1 | 1 | 166.8 | Eppendorf | P0628-8871 | https://www.eppendorf.com/SP-en/
P0628-8872 | 230V Power Cord, SCHUKO, 14S | 1 | 1 | 111.8 | Eppendorf | P0628-8872 | https://www.eppendorf.com/SP-en/
P0628-8872 | 230V Power Cord, SCHUKO, 14S | 1 | 1 | 111.8 | Eppendorf | P0628-8872 | https://www.eppendorf.com/SP-en/
P0628-8890 | Sensor, Water Level, 170 AMS | 1 | 1 | 128.8 | Eppendorf | P0628-8890 | https://www.eppendorf.com/SP-en/
P0628-8890 | Sensor, Water Level, 170 AMS | 1 | 1 | 128.8 | Eppendorf | P0628-8890 | https://www.eppendorf.com/SP-en/
P0628-8910 | Tubing, Tint, Pressure Switch | 1 | 1 | 55.2 | Eppendorf | P0628-8910 | https://www.eppendorf.com/SP-en/
P0628-8910 | Tubing, Tint, Pressure Switch | 1 | 1 | 55.2 | Eppendorf | P0628-8910 | https://www.eppendorf.com/SP-en/
P0628-8920 | Display Bezel Assembly | 1 | 1 | 906.2 | Eppendorf | P0628-8920 | https://www.eppendorf.com/SP-en/
P0628-8920 | Display Bezel Assembly | 1 | 1 | 906.2 | Eppendorf | P0628-8920 | https://www.eppendorf.com/SP-en/
P0628-8930 | Display PCB | 1 | 1 | 377.2 | Eppendorf | P0628-8930 | https://www.eppendorf.com/SP-en/
P0628-8940 | Touch Screen Including Rear Gasket | 1 | 1 | 425.5 | Eppendorf | P0628-8940 | https://www.eppendorf.com/SP-en/
P0628-9080 | S41i Foot | 1 | 1 | 76.8 | Eppendorf | P0628-9080 | https://www.eppendorf.com/SP-en/
P0628-9080 | S41i Foot | 1 | 1 | 76.8 | Eppendorf | P0628-9080 | https://www.eppendorf.com/SP-en/
P0628-9095 | S41i Outer Door Assembly w/ Pressed EMP | 1 | 1 | 1554.8 | Eppendorf | P0628-9095 | https://www.eppendorf.com/SP-en/
P0647-0190 | POWER SWITCH, CO28IR | 1 | 1 | 63.6 | Eppendorf | P0647-0190 | https://www.eppendorf.com/SP-en/
P0647-0190 | POWER SWITCH, CO28IR | 1 | 1 | 63.6 | Eppendorf | P0647-0190 | https://www.eppendorf.com/SP-en/
P0700-5504 | V-Belt, 43" Pitch Length, 3/8" W, 3L | 1 | 1 | 27 | Eppendorf | P0700-5504 | https://www.eppendorf.com/SP-en/
0082160001 | Installation: VisioNize | 1 | 1 | 409.4 | Eppendorf | 0082160001 | https://www.eppendorf.com/SP-en/
1315.1 | Rotiphorese® runDOC gel documentation system | 1 | 1 | 2774.9 | 1315.1 | 1315.1 | https://www.carlroth.com/com/en/
1348.1 | Rotiphorese® PROfessional runVIEW darkroom hood | 1 | 1 | 299.7 | 1348.1 | 1348.1 | https://www.carlroth.com/com/en/
1349.1 | runDOC Red filter für for blue light | 1 | 1 | 152.6 | 1349.1 | 1349.1 | https://www.carlroth.com/com/en/
1361.1 | runDOC Green filter for blue light | 1 | 1 | 152.6 | 1361.1 | 1361.1 | https://www.carlroth.com/com/en/
1392.1 | Mains charger cable (optional) for runDOC camera | 1 | 1 | 76 | 1392.1 | 1392.1 | https://www.carlroth.com/com/en/
1396.1 | PROclamp MINI Wide buffer tank w/o lid | 1 | 1 | 549.6 | 1396.1 | 1396.1 | https://www.carlroth.com/com/en/
1400.1 | PROclamp MINI Wide replacement lid w/o cable | 1 | 1 | 326.6 | 1400.1 | 1400.1 | https://www.carlroth.com/com/en/
1401.1 | PROclamp MINI Wide running module | 1 | 1 | 92.1 | 1401.1 | 1401.1 | https://www.carlroth.com/com/en/
1289.1 | Power Supply EV0220 0-200 V, 0-200 mA, 0-20 W | 1 | 1 | 552.3 | 1289.1 | 1289.1 | https://www.carlroth.com/com/en/
1294.1 | Power Supply EV2230 0-1500 V, 0-300 mA, 0-150 W | 1 | 1 | 1269.9 | 1294.1 | 1294.1 | https://www.carlroth.com/com/en/
1298.1 | Power Supply EV2320 0-3000 V, 0-150 mA, 0-150 W | 1 | 1 | 1269.9 | 1298.1 | 1298.1 | https://www.carlroth.com/com/en/
1300.1 | Power Supply EV3620 0-6000 V, 0-150 mA, 0-300 W | 1 | 1 | 2082.8 | 1300.1 | 1300.1 | https://www.carlroth.com/com/en/
1749.1 | Red light filter for Felix systems | 1 | 1 | 651.8 | 1749.1 | 1749.1 | https://www.carlroth.com/com/en/
1755.1 | Thermal printer P95DE for digital systems | 1 | 1 | 1073.7 | 1755.1 | 1755.1 | https://www.carlroth.com/com/en/
1786.1 | Felix 1010-G documentation system incl. reflex camera | 1 | 1 | 3957.4 | 1786.1 | 1786.1 | https://www.carlroth.com/com/en/
1796.1 | Felix 1010-G documentation system incl. reflex camera | 1 | 1 | 4293.3 | 1796.1 | 1796.1 | https://www.carlroth.com/com/en/
1777.1 | UV-Crosslinker Long Wave | 1 | 1 | 4162.9 | 1777.1 | 1777.1 | https://www.carlroth.com/com/en/
1778.1 | UV-Crosslinker Medium Wave | 1 | 1 | 4506.9 | 1778.1 | 1778.1 | https://www.carlroth.com/com/en/
1782.1 | UV-Crosslinker Short Wave | 1 | 1 | 4161.6 | 1782.1 | 1782.1 | https://www.carlroth.com/com/en/
1807.1 | Felix 1020-RG documentation system incl. reflex camera | 1 | 1 | 5973 | 1807.1 | 1807.1 | https://www.carlroth.com/com/en/
1809.1 | Felix 2010-R documentation system incl. reflex camera | 1 | 1 | 4629.3 | 1809.1 | 1809.1 | https://www.carlroth.com/com/en/
1819.1 | Felix 2010-G documentation system incl. reflex camera | 1 | 1 | 4965.2 | 1819.1 | 1819.1 | https://www.carlroth.com/com/en/
1826.1 | Felix 2010-RG documentation system incl. reflex camera | 1 | 1 | 68.9 | 1826.1 | 1826.1 | https://www.carlroth.com/com/en/
2104.1 | Green light filter for Felix systems | 1 | 1 | 657.1 | 2104.1 | 2104.1 | https://www.carlroth.com/com/en/
2788.1 | Rotiphorese® Unit PROfessional I complete set, gel size 7 x 7 cm | 1 | 1 | 548.3 | 2788.1 | 2788.1 | https://www.carlroth.com/com/en/
2790.1 | Personal Thermocycler TC3000 | 1 | 1 | 3000 | 2790.1 | 2790.1 | https://www.carlroth.com/com/en/
2799.1 | Rotiphorese® Unit PROfessional II complete set, gel size 10 x 10 cm | 1 | 1 | 568.4 | 2799.1 | 2799.1 | https://www.carlroth.com/com/en/
2850.1 | Rotiphorese® Unit PROfessional III complete set, gel size 15 x 15 cm | 1 | 1 | 620.8 | 2850.1 | 2850.1 | https://www.carlroth.com/com/en/
2908.1 | Roth Power Supply STANDARD max. 300 V, max. 700 mA, max. 150 W | 1 | 1 | 857.3 | 2908.1 | 2908.1 | https://www.carlroth.com/com/en/
2941.1 | Rotiphorese® Unit PROfessional IV complete set, gel size 20 x 20 cm | 1 | 1 | 99.1 | 2941.1 | 2941.1 | https://www.carlroth.com/com/en/
2811.1 | MINI Capillary Running Module for IEF capillary length max. 8 cm | 1 | 1 | 771.3 | 2811.1 | 2811.1 | https://www.carlroth.com/com/en/
2814.1 | MINI Gel Extraction Platform for gels of max. 8 cm | 1 | 1 | 96.2 | 2814.1 | 2814.1 | https://www.carlroth.com/com/en/
2816.1 | MAXI Capillary Running Module for IEF capillary length max. 17 cm | 1 | 1 | 1654.2 | 2816.1 | 2816.1 | https://www.carlroth.com/com/en/
2907.1 | Roth Power Supply MINI max. 300 V, max. 400 mA, max. 60 W | 1 | 1 | 661.1 | 2907.1 | 2907.1 | https://www.carlroth.com/com/en/
2909.1 | Roth Power Supply Blot max. 300 V, max. 3000 mA, max. 300 W | 1 | 1 | 1596.4 | 2909.1 | 2909.1 | https://www.carlroth.com/com/en/
3077.1 | Rotiphorese® runVIEW Lid for unit PROfessional III | 1 | 1 | 202.9 | 3077.1 | 3077.1 | https://www.carlroth.com/com/en/
3501.1 | Rotiphorese® Unit PROclamp MINI complete set, glass plates 10 x 10 cm | 1 | 1 | 802.3 | 3501.1 | 3501.1 | https://www.carlroth.com/com/en/
3517.1 | Rotiphoresis® PROclamp MINI Tank Blott. Module, insert for PROclamp MINI system | 1 | 1 | 569.8 | 3517.1 | 3517.1 | https://www.carlroth.com/com/en/
3502.1 | Rotiphorese® Unit PROclamp MINI set w. accessories, glass plat. 10x10 cm | 1 | 1 | 890.9 | 3502.1 | 3502.1 | https://www.carlroth.com/com/en/
3513.1 | Rotiphoresis® PROclamp MINI Tank Blotting System, blotting area 10x10 cm | 1 | 1 | 955.4 | 3513.1 | 3513.1 | https://www.carlroth.com/com/en/
3697.1 | Rotiphorese® PROclamp MINI Wide Tank Blotting System, Blotting area 20x10 cm | 1 | 1 | 1280.6 | 3697.1 | 3697.1 | https://www.carlroth.com/com/en/
3695.1 | Set-top Dark hood DH-10 | 1 | 1 | 396.4 | 3695.1 | 3695.1 | https://www.carlroth.com/com/en/
3696.1 | Basic ImageSystem Felix 3000 | 1 | 1 | 3487.1 | 3696.1 | 3696.1 | https://www.carlroth.com/com/en/
3699.1 | Rotiphorese® PROclamp MINI Wide Tank Blotting Module | 1 | 1 | 655.8 | 3699.1 | 3699.1 | https://www.carlroth.com/com/en/
3702.1 | Rotiphorese® PROclamp MINI Wide Compression cassette (with 2 mats) | 1 | 1 | 76.4 | 3702.1 | 3702.1 | https://www.carlroth.com/com/en/
4850.1 | Rotiphorese® PROfessional runVIEW Base Base station for runVIEW system | 1 | 1 | 1940.4 | 4850.1 | 4850.1 | https://www.carlroth.com/com/en/
4849.1 | Rotiphorese® Unit PROfessional runVIEW complete set, gel size 15 x 15 cm | 1 | 1 | 2299.2 | 4849.1 | 4849.1 | https://www.carlroth.com/com/en/
5769.1 | Rotiphorese®Unit PROclamp MAXI complete set, gel size 20 x 20 cm | 1 | 1 | 1850.4 | 5769.1 | 5769.1 | https://www.carlroth.com/com/en/
5786.1 | Rotiphorese® PROclamp MAXI running module | 1 | 1 | 641 | 5786.1 | 5786.1 | https://www.carlroth.com/com/en/
5792.1 | Rotiphorese® PROclamp MAXI Gelgießmodul | 1 | 1 | 292.9 | 5792.1 | 5792.1 | https://www.carlroth.com/com/en/
5793.1 | Replacement silicone mat for PROclamp MAXI gel casting module | 1 | 1 | 91.4 | 5793.1 | 5793.1 | https://www.carlroth.com/com/en/
5814.1 | Rotiphoresis® PROclamp MINI Tank Blott. Blotting System, blotting area 20x20 cm | 1 | 1 | 1565.5 | 5814.1 | 5814.1 | https://www.carlroth.com/com/en/
5816.1 | Rotiphoresis® PROclamp MAXI Tank Blott. Module, insert for PROclamp MAXI system | 1 | 1 | 823.8 | 5816.1 | 5816.1 | https://www.carlroth.com/com/en/
A545.1 | Power Supply EV2310 300 V, 0-1000 mA, 0-150 W | 1 | 1 | 967.5 | A545.1 | A545.1 | https://www.carlroth.com/com/en/
9938.1 | Rotiphorese® Unit PROfessional III Stretch 20, compl. set, gel size 15x20cm | 1 | 1 | 796.9 | 9938.1 | 9938.1 | https://www.carlroth.com/com/en/
9939.1 | Rotiphorese® Unit PROfessional III Stretch 25, compl. set, gel size 15x25cm | 1 | 1 | 796.9 | 9939.1 | 9939.1 | https://www.carlroth.com/com/en/
9940.1 | Rotiphorese®PROfessional III Stretch Gel casting tray 15 x 20 cm | 1 | 1 | 134.6 | 9940.1 | 9940.1 | https://www.carlroth.com/com/en/
9941.1 | Rotiphorese®PROfessional III Stretch Gel casting tray 15 x 25 cm | 1 | 1 | 134.6 | 9941.1 | 9941.1 | https://www.carlroth.com/com/en/
9958.1 | Rotiphorese® runVIEW Basis MINI for PROfessional I, Base station for runVIEW | 1 | 1 | 1060.3 | 9958.1 | 9958.1 | https://www.carlroth.com/com/en/
A541.1 | Power Supply EV233 3000 V, 0-300 mA, 0-300 W | 1 | 1 | 2082.8 | A541.1 | A541.1 | https://www.carlroth.com/com/en/
A542.1 | Power Supply EV3150 1200 V, 0-500 mA, 0-300 W | 1 | 1 | 1377.4 | A542.1 | A542.1 | https://www.carlroth.com/com/en/
A543.1 | Power Supply EV3020 300 V, 0-2000 mA, 0-300 W | 1 | 1 | 1377.4 | A543.1 | A543.1 | https://www.carlroth.com/com/en/
A544.1 | Power Supply EV2650 600 V, 0-500 mA, 0-150 W | 1 | 1 | 967.5 | A544.1 | A544.1 | https://www.carlroth.com/com/en/
AE28.1 | Sequencing Electrophoresis Unit complete set, gel plates 33 x 45 cm | 1 | 1 | 2215.9 | AE28.1 | AE28.1 | https://www.carlroth.com/com/en/
CL67.1 | Rotilabo®-Blotting papers, thick. 0.35mm 580 x 600 mm | 100 | 1 | 350.8 | CL67.1 | CL67.1 | https://www.carlroth.com/com/en/
CL75.1 | Rotilabo®-Blotting papers, thick. 1.5 mm 580 x 600 mm | 25 | 1 | 278.1 | CL75.1 | CL75.1 | https://www.carlroth.com/com/en/
CP55.1 | MULTI Glass electrode frame for flat bed electrophoresis unit MULTI | 1 | 1 | 396.4 | CP55.1 | CP55.1 | https://www.carlroth.com/com/en/
CP51.1 | Flat Bed Electrophoresis Unit MULTI complete set, gel size max. 25 x 30 cm | 1 | 1 | 3612 | CP51.1 | CP51.1 | https://www.carlroth.com/com/en/
CP54.1 | MULTI Ceramic cooling plate 27 x 27 cm for flat bed electrophoresis unit MULTI | 1 | 1 | 768.6 | CP54.1 | CP54.1 | https://www.carlroth.com/com/en/
CP52.1 | MULTI Anode electrode for flat bed electrophoresis unit MULTI | 1 | 1 | 326.6 | CP52.1 | CP52.1 | https://www.carlroth.com/com/en/
CP53.1 | MULTI Cathode electrode for flat bed electrophoresis unit MULTI | 1 | 1 | 326.6 | CP53.1 | CP53.1 | https://www.carlroth.com/com/en/
CP56.1 | Power Supply EV1450 400 V, max. 500 mA, max. 50 W | 1 | 1 | 737.8 | CP56.1 | CP56.1 | https://www.carlroth.com/com/en/
HP70.1 | MIDI PLUS Electrophoresis Unit complete set, gel size 15 x 15 cm | 1 | 1 | 970.2 | HP70.1 | HP70.1 | https://www.carlroth.com/com/en/
KK58.1 | Semi Dry Blotters PROfessional MINI transfer surface 10 x 10 cm | 1 | 1 | 917.8 | KK58.1 | KK58.1 | https://www.carlroth.com/com/en/
KK59.1 | Semi Dry Blotters PROfessional MAXI transfer surface 20 x 20 cm | 1 | 1 | 1853.1 | KK59.1 | KK59.1 | https://www.carlroth.com/com/en/
LL55.1 | UV transilluminator UST-20M-8K 312 nm, 6 x 8 W | 1 | 1 | 1028 | LL55.1 | LL55.1 | https://www.carlroth.com/com/en/
LL56.1 | UV transilluminator UST-20M-8E 312 nm, 8 x 8 W, 50-100 % | 1 | 1 | 1202.7 | LL56.1 | LL56.1 | https://www.carlroth.com/com/en/
LL57.1 | UV transilluminator UST-20M-8R 312 nm, 8 x 8 W, 10-100 % | 1 | 1 | 1478.1 | LL57.1 | LL57.1 | https://www.carlroth.com/com/en/
LL59.1 | UV transilluminator USDT-20SM-8R 254/312 nm, 2 x (4 x 8) W, 10-100 % | 1 | 1 | 1605.8 | LL59.1 | LL59.1 | https://www.carlroth.com/com/en/
LL61.1 | UV transilluminator USDT-20ML-8R 312/365 nm, 2 x (4 x 8) W, 10-100 % | 1 | 1 | 1605.8 | LL61.1 | LL61.1 | https://www.carlroth.com/com/en/
LL62.1 | Transilluminator BST-20G-D2R 470 nm, LED-matrix 224, 10-100 % | 1 | 1 | 1544 | LL62.1 | LL62.1 | https://www.carlroth.com/com/en/
LL65.1 | Filter shield for blue light accessory for gel documentation system | 1 | 1 | 105.9 | LL65.1 | LL65.1 | https://www.carlroth.com/com/en/
LY13.1 | UV-protective cover canted on 4 sides,W 325 x D 322 x H 25mm | 1 | 1 | 97.9 | LY13.1 | LY13.1 | https://www.carlroth.com/com/en/
N562.1 | MINI Electrophoresis Unit complete set, gel size 6 x 7,5 cm | 1 | 1 | 646.4 | N562.1 | N562.1 | https://www.carlroth.com/com/en/
N576.1 | MIDI 1 Electrophoresis Unit complete set, gel size 10 x 11,5 cm | 1 | 1 | 743.1 | N576.1 | N576.1 | https://www.carlroth.com/com/en/
N610.1 | MAXI Electrophoresis Unit, standard complete set, gel size 25 x 30 cm | 1 | 1 | 1501 | N610.1 | N610.1 | https://www.carlroth.com/com/en/
N619.1 | MAXI Electrophoresis Unit, cooled base complete set, gel size 25 x 30 cm | 1 | 1 | 1873.2 | N619.1 | N619.1 | https://www.carlroth.com/com/en/
N817.1 | MINIeasy Electrophoresis Unit complete set, gel size 8 x 10 cm | 1 | 1 | 548.3 | N817.1 | N817.1 | https://www.carlroth.com/com/en/
N818.1 | MINIeasy Gel casting gates for MINIeasy Electrophoresis Unit | 1 | 1 | 38.4 | N818.1 | N818.1 | https://www.carlroth.com/com/en/
N705.1 | Cooling and heating sensor kit for sequencing electrophoresis unit | 1 | 1 | 1640.8 | N705.1 | N705.1 | https://www.carlroth.com/com/en/
T788.1 | MAXI Semi-dry-blotter transfer surface 20 x 20 cm | 1 | 1 | 1706.6 | T788.1 | T788.1 | https://www.carlroth.com/com/en/
Y007.1 | MINI running module f. MINI Vetic. Dual Plate Electroph.Unit | 1 | 1 | 1040.1 | Y007.1 | Y007.1 | https://www.carlroth.com/com/en/
1A02.1 | Microtiter shakers Genie Pulse Digital Multi-MicroPlate Genie Pulse model | 1 | 1 | 1038.2 | Carl Roth | 1A02.1 | https://www.carlroth.com/com/en/
1ALA.1 | Accessories for Vortex-Genie series Horizontal attachment for 24 reaction vials, 1.5/2.0 ml | 1 | 1 | 216.4 | Carl Roth | 1ALA.1 | https://www.carlroth.com/com/en/
1APX.1 | Microtiter shakers Digital | 1 | 1 | 840.4 | Carl Roth | 1APX.1 | https://www.carlroth.com/com/en/
1AT5.1 | Rocker shaker 2D Digital Rocker | 1 | 1 | 942.7 | Carl Roth | 1AT5.1 | https://www.carlroth.com/com/en/
1AT6.1 | Accessories Universal mat For 2D Digital Rocker | 1 | 1 | 36.6 | Carl Roth | 1AT6.1 | https://www.carlroth.com/com/en/
1CA7.1 | Incubation shaker Genie Mini-Temp-Shaker 300 | 1 | 1 | 3941.3 | Carl Roth | 1CA7.1 | https://www.carlroth.com/com/en/
1CA8.1 | Accessories Universal attachment for GenieMini-Temp-Shaker 300 | 1 | 1 | 676.4 | Carl Roth | 1CA8.1 | https://www.carlroth.com/com/en/
1CA9.1 | Accessories Tension roller for Genie Mini-Temp-Shaker universal attachment | 1 | 1 | 217.6 | Carl Roth | 1CA9.1 | https://www.carlroth.com/com/en/
1CXT.1 | Shakers Varioshake VS-8 series Analogue control, Circular, 10 mm, VS 8 OE | 1 | 1 | 1122 | Carl Roth | 1CXT.1 | https://www.carlroth.com/com/en/
1CXX.1 | Shakers Varioshake VS-8 series Analogue control, Back and forward, 20 mm, VS 8 BE | 1 | 1 | 1122 | Carl Roth | 1CXX.1 | https://www.carlroth.com/com/en/
1CXY.1 | Shakers Varioshake VS-8 series Digital control, Circular, 10 mm, VS 8 O | 1 | 1 | 1287 | Carl Roth | 1CXY.1 | https://www.carlroth.com/com/en/
1CY0.1 | Shakers Varioshake VS-8 series Digital control, Back and forward, 20 mm, VS 8 B | 1 | 1 | 1342 | Carl Roth | 1CY0.1 | https://www.carlroth.com/com/en/
1CY1.1 | Accessories For Varioshake VS-8 series shakers Universal attachment | 1 | 1 | 375.1 | Carl Roth | 1CY1.1 | https://www.carlroth.com/com/en/
1CY2.1 | Accessories For Varioshake VS-8 series shakers Slip-proof support | 1 | 1 | 55.2 | Carl Roth | 1CY2.1 | https://www.carlroth.com/com/en/
1CY3.1 | Accessories For Varioshake VS-8 series shakers and VS 60 OI Adhesive mat | 1 | 1 | 75.5 | Carl Roth | 1CY3.1 | https://www.carlroth.com/com/en/
1CY6.1 | Shakers Varioshake VS-15 series, Circular, VS 15 O | 1 | 1 | 1782 | Carl Roth | 1CY6.1 | https://www.carlroth.com/com/en/
1CY7.1 | Shakers Varioshake VS-15 series, Back and forward, VS 15 B | 1 | 1 | 1782 | Carl Roth | 1CY7.1 | https://www.carlroth.com/com/en/
1CY8.1 | Accessories Spring clip attachment For Varioshake VS-15 series and VS 60 OI | 1 | 1 | 155.1 | Carl Roth | 1CY8.1 | https://www.carlroth.com/com/en/
1CY9.1 | Accessories spring clip, Clamp for 25 ml Erlenmeyer flasks | 1 | 1 | 19.1 | Carl Roth | 1CY9.1 | https://www.carlroth.com/com/en/
1CYA.1 | Accessories spring clip, Clamp for 50 ml Erlenmeyer flasks | 1 | 1 | 22.3 | Carl Roth | 1CYA.1 | https://www.carlroth.com/com/en/
1CYC.1 | Accessories spring clip, Clamp for 100 ml Erlenmeyer flasks | 1 | 1 | 22.9 | Carl Roth | 1CYC.1 | https://www.carlroth.com/com/en/
1CYE.1 | Accessories spring clip, Clamp for 200 ml Erlenmeyer flasks | 1 | 1 | 23.7 | Carl Roth | 1CYE.1 | https://www.carlroth.com/com/en/
1CYH.1 | Accessories spring clip, Clamp for 250/300 ml Erlenmeyer flasks | 1 | 1 | 26 | Carl Roth | 1CYH.1 | https://www.carlroth.com/com/en/
1CYK.1 | Accessories spring clip, Clamp for 500 ml Erlenmeyer flasks | 1 | 1 | 26.7 | Carl Roth | 1CYK.1 | https://www.carlroth.com/com/en/
1CYL.1 | Accessories spring clip, Clamp for 1000 ml Erlenmeyer flasks | 1 | 1 | 43.1 | Carl Roth | 1CYL.1 | https://www.carlroth.com/com/en/
1CYN.1 | Accessories spring clip, Clamp for 2000 ml Erlenmeyer flasks | 1 | 1 | 58.5 | Carl Roth | 1CYN.1 | https://www.carlroth.com/com/en/
1EHY.1 | Incubation shaker Varioshake VS 60 OI | 1 | 1 | 6732 | Carl Roth | 1EHY.1 | https://www.carlroth.com/com/en/
ACN9.1 | Test tube shakers with ZX4 infrared sensor | 1 | 1 | 204.6 | Carl Roth | ACN9.1 | https://www.carlroth.com/com/en/
ACP0.1 | Accessories for ZX4 series test tube shaker Attachment for 19 x 1.5/2.0 ml reaction vials | 1 | 1 | 45.5 | Carl Roth | ACP0.1 | https://www.carlroth.com/com/en/
ACP1.1 | Accessories for ZX4 series test tube shaker Attachment for 5 x 16 mm sample tubes | 1 | 1 | 45.5 | Carl Roth | ACP1.1 | https://www.carlroth.com/com/en/
ACP2.1 | Accessories for ZX4 series test tube shaker Attachment for 4 x 50 ml centrifuge tubes (29 mm) | 1 | 1 | 54.8 | Carl Roth | ACP2.1 | https://www.carlroth.com/com/en/
AH14.1 | Accessories Test tube rack Made of stainless steel, for 14 sample/centrifuge tubes 30 mm | 1 | 1 | 92.4 | Carl Roth | AH14.1 | https://www.carlroth.com/com/en/
AH15.1 | Shakers Universal SM series Model: SM 30 A | 1 | 1 | 3282.6 | Carl Roth | AH15.1 | https://www.carlroth.com/com/en/
AH16.1 | Shakers Universal SM series Model: SM 30 B | 1 | 1 | 3351.2 | Carl Roth | AH16.1 | https://www.carlroth.com/com/en/
AH17.1 | Shakers Universal SM series Model: SM 30 C | 1 | 1 | 4345.7 | Carl Roth | AH17.1 | https://www.carlroth.com/com/en/
AH18.1 | Accessories Platform Combifix SM rack attachment, set A | 1 | 1 | 462.4 | Carl Roth | AH18.1 | https://www.carlroth.com/com/en/
AH19.1 | Accessories Platform Combifix SM rack attachment, set B | 1 | 1 | 575.9 | Carl Roth | AH19.1 | https://www.carlroth.com/com/en/
AH20.1 | Accessories Platform SM universal board | 1 | 1 | 309.8 | Carl Roth | AH20.1 | https://www.carlroth.com/com/en/
AH21.1 | Incubation hood TH 30 | 1 | 1 | 4616.5 | Carl Roth | AH21.1 | https://www.carlroth.com/com/en/
AH22.1 | Accessories for incubation hood TH 30 Option for temperature range expandable up to 60 °C | 1 | 1 | 290.9 | Carl Roth | AH22.1 | https://www.carlroth.com/com/en/
AH23.1 | Accessories for incubation hood TH 30 Cooling device for TH 30 | 1 | 1 | 664.6 | Carl Roth | AH23.1 | https://www.carlroth.com/com/en/
AH30.1 | Cell disruptors Genie Disruptor Model analogue | 1 | 1 | 866.8 | Carl Roth | AH30.1 | https://www.carlroth.com/com/en/
AH31.1 | Accessories Replacement holder for disruptor Disruptor Genie® | 1 | 1 | 119.5 | Carl Roth | AH31.1 | https://www.carlroth.com/com/en/
AH32.1 | Test tube shakers Genie Vortex 1 | 1 | 1 | 365.4 | Carl Roth | AH32.1 | https://www.carlroth.com/com/en/
AH71.1 | Multifunction mixer Enviro Genie Tepmperature-controllable | 1 | 1 | 8301.2 | Carl Roth | AH71.1 | https://www.carlroth.com/com/en/
AN62.1 | Test tube shakers lab dancer | 1 | 1 | 225.5 | Carl Roth | AN62.1 | https://www.carlroth.com/com/en/
ANE5.1 | Overhead mixer Trayster series Basic model | 1 | 1 | 905.3 | Carl Roth | ANE5.1 | https://www.carlroth.com/com/en/
ANE6.1 | Overhead mixer Trayster series Model Digital | 1 | 1 | 962.5 | Carl Roth | ANE6.1 | https://www.carlroth.com/com/en/
ANE7.1 | Accessories Inserts for Standard tray Trayster series, 24 reaction vessels 1.5/2.0 ml ( 11 mm) | 1 | 1 | 46.2 | Carl Roth | ANE7.1 | https://www.carlroth.com/com/en/
ANE8.1 | Accessories Inserts for Standard tray Trayster series, 24 test tubes 5 ml ( 12 mm) | 1 | 1 | 46.2 | Carl Roth | ANE8.1 | https://www.carlroth.com/com/en/
ANE9.1 | Accessories Inserts for Standard tray Trayster series, 12 centrifuge tubes 15 ml ( 17 mm) | 1 | 1 | 46.2 | Carl Roth | ANE9.1 | https://www.carlroth.com/com/en/
ANH0.1 | Accessories Inserts for Standard tray Trayster series, 6 centrifuge tubes 50 ml ( 29 mm) | 1 | 1 | 46.2 | Carl Roth | ANH0.1 | https://www.carlroth.com/com/en/
ANH1.1 | Rotator Loopster series Basic model | 1 | 1 | 815.1 | Carl Roth | ANH1.1 | https://www.carlroth.com/com/en/
ANH2.1 | Rotator Loopster series Model Digital | 1 | 1 | 874.5 | Carl Roth | ANH2.1 | https://www.carlroth.com/com/en/
ANH3.1 | Accessories standard turntable for Rotator Loopster series, 48 reaction vessels 1.5/2.0 ml ( 11 mm) | 1 | 1 | 211.2 | Carl Roth | ANH3.1 | https://www.carlroth.com/com/en/
ANH4.1 | Accessories standard turntable for Rotator Loopster series, 24 test tubes 5 ml ( 12 mm) | 1 | 1 | 150.7 | Carl Roth | ANH4.1 | https://www.carlroth.com/com/en/
ANH5.1 | Accessories standard turntable for Rotator Loopster series, 20 centrifuge tubes 15 ml ( 17 mm) | 1 | 1 | 150.7 | Carl Roth | ANH5.1 | https://www.carlroth.com/com/en/
ANH6.1 | Accessories standard turntable for Rotator Loopster series, 12 test tubes 30 ml ( 25 mm) | 1 | 1 | 150.7 | Carl Roth | ANH6.1 | https://www.carlroth.com/com/en/
ANH7.1 | Accessories standard turntable for Rotator Loopster series, 12 centrifuge tubes 50 ml ( 29 mm) | 1 | 1 | 150.7 | Carl Roth | ANH7.1 | https://www.carlroth.com/com/en/
ANH8.1 | Accessories Universal turntable for Rotator Loopster series | 1 | 1 | 128.7 | Carl Roth | ANH8.1 | https://www.carlroth.com/com/en/
ANH9.1 | Accessories Fastening clip for universal turntables, Reaction vials 1.5/2.0 ml ( 11 mm) | 1 | 1 | 38.5 | Carl Roth | ANH9.1 | https://www.carlroth.com/com/en/
ANK0.1 | Accessories Fastening clip for universal turntables, Sample tubes 5 ml ( 12 mm) | 1 | 1 | 38.5 | Carl Roth | ANK0.1 | https://www.carlroth.com/com/en/
ANK1.1 | Accessories Fastening clip for universal turntables, Centrifuge tubes 15 ml ( 17 mm) | 1 | 1 | 38.5 | Carl Roth | ANK1.1 | https://www.carlroth.com/com/en/
ANK2.1 | Accessories Fastening clip for universal turntables, Sample tubes 30 ml ( 25 mm) | 1 | 1 | 38.5 | Carl Roth | ANK2.1 | https://www.carlroth.com/com/en/
ANK3.1 | Accessories Fastening clip for universal turntables, Centrifuge tubes 50 ml ( 29 mm) | 1 | 1 | 38.5 | Carl Roth | ANK3.1 | https://www.carlroth.com/com/en/
AT53.1 | 3D rocker shaker Model SSM3 | 1 | 1 | 1113.2 | Carl Roth | AT53.1 | https://www.carlroth.com/com/en/
AT54.1 | Accessories Attachment system for 3D mini rocke shakers, for SSM3 | 1 | 1 | 289.3 | Carl Roth | AT54.1 | https://www.carlroth.com/com/en/
ATX1.1 | Rotator Tube revolver for sample tubes | 1 | 1 | 425.7 | Carl Roth | ATX1.1 | https://www.carlroth.com/com/en/
ATX2.1 | Accessories Turntables for rotator tube revolvers, 7 centrifuge tubes 15 ml ( 16-17 mm) | 1 | 1 | 10.7 | Carl Roth | ATX2.1 | https://www.carlroth.com/com/en/
ATX3.1 | Accessories Turntables for rotator tube revolvers, 7 blood collection vials 5/7 ml ( 12-13 mm) | 1 | 1 | 10.7 | Carl Roth | ATX3.1 | https://www.carlroth.com/com/en/
ATX4.1 | Accessories Turntables for rotator tube revolvers, 15 reaction vials 1.5/2.0 ml ( 10-11 mm) | 1 | 1 | 10.7 | Carl Roth | ATX4.1 | https://www.carlroth.com/com/en/
ATX5.1 | Accessories Turntables for rotator tube revolvers, 21 reaction vials 0.5/0.8 ml ( 7.5-8.5 mm) | 1 | 1 | 10.7 | Carl Roth | ATX5.1 | https://www.carlroth.com/com/en/
ATX6.1 | Accessories Turntables for rotator tube revolvers, 6 reaction vials 50 ml ( 28-29 mm) | 1 | 1 | 15.8 | Carl Roth | ATX6.1 | https://www.carlroth.com/com/en/
CAX8.1 | Shakers RS series, circular, RS-OS 5 | 1 | 1 | 551.1 | Carl Roth | CAX8.1 | https://www.carlroth.com/com/en/
CAX9.1 | Shakers RS series, back and forth, RS-LS 5 | 1 | 1 | 551.1 | Carl Roth | CAX9.1 | https://www.carlroth.com/com/en/
CAY0.1 | Accessories for RS series platform shakers Universal attachment | 1 | 1 | 159.7 | Carl Roth | CAY0.1 | https://www.carlroth.com/com/en/
CAY1.1 | Accessories for RS series platform shakers Spring clip attachment | 1 | 1 | 159.7 | Carl Roth | CAY1.1 | https://www.carlroth.com/com/en/
CAY2.1 | Accessories Spring clip for RS series attachment, Spring clip for 25 ml flasks (max. 18) | 1 | 1 | 31.8 | Carl Roth | CAY2.1 | https://www.carlroth.com/com/en/
CAY3.1 | Accessories Spring clip for RS series attachment, Spring clip for 50 ml flasks (max. 18) | 1 | 1 | 34.2 | Carl Roth | CAY3.1 | https://www.carlroth.com/com/en/
CAY4.1 | Accessories Spring clip for RS series attachment, Spring clip for 100 ml flasks (max. 9) | 1 | 1 | 34.2 | Carl Roth | CAY4.1 | https://www.carlroth.com/com/en/
CAY5.1 | Accessories Spring clip for RS series attachment, Spring clip for 250 ml flasks (max. 6) | 1 | 1 | 44.8 | Carl Roth | CAY5.1 | https://www.carlroth.com/com/en/
CAY6.1 | Accessories Spring clip for RS series attachment, Spring clip for 500 ml flasks (max. 4) | 1 | 1 | 48.1 | Carl Roth | CAY6.1 | https://www.carlroth.com/com/en/
CHA0.1 | Rotator RS-RD 5 | 1 | 1 | 549.9 | Carl Roth | CHA0.1 | https://www.carlroth.com/com/en/
CHA1.1 | Accessories Fastening clip for rotator RS-RR 5, Reaction vessels 1,5/2,0 ml ( 11 mm) | 1 | 1 | 27.1 | Carl Roth | CHA1.1 | https://www.carlroth.com/com/en/
CHA2.1 | Accessories Fastening clip for rotator RS-RR 5, Centrifuge tubes 15 ml ( 17 mm) | 1 | 1 | 27.1 | Carl Roth | CHA2.1 | https://www.carlroth.com/com/en/
CHA3.1 | Accessories Fastening clip for rotator RS-RR 5, Centrifuge tubes 50 ml ( 29 mm) | 1 | 1 | 27.1 | Carl Roth | CHA3.1 | https://www.carlroth.com/com/en/
CHA4.1 | Overhead rotor RS-RR 5 | 1 | 1 | 549.9 | Carl Roth | CHA4.1 | https://www.carlroth.com/com/en/
CHH3.1 | Accessories Attachment for Rocker series shakers, Studded mat for tubes | 1 | 1 | 29.5 | Carl Roth | CHH3.1 | https://www.carlroth.com/com/en/
CNH7.1 | Test tube shakers Vortex Mixer With multifunctional attachment | 1 | 1 | 260.2 | Carl Roth | CNH7.1 | https://www.carlroth.com/com/en/
CXT3.1 | CO2-resistant orbital shaker | 1 | 1 | 3047 | Carl Roth | CXT3.1 | https://www.carlroth.com/com/en/
CXT4.1 | Accessories Universal aluminium board for CO2-resistant orbital shaker | 1 | 1 | 183.7 | Carl Roth | CXT4.1 | https://www.carlroth.com/com/en/
CXT5.1 | Accessories Fixing clips, for 50 ml flasks (max. 30) | 1 | 1 | 11.7 | Carl Roth | CXT5.1 | https://www.carlroth.com/com/en/
CXT6.1 | Accessories Fixing clips, for 100 ml flasks (max. 15) | 1 | 1 | 12.4 | Carl Roth | CXT6.1 | https://www.carlroth.com/com/en/
CXT7.1 | Accessories Fixing clips, for 150 ml flasks (max. 15) | 1 | 1 | 16.1 | Carl Roth | CXT7.1 | https://www.carlroth.com/com/en/
CXT8.1 | Accessories Fixing clips, for 200 ml flasks (max. 15) | 1 | 1 | 19.2 | Carl Roth | CXT8.1 | https://www.carlroth.com/com/en/
CXT9.1 | Accessories Fixing clips, for 250 ml flasks (max. 15) | 1 | 1 | 18.6 | Carl Roth | CXT9.1 | https://www.carlroth.com/com/en/
CXX0.1 | Accessories Fixing clips, for 500 ml flasks (max. 9) | 1 | 1 | 26.8 | Carl Roth | CXX0.1 | https://www.carlroth.com/com/en/
CXX1.1 | Accessories Fixing clips, for 1000 ml flasks (max. 6) | 1 | 1 | 42 | Carl Roth | CXX1.1 | https://www.carlroth.com/com/en/
CXX2.1 | Accessories Fixing clips, for 2000 ml flasks (max. 4) | 1 | 1 | 61.5 | Carl Roth | CXX2.1 | https://www.carlroth.com/com/en/
CXX3.1 | Accessories Fixing clips, for 3000 ml flasks (max. 2) | 1 | 1 | 76.9 | Carl Roth | CXX3.1 | https://www.carlroth.com/com/en/
CXX4.1 | Accessories Fixing clips, for 5000 ml flasks (max. 1) | 1 | 1 | 102.2 | Carl Roth | CXX4.1 | https://www.carlroth.com/com/en/
CXX5.1 | Accessories Test tube racks For 40 tubes with 16 mm (max. 2) | 1 | 1 | 98.2 | Carl Roth | CXX5.1 | https://www.carlroth.com/com/en/
EE34.1 | Test tube shakers Vortex Genius 3 | 1 | 1 | 419.1 | Carl Roth | EE34.1 | https://www.carlroth.com/com/en/
EE35.1 | Accessories for Vortex 2 and Genius 3 test tube shakers VG 3.1 replacement standard attachment | 1 | 1 | 12.1 | Carl Roth | EE35.1 | https://www.carlroth.com/com/en/
EE36.1 | Accessories for Vortex 2 and Genius 3 test tube shakers VG 3.2 single-hand attachment | 1 | 1 | 25.3 | Carl Roth | EE36.1 | https://www.carlroth.com/com/en/
EE37.1 | Accessories for Vortex 2 and Genius 3 test tube shakers VG 3.3 universal attachment | 1 | 1 | 27.5 | Carl Roth | EE37.1 | https://www.carlroth.com/com/en/
EE38.1 | Accessories For VG 3.3 universal attachment Test tube inserts, for 54 x 1.5/2.0 ml reaction vials (type: VG 3.31) | 1 | 1 | 66 | Carl Roth | EE38.1 | https://www.carlroth.com/com/en/
EE39.1 | Accessories For VG 3.3 universal attachment Test tube inserts, for 18 test tubes 10 mm (type: VG 3.32) | 1 | 1 | 34.1 | Carl Roth | EE39.1 | https://www.carlroth.com/com/en/
EE40.1 | Accessories For VG 3.3 universal attachment Test tube inserts, for 12 test tubes 12 mm (type: VG 3.33) | 1 | 1 | 34.1 | Carl Roth | EE40.1 | https://www.carlroth.com/com/en/
EE41.1 | Accessories For VG 3.3 universal attachment Test tube inserts, for 8 test tubes 16 mm (type: VG 3.34) | 1 | 1 | 34.1 | Carl Roth | EE41.1 | https://www.carlroth.com/com/en/
EE42.1 | Accessories For VG 3.3 universal attachment Test tube inserts, for 8 test tubes 20 mm (type: VG 3.35) | 1 | 1 | 34.1 | Carl Roth | EE42.1 | https://www.carlroth.com/com/en/
EE43.1 | Accessories For VG 3.3 universal attachment VG 3.36 Erlenmeyer flask tightening strap | 1 | 1 | 34.1 | Carl Roth | EE43.1 | https://www.carlroth.com/com/en/
EE44.1 | Accessories For VG 3.3 universal attachment VG 3.37 microtiter plate insert | 1 | 1 | 34.1 | Carl Roth | EE44.1 | https://www.carlroth.com/com/en/
EH54.1 | Accessories additional essay for Genie Multi-MicroPlate Pulse | 1 | 1 | 178.9 | Carl Roth | EH54.1 | https://www.carlroth.com/com/en/
EHP7.1 | Test tube shakers Vortex 2 | 1 | 1 | 267.3 | Carl Roth | EHP7.1 | https://www.carlroth.com/com/en/
ENE2.1 | CO2-resistant orbital shaker KM CO2 | 1 | 1 | 2721 | Carl Roth | ENE2.1 | https://www.carlroth.com/com/en/
EP81.1 | Flask shaker SF1 | 1 | 1 | 1893.1 | Carl Roth | EP81.1 | https://www.carlroth.com/com/en/
EP82.1 | 3D rocker shaker Model SSL3 | 1 | 1 | 1355.2 | Carl Roth | EP82.1 | https://www.carlroth.com/com/en/
EP83.1 | Accessories Attachment system for 3D mini rocke shakers, for SSL3 | 1 | 1 | 327.8 | Carl Roth | EP83.1 | https://www.carlroth.com/com/en/
EPX7.1 | Cell culture roller mixer Mini-bottle | 1 | 1 | 2275.1 | Carl Roth | EPX7.1 | https://www.carlroth.com/com/en/
EPX8.1 | Cell culture roller mixer Small bottle | 1 | 1 | 1929.8 | Carl Roth | EPX8.1 | https://www.carlroth.com/com/en/
EPX9.1 | Accessories Extension kit (tiers) for Small-Bottle roller mixers | 1 | 1 | 594.8 | Carl Roth | EPX9.1 | https://www.carlroth.com/com/en/
ET51.1 | 3D rocker shaker Mini series Model 3D rocker shaker GyroMiniTM | 1 | 1 | 590.1 | Carl Roth | ET51.1 | https://www.carlroth.com/com/en/
EYH1.1 | Accessories Extension kit (tiers) for Mini-Bottle roller mixers | 1 | 1 | 782.8 | Carl Roth | EYH1.1 | https://www.carlroth.com/com/en/
H696.1 | Shaker KM 2 series KM 2, battery-powered | 1 | 1 | 2164 | Carl Roth | H696.1 | https://www.carlroth.com/com/en/
H826.1 | Accessories for REAX series test tube shakers Supporting rod with vessel holder | 1 | 1 | 86.9 | Carl Roth | H826.1 | https://www.carlroth.com/com/en/
H827.1 | Overhead mixer REAX 2 | 1 | 1 | 1443.2 | Carl Roth | H827.1 | https://www.carlroth.com/com/en/
H828.1 | Accessories Holder 1 for overhead mixer REAX 2 | 1 | 1 | 246.4 | Carl Roth | H828.1 | https://www.carlroth.com/com/en/
H830.1 | Overhead mixer REAX 20 series, 8 bottle(s), REAX 20/8 | 1 | 1 | 3456.2 | Carl Roth | H830.1 | https://www.carlroth.com/com/en/
H831.1 | Shakers Hei-MIX series Titramax 100 | 1 | 1 | 987.8 | Carl Roth | H831.1 | https://www.carlroth.com/com/en/
H832.1 | Shakers Hei-MIX series Vibramax 100 | 1 | 1 | 1009.8 | Carl Roth | H832.1 | https://www.carlroth.com/com/en/
H833.1 | Accessories For Rotamax 120 platform shaker Universal attachment | 1 | 1 | 130.9 | Carl Roth | H833.1 | https://www.carlroth.com/com/en/
H834.1 | Shakers Hei-MIX series UNIMAX 1010 orbital shaker | 1 | 1 | 1689.6 | Carl Roth | H834.1 | https://www.carlroth.com/com/en/
H835.1 | Shakers Hei-MIX series PROMAX 1020 back and forward shaker | 1 | 1 | 1653.3 | Carl Roth | H835.1 | https://www.carlroth.com/com/en/
H836.1 | Shakers Hei-MIX series DUOMAX 1030 gyratory shaker | 1 | 1 | 1568.6 | Carl Roth | H836.1 | https://www.carlroth.com/com/en/
H837.1 | Shakers Hei-MIX series POLYMAX 1040 wobble shaker | 1 | 1 | 1588.4 | Carl Roth | H837.1 | https://www.carlroth.com/com/en/
H838.1 | Accessories for UNIMAX 1010, PROMAX 1020, DUOMAX 1030 and POLYMAX 1040 shakers, Attachment for 14 x 50 ml Erlenmeyer flasks | 1 | 1 | 196.9 | Carl Roth | H838.1 | https://www.carlroth.com/com/en/
H839.1 | Accessories for UNIMAX 1010, PROMAX 1020, DUOMAX 1030 and POLYMAX 1040 shakers, Attachment for 9 x 100 ml Erlenmeyer flasks | 1 | 1 | 185.9 | Carl Roth | H839.1 | https://www.carlroth.com/com/en/
H840.1 | Accessories for UNIMAX 1010, PROMAX 1020, DUOMAX 1030 and POLYMAX 1040 shakers, Attachment for 5 x 250 ml Erlenmeyer flasks | 1 | 1 | 170.5 | Carl Roth | H840.1 | https://www.carlroth.com/com/en/
H841.1 | Accessories for UNIMAX 1010, PROMAX 1020, DUOMAX 1030 and POLYMAX 1040 shakers, Universal attachment with two tension rollers | 1 | 1 | 265.1 | Carl Roth | H841.1 | https://www.carlroth.com/com/en/
H842.1 | Accessories for UNIMAX 1010, PROMAX 1020, DUOMAX 1030 and POLYMAX 1040 shakers, Attachment for 4 x 50 or 100 ml separating funnels | 1 | 1 | 289.3 | Carl Roth | H842.1 | https://www.carlroth.com/com/en/
H844.1 | Incubator 1000 for shakers of 5 kg class | 1 | 1 | 1970.1 | Carl Roth | H844.1 | https://www.carlroth.com/com/en/
HA30.1 | Tilt/roller mixer SRT series Models standard, 6, SRT 6 | 1 | 1 | 1021.9 | Carl Roth | HA30.1 | https://www.carlroth.com/com/en/
HA31.1 | Tilt/roller mixer SRT series Models standard, 9, SRT 9 | 1 | 1 | 1240.8 | Carl Roth | HA31.1 | https://www.carlroth.com/com/en/
HA32.1 | Tilt/roller mixer SRT series Digital models, 6, SRT 6D | 1 | 1 | 1317.8 | Carl Roth | HA32.1 | https://www.carlroth.com/com/en/
HA33.1 | Tilt/roller mixer SRT series Digital models, 9, SRT 9D | 1 | 1 | 1560.9 | Carl Roth | HA33.1 | https://www.carlroth.com/com/en/
HEH4.1 | Rocker and 3D shakers RS series, Rocking motion, RS-RS 5 | 1 | 1 | 573.5 | Carl Roth | HEH4.1 | https://www.carlroth.com/com/en/
HEH5.1 | Rocker and 3D shakers RS series, Wobbling motion, RS-DS 5 | 1 | 1 | 573.5 | Carl Roth | HEH5.1 | https://www.carlroth.com/com/en/
HEH6.1 | Cooling and heating Thermoshaker Thermal mixer | 1 | 1 | 2006.4 | Carl Roth | HEH6.1 | https://www.carlroth.com/com/en/
HEH7.1 | Accessories Interchangeable block for reaction vials, Suitable for: 24 x 1.5 ml reaction vials | 1 | 1 | 1035.1 | Carl Roth | HEH7.1 | https://www.carlroth.com/com/en/
HEH8.1 | Accessories Interchangeable block for reaction vials, Suitable for: 24 x 2.0 ml reaction vials | 1 | 1 | 1035.1 | Carl Roth | HEH8.1 | https://www.carlroth.com/com/en/
HEH9.1 | Accessories Interchangeable block for reaction vials, Suitable for: 20 x 0.2 ml and 12 x 1.5 ml reaction vials | 1 | 1 | 1035.1 | Carl Roth | HEH9.1 | https://www.carlroth.com/com/en/
HEK0.1 | Accessories Interchangeable block for reaction vials, Suitable for: 20 x 0.5 ml and 12 x 1.5 ml reaction vials | 1 | 1 | 1035.1 | Carl Roth | HEK0.1 | https://www.carlroth.com/com/en/
HEK1.1 | Accessories Interchangeable block for 96-well plates | 1 | 1 | 1035.1 | Carl Roth | HEK1.1 | https://www.carlroth.com/com/en/
HH64.1 | Test tube shakers Genie Vortex Mixer Model: Vortex-Genie® 2 Digital | 1 | 1 | 536.9 | Carl Roth | HH64.1 | https://www.carlroth.com/com/en/
HHP1.1 | Shakers Genie Mini-100 Orbital | 1 | 1 | 1024 | Carl Roth | HHP1.1 | https://www.carlroth.com/com/en/
HHP2.1 | Accessories Platform for Genie Mini-100 Orbital shaker | 1 | 1 | 198.7 | Carl Roth | HHP2.1 | https://www.carlroth.com/com/en/
HL06.1 | Shakers Hei-Mix series, circular, 20 mm, Unimax 2010 | 1 | 1 | 2435.4 | Carl Roth | HL06.1 | https://www.carlroth.com/com/en/
HL07.1 | Shakers Hei-Mix series, back and forth, 20 mm, Promax 2020 | 1 | 1 | 2550.9 | Carl Roth | HL07.1 | https://www.carlroth.com/com/en/
HL08.1 | Shakers Hei-Mix series, staggering, Polymax 2040 | 1 | 1 | 2603.7 | Carl Roth | HL08.1 | https://www.carlroth.com/com/en/
HL09.1 | Accessories and attachment systems for laboratory shakers Base frame for tension rollers | 1 | 1 | 181.5 | Carl Roth | HL09.1 | https://www.carlroth.com/com/en/
HL10.1 | Accessories and attachment systems for laboratory shakers Tension roller for base frame | 1 | 1 | 59.4 | Carl Roth | HL10.1 | https://www.carlroth.com/com/en/
HL11.1 | Accessories and attachment systems for laboratory shakers Universal board 2000 | 1 | 1 | 185.9 | Carl Roth | HL11.1 | https://www.carlroth.com/com/en/
HL12.1 | Accessories Spring clip for Tablar 100 and 2000 perforated boards, Spring clip for 25 ml flasks | 1 | 1 | 19.8 | Carl Roth | HL12.1 | https://www.carlroth.com/com/en/
HL13.1 | Accessories Spring clip for Tablar 100 and 2000 perforated boards, Spring clip for 50 ml flasks | 1 | 1 | 23.1 | Carl Roth | HL13.1 | https://www.carlroth.com/com/en/
HL14.1 | Accessories Spring clip for Tablar 100 and 2000 perforated boards, Spring clip for 100 ml flasks | 1 | 1 | 26.4 | Carl Roth | HL14.1 | https://www.carlroth.com/com/en/
HL15.1 | Accessories Spring clip for Tablar 100 and 2000 perforated boards, Spring clip for 250 ml flasks | 1 | 1 | 34.1 | Carl Roth | HL15.1 | https://www.carlroth.com/com/en/
HL16.1 | Accessories Spring clip for Tablar 100 and 2000 perforated boards, Spring clip for 500 ml flasks | 1 | 1 | 36.3 | Carl Roth | HL16.1 | https://www.carlroth.com/com/en/
HL17.1 | Accessories Spring clip for Tablar 100 and 2000 perforated boards, Spring clip for 1000 ml flasks | 1 | 1 | 42.9 | Carl Roth | HL17.1 | https://www.carlroth.com/com/en/
HTA4.1 | Incubation shaker for microlitre plates, With transparent lid | 1 | 1 | 2057 | Carl Roth | HTA4.1 | https://www.carlroth.com/com/en/
HTA5.1 | Incubation shaker for microlitre plates, With opaque lid | 1 | 1 | 2057 | Carl Roth | HTA5.1 | https://www.carlroth.com/com/en/
HTC1.1 | Small incubation shaker | 1 | 1 | 2343 | Carl Roth | HTC1.1 | https://www.carlroth.com/com/en/
HTC2.1 | Accessories Clamps for small incubation shakers, Clamps for flasks 25 ml (max. 20) | 1 | 1 | 31.4 | Carl Roth | HTC2.1 | https://www.carlroth.com/com/en/
HTC3.1 | Accessories Clamps for small incubation shakers, Clamps for flasks 50 ml (max. 15) | 1 | 1 | 32.5 | Carl Roth | HTC3.1 | https://www.carlroth.com/com/en/
HTC4.1 | Accessories Clamps for small incubation shakers, Clamps for flasks 125 ml (max. 8) | 1 | 1 | 32.5 | Carl Roth | HTC4.1 | https://www.carlroth.com/com/en/
HTC5.1 | Accessories Clamps for small incubation shakers, Clamps for flasks 250 ml (max. 5) | 1 | 1 | 32.5 | Carl Roth | HTC5.1 | https://www.carlroth.com/com/en/
HTC6.1 | Incubation shaker 2D/3D, Rocking motion, 191 x 254 mm, Thermo-Shake 2D | 1 | 1 | 2728 | Carl Roth | HTC6.1 | https://www.carlroth.com/com/en/
HTC7.1 | Incubation shaker 2D/3D, Wobbling motion, 184 x 235 mm, Thermo-Shake 3D | 1 | 1 | 3003 | Carl Roth | HTC7.1 | https://www.carlroth.com/com/en/
HTC8.1 | Accessories Studded mat for incubation shakers 2D | 1 | 1 | 40 | Carl Roth | HTC8.1 | https://www.carlroth.com/com/en/
HTC9.1 | Accessories Studded mat for Incubation shakers 3D | 1 | 1 | 40 | Carl Roth | HTC9.1 | https://www.carlroth.com/com/en/
HXH6.1 | Test tube shakers ROTILABO® Mini Vortex | 1 | 1 | 113.7 | Carl Roth | HXH6.1 | https://www.carlroth.com/com/en/
HYK4.1 | 3D rocker shaker TL 2 | 1 | 1 | 2007.9 | Carl Roth | HYK4.1 | https://www.carlroth.com/com/en/
HYK5.1 | Accessories Expansion tray for TL 2 3D laboratory rocking shaker | 1 | 1 | 141.9 | Carl Roth | HYK5.1 | https://www.carlroth.com/com/en/
HYK6.1 | Tilt/roller mixer RM 2 | 1 | 1 | 2456.1 | Carl Roth | HYK6.1 | https://www.carlroth.com/com/en/
KA43.1 | Accessories Spring clip for Tablar 100 and 2000 perforated boards, Spring clip for 2000 ml flasks | 1 | 1 | 61.6 | Carl Roth | KA43.1 | https://www.carlroth.com/com/en/
KA78.1 | Accessories for UNIMAX 1010, PROMAX 1020, DUOMAX 1030 and POLYMAX 1040 shakers, Attachment for 4 x 500 ml Erlenmeyer flasks | 1 | 1 | 168.3 | Carl Roth | KA78.1 | https://www.carlroth.com/com/en/
KA79.1 | Accessories for UNIMAX 1010, PROMAX 1020, DUOMAX 1030 and POLYMAX 1040 shakers, Attachment for 2 x 1000 ml Erlenmeyer flasks | 1 | 1 | 157.3 | Carl Roth | KA79.1 | https://www.carlroth.com/com/en/
KA99.1 | Incubation shaker SI-500 | 1 | 1 | 5371.3 | Carl Roth | KA99.1 | https://www.carlroth.com/com/en/
KAA8.1 | Magnetic stirrers KMO 3 basic | 1 | 1 | 658.9 | Carl Roth | KAA8.1 | https://www.carlroth.com/com/en/
KAX7.1 | Accessories Overhead attachment for rolling mixers RM 2 | 1 | 1 | 303.9 | Carl Roth | KAX7.1 | https://www.carlroth.com/com/en/
KC00.1 | Accessories Frame made of stainless steel for shaker SI-500, Suitable for: 64 reaction vessels 1.5 ml, for 64 x 1.5 ml reaction vials | 1 | 1 | 391.6 | Carl Roth | KC00.1 | https://www.carlroth.com/com/en/
KC01.1 | Accessories Frame made of stainless steel for shaker SI-500, Suitable for: 25 centrifuge tubes 15 ml, for 25 centrifuge tubes 15 ml | 1 | 1 | 391.6 | Carl Roth | KC01.1 | https://www.carlroth.com/com/en/
KC02.1 | Accessories Frame made of stainless steel for shaker SI-500, Suitable for: 12 centrifuge tubes 50 ml, for 12 centrifuge tubes 50 ml | 1 | 1 | 391.6 | Carl Roth | KC02.1 | https://www.carlroth.com/com/en/
KH64.1 | Overhead mixer REAX 20 series, 4 bottle(s), REAX 20/4 | 1 | 1 | 3062.4 | Carl Roth | KH64.1 | https://www.carlroth.com/com/en/
KH65.1 | Overhead mixer REAX 20 series, 12 bottle(s), REAX 20/12 | 1 | 1 | 3920.4 | Carl Roth | KH65.1 | https://www.carlroth.com/com/en/
KH66.1 | Accessories Fastening set for overhead mixer REAX 20 series, Fastening set for 4 x 1.0 bottles | 1 | 1 | 60.5 | Carl Roth | KH66.1 | https://www.carlroth.com/com/en/
KH67.1 | Accessories Fastening set for overhead mixer REAX 20 series, Fastening set for 4 x 0.5 l bottles | 1 | 1 | 64.9 | Carl Roth | KH67.1 | https://www.carlroth.com/com/en/
KH89.1 | Incubation shaker KS 4000 i control | 1 | 1 | 6853 | Carl Roth | KH89.1 | https://www.carlroth.com/com/en/
KH90.1 | Accessories Top attachment system AS 4000.1 universal attachment | 1 | 1 | 974.6 | Carl Roth | KH90.1 | https://www.carlroth.com/com/en/
KH91.1 | Accessories Top attachment system Clamp holder AS 4000.2 | 1 | 1 | 814 | Carl Roth | KH91.1 | https://www.carlroth.com/com/en/
KH92.1 | Accessories Top attachment system Dish attachment AS 4000.3 | 1 | 1 | 213.4 | Carl Roth | KH92.1 | https://www.carlroth.com/com/en/
KHC7.1 | Test tube shakers Hula Dancer series Hula Dancer basic | 1 | 1 | 328.9 | Carl Roth | KHC7.1 | https://www.carlroth.com/com/en/
KHC8.1 | Test tube shakers Hula Dancer series Hula Dancer digital | 1 | 1 | 383.9 | Carl Roth | KHC8.1 | https://www.carlroth.com/com/en/
KHE0.1 | Magnetic stirrer Hei-Mix L | 1 | 1 | 617.1 | Carl Roth | KHE0.1 | https://www.carlroth.com/com/en/
L490.1 | Shakers KS series Models: KS control, circular, KS 15 A | 1 | 1 | 3230.6 | Carl Roth | L490.1 | https://www.carlroth.com/com/en/
L491.1 | Shakers KS series Models: KS control, back and forth, KS 15 B control | 1 | 1 | 3094.6 | Carl Roth | L491.1 | https://www.carlroth.com/com/en/
L492.1 | Incubation hood TH 15 | 1 | 1 | 3884.5 | Carl Roth | L492.1 | https://www.carlroth.com/com/en/
L646.1 | Shakers KM 2 series KM 2 Standard | 1 | 1 | 1784.4 | Carl Roth | L646.1 | https://www.carlroth.com/com/en/
L647.1 | Accessories for cordless KM 2, KM 2 and KM CO2 shakers Universal board | 1 | 1 | 240.1 | Carl Roth | L647.1 | https://www.carlroth.com/com/en/
L648.1 | Accessories Spring clip, for 10 ml Erlenmeyer flasks | 1 | 1 | 18.3 | Carl Roth | L648.1 | https://www.carlroth.com/com/en/
L649.1 | Accessories Spring clip, for 25 ml Erlenmeyer flasks | 1 | 1 | 19.4 | Carl Roth | L649.1 | https://www.carlroth.com/com/en/
L650.1 | Accessories Spring clip, for 50 ml Erlenmeyer flasks | 1 | 1 | 20.6 | Carl Roth | L650.1 | https://www.carlroth.com/com/en/
L651.1 | Accessories Spring clip, for 100 ml Erlenmeyer flasks | 1 | 1 | 24.6 | Carl Roth | L651.1 | https://www.carlroth.com/com/en/
L652.1 | Accessories Spring clip, for 250 ml Erlenmeyer flasks | 1 | 1 | 31 | Carl Roth | L652.1 | https://www.carlroth.com/com/en/
L653.1 | Accessories Spring clip, for 500 ml Erlenmeyer flasks | 1 | 1 | 36.3 | Carl Roth | L653.1 | https://www.carlroth.com/com/en/
L654.1 | Accessories Spring clip, for 1000 ml Erlenmeyer flasks | 1 | 1 | 40 | Carl Roth | L654.1 | https://www.carlroth.com/com/en/
L655.1 | Accessories Spring clip, for 2000 ml Erlenmeyer flasks | 1 | 1 | 54.3 | Carl Roth | L655.1 | https://www.carlroth.com/com/en/
L660.1 | Vortexer with stirring attachment ROTILABO®, for 8 reaction vessels | 1 | 1 | 139.5 | Carl Roth | L660.1 | https://www.carlroth.com/com/en/
L661.1 | Vortexer with stirring attachment ROTILABO®, for 20 reaction vessels | 1 | 1 | 157.3 | Carl Roth | L661.1 | https://www.carlroth.com/com/en/
L668.1 | Accessories Tension roller h/v, Tension roller v | 1 | 1 | 97.5 | Carl Roth | L668.1 | https://www.carlroth.com/com/en/
L669.1 | Accessories Spring roller /clamping roller, Clamping roller | 1 | 1 | 132.4 | Carl Roth | L669.1 | https://www.carlroth.com/com/en/
L670.1 | Accessories Spring roller /clamping roller, Spring roller | 1 | 1 | 116.6 | Carl Roth | L670.1 | https://www.carlroth.com/com/en/
L952.1 | Test tube shakers REAX top and REAX control, REAX top | 1 | 1 | 315.7 | Carl Roth | L952.1 | https://www.carlroth.com/com/en/
L953.1 | Test tube shakers REAX top and REAX control, REAX control | 1 | 1 | 455.4 | Carl Roth | L953.1 | https://www.carlroth.com/com/en/
L954.1 | Accessories for REAX series test tube shakers Mounting plate, large | 1 | 1 | 31.9 | Carl Roth | L954.1 | https://www.carlroth.com/com/en/
L955.1 | Accessories for REAX series test tube shakers 10 holding rack | 1 | 1 | 36.3 | Carl Roth | L955.1 | https://www.carlroth.com/com/en/
LX35.1 | Rocker shakers ProBlot 25/25 XL series Platform 260 x 200 mm, Standard, ProBlot 25 | 1 | 1 | 963 | Carl Roth | LX35.1 | https://www.carlroth.com/com/en/
LX36.1 | Rocker shakers ProBlot 25/25 XL series Platform 260 x 200 mm, 2 platforms, ProBlot 25 D, 2 tiers | 1 | 1 | 1034.6 | Carl Roth | LX36.1 | https://www.carlroth.com/com/en/
LX37.1 | Rocker shakers ProBlot 25/25 XL series Platform 300 x 300 mm, Standard, ProBlot 25 XL | 1 | 1 | 1079.9 | Carl Roth | LX37.1 | https://www.carlroth.com/com/en/
LX38.1 | Rocker shakers ProBlot 25/25 XL series Platform 300 x 300 mm, 2 platforms, ProBlot 25 XL D, 2 tiers | 1 | 1 | 1183.9 | Carl Roth | LX38.1 | https://www.carlroth.com/com/en/
LX88.1 | Shakers Genie Multi Vortex | 1 | 1 | 2618.1 | Carl Roth | LX88.1 | https://www.carlroth.com/com/en/
LY19.1 | Accessories for Vortex-Genie series Attachment for centrifuge tubes/reaction vials, Attachment for 12 centrifuge tubes of 15 ml ( 17 x L 120 mm) | 1 | 1 | 192.8 | Carl Roth | LY19.1 | https://www.carlroth.com/com/en/
LY20.1 | Accessories for Vortex-Genie series Attachment for centrifuge tubes/reaction vials, Attachment for 6 centrifuge tubes of 50 ml ( 30 x L 115 mm) | 1 | 1 | 174.9 | Carl Roth | LY20.1 | https://www.carlroth.com/com/en/
LY29.1 | Incubation shaker MaxQ Digital 4000 set | 1 | 1 | 9970.4 | Carl Roth | LY29.1 | https://www.carlroth.com/com/en/
LY30.1 | Accessories for MaxQ Digital 4000 Additional holding clamps, for microtritation/deepwell plate (max. 10) | 1 | 1 | 31.1 | Carl Roth | LY30.1 | https://www.carlroth.com/com/en/
LY31.1 | Accessories for MaxQ Digital 4000 Additional holding clamps, for 10 ml flasks (max. 113) | 1 | 1 | 27.7 | Carl Roth | LY31.1 | https://www.carlroth.com/com/en/
LY32.1 | Accessories for MaxQ Digital 4000 Additional holding clamps, for 25 ml flasks (max. 64) | 1 | 1 | 29.4 | Carl Roth | LY32.1 | https://www.carlroth.com/com/en/
LY33.1 | Accessories for MaxQ Digital 4000 Additional holding clamps, for 50 ml flasks (max. 32) | 1 | 1 | 31.2 | Carl Roth | LY33.1 | https://www.carlroth.com/com/en/
LY34.1 | Accessories for MaxQ Digital 4000 Additional holding clamps, for 125 ml flasks (max. 32) | 1 | 1 | 29.7 | Carl Roth | LY34.1 | https://www.carlroth.com/com/en/
LY35.1 | Accessories for MaxQ Digital 4000 Additional holding clamps, for 250 ml flasks (max. 16) | 1 | 1 | 36 | Carl Roth | LY35.1 | https://www.carlroth.com/com/en/
LY36.1 | Accessories for MaxQ Digital 4000 Additional holding clamps, for 300 ml flasks (max. 16) | 1 | 1 | 39.1 | Carl Roth | LY36.1 | https://www.carlroth.com/com/en/
LY37.1 | Accessories for MaxQ Digital 4000 Additional holding clamps, for 500 ml flasks (max. 16) | 1 | 1 | 41.6 | Carl Roth | LY37.1 | https://www.carlroth.com/com/en/
LY38.1 | Accessories for MaxQ Digital 4000 Additional holding clamps, for 1000 ml flasks (max. 9) | 1 | 1 | 52.6 | Carl Roth | LY38.1 | https://www.carlroth.com/com/en/
LY39.1 | Accessories for MaxQ Digital 4000 Additional holding clamps, for 2000 ml flasks (max. 6) | 1 | 1 | 70.5 | Carl Roth | LY39.1 | https://www.carlroth.com/com/en/
LY40.1 | Accessories for MaxQ Digital 4000 Sample tube rack, Suitable for: for 72 tubes from 14 to 17 mm (max. 4), for 72 tubes from 14 to 17 mm (max. 4) | 1 | 1 | 303.6 | Carl Roth | LY40.1 | https://www.carlroth.com/com/en/
LY41.1 | Accessories for MaxQ Digital 4000 Sample tube rack, Suitable for: for 24 tubes from 26 to 30 mm (max. 4), for 24 tubes from 26 to 30 mm (max. 4) | 1 | 1 | 302.5 | Carl Roth | LY41.1 | https://www.carlroth.com/com/en/
LY47.1 | Shakers Rotamax 120 | 1 | 1 | 1094.5 | Carl Roth | LY47.1 | https://www.carlroth.com/com/en/
LY48.1 | Accessories Tension roller for Rotamax 120 universal attachment | 1 | 1 | 38.5 | Carl Roth | LY48.1 | https://www.carlroth.com/com/en/
LY49.1 | Accessories For Rotamax 120 platform shaker Spring clip attachment for Tablar 100 perforated board | 1 | 1 | 81.4 | Carl Roth | LY49.1 | https://www.carlroth.com/com/en/
NP21.1 | 3D rocker shaker Mini series Model 3D rocker shaker Enduro MiniMixTM | 1 | 1 | 521.6 | Carl Roth | NP21.1 | https://www.carlroth.com/com/en/
NP22.1 | Accessories Blotting boxes Blotting box, large | 1 | 1 | 126.7 | Carl Roth | NP22.1 | https://www.carlroth.com/com/en/
NP23.1 | Accessories Blotting boxes Blotting box, small | 1 | 1 | 115.8 | Carl Roth | NP23.1 | https://www.carlroth.com/com/en/
P432.1 | Shakers KS series Models: KS Standard, circular, KS 15 A | 1 | 1 | 2042.2 | Carl Roth | P432.1 | https://www.carlroth.com/com/en/
P433.1 | Shakers KS series Models: KS Standard, back and forth, KS 15 B | 1 | 1 | 2111.9 | Carl Roth | P433.1 | https://www.carlroth.com/com/en/
P434.1 | Accessories Platform KS universal board | 1 | 1 | 272 | Carl Roth | P434.1 | https://www.carlroth.com/com/en/
P435.1 | Accessories Tension roller h/v, Tension roller h | 1 | 1 | 78.5 | Carl Roth | P435.1 | https://www.carlroth.com/com/en/
P436.1 | Combi-shaker KL 2 | 1 | 1 | 1972.4 | Carl Roth | P436.1 | https://www.carlroth.com/com/en/
P505.1 | Test tube shakers Genie Vortex Mixer Model: Vortex-Genie® 2 | 1 | 1 | 384.5 | Carl Roth | P505.1 | https://www.carlroth.com/com/en/
P506.1 | Accessories for Vortex-Genie series Replacement standard attachment | 1 | 1 | 39.9 | Carl Roth | P506.1 | https://www.carlroth.com/com/en/
P507.1 | Accessories for Vortex-Genie series Replacement shaker dish, 75 mm | 1 | 1 | 39.9 | Carl Roth | P507.1 | https://www.carlroth.com/com/en/
P508.1 | Accessories for Vortex-Genie series Rubber plate for shaking dish ( 75 mm) | 1 | 1 | 39.9 | Carl Roth | P508.1 | https://www.carlroth.com/com/en/
P509.1 | Accessories for Vortex-Genie series Shaker dish | 1 | 1 | 58.2 | Carl Roth | P509.1 | https://www.carlroth.com/com/en/
P510.1 | Accessories for Vortex-Genie series Attachment for reaction vials | 1 | 1 | 35.4 | Carl Roth | P510.1 | https://www.carlroth.com/com/en/
P511.1 | Accessories for Vortex-Genie series Attachment for microtiter plates | 1 | 1 | 36.2 | Carl Roth | P511.1 | https://www.carlroth.com/com/en/
P512.1 | Accessories for Vortex-Genie series Angular dish | 1 | 1 | 148.4 | Carl Roth | P512.1 | https://www.carlroth.com/com/en/
P513.1 | Accessories for Vortex-Genie series Elastic bands for fastening beakers, flasks, etc. | 1 | 1 | 11.5 | Carl Roth | P513.1 | https://www.carlroth.com/com/en/
P514.1 | Accessories for Vortex-Genie series Attachments for test tubes, Attachment for 12 test tubes of 9–16 mm | 1 | 1 | 20.5 | Carl Roth | P514.1 | https://www.carlroth.com/com/en/
P515.1 | Accessories for Vortex-Genie series Attachments for test tubes, Attachment for 8 test tubes of 14–29 mm | 1 | 1 | 26.5 | Carl Roth | P515.1 | https://www.carlroth.com/com/en/
P516.1 | Accessories for Vortex-Genie series Attachments for test tubes, Attachment for 4 test tubes of 29–37 mm | 1 | 1 | 20.2 | Carl Roth | P516.1 | https://www.carlroth.com/com/en/
P517.1 | Accessories for Vortex-Genie series TurboMix attachment | 1 | 1 | 334.7 | Carl Roth | P517.1 | https://www.carlroth.com/com/en/
P518.1 | Multifunction mixer Genie Roto-Shake | 1 | 1 | 1694.6 | Carl Roth | P518.1 | https://www.carlroth.com/com/en/
P519.1 | Accessories for Rotator Genie, Roto-Shake Genie and Enviro-Genie, Holder with 12 clips for tubes from 10 to 13 mm ⌀ | 1 | 1 | 230.6 | Carl Roth | P519.1 | https://www.carlroth.com/com/en/
P520.1 | Accessories for Rotator Genie, Roto-Shake Genie and Enviro-Genie, Holder with 6 clips for tubes from 15 to 17 mm ⌀ | 1 | 1 | 230.6 | Carl Roth | P520.1 | https://www.carlroth.com/com/en/
P521.1 | Accessories for Rotator Genie, Roto-Shake Genie and Enviro-Genie, Holder with 3 clips for tubes from 28 to 30 mm ⌀ | 1 | 1 | 230.6 | Carl Roth | P521.1 | https://www.carlroth.com/com/en/
P522.1 | Accessories for Rotator Genie, Roto-Shake Genie and Enviro-Genie, Magnetic strip for bags, 75 x 75 mm | 1 | 1 | 100.7 | Carl Roth | P522.1 | https://www.carlroth.com/com/en/
P523.1 | Accessories Magnetic strips for 75 x 75 mm bags and 2 tablets for mixer Roto-Shake Genie | 1 | 1 | 316.9 | Carl Roth | P523.1 | https://www.carlroth.com/com/en/
PA19.1 | Shakers KS 130 basic complete set | 1 | 1 | 1859 | Carl Roth | PA19.1 | https://www.carlroth.com/com/en/
PA23.1 | Accessories and attachment systems for KS 130 basic shaker AS 130.1 universal attachment | 1 | 1 | 365.2 | Carl Roth | PA23.1 | https://www.carlroth.com/com/en/
PA24.1 | Accessories and attachment systems for KS 130 basic shaker AS 130.2 fixing clip attachment | 1 | 1 | 110 | Carl Roth | PA24.1 | https://www.carlroth.com/com/en/
PA25.1 | Accessories and attachment systems for KS 130 basic shaker AS 130.4 test tube attachment | 1 | 1 | 246.4 | Carl Roth | PA25.1 | https://www.carlroth.com/com/en/
PA26.1 | Accessories Fixing clip Fixing clips, Fixing clips for 1000 ml flasks | 1 | 1 | 50.6 | Carl Roth | PA26.1 | https://www.carlroth.com/com/en/
PA66.1 | Cell disruptors Genie Disruptor Model Digital | 1 | 1 | 1005.1 | Carl Roth | PA66.1 | https://www.carlroth.com/com/en/
PH63.1 | Rotator Genie Model with standard platform | 1 | 1 | 1141.1 | Carl Roth | PH63.1 | https://www.carlroth.com/com/en/
PH64.1 | Rotator Genie Model with magnetic platform | 1 | 1 | 1182.5 | Carl Roth | PH64.1 | https://www.carlroth.com/com/en/
PH65.1 | Accessories Additional platforms for Rotator Genie, Standard platform with 8 rubber straps | 1 | 1 | 235.3 | Carl Roth | PH65.1 | https://www.carlroth.com/com/en/
PH66.1 | Accessories Additional platforms for Rotator Genie, Magnetic platform | 1 | 1 | 276.7 | Carl Roth | PH66.1 | https://www.carlroth.com/com/en/
PK04.1 | Test tube shakers Genie Vortex Mixer Model: Digital Vortex-Genie® 2 Pulse | 1 | 1 | 580.6 | Carl Roth | PK04.1 | https://www.carlroth.com/com/en/
PP08.1 | Tilt mixer for sample tubes Mix series Model Speci-Mix | 1 | 1 | 507.1 | Carl Roth | PP08.1 | https://www.carlroth.com/com/en/
PP09.1 | Tilting mixers Mix series for sample tubes Model Vari-Mix | 1 | 1 | 812.9 | Carl Roth | PP09.1 | https://www.carlroth.com/com/en/
PP49.1 | Rotator Revolver mixer for test and sample tubes | 1 | 1 | 503.8 | Carl Roth | PP49.1 | https://www.carlroth.com/com/en/
PP50.1 | Accessories Turntables for rotator revolver mixer, 10 centrifuge tubes 15 ml and 16 for blood sample tubes 5/7 ml | 1 | 1 | 64.8 | Carl Roth | PP50.1 | https://www.carlroth.com/com/en/
PP51.1 | Accessories Turntables for rotator revolver mixer, 6 centrifuge tubes 50 ml | 1 | 1 | 62.9 | Carl Roth | PP51.1 | https://www.carlroth.com/com/en/
PX87.1 | Test tube shakers RS series Model: RS-VF 10 | 1 | 1 | 159 | Carl Roth | PX87.1 | https://www.carlroth.com/com/en/
PX88.1 | Test tube shakers RS series Model: RS-VA 10 | 1 | 1 | 182.1 | Carl Roth | PX88.1 | https://www.carlroth.com/com/en/
PX89.1 | Accessories Single-hand attachment Large, for RS series test tube shakers | 1 | 1 | 37.8 | Carl Roth | PX89.1 | https://www.carlroth.com/com/en/
PY67.1 | Shakers Orbital Digital | 1 | 1 | 836.1 | Carl Roth | PY67.1 | https://www.carlroth.com/com/en/
T490.1 | Microtiter shakers TiMix series Model: TiMix 5 | 1 | 1 | 2467.9 | Carl Roth | T490.1 | https://www.carlroth.com/com/en/
T491.1 | Microtiter shakers TiMix series Model: TiMix 5 control | 1 | 1 | 3663.4 | Carl Roth | T491.1 | https://www.carlroth.com/com/en/
T493.1 | Accessories and attachment systems for TiMix 5 microtiter shakers TiMix 5 standard attachment | 1 | 1 | 303.9 | Carl Roth | T493.1 | https://www.carlroth.com/com/en/
T494.1 | Accessories and attachment systems for TiMix 5 microtiter shakers TiMix 5 expansion tray | 1 | 1 | 335.8 | Carl Roth | T494.1 | https://www.carlroth.com/com/en/
T495.1 | Accessories and attachment systems for TiMix 5 microtiter shakers Attachment with clamping bushings for microtiter plates | 1 | 1 | 478.9 | Carl Roth | T495.1 | https://www.carlroth.com/com/en/
T496.1 | Accessories and attachment systems for TiMix 5 microtiter shakers Attachment with large clamping bushings for two microtiter plates | 1 | 1 | 544 | Carl Roth | T496.1 | https://www.carlroth.com/com/en/
T497.1 | Accessories Platform Combifix KS standard attachment | 1 | 1 | 415.1 | Carl Roth | T497.1 | https://www.carlroth.com/com/en/
T498.1 | Accessories Test tube rack Made of stainless steel, for 68 test tubes 14 mm | 1 | 1 | 77.7 | Carl Roth | T498.1 | https://www.carlroth.com/com/en/
T499.1 | Accessories Test tube rack Made of stainless steel, for 44 test tubes 16 mm | 1 | 1 | 77.7 | Carl Roth | T499.1 | https://www.carlroth.com/com/en/
T500.1 | Accessories Test tube rack Made of stainless steel, for 44 test tubes 18 mm | 1 | 1 | 77.7 | Carl Roth | T500.1 | https://www.carlroth.com/com/en/
T501.1 | Accessories Swivel base for test tube racks | 1 | 1 | 48.4 | Carl Roth | T501.1 | https://www.carlroth.com/com/en/
T519.1 | Accessories for cordless KM 2, KM 2 and KM CO2 shakers KM tension roller | 1 | 1 | 53.4 | Carl Roth | T519.1 | https://www.carlroth.com/com/en/
X182.1 | Accessories Attachment system Universal attachment AS 260.1 | 1 | 1 | 610.5 | Carl Roth | X182.1 | https://www.carlroth.com/com/en/
X183.1 | Accessories Attachment system Dish attachment AS 260.3 | 1 | 1 | 132 | Carl Roth | X183.1 | https://www.carlroth.com/com/en/
X184.1 | Accessories Attachment system Clamp holder AS 260.2 | 1 | 1 | 157.3 | Carl Roth | X184.1 | https://www.carlroth.com/com/en/
X185.1 | Accessories Fixing clip Fixing clips, Fixing clips for 25 ml flasks | 1 | 1 | 26.4 | Carl Roth | X185.1 | https://www.carlroth.com/com/en/
X186.1 | Accessories Fixing clip Fixing clips, Fixing clips for 50 ml flasks | 1 | 1 | 26.4 | Carl Roth | X186.1 | https://www.carlroth.com/com/en/
X187.1 | Accessories Fixing clip Fixing clips, Fixing clips for 100 ml flasks | 1 | 1 | 26.4 | Carl Roth | X187.1 | https://www.carlroth.com/com/en/
X188.1 | Accessories Fixing clip Fixing clips, Fixing clips for 200/250 ml flasks | 1 | 1 | 50.6 | Carl Roth | X188.1 | https://www.carlroth.com/com/en/
X189.1 | Accessories Fixing clip Fixing clips, Fixing clips for 500 ml flasks | 1 | 1 | 50.6 | Carl Roth | X189.1 | https://www.carlroth.com/com/en/
X466.1 | Rotator STR 4 | 1 | 1 | 1366.2 | Carl Roth | X466.1 | https://www.carlroth.com/com/en/
X467.1 | Accessories Sample tubes rotary module for rotator STR4 | 1 | 1 | 454.3 | Carl Roth | X467.1 | https://www.carlroth.com/com/en/
X468.1 | Accessories Clip holder for samples tubes rotary module, For12 tubes 12 mm | 1 | 1 | 187 | Carl Roth | X468.1 | https://www.carlroth.com/com/en/
X469.1 | Accessories Clip holder for samples tubes rotary module, For10 tubes 16 mm | 1 | 1 | 177.1 | Carl Roth | X469.1 | https://www.carlroth.com/com/en/
X470.1 | Accessories Clip holder for samples tubes rotary module, For8 tubes 19 mm | 1 | 1 | 177.1 | Carl Roth | X470.1 | https://www.carlroth.com/com/en/
X471.1 | Accessories Clip holder for samples tubes rotary module, For7 tubes 24 mm | 1 | 1 | 177.1 | Carl Roth | X471.1 | https://www.carlroth.com/com/en/
X472.1 | Accessories Rotary module for containers for rotator STR4 | 1 | 1 | 507.1 | Carl Roth | X472.1 | https://www.carlroth.com/com/en/
X473.1 | Accessories Rotary module for reaction vials for rotator STR4 | 1 | 1 | 1010.9 | Carl Roth | X473.1 | https://www.carlroth.com/com/en/
X474.1 | Accessories Rotary module for reaction vials for rotator STR4 | 1 | 1 | 116.6 | Carl Roth | X474.1 | https://www.carlroth.com/com/en/
X561.1 | Test tube shakers Genie Vortex Mixer Model: Vortex-Genie® 2T with integrated timer | 1 | 1 | 497.9 | Carl Roth | X561.1 | https://www.carlroth.com/com/en/
X826.1 | Magnet shaker Monoshake | 1 | 1 | 1024.1 | Carl Roth | X826.1 | https://www.carlroth.com/com/en/
XK30.1 | Tilt/roller mixer RS-TR series Model RS-TR 05 | 1 | 1 | 467.1 | Carl Roth | XK30.1 | https://www.carlroth.com/com/en/
XK31.1 | Tilt/roller mixer RS-TR series Model RS-TR 10 | 1 | 1 | 821.9 | Carl Roth | XK31.1 | https://www.carlroth.com/com/en/
XK80.1 | Accessories Double holder for 2 turntables | 1 | 1 | 121 | Carl Roth | XK80.1 | https://www.carlroth.com/com/en/
XP69.1 | Microtiter shakers Genie Pulse Model: Digital MicroPlate Genie Pulse | 1 | 1 | 966.1 | Carl Roth | XP69.1 | https://www.carlroth.com/com/en/
XT39.1 | Tilt/roller mixer Roller series Basic model , 6, 6 basic | 1 | 1 | 1529 | Carl Roth | XT39.1 | https://www.carlroth.com/com/en/
XT40.1 | Tilt/roller mixer Roller series Basic model , 10, 10 basic | 1 | 1 | 1868.9 | Carl Roth | XT40.1 | https://www.carlroth.com/com/en/
XT41.1 | Tilt/roller mixer Roller series Model Digital, 6, 6 digital | 1 | 1 | 1585.1 | Carl Roth | XT41.1 | https://www.carlroth.com/com/en/
XT42.1 | Tilt/roller mixer Roller series Model Digital, 10, 10 digital | 1 | 1 | 1925 | Carl Roth | XT42.1 | https://www.carlroth.com/com/en/
XT43.1 | Incubation shaker KS 3000 i control | 1 | 1 | 5662.8 | Carl Roth | XT43.1 | https://www.carlroth.com/com/en/
XT46.1 | Rocker shakers Rocker 2D series Model 2D basic | 1 | 1 | 905.3 | Carl Roth | XT46.1 | https://www.carlroth.com/com/en/
XT47.1 | Rocker shakers Rocker 2D series Model 2D digital | 1 | 1 | 962.5 | Carl Roth | XT47.1 | https://www.carlroth.com/com/en/
XT48.1 | Accessories Attachment for Rocker series shakers, Attachment for 28 x 5 ml ( 12 mm) sample tubes | 1 | 1 | 38.5 | Carl Roth | XT48.1 | https://www.carlroth.com/com/en/
XT49.1 | Accessories Attachment for Rocker series shakers, Attachment for 16 x 15 ml ( 16 mm) sample tubes | 1 | 1 | 38.5 | Carl Roth | XT49.1 | https://www.carlroth.com/com/en/
XT50.1 | Accessories Attachment for Rocker series shakers, Attachment for 10 x 50 ml ( 28 mm) sample tubes | 1 | 1 | 38.5 | Carl Roth | XT50.1 | https://www.carlroth.com/com/en/
XT51.1 | Accessories Expansion tray for Rocker series shakers | 1 | 1 | 70.4 | Carl Roth | XT51.1 | https://www.carlroth.com/com/en/
XT52.1 | Wobble shakers Rocker3D series Model 3D basic | 1 | 1 | 962.5 | Carl Roth | XT52.1 | https://www.carlroth.com/com/en/
XT53.1 | Wobble shakers Rocker3D series Model 3D digital | 1 | 1 | 1018.6 | Carl Roth | XT53.1 | https://www.carlroth.com/com/en/
XX95.1 | Accessories for Vortex-Genie series Attachment for centrifuge tubes/reaction vials, Attachment for 6 centrifuge tubes of 50 ml, 6 centrifuge tubes of 15 ml and 12 reaction vials of 1.5/2.0 ml | 1 | 1 | 218.8 | Carl Roth | XX95.1 | https://www.carlroth.com/com/en/
Y359.1 | Shakers Multi Reax | 1 | 1 | 1464.1 | Carl Roth | Y359.1 | https://www.carlroth.com/com/en/
Y517.1 | Shakers Vibrax® VXR basic | 1 | 1 | 1642.3 | Carl Roth | Y517.1 | https://www.carlroth.com/com/en/
Y518.1 | Accessories Platform VX 1 single-hand attachment | 1 | 1 | 104.5 | Carl Roth | Y518.1 | https://www.carlroth.com/com/en/
Y519.1 | Accessories Platform VX 2 test tube attachment | 1 | 1 | 431.2 | Carl Roth | Y519.1 | https://www.carlroth.com/com/en/
Y520.1 | Accessories Platform VX 2E reaction vial attachment | 1 | 1 | 419.1 | Carl Roth | Y520.1 | https://www.carlroth.com/com/en/
Y521.1 | Accessories Platform VX 7 tray top | 1 | 1 | 304.7 | Carl Roth | Y521.1 | https://www.carlroth.com/com/en/
Y522.1 | Accessories Platform VX 8 universal attachment | 1 | 1 | 732.6 | Carl Roth | Y522.1 | https://www.carlroth.com/com/en/
Y549.1 | Rotator SB series Model SB 2 | 1 | 1 | 486.2 | Carl Roth | Y549.1 | https://www.carlroth.com/com/en/
Y550.1 | Rotator SB series Model SB 3 | 1 | 1 | 706.2 | Carl Roth | Y550.1 | https://www.carlroth.com/com/en/
Y551.1 | Accessories Turntables for rotators SB 2 and SB 3, 40 ‌reaction vials 1,5/2,0 ml | 1 | 1 | 244.2 | Carl Roth | Y551.1 | https://www.carlroth.com/com/en/
Y552.1 | Accessories Turntables for rotators SB 2 and SB 3, 20 sample vials 9-20 mm | 1 | 1 | 244.2 | Carl Roth | Y552.1 | https://www.carlroth.com/com/en/
Y553.1 | Accessories Turntables for rotators SB 2 and SB 3, 12 centrifuge tubes 50 ml | 1 | 1 | 244.2 | Carl Roth | Y553.1 | https://www.carlroth.com/com/en/
Y554.1 | Accessories Turntables for rotators SB 2 and SB 3, 63 culture tubes 12 mm | 1 | 1 | 324.5 | Carl Roth | Y554.1 | https://www.carlroth.com/com/en/
Y555.1 | Accessories Turntables for rotators SB 2 and SB 3, 63 culture tubes 16 mm | 1 | 1 | 265.1 | Carl Roth | Y555.1 | https://www.carlroth.com/com/en/
YC55.1 | 3D rocker shaker GyroTwister Standard | 1 | 1 | 1360.4 | Carl Roth | YC55.1 | https://www.carlroth.com/com/en/
YC56.1 | 3D rocker shaker GyroTwister Vario | 1 | 1 | 1608.3 | Carl Roth | YC56.1 | https://www.carlroth.com/com/en/
YC57.1 | Accessories Platforms for 3D rocker shakers GyroTwister Platforms type L | 1 | 1 | 202.5 | Carl Roth | YC57.1 | https://www.carlroth.com/com/en/
YC58.1 | Accessories Platforms for 3D rocker shakers GyroTwister Platform type XL | 1 | 1 | 227.8 | Carl Roth | YC58.1 | https://www.carlroth.com/com/en/
YH91.1 | Microtiter shakers SSM5 and SSL5, Suitable for: 4 microtiter plates, SSM5 | 1 | 1 | 1170.4 | Carl Roth | YH91.1 | https://www.carlroth.com/com/en/
YH92.1 | Microtiter shakers SSM5 and SSL5, Suitable for: 8 Microtiter plates, SSL5 | 1 | 1 | 2325.4 | Carl Roth | YH92.1 | https://www.carlroth.com/com/en/
YH93.1 | Accessories Holder For SSM5 and SSL5 microtiter shakers, Holder for 50 x 1.5 ml reaction vials | 1 | 1 | 159.5 | Carl Roth | YH93.1 | https://www.carlroth.com/com/en/
YH94.1 | Accessories Holder For SSM5 and SSL5 microtiter shakers, Holder for 50 x 0.5 ml reaction vials | 1 | 1 | 150.7 | Carl Roth | YH94.1 | https://www.carlroth.com/com/en/
YH95.1 | Accessories Holder For SSM5 and SSL5 microtiter shakers, Holder for 50 x 0.2 ml reaction vials | 1 | 1 | 149.6 | Carl Roth | YH95.1 | https://www.carlroth.com/com/en/
1A2Y.1 | Thermoshaker Matrix Orbital Delta series Model Delta F0.5 | 1 | 1 | 2528.9 | Carl Roth | 1A2Y.1 | https://www.carlroth.com/com/en/
1A30.1 | Thermoshaker Matrix Orbital Delta series Model Delta F1.5 | 1 | 1 | 2528.9 | Carl Roth | 1A30.1 | https://www.carlroth.com/com/en/
1A31.1 | Thermoshaker Matrix Orbital Delta series Model Delta F2.0 | 1 | 1 | 2528.9 | Carl Roth | 1A31.1 | https://www.carlroth.com/com/en/
1A32.1 | Thermoshaker Matrix Orbital Delta series Model Delta FP | 1 | 1 | 2528.9 | Carl Roth | 1A32.1 | https://www.carlroth.com/com/en/
1A7H.1 | Block thermostat SBH200D | 1 | 1 | 1161.6 | Carl Roth | 1A7H.1 | https://www.carlroth.com/com/en/
1A7K.1 | Accessories Interchangeable block for SBH200D For reaction vials, Suitable for: 20 reaction vials 1.5 ml | 1 | 1 | 174.9 | Carl Roth | 1A7K.1 | https://www.carlroth.com/com/en/
1A7L.1 | Accessories Interchangeable block for SBH200D For reaction vials, Suitable for: 20 x reaction vials 2.0 ml | 1 | 1 | 177.1 | Carl Roth | 1A7L.1 | https://www.carlroth.com/com/en/
1A7N.1 | Accessories Interchangeable block for SBH200D For sample tubes, Suitable for: 12 tubes Ø 16 mm tubes | 1 | 1 | 174.9 | Carl Roth | 1A7N.1 | https://www.carlroth.com/com/en/
1A7P.1 | Accessories Interchangeable block for SBH200D For sample tubes, Suitable for: 8 tubes Ø 19 mm tubes | 1 | 1 | 177.1 | Carl Roth | 1A7P.1 | https://www.carlroth.com/com/en/
1A7T.1 | Accessories Interchangeable block for SBH200D For sample tubes, Suitable for: 4 tubes Ø 30 mm tubes | 1 | 1 | 178.2 | Carl Roth | 1A7T.1 | https://www.carlroth.com/com/en/
1A7X.1 | Accessories interchangeable block for SBH200D for individual processing | 1 | 1 | 160.6 | Carl Roth | 1A7X.1 | https://www.carlroth.com/com/en/
1A81.1 | Water bath Hydro-series Standard version, 4 l, 290 mm, H 4 | 1 | 1 | 763.4 | Carl Roth | 1A81.1 | https://www.carlroth.com/com/en/
1A82.1 | Water bath Hydro-series Standard version, 8 l, 395 mm, H 8 | 1 | 1 | 987.8 | Carl Roth | 1A82.1 | https://www.carlroth.com/com/en/
1A83.1 | Water bath Hydro-series Standard version, 16 l, 440 mm, H 16 | 1 | 1 | 1054.9 | Carl Roth | 1A83.1 | https://www.carlroth.com/com/en/
1A84.1 | Water bath Hydro-series Standard version, 22 l, 440 mm, H 22 | 1 | 1 | 1188 | Carl Roth | 1A84.1 | https://www.carlroth.com/com/en/
1A85.1 | Water bath Hydro-series Standard version, 24 l, 440 mm, H 24 | 1 | 1 | 1210 | Carl Roth | 1A85.1 | https://www.carlroth.com/com/en/
1A86.1 | Water bath Hydro-series Standard version, 41 l, 490 mm, H 41 | 1 | 1 | 1342 | Carl Roth | 1A86.1 | https://www.carlroth.com/com/en/
1A87.1 | Water bath Hydro-series Design with a circulation system, 8 l, 395 mm, H 8 A | 1 | 1 | 1232 | Carl Roth | 1A87.1 | https://www.carlroth.com/com/en/
1A88.1 | Water bath Hydro-series Design with a circulation system, 16 l, 440 mm, H 16 A | 1 | 1 | 1408 | Carl Roth | 1A88.1 | https://www.carlroth.com/com/en/
1A93.1 | Shaking water bath H 20 S | 1 | 1 | 2585 | Carl Roth | 1A93.1 | https://www.carlroth.com/com/en/
1A94.1 | Shaking water bath H 20 SW | 1 | 1 | 3355 | Carl Roth | 1A94.1 | https://www.carlroth.com/com/en/
1A95.1 | Shaking water bath H 20 SOW | 1 | 1 | 4466 | Carl Roth | 1A95.1 | https://www.carlroth.com/com/en/
1EXX.1 | Water bath WTB series with flat cover and sets of rings, 7 l, 289 mm, WTB 6 | 1 | 1 | 842.6 | Carl Roth | 1EXX.1 | https://www.carlroth.com/com/en/
1EXY.1 | Water bath WTB series with flat cover and sets of rings, 10 l, 289 mm, WTB 11 | 1 | 1 | 905.3 | Carl Roth | 1EXY.1 | https://www.carlroth.com/com/en/
1EY0.1 | Water bath WTB series with flat cover and sets of rings, 17 l, 349 mm, WTB 15 | 1 | 1 | 1038.4 | Carl Roth | 1EY0.1 | https://www.carlroth.com/com/en/
1EY1.1 | Water bath WTB series with flat cover and sets of rings, 23 l, 349 mm, WTB 24 | 1 | 1 | 1135.2 | Carl Roth | 1EY1.1 | https://www.carlroth.com/com/en/
1EY2.1 | Water bath WTB series with flat cover and sets of rings, 37 l, 554 mm, WTB 35 | 1 | 1 | 1453.1 | Carl Roth | 1EY2.1 | https://www.carlroth.com/com/en/
1EY3.1 | Water bath WTB series with flat cover and sets of rings, 51 l, 554 mm, WTB 50 | 1 | 1 | 1700.6 | Carl Roth | 1EY3.1 | https://www.carlroth.com/com/en/
1EY4.1 | Water bath with circulation pump WTB series, 7 l, 289 mm, WTB 6 | 1 | 1 | 1481.7 | Carl Roth | 1EY4.1 | https://www.carlroth.com/com/en/
1EY5.1 | Water bath with circulation pump WTB series, 10 l, 289 mm, WTB 11 | 1 | 1 | 1544.4 | Carl Roth | 1EY5.1 | https://www.carlroth.com/com/en/
1EY6.1 | Water bath with circulation pump WTB series, 17 l, 349 mm, WTB 15 | 1 | 1 | 1626.9 | Carl Roth | 1EY6.1 | https://www.carlroth.com/com/en/
1EY7.1 | Water bath with circulation pump WTB series, 23 l, 349 mm, WTB 24 | 1 | 1 | 1723.7 | Carl Roth | 1EY7.1 | https://www.carlroth.com/com/en/
1EY8.1 | Water bath with circulation pump WTB series, 37 l, 554 mm, WTB 35 | 1 | 1 | 1952.5 | Carl Roth | 1EY8.1 | https://www.carlroth.com/com/en/
1EY9.1 | Water bath with circulation pump WTB series, 51 l, 554 mm, WTB 50 | 1 | 1 | 2200 | Carl Roth | 1EY9.1 | https://www.carlroth.com/com/en/
1EYA.1 | Water bath WTB series with slanting cover, 7 l, 289 mm, WTB 6 | 1 | 1 | 820.6 | Carl Roth | 1EYA.1 | https://www.carlroth.com/com/en/
1EYC.1 | Water bath WTB series with slanting cover, 10 l, 289 mm, WTB 11 | 1 | 1 | 883.3 | Carl Roth | 1EYC.1 | https://www.carlroth.com/com/en/
1EYE.1 | Water bath WTB series with slanting cover, 17 l, 349 mm, WTB 15 | 1 | 1 | 965.8 | Carl Roth | 1EYE.1 | https://www.carlroth.com/com/en/
1EYH.1 | Water bath WTB series with slanting cover, 23 l, 349 mm, WTB 24 | 1 | 1 | 1062.6 | Carl Roth | 1EYH.1 | https://www.carlroth.com/com/en/
1EYK.1 | Water bath WTB series with slanting cover, 37 l, 554 mm, WTB 35 | 1 | 1 | 1291.4 | Carl Roth | 1EYK.1 | https://www.carlroth.com/com/en/
1EYL.1 | Water bath WTB series with slanting cover, 51 l, 554 mm, WTB 50 | 1 | 1 | 1538.9 | Carl Roth | 1EYL.1 | https://www.carlroth.com/com/en/
1EYN.1 | Accessories floor grids for water baths WTB series, Suitable for: WTB 6/11 | 1 | 1 | 42.9 | Carl Roth | 1EYN.1 | https://www.carlroth.com/com/en/
1EYP.1 | Accessories floor grids for water baths WTB series, Suitable for: WTB 15/24 | 1 | 1 | 51.7 | Carl Roth | 1EYP.1 | https://www.carlroth.com/com/en/
1EYT.1 | Accessories floor grids for water baths WTB series, Suitable for: WTB 35/50 | 1 | 1 | 118.8 | Carl Roth | 1EYT.1 | https://www.carlroth.com/com/en/
1EYX.1 | Shaking water bath WTB series, 17 l, 349 mm, WTB 15 | 1 | 1 | 1833.7 | Carl Roth | 1EYX.1 | https://www.carlroth.com/com/en/
1EYY.1 | Shaking water bath WTB series, 23 l, 349 mm, WTB 24 | 1 | 1 | 1930.5 | Carl Roth | 1EYY.1 | https://www.carlroth.com/com/en/
1H00.1 | Shaking water bath WTB series, 37 l, 554 mm, WTB 35 | 1 | 1 | 2797.3 | Carl Roth | 1H00.1 | https://www.carlroth.com/com/en/
1H01.1 | Shaking water bath WTB series, 51 l, 554 mm, WTB 50 | 1 | 1 | 3044.8 | Carl Roth | 1H01.1 | https://www.carlroth.com/com/en/
1H1N.1 | Serial water baths Hydro H-V series, 5,3 l, Hydro H 6 V | 1 | 1 | 1061.5 | Carl Roth | 1H1N.1 | https://www.carlroth.com/com/en/
1H1P.1 | Serial water baths Hydro H-V series, 9 l, Hydro H 9 V | 1 | 1 | 1243 | Carl Roth | 1H1P.1 | https://www.carlroth.com/com/en/
9689.1 | Accessories Intermediate bottom HBR 4 control | 1 | 1 | 256.3 | Carl Roth | 9689.1 | https://www.carlroth.com/com/en/
9700.1 | Accessories Set of rings for HBR 4 control heating bath | 1 | 1 | 559.9 | Carl Roth | 9700.1 | https://www.carlroth.com/com/en/
AEP2.1 | Recirculating coolers Microcool Model: MC 250 | 1 | 1 | 2552 | Carl Roth | AEP2.1 | https://www.carlroth.com/com/en/
AEP3.1 | Recirculating coolers Microcool Model: MC series plus, 20 °C: 600 W 10 °C: 500 W 0 °C: 360 W -10 °C: 150 W, 4-8 l, MC 600 | 1 | 1 | 3476 | Carl Roth | AEP3.1 | https://www.carlroth.com/com/en/
AEP4.1 | Recirculating coolers Microcool Model: MC series plus, 20 °C: 1200 W 10 °C: 1050 W 0 °C: 750 W -10 °C: 400 W, 7-14 l, MC 1200 | 1 | 1 | 4290 | Carl Roth | AEP4.1 | https://www.carlroth.com/com/en/
AEP5.1 | Accessories 10 mm hose connector with union nut for Microcool recirculating cooler | 1 | 1 | 16.9 | Carl Roth | AEP5.1 | https://www.carlroth.com/com/en/
AK06.1 | Shaking water bath SBS40 | 1 | 1 | 2977.7 | Carl Roth | AK06.1 | https://www.carlroth.com/com/en/
AK07.1 | Accessories Shaking trays for SBS 40 water bath | 1 | 1 | 584.1 | Carl Roth | AK07.1 | https://www.carlroth.com/com/en/
AK08.1 | Accessories Shaking trays for SBS 40 water bath | 1 | 1 | 620.4 | Carl Roth | AK08.1 | https://www.carlroth.com/com/en/
AK09.1 | Accessories Slanting cover made of stainless steel with insulated handle | 1 | 1 | 333.3 | Carl Roth | AK09.1 | https://www.carlroth.com/com/en/
AKN5.1 | N°ICE ice bath | 1 | 1 | 1472.9 | Carl Roth | AKN5.1 | https://www.carlroth.com/com/en/
AKN6.1 | Accessories for N°ICE ice bath Replacement heat treatment bath | 1 | 1 | 129.8 | Carl Roth | AKN6.1 | https://www.carlroth.com/com/en/
AKN7.1 | Accessories for N°ICE ice bath Ceramic beads | 1 | 1 | 117.7 | Carl Roth | AKN7.1 | https://www.carlroth.com/com/en/
AKY7.1 | Laboratory fridge, explosion-proof, 160 l, EX 160 | 1 | 1 | 1307.8 | Carl Roth | AKY7.1 | https://www.carlroth.com/com/en/
AKY8.1 | Laboratory fridge, explosion-proof, 220 l, EX 220 | 1 | 1 | 1414.3 | Carl Roth | AKY8.1 | https://www.carlroth.com/com/en/
AKY9.1 | Laboratory fridge, explosion-proof, 300 l, EX 300 | 1 | 1 | 1681.5 | Carl Roth | AKY9.1 | https://www.carlroth.com/com/en/
ALA0.1 | Laboratory fridge, explosion-proof, 490 l, EX 490 | 1 | 1 | 1902.7 | Carl Roth | ALA0.1 | https://www.carlroth.com/com/en/
ANN7.1 | Accessories Interchangeable block for reaction vials, Suitable for: 24 x 0.5 and 1.5 ml reaction vials (combined block) | 1 | 1 | 402.1 | Carl Roth | ANN7.1 | https://www.carlroth.com/com/en/
ANN8.1 | Accessories Interchangeable block for DURAN® flasks, Suitable for: 2 x 50 ml DURAN® flasks, 47 mm, D 60 mm | 1 | 1 | 473 | Carl Roth | ANN8.1 | https://www.carlroth.com/com/en/
ANN9.1 | Accessories Interchangeable block for DURAN® flasks, Suitable for: 1 x 250 ml DURAN® flasks, 71.5 mm, D 74 mm | 1 | 1 | 532.1 | Carl Roth | ANN9.1 | https://www.carlroth.com/com/en/
ANP0.1 | Accessories Interchangeable block for cryogenic vials, Suitable for: 24 cryogenic vials, 13 mm, D 30 mm, flat bottom | 1 | 1 | 402.1 | Carl Roth | ANP0.1 | https://www.carlroth.com/com/en/
ANP1.1 | Accessories Interchangeable block for cryogenic vials, Suitable for: 24 cryogenic vials, 13 mm, D 40 mm, round bottom | 1 | 1 | 402.1 | Carl Roth | ANP1.1 | https://www.carlroth.com/com/en/
APT5.1 | Recirculating coolers Accel Series, 20 °C: 500 W | 1 | 1 | 3455.1 | Carl Roth | APT5.1 | https://www.carlroth.com/com/en/
ATX7.1 | Heating thermoshaker | 1 | 1 | 1377.2 | Carl Roth | ATX7.1 | https://www.carlroth.com/com/en/
ATX8.1 | Accessories Interchangeable block For conical reaction vials, Suitable for: 48 x 0.5 ml reaction vials | 1 | 1 | 172.7 | Carl Roth | ATX8.1 | https://www.carlroth.com/com/en/
ATX9.1 | Accessories Interchangeable block For conical reaction vials, Suitable for: 24 x 1.5/2.0 ml reaction vials | 1 | 1 | 297 | Carl Roth | ATX9.1 | https://www.carlroth.com/com/en/
ATY0.1 | Accessories Interchangeable block for 96-well plates | 1 | 1 | 343.2 | Carl Roth | ATY0.1 | https://www.carlroth.com/com/en/
ATY1.1 | Accessories Interchangeable block for 50 ml test tubes (Ø 30 mm) | 1 | 1 | 297 | Carl Roth | ATY1.1 | https://www.carlroth.com/com/en/
AXX4.1 | Recirculating chiller F Series, 20 °C: 250 W 10 °C: 220 W 5 °C: 210 W 0 °C: 180 W, F250 | 1 | 1 | 2332 | Carl Roth | AXX4.1 | https://www.carlroth.com/com/en/
AXX5.1 | Recirculating chiller F Series, 20 °C: 500 W 10 °C: 400 W 5 °C: 300 W 0 °C: 250 W, F500 | 1 | 1 | 3327.5 | Carl Roth | AXX5.1 | https://www.carlroth.com/com/en/
AY21.1 | Accessories Interchangeable block for reaction vials, Suitable for: 96 reaction vessels 0.2 ml conical | 1 | 1 | 295.6 | Carl Roth | AY21.1 | https://www.carlroth.com/com/en/
AY22.1 | Accessories Interchangeable block for reaction vials, Suitable for: 38 reaction vessels 0.5 ml conical | 1 | 1 | 295.6 | Carl Roth | AY22.1 | https://www.carlroth.com/com/en/
AY23.1 | Accessories Interchangeable block for reaction vials, Suitable for: 24 reaction vessels 1.5 ml conical | 1 | 1 | 295.6 | Carl Roth | AY23.1 | https://www.carlroth.com/com/en/
AY24.1 | Accessories Interchangeable block for reaction vials, Suitable for: 24 reaction vessels 2.0 ml cylindrical | 1 | 1 | 295.6 | Carl Roth | AY24.1 | https://www.carlroth.com/com/en/
AY25.1 | Accessories Interchangeable block for sample tubes, Suitable for: 24 sample tubes 10.3 mm x D 46 mm, round bottom | 1 | 1 | 402.1 | Carl Roth | AY25.1 | https://www.carlroth.com/com/en/
AY26.1 | Accessories Interchangeable block for sample tubes, Suitable for: 24 sample tubes 16.5 mm x D 46 mm, round bottom | 1 | 1 | 402.1 | Carl Roth | AY26.1 | https://www.carlroth.com/com/en/
AY27.1 | Accessories Interchangeable block for centrifuge tubes with cover (for block insulation), Suitable for: 14 x 15 ml centrifuge tubes (Falcon®) | 1 | 1 | 402.1 | Carl Roth | AY27.1 | https://www.carlroth.com/com/en/
AY28.1 | Accessories Interchangeable block for centrifuge tubes with cover (for block insulation), Suitable for: 6 x 50 ml centrifuge tubes (Falcon®) | 1 | 1 | 402.1 | Carl Roth | AY28.1 | https://www.carlroth.com/com/en/
AY29.1 | Accessories Interchangeable block for microtiter plates, Suitable for: U-/V-profile | 1 | 1 | 402.1 | Carl Roth | AY29.1 | https://www.carlroth.com/com/en/
AY30.1 | Accessories Interchangeable block for microtiter plates, Suitable for: Flat profile | 1 | 1 | 402.1 | Carl Roth | AY30.1 | https://www.carlroth.com/com/en/
AY31.1 | Accessories Interchangeable block for PCR® trays, Suitable for: PCR® trays 96, V-profile | 1 | 1 | 402.1 | Carl Roth | AY31.1 | https://www.carlroth.com/com/en/
AY32.1 | Accessories Interchangeable block for PCR® trays, Suitable for: PCR® trays 384 | 1 | 1 | 402.1 | Carl Roth | AY32.1 | https://www.carlroth.com/com/en/
CAY7.1 | Refrigerated circulation thermostat VersaCool 7 | 1 | 1 | 8604.2 | Carl Roth | CAY7.1 | https://www.carlroth.com/com/en/
CAY8.1 | Accessories Stainless steel measuring probe Pt 100 for VersaCool 7 refrigerating circulating thermostat | 1 | 1 | 541.2 | Carl Roth | CAY8.1 | https://www.carlroth.com/com/en/
CAY9.1 | Accessories Software for VersaCool 7 refrigerating circulating thermostat | 1 | 1 | 109 | Carl Roth | CAY9.1 | https://www.carlroth.com/com/en/
CPL7.1 | Cooling and heating Thermoshaker Model: Basic – Heating and shaking | 1 | 1 | 1643.7 | Carl Roth | CPL7.1 | https://www.carlroth.com/com/en/
CPL8.1 | Cooling and heating Thermoshaker Model: Pro – Heating, cooling and shaking | 1 | 1 | 2341.4 | Carl Roth | CPL8.1 | https://www.carlroth.com/com/en/
CPL9.1 | Accessories Interchangeable block for reaction vials, Suitable for: 96 PCR® vials 0.2 ml | 1 | 1 | 348.9 | Carl Roth | CPL9.1 | https://www.carlroth.com/com/en/
CPN0.1 | Accessories Interchangeable block for reaction vials, Suitable for: 54 reaction vials 0,5 ml | 1 | 1 | 348.9 | Carl Roth | CPN0.1 | https://www.carlroth.com/com/en/
CPN1.1 | Accessories Interchangeable block for reaction vials, Suitable for: 35 reaction vials 1,5 ml | 1 | 1 | 348.9 | Carl Roth | CPN1.1 | https://www.carlroth.com/com/en/
CPN2.1 | Accessories Interchangeable block for reaction vials, Suitable for: 35 reaction vials 2,0 ml | 1 | 1 | 348.9 | Carl Roth | CPN2.1 | https://www.carlroth.com/com/en/
CPN3.1 | Accessories Interchangeable block for reaction vials, Suitable for: 15 reaction vials 0,5/20x1,5 ml | 1 | 1 | 348.9 | Carl Roth | CPN3.1 | https://www.carlroth.com/com/en/
CPN4.1 | Accessories Interchangeable block for reaction vials, Suitable for: 15 x 5 ml reaction vials (max. 1200 rpm) | 1 | 1 | 348.9 | Carl Roth | CPN4.1 | https://www.carlroth.com/com/en/
CPN5.1 | Accessories Interchangeable block for sample tubes and vials, Suitable for: 24 sample vials 12 mm (max. 1200 rpm) | 1 | 1 | 348.9 | Carl Roth | CPN5.1 | https://www.carlroth.com/com/en/
CPN6.1 | Accessories Interchangeable block for sample tubes and vials, Suitable for: 24 sample tubes 14 mm (max. 1200 rpm) | 1 | 1 | 348.9 | Carl Roth | CPN6.1 | https://www.carlroth.com/com/en/
CPN7.1 | Accessories Interchangeable block for centrifuge tubes, Suitable for: 12 x 15 ml centrifuge tubes (Falcon®) (max. 750 rpm) | 1 | 1 | 348.9 | Carl Roth | CPN7.1 | https://www.carlroth.com/com/en/
CPN8.1 | Accessories Interchangeable block for centrifuge tubes, Suitable for: 6 x 50 ml centrifuge tubes (Falcon®) (max. 750 rpm) | 1 | 1 | 348.9 | Carl Roth | CPN8.1 | https://www.carlroth.com/com/en/
CPN9.1 | Accessories Interchangeable block Water bath block | 1 | 1 | 348.9 | Carl Roth | CPN9.1 | https://www.carlroth.com/com/en/
CPP0.1 | Accessories Interchangeable block for microtiter plates | 1 | 1 | 348.9 | Carl Roth | CPP0.1 | https://www.carlroth.com/com/en/
CPP1.1 | Accessories Interchangeable block for Deepwell plate | 1 | 1 | 348.9 | Carl Roth | CPP1.1 | https://www.carlroth.com/com/en/
CTN8.1 | Block thermostats with touchscreen, 1, 1-block thermostat | 1 | 1 | 610.5 | Carl Roth | CTN8.1 | https://www.carlroth.com/com/en/
CTN9.1 | Block thermostats with touchscreen, 2, 2-block thermostat | 1 | 1 | 691.9 | Carl Roth | CTN9.1 | https://www.carlroth.com/com/en/
CTP0.1 | Block thermostats with touchscreen, 4, 4-block thermostat | 1 | 1 | 844.8 | Carl Roth | CTP0.1 | https://www.carlroth.com/com/en/
CTP1.1 | Accessories Interchangeable block for reaction vials, Suitable for: 28 reaction vessels 1.5 ml | 1 | 1 | 74.7 | Carl Roth | CTP1.1 | https://www.carlroth.com/com/en/
CTP2.1 | Accessories Interchangeable block for reaction vials, Suitable for: 28 reaction vessels 2.0 ml | 1 | 1 | 74.7 | Carl Roth | CTP2.1 | https://www.carlroth.com/com/en/
CTP3.1 | Accessories Interchangeable block Combined interchangeable blocks for reaction vials , Suitable for: 30/20 reaction vessels 0.5/0.2 ml | 1 | 1 | 144.1 | Carl Roth | CTP3.1 | https://www.carlroth.com/com/en/
CTP4.1 | Accessories Interchangeable block Combined interchangeable blocks for reaction vials , Suitable for: 18/10 Reaction vessels 1.5/2.0 ml | 1 | 1 | 105.4 | Carl Roth | CTP4.1 | https://www.carlroth.com/com/en/
CTP5.1 | Accessories Interchangeable block for centrifuge tubes (Falcon®), Suitable for: 15 x 15 ml centrifuge tubes | 1 | 1 | 350.9 | Carl Roth | CTP5.1 | https://www.carlroth.com/com/en/
CTP6.1 | Accessories Interchangeable block for centrifuge tubes (Falcon®), Suitable for: 4 x 50 ml centrifuge tubes | 1 | 1 | 350.9 | Carl Roth | CTP6.1 | https://www.carlroth.com/com/en/
CTP7.1 | Accessories Interchangeable block for sample tubes, Suitable for: 15 tubes 16 mm | 1 | 1 | 100.3 | Carl Roth | CTP7.1 | https://www.carlroth.com/com/en/
CTP8.1 | Accessories Interchangeable block for sample tubes, Suitable for: 12 tubes 18 mm | 1 | 1 | 100.3 | Carl Roth | CTP8.1 | https://www.carlroth.com/com/en/
CTP9.1 | Accessories Interchangeable block for sample tubes, Suitable for: 8 tubes 20 mm | 1 | 1 | 81.2 | Carl Roth | CTP9.1 | https://www.carlroth.com/com/en/
CTT0.1 | Accessories External temperature gauge For the touchscreen block thermostat | 1 | 1 | 32.2 | Carl Roth | CTT0.1 | https://www.carlroth.com/com/en/
CXX7.1 | Immersion circulator CORIO C series, +20 to +100 °C, CORIO C | 1 | 1 | 777.7 | Carl Roth | CXX7.1 | https://www.carlroth.com/com/en/
CXX8.1 | Immersion circulator CORIO C series, +20 to +150 °C, CORIO CD | 1 | 1 | 898.7 | Carl Roth | CXX8.1 | https://www.carlroth.com/com/en/
CXX9.1 | Accessories Water pipe cooling coil Water cooling coil | 1 | 1 | 114.4 | Carl Roth | CXX9.1 | https://www.carlroth.com/com/en/
CXY0.1 | Accessories Bath tubs Made of stainless steel, 5 l, 5 l stainless steel bath tank | 1 | 1 | 268.4 | Carl Roth | CXY0.1 | https://www.carlroth.com/com/en/
CXY1.1 | Accessories Bath tubs Made of stainless steel, 13 l, 13 l stainless steel bath tank | 1 | 1 | 460.9 | Carl Roth | CXY1.1 | https://www.carlroth.com/com/en/
CXY2.1 | Accessories Bath tubs Made of stainless steel, 17 l, 17 l stainless steel bath tank | 1 | 1 | 539 | Carl Roth | CXY2.1 | https://www.carlroth.com/com/en/
CXY3.1 | Accessories Bath tubs Made of stainless steel, 19 l, 19 l stainless steel bath tank | 1 | 1 | 534.6 | Carl Roth | CXY3.1 | https://www.carlroth.com/com/en/
CXY4.1 | Accessories Bath tubs Made of stainless steel, 27 l, 27 l stainless steel bath tank | 1 | 1 | 682 | Carl Roth | CXY4.1 | https://www.carlroth.com/com/en/
CXY5.1 | Open heating bath circulator CORIO C-BT series, 3-5 l, C-BT5 | 1 | 1 | 966.9 | Carl Roth | CXY5.1 | https://www.carlroth.com/com/en/
CXY6.1 | Open heating bath circulator CORIO C-BT series, 14-19 l, C-BT19 | 1 | 1 | 1082.4 | Carl Roth | CXY6.1 | https://www.carlroth.com/com/en/
CXY7.1 | Open heating bath circulator CORIO C-BT series, 20-27 l, C-BT27 | 1 | 1 | 1127.5 | Carl Roth | CXY7.1 | https://www.carlroth.com/com/en/
CXY8.1 | Bath/circulation thermostat CORIO CD-B series, 3-5 l, CORIO CD-B5 | 1 | 1 | 1414.6 | Carl Roth | CXY8.1 | https://www.carlroth.com/com/en/
CXY9.1 | Bath/circulation thermostat CORIO CD-B series, 9-13 l, CORIO CD-B13 | 1 | 1 | 1632.4 | Carl Roth | CXY9.1 | https://www.carlroth.com/com/en/
CYA0.1 | Bath/circulation thermostat CORIO CD-B series, 17-27 l, CORIO CD-B27 | 1 | 1 | 1853.5 | Carl Roth | CYA0.1 | https://www.carlroth.com/com/en/
CYA1.1 | Accessories Water cooling coil | 1 | 1 | 112.2 | Carl Roth | CYA1.1 | https://www.carlroth.com/com/en/
CYA2.1 | Accessories Bath cover for CORIO CD-B series, Bath cover for CORIOTM CD-B5 | 1 | 1 | 113.3 | Carl Roth | CYA2.1 | https://www.carlroth.com/com/en/
CYA3.1 | Accessories Bath cover for CORIO CD-B series, Bath cover for CORIOTM CD-B13 | 1 | 1 | 157.3 | Carl Roth | CYA3.1 | https://www.carlroth.com/com/en/
CYA4.1 | Accessories Bath cover for CORIO CD-B series, Bath cover for CORIOTM CD-B27 | 1 | 1 | 178.2 | Carl Roth | CYA4.1 | https://www.carlroth.com/com/en/
CYA5.1 | Refrigerating circulating thermostat CORIO CD-F series, 20 °C: 220 W 0 °C: 170 W -20 °C: 60 W, 3-4 l, CORIO CD-200F | 1 | 1 | 3430.9 | Carl Roth | CYA5.1 | https://www.carlroth.com/com/en/
CYA6.1 | Refrigerating circulating thermostat CORIO CD-F series, 20 °C: 600 W 0 °C: 530 W -20 °C: 220 W, 5-7,5 l, CORIO CD-600F | 1 | 1 | 4992.9 | Carl Roth | CYA6.1 | https://www.carlroth.com/com/en/
EA02.1 | Water bath WBT series Round bath opening | 1 | 1 | 721.3 | Carl Roth | EA02.1 | https://www.carlroth.com/com/en/
EA03.1 | Water bath WBT series Square bath opening, 2-6 l, WBT6 | 1 | 1 | 841.9 | Carl Roth | EA03.1 | https://www.carlroth.com/com/en/
EA04.1 | Water bath WBT series Square bath opening, 4-12 l, WBT12 | 1 | 1 | 967.3 | Carl Roth | EA04.1 | https://www.carlroth.com/com/en/
EA05.1 | Water bath WBT series Square bath opening, 6-22 l, WBT22 | 1 | 1 | 1070.2 | Carl Roth | EA05.1 | https://www.carlroth.com/com/en/
EA07.1 | Accessories for WBT series water baths Round test tube rack for WBT 1 water bath, Suitable for: 36 test tubes 10.5 mm, 10.5 mm | 1 | 1 | 90.1 | Carl Roth | EA07.1 | https://www.carlroth.com/com/en/
EA08.1 | Accessories for WBT series water baths Round test tube rack for WBT 1 water bath, Suitable for: 36 test tubes 11.5 mm, 11.5 mm | 1 | 1 | 90.1 | Carl Roth | EA08.1 | https://www.carlroth.com/com/en/
EA09.1 | Accessories for WBT series water baths Round test tube rack for WBT 1 water bath, Suitable for: 24 test tubes 14.5 mm, 14.5 mm | 1 | 1 | 90.1 | Carl Roth | EA09.1 | https://www.carlroth.com/com/en/
EA10.1 | Accessories for WBT series water baths Round test tube rack for WBT 1 water bath, Suitable for: 16 test tubes 18.5 mm, 18.5 mm | 1 | 1 | 90.1 | Carl Roth | EA10.1 | https://www.carlroth.com/com/en/
EA11.1 | Accessories for WBT series water baths Round test tube rack for WBT 1 water bath, Suitable for: 6 test tubes 32 mm, 32.0 mm | 1 | 1 | 90.1 | Carl Roth | EA11.1 | https://www.carlroth.com/com/en/
EA12.1 | Accessories for WBT series water baths Test tube racks for water baths WBT 6 to WBT 22, Suitable for: 56 test tubes 10.5 mm, 10.5 mm | 1 | 1 | 60.1 | Carl Roth | EA12.1 | https://www.carlroth.com/com/en/
EA13.1 | Accessories for WBT series water baths Test tube racks for water baths WBT 6 to WBT 22, Suitable for: 56 test tubes 11.5 mm, 11.5 mm | 1 | 1 | 60.1 | Carl Roth | EA13.1 | https://www.carlroth.com/com/en/
EA14.1 | Accessories for WBT series water baths Test tube racks for water baths WBT 6 to WBT 22, Suitable for: 33 test tubes 14.5 mm, 14.5 mm | 1 | 1 | 60.1 | Carl Roth | EA14.1 | https://www.carlroth.com/com/en/
EA15.1 | Accessories for WBT series water baths Test tube racks for water baths WBT 6 to WBT 22, Suitable for: 18 test tubes 18.5 mm, 18.5 mm | 1 | 1 | 60.1 | Carl Roth | EA15.1 | https://www.carlroth.com/com/en/
EA16.1 | Accessories for WBT series water baths Test tube racks for water baths WBT 6 to WBT 22, Suitable for: 6 test tubes 32 mm, 32.0 mm | 1 | 1 | 60.1 | Carl Roth | EA16.1 | https://www.carlroth.com/com/en/
EA17.1 | Accessories for WBT series water baths Drain cock for water baths WBT 1 to WBT 22 | 1 | 1 | 90.1 | Carl Roth | EA17.1 | https://www.carlroth.com/com/en/
EY98.1 | Heating thermoshaker Type: MH series Model: MHR 23 | 1 | 1 | 2660.6 | Carl Roth | EY98.1 | https://www.carlroth.com/com/en/
EY99.1 | Heating thermoshaker Type: MH series Model: MHL 23 | 1 | 1 | 2660.6 | Carl Roth | EY99.1 | https://www.carlroth.com/com/en/
HA02.1 | Cooling and heating Thermoshaker MKR 13 and MKR 23, 1, From 16 °C below room temperature up to +100 °C, MKR 13 | 1 | 1 | 2660.6 | Carl Roth | HA02.1 | https://www.carlroth.com/com/en/
HA03.1 | Cooling/heating block thermostat TK 23 | 1 | 1 | 2128.5 | Carl Roth | HA03.1 | https://www.carlroth.com/com/en/
HA05.1 | Heating thermoshaker Type: MH series Model: MHR 13 | 1 | 1 | 2341.4 | Carl Roth | HA05.1 | https://www.carlroth.com/com/en/
HAC0.1 | Water bath Precision series Standard, 2 l, 30 to 90 °C, 230 mm, GP 02 | 1 | 1 | 701.8 | Carl Roth | HAC0.1 | https://www.carlroth.com/com/en/
HAC1.1 | Water bath Precision series Standard, 5 l, 30 to 100 °C, 246 mm, GP 05 | 1 | 1 | 777.7 | Carl Roth | HAC1.1 | https://www.carlroth.com/com/en/
HAC2.1 | Water bath Precision series Standard, 10 l, 30 to 100 °C, 393 mm, GP 10 | 1 | 1 | 937.2 | Carl Roth | HAC2.1 | https://www.carlroth.com/com/en/
HAC3.1 | Water bath Precision series Standard, 20 l, 30 to 100 °C, 392 mm, GP 20 | 1 | 1 | 1054.9 | Carl Roth | HAC3.1 | https://www.carlroth.com/com/en/
HAC4.1 | Water bath Precision series Standard, 28 l, 30 to 100 °C, 392 mm, GP 28 | 1 | 1 | 1173.7 | Carl Roth | HAC4.1 | https://www.carlroth.com/com/en/
HAC5.1 | Water bath Precision series Dual bath | 1 | 1 | 1592.8 | Carl Roth | HAC5.1 | https://www.carlroth.com/com/en/
HCH1.1 | Water bath PURA Series, 0,8-4,5 l, Pura 4 | 1 | 1 | 797.5 | Carl Roth | HCH1.1 | https://www.carlroth.com/com/en/
HCH2.1 | Water bath PURA Series, 1,4-9,5 l, Pura 10 | 1 | 1 | 913 | Carl Roth | HCH2.1 | https://www.carlroth.com/com/en/
HCH3.1 | Water bath PURA Series, 2-14 l, Pura 14 | 1 | 1 | 946 | Carl Roth | HCH3.1 | https://www.carlroth.com/com/en/
HCH4.1 | Water bath PURA Series, 3,4-25,5 l, Pura 22 | 1 | 1 | 1039.5 | Carl Roth | HCH4.1 | https://www.carlroth.com/com/en/
HCH5.1 | Water bath PURA Series, 4,8-36 l, Pura 30 | 1 | 1 | 1248.5 | Carl Roth | HCH5.1 | https://www.carlroth.com/com/en/
HCH6.1 | Accessories Bath cover folds back, transparent for PURA series, Suitable for: for Pura 4 | 1 | 1 | 138.6 | Carl Roth | HCH6.1 | https://www.carlroth.com/com/en/
HCH7.1 | Accessories Bath cover folds back, transparent for PURA series, Suitable for: or Pura 10 | 1 | 1 | 173.8 | Carl Roth | HCH7.1 | https://www.carlroth.com/com/en/
HCH8.1 | Accessories Bath cover folds back, transparent for PURA series, Suitable for: for Pura 14 | 1 | 1 | 184.8 | Carl Roth | HCH8.1 | https://www.carlroth.com/com/en/
HCH9.1 | Accessories Bath cover folds back, transparent for PURA series, Suitable for: for Pura 22 | 1 | 1 | 225.5 | Carl Roth | HCH9.1 | https://www.carlroth.com/com/en/
HCK0.1 | Accessories Bath cover folds back, transparent for PURA series, Suitable for: for Pura 30 | 1 | 1 | 272.8 | Carl Roth | HCK0.1 | https://www.carlroth.com/com/en/
HHK5.1 | Refrigerating circulating thermostat CORIO CD-F series, 20 °C: 310 W 0 °C: 280 W -20 °C: 110 W, 3-4 l, CORIO CD-300F | 1 | 1 | 3975.4 | Carl Roth | HHK5.1 | https://www.carlroth.com/com/en/
HHK6.1 | Recirculating chiller F series, 20 °C: 1000 W 10 °C: 700 W 5 °C: 550 W 0 °C: 250 W, F1000 | 1 | 1 | 4158 | Carl Roth | HHK6.1 | https://www.carlroth.com/com/en/
HHY7.1 | Recirculating coolers LAUDA LOOP, 20 °C: 120 W 10 °C: 60 W, Loop L 100 | 1 | 1 | 2222 | Carl Roth | HHY7.1 | https://www.carlroth.com/com/en/
HHY8.1 | Recirculating coolers LAUDA LOOP, 20 °C: 250 W 10 °C: 130 W, Loop L 250 | 1 | 1 | 3399 | Carl Roth | HHY8.1 | https://www.carlroth.com/com/en/
KA68.1 | Cooling and heating Thermoshaker MKR 13 and MKR 23, 2, From 13 °C below room temperature up to +75 °C, MKR 23 | 1 | 1 | 3204.6 | Carl Roth | KA68.1 | https://www.carlroth.com/com/en/
KA69.1 | Circulating thermostat E5 series Model: E5 Standard, up to 100 °C, 4 l, E5-B4 | 1 | 1 | 1286.6 | Carl Roth | KA69.1 | https://www.carlroth.com/com/en/
KA70.1 | Circulating thermostat E5 series Model: E5 Standard, up to 100 °C, 6 l, E5-B6 | 1 | 1 | 1370.5 | Carl Roth | KA70.1 | https://www.carlroth.com/com/en/
KA71.1 | Circulating thermostat E5 series Model: E5 Standard, up to 100 °C, 12 l, E5-B12 | 1 | 1 | 1424.9 | Carl Roth | KA71.1 | https://www.carlroth.com/com/en/
KA72.1 | Circulating thermostat E5 series Model: E5 Standard, up to 100 °C, 16 l, E5-B16 | 1 | 1 | 1467.5 | Carl Roth | KA72.1 | https://www.carlroth.com/com/en/
KA73.1 | Circulating thermostat E5 series Model: E5s, up to 150 °C, 4 l, E5s-B4 | 1 | 1 | 1341 | Carl Roth | KA73.1 | https://www.carlroth.com/com/en/
KA74.1 | Circulating thermostat E5 series Model: E5s, up to 150 °C, 6 l, E5s-B6 | 1 | 1 | 1424.9 | Carl Roth | KA74.1 | https://www.carlroth.com/com/en/
KA75.1 | Circulating thermostat E5 series Model: E5s, up to 150 °C, 12 l, E5s-B12 | 1 | 1 | 1467.5 | Carl Roth | KA75.1 | https://www.carlroth.com/com/en/
KA76.1 | Circulating thermostat E5 series Model: E5s, up to 150 °C, 16 l, E5s-B16 | 1 | 1 | 1503 | Carl Roth | KA76.1 | https://www.carlroth.com/com/en/
KA77.1 | Circulating thermostat E5 series Model: E5s, up to 150 °C, 22 l, E5s-B22 | 1 | 1 | 1539.6 | Carl Roth | KA77.1 | https://www.carlroth.com/com/en/
KKE8.1 | Bath/circulation thermostat CP series, 8,5-12 l, CP-BC12 | 1 | 1 | 3014 | Carl Roth | KKE8.1 | https://www.carlroth.com/com/en/
KKE9.1 | Bath/circulation thermostat CP series, 19-26 l, CP-BC26 | 1 | 1 | 3355 | Carl Roth | KKE9.1 | https://www.carlroth.com/com/en/
KKH0.1 | Immersion circulator CORIO CP | 1 | 1 | 1614.8 | Carl Roth | KKH0.1 | https://www.carlroth.com/com/en/
KKH1.1 | Accessories Pump circulation set For CORIO CP immersion thermostat | 1 | 1 | 162.8 | Carl Roth | KKH1.1 | https://www.carlroth.com/com/en/
KKH3.1 | Refrigerating circulating thermostat CP-200F | 1 | 1 | 4147 | Carl Roth | KKH3.1 | https://www.carlroth.com/com/en/
KP35.1 | Immersion circulator Model: Alpha | 1 | 1 | 928.4 | Carl Roth | KP35.1 | https://www.carlroth.com/com/en/
KP36.1 | Immersion circulator with Alpha A-series bath tubs, 2,5-5,5 l, Alpha A 6 | 1 | 1 | 1375 | Carl Roth | KP36.1 | https://www.carlroth.com/com/en/
KP37.1 | Immersion circulator with Alpha A-series bath tubs, 8-12 l, Alpha A 12 | 1 | 1 | 1463 | Carl Roth | KP37.1 | https://www.carlroth.com/com/en/
KP38.1 | Immersion circulator with Alpha A-series bath tubs, 18-25 l, Alpha A 24 | 1 | 1 | 1716 | Carl Roth | KP38.1 | https://www.carlroth.com/com/en/
KP39.1 | Circulation set for Alpha A series immersion circulators | 1 | 1 | 70.3 | Carl Roth | KP39.1 | https://www.carlroth.com/com/en/
KP41.1 | Cooling Circulation Thermostat Alpha RA Series, 5-7,5 l, 20 °C: 225 W | 1 | 1 | 3454 | Carl Roth | KP41.1 | https://www.carlroth.com/com/en/
KP42.1 | Cooling Circulation Thermostat Alpha RA Series, 20 °C: 325 W, 9,5-14,5 l, Alpha RA 12 | 1 | 1 | 4103 | Carl Roth | KP42.1 | https://www.carlroth.com/com/en/
KP43.1 | Cooling Circulation Thermostat Alpha RA Series, 20 °C: 425 W, 14-22 l, Alpha RA 24 | 1 | 1 | 5093 | Carl Roth | KP43.1 | https://www.carlroth.com/com/en/
KP44.1 | Accessories Water cooling coil for Alpha and Alpha A | 1 | 1 | 70.3 | Carl Roth | KP44.1 | https://www.carlroth.com/com/en/
LN86.1 | Heating bath with magnetic drive, HBR 4 control | 1 | 1 | 3996.3 | Carl Roth | LN86.1 | https://www.carlroth.com/com/en/
LP51.1 | Immersion circulator SC series standard thermostat, +25 to +100 °C, SC 100 | 1 | 1 | 1114.3 | Carl Roth | LP51.1 | https://www.carlroth.com/com/en/
LP52.1 | Immersion circulator SC series standard thermostat, +25 to +150 °C, SC 150 | 1 | 1 | 1536.7 | Carl Roth | LP52.1 | https://www.carlroth.com/com/en/
LP53.1 | Immersion circulator Advanced Thermostat AC 200 | 1 | 1 | 2245.1 | Carl Roth | LP53.1 | https://www.carlroth.com/com/en/
LP55.1 | Accessories Tap water cooling coils for SC 100-S14P, SC 100-S21P, SC 150-S13, SC 150-S21 and AC 200 | 1 | 1 | 183.7 | Carl Roth | LP55.1 | https://www.carlroth.com/com/en/
LP57.1 | Circulating thermostat with integrated bath, 3-5 l, SC 100-S5P | 1 | 1 | 1376.1 | Carl Roth | LP57.1 | https://www.carlroth.com/com/en/
LP58.1 | Circulating thermostat with integrated bath, 8-14 l, SC 100-S14P | 1 | 1 | 1503.7 | Carl Roth | LP58.1 | https://www.carlroth.com/com/en/
LP59.1 | Circulating thermostat with integrated bath, 13-21 l, SC 100-S21P | 1 | 1 | 1518 | Carl Roth | LP59.1 | https://www.carlroth.com/com/en/
LP61.1 | Accessories Bath cover, Bath cover for SC 100-S5P | 1 | 1 | 89.2 | Carl Roth | LP61.1 | https://www.carlroth.com/com/en/
LP62.1 | Accessories Bath cover, Bath cover for SC 100-S14P | 1 | 1 | 141.9 | Carl Roth | LP62.1 | https://www.carlroth.com/com/en/
LP63.1 | Accessories Bath cover, Bath cover for SC 100-S21P | 1 | 1 | 179.3 | Carl Roth | LP63.1 | https://www.carlroth.com/com/en/
LP64.1 | Circulating thermostat With stainless steel bath, 8-13 l, SC 150-S13 | 1 | 1 | 2373.8 | Carl Roth | LP64.1 | https://www.carlroth.com/com/en/
LP65.1 | Circulating thermostat With stainless steel bath, 9-21 l, SC 150-S21 | 1 | 1 | 2556.4 | Carl Roth | LP65.1 | https://www.carlroth.com/com/en/
LP68.1 | Cold Circulation Thermostat AC-serie, 20 °C: 250 W, 18-30 l, AC 150-A10B | 1 | 1 | 4765.2 | Carl Roth | LP68.1 | https://www.carlroth.com/com/en/
LP69.1 | a AC 150-A10B, 20 °C: 500 W, 13-20 l, AC 150-A25B | 1 | 1 | 4904.9 | Carl Roth | LP69.1 | https://www.carlroth.com/com/en/
LP71.1 | Accessories Bath cover for AC 150-A10B refrigerating circulating thermostat | 1 | 1 | 162.8 | Carl Roth | LP71.1 | https://www.carlroth.com/com/en/
LX89.1 | Heating thermostat E series Model: Circulating thermostat E 4 S | 1 | 1 | 2244 | Carl Roth | LX89.1 | https://www.carlroth.com/com/en/
LX90.1 | Heating thermostat E series Model: Heating thermostat E 20 S | 1 | 1 | 2563 | Carl Roth | LX90.1 | https://www.carlroth.com/com/en/
LX91.1 | Accessories Bath cover for heating thermostat E 20 S | 1 | 1 | 228.8 | Carl Roth | LX91.1 | https://www.carlroth.com/com/en/
LX92.1 | Cooling Circulation Thermostat RE Series Model: RE 415 S | 1 | 1 | 4180 | Carl Roth | LX92.1 | https://www.carlroth.com/com/en/
LX93.1 | Cooling Circulation Thermostat RE Series Model: RE 415 G | 1 | 1 | 4664 | Carl Roth | LX93.1 | https://www.carlroth.com/com/en/
LX94.1 | Immersion circulator Model: Silver | 1 | 1 | 1628 | Carl Roth | LX94.1 | https://www.carlroth.com/com/en/
LX95.1 | Immersion circulator Model: Gold | 1 | 1 | 2101 | Carl Roth | LX95.1 | https://www.carlroth.com/com/en/
LX96.1 | Accessories Water cooling coil Silver and Gold | 1 | 1 | 156.2 | Carl Roth | LX96.1 | https://www.carlroth.com/com/en/
LX97.1 | Accessories Stainless steel bath tanks, 3.5 l, 3.5 l bath tank | 1 | 1 | 353.1 | Carl Roth | LX97.1 | https://www.carlroth.com/com/en/
LX98.1 | Accessories Stainless steel bath tanks, 11 l, 11 l bath tank | 1 | 1 | 501.6 | Carl Roth | LX98.1 | https://www.carlroth.com/com/en/
LY00.1 | Accessories Stainless steel bath tanks, 19 l, 19 l bath tank | 1 | 1 | 639.1 | Carl Roth | LY00.1 | https://www.carlroth.com/com/en/
LY01.1 | Accessories Stainless steel bath tanks, 25 l, 25 l bath tank | 1 | 1 | 712.8 | Carl Roth | LY01.1 | https://www.carlroth.com/com/en/
LY02.1 | Accessories Stainless steel bath tanks, 40 l, 40 l bath tank | 1 | 1 | 1617 | Carl Roth | LY02.1 | https://www.carlroth.com/com/en/
LY03.1 | Accessories Polycarbonate tanks, 6 l, 6 l bath tank | 1 | 1 | 306.9 | Carl Roth | LY03.1 | https://www.carlroth.com/com/en/
LY04.1 | Accessories Polycarbonate tanks, 12 l, 12 l bath tank | 1 | 1 | 456.5 | Carl Roth | LY04.1 | https://www.carlroth.com/com/en/
LY05.1 | Accessories Polycarbonate tanks, 15 l, 15 l bath tank | 1 | 1 | 456.5 | Carl Roth | LY05.1 | https://www.carlroth.com/com/en/
LY06.1 | Accessories Polycarbonate tanks, 20 l, 20 l bath tank | 1 | 1 | 607.2 | Carl Roth | LY06.1 | https://www.carlroth.com/com/en/
N903.1 | Accessories for water baths with shakers Fixing clips for flasks, Suitable for: 100 ml flask | 1 | 1 | 32.3 | Carl Roth | N903.1 | https://www.carlroth.com/com/en/
N904.1 | Accessories for water baths with shakers Fixing clips for flasks, Suitable for: 200 ml flask | 1 | 1 | 35.2 | Carl Roth | N904.1 | https://www.carlroth.com/com/en/
N905.1 | Accessories for water baths with shakers Fixing clips for flasks, Suitable for: 300 ml flask | 1 | 1 | 37.1 | Carl Roth | N905.1 | https://www.carlroth.com/com/en/
N906.1 | Accessories for water baths with shakers Fixing clips for flasks, Suitable for: 500 ml flask | 1 | 1 | 39.2 | Carl Roth | N906.1 | https://www.carlroth.com/com/en/
PC14.1 | Refrigerating circulating thermostat, 20 °C: 240 W, 6 l, SC 100-A10 | 1 | 1 | 3161.4 | Carl Roth | PC14.1 | https://www.carlroth.com/com/en/
PC15.1 | Refrigerating circulating thermostat, 20 °C: 500 W, 12 l, SC 150-A25 | 1 | 1 | 4393.4 | Carl Roth | PC15.1 | https://www.carlroth.com/com/en/
PE43.1 | Accessories Tap water cooling coils for SC 100 and SC 150 | 1 | 1 | 183.7 | Carl Roth | PE43.1 | https://www.carlroth.com/com/en/
PE44.1 | Accessories for Water cooling coil for SC 100-S5P, SC 100-S14P and SC 100-S21P | 1 | 1 | 394.9 | Carl Roth | PE44.1 | https://www.carlroth.com/com/en/
PE45.1 | Circulating thermostat PC300-S7, 7 l, +20 to +300 °C, PC300-S7 | 1 | 1 | 4002.9 | Carl Roth | PE45.1 | https://www.carlroth.com/com/en/
PE47.1 | Accessories Water cooling coil for circulating bath thermostat PC300-S7 | 1 | 1 | 359.7 | Carl Roth | PE47.1 | https://www.carlroth.com/com/en/
PE51.1 | Recirculating coolers Accel Series, 20 °C: 250 W, Accel 250 | 1 | 1 | 2834.7 | Carl Roth | PE51.1 | https://www.carlroth.com/com/en/
PE74.1 | Block thermostat Single Accublock Mini | 1 | 1 | 425.9 | Carl Roth | PE74.1 | https://www.carlroth.com/com/en/
PY26.1 | Accessories Interchangeable block for reaction vials, Suitable for: 48 reaction vessels 0.2 ml | 1 | 1 | 154.9 | Carl Roth | PY26.1 | https://www.carlroth.com/com/en/
PY27.1 | Accessories Interchangeable block for reaction vials, Suitable for: 24 reaction vessels 0.5 ml | 1 | 1 | 155.3 | Carl Roth | PY27.1 | https://www.carlroth.com/com/en/
PY28.1 | Accessories Interchangeable block for reaction vials, Suitable for: 24 reaction vessels 1.5 ml | 1 | 1 | 155.3 | Carl Roth | PY28.1 | https://www.carlroth.com/com/en/
PY29.1 | Accessories Interchangeable block for reaction vials, Suitable for: 20 reaction vessels 2.0 ml | 1 | 1 | 155.3 | Carl Roth | PY29.1 | https://www.carlroth.com/com/en/
PY30.1 | Accessories Interchangeable block for sample tubes/vials, Suitable for: 20 tubes 12 mm | 1 | 1 | 155 | Carl Roth | PY30.1 | https://www.carlroth.com/com/en/
PY31.1 | Accessories Interchangeable block for sample tubes/vials, Suitable for: 12 tubes 16 mm | 1 | 1 | 155.3 | Carl Roth | PY31.1 | https://www.carlroth.com/com/en/
PY32.1 | Accessories Interchangeable block for centrifuge tubes (Falcon®), Suitable for: 12 centrifuge tubes 15 ml | 1 | 1 | 155.3 | Carl Roth | PY32.1 | https://www.carlroth.com/com/en/
PY33.1 | Accessories Interchangeable block for centrifuge tubes (Falcon®), Suitable for: 5 centrifuge tubes 50 ml | 1 | 1 | 155.3 | Carl Roth | PY33.1 | https://www.carlroth.com/com/en/
PY34.1 | Accessories Interchangeable block for 96-well PCR trays and microtiter plates, Suitable for: 96-well PCR tray (with/without frame), can be used forSingle | 1 | 1 | 332.5 | Carl Roth | PY34.1 | https://www.carlroth.com/com/en/
TA95.1 | Accessories Interchangeable block for sample tubes, Suitable for: 24 sample tubes 12.0 mm x D 20 mm, flat bottom | 1 | 1 | 295.6 | Carl Roth | TA95.1 | https://www.carlroth.com/com/en/
TA96.1 | Accessories Interchangeable block for sample tubes, Suitable for: 24 sample tubes 15.0 mm x D 30 mm, flat bottom | 1 | 1 | 295.6 | Carl Roth | TA96.1 | https://www.carlroth.com/com/en/
TA97.1 | Accessories Interchangeable block for sample tubes, Suitable for: 24 sample tubes 17.0 mm x D 30 mm, flat bottom | 1 | 1 | 295.6 | Carl Roth | TA97.1 | https://www.carlroth.com/com/en/
TA98.1 | Accessories Interchangeable block for sample tubes, Suitable for: 24 sample tubes 19.0 mm x D 25 mm, flat bottom | 1 | 1 | 295.6 | Carl Roth | TA98.1 | https://www.carlroth.com/com/en/
TA99.1 | Accessories Interchangeable block for sample tubes, Suitable for: 12 sample tubes 23.0 mm x D 56 mm, flat bottom | 1 | 1 | 295.6 | Carl Roth | TA99.1 | https://www.carlroth.com/com/en/
TC00.1 | Accessories Interchangeable block for sample tubes, Suitable for: 8 sample tubes 28.0 mm x D 40 mm, flat bottom | 1 | 1 | 402.1 | Carl Roth | TC00.1 | https://www.carlroth.com/com/en/
TC01.1 | Accessories Interchangeable block for cells | 1 | 1 | 402.1 | Carl Roth | TC01.1 | https://www.carlroth.com/com/en/
TC02.1 | Accessories Interchangeable block for Deepwell plate | 1 | 1 | 402.1 | Carl Roth | TC02.1 | https://www.carlroth.com/com/en/
TC04.1 | Accessories Interchangeable block for individual processing, Suitable for: Without hole, H 37 mm | 1 | 1 | 295.6 | Carl Roth | TC04.1 | https://www.carlroth.com/com/en/
TC05.1 | Accessories Interchangeable block for individual processing, Suitable for: Without hole, H 50 mm | 1 | 1 | 295.6 | Carl Roth | TC05.1 | https://www.carlroth.com/com/en/
XY08.1 | Accessories Test tube racks for SBS40 shaking water bath, Suitable for: 143 Reaction vessels 1.5/2.0 ml | 1 | 1 | 259.6 | Carl Roth | XY08.1 | https://www.carlroth.com/com/en/
XY09.1 | Accessories Test tube racks for SBS40 shaking water bath, Suitable for: 120 Culture tubes 13 mm | 1 | 1 | 259.6 | Carl Roth | XY09.1 | https://www.carlroth.com/com/en/
XY10.1 | Accessories Test tube racks for SBS40 shaking water bath, Suitable for: 72 Culture tubes 16 mm | 1 | 1 | 259.6 | Carl Roth | XY10.1 | https://www.carlroth.com/com/en/
XY11.1 | Accessories Test tube racks for SBS40 shaking water bath, Suitable for: 30 culture tubes 26 mm | 1 | 1 | 259.6 | Carl Roth | XY11.1 | https://www.carlroth.com/com/en/
XY12.1 | Accessories Test tube racks for SBS40 shaking water bath, Suitable for: 56 Centrifuge tubes 15 ml | 1 | 1 | 259.6 | Carl Roth | XY12.1 | https://www.carlroth.com/com/en/
XY13.1 | Accessories Test tube racks for SBS40 shaking water bath, Suitable for: 25 centrifuge tubes 50 ml | 1 | 1 | 256.3 | Carl Roth | XY13.1 | https://www.carlroth.com/com/en/
YC48.1 | Accessories Interchangeable block for sample tubes/vials, Suitable for: 6 tubes 20 mm | 1 | 1 | 122.5 | Carl Roth | YC48.1 | https://www.carlroth.com/com/en/
YC49.1 | Accessories Interchangeable block for sample tubes/vials, Suitable for: 6 tubes 25 mm | 1 | 1 | 122.5 | Carl Roth | YC49.1 | https://www.carlroth.com/com/en/
YC50.1 | Accessories Interchangeable block for individual processing | 1 | 1 | 122.9 | Carl Roth | YC50.1 | https://www.carlroth.com/com/en/
YC51.1 | Accessories Interchangeable block for 96-well PCR trays and microtiter plates, Suitable for: 96-well PCR tray (with/without frame), can be used forDual | 1 | 1 | 315.1 | Carl Roth | YC51.1 | https://www.carlroth.com/com/en/
YC52.1 | Accessories Interchangeable block for 96-well PCR trays and microtiter plates, Suitable for: Microtiter plate, can be used for Dual | 1 | 1 | 238.9 | Carl Roth | YC52.1 | https://www.carlroth.com/com/en/
1C6E.1 | Vacuum drying cabinet VD series, 24 l, VD 23 | 1 | 1 | 7643.7 | Carl Roth | 1C6E.1 | https://www.carlroth.com/com/en/
1C6H.1 | Vacuum drying cabinet VD series, 55 l, VD 56 | 1 | 1 | 9088.7 | Carl Roth | 1C6H.1 | https://www.carlroth.com/com/en/
AHH9.1 | Small incubator Cultura® M | 1 | 1 | 261.4 | Carl Roth | AHH9.1 | https://www.carlroth.com/com/en/
AHK0.1 | Multirack For Cultura® M mini incubator | 1 | 1 | 82.7 | Carl Roth | AHK0.1 | https://www.carlroth.com/com/en/
ATN9.1 | Vacuum drying cabinet VT series VT 6025 Comfort | 1 | 1 | 6683.6 | Carl Roth | ATN9.1 | https://www.carlroth.com/com/en/
CKA5.1 | Drying cabinet Models: ED by natural convection, 20 l, ED 23 | 1 | 1 | 1547.9 | Carl Roth | CKA5.1 | https://www.carlroth.com/com/en/
CKA6.1 | Drying cabinet Models: ED by natural convection, 57 l, ED 56 | 1 | 1 | 1466.3 | Carl Roth | CKA6.1 | https://www.carlroth.com/com/en/
CKA7.1 | Drying cabinet Models: ED by natural convection, 114 l, ED 115 | 1 | 1 | 2161.6 | Carl Roth | CKA7.1 | https://www.carlroth.com/com/en/
CKA8.1 | Drying cabinet Models: ED by natural convection, 255 l, ED 260 | 1 | 1 | 4039.4 | Carl Roth | CKA8.1 | https://www.carlroth.com/com/en/
CKA9.1 | Drying cabinet Models: ED by natural convection, 400 l, ED 400 | 1 | 1 | 5231.4 | Carl Roth | CKA9.1 | https://www.carlroth.com/com/en/
CKC0.1 | Drying cabinet Models: ED by natural convection, 743 l, ED 720 | 1 | 1 | 7176.6 | Carl Roth | CKC0.1 | https://www.carlroth.com/com/en/
CKC1.1 | Drying cabinet Models: FD with ventilator, 20 l, FD 23 | 1 | 1 | 2023.3 | Carl Roth | CKC1.1 | https://www.carlroth.com/com/en/
CKC2.1 | Drying cabinet Models: FD with ventilator, 60 l, FD 56 | 1 | 1 | 1945.2 | Carl Roth | CKC2.1 | https://www.carlroth.com/com/en/
CKC3.1 | Drying cabinet Models: FD with ventilator, 116 l, FD 115 | 1 | 1 | 2677.2 | Carl Roth | CKC3.1 | https://www.carlroth.com/com/en/
CKC4.1 | Drying cabinet Models: FD with ventilator, 259 l, FD 260 | 1 | 1 | 4430.9 | Carl Roth | CKC4.1 | https://www.carlroth.com/com/en/
CKC5.1 | Drying cabinet Models: FED with ventilator, 60 l, FED 56 | 1 | 1 | 2627.5 | Carl Roth | CKC5.1 | https://www.carlroth.com/com/en/
CKC6.1 | Drying cabinet Models: FED with ventilator, 116 l, FED 115 | 1 | 1 | 3499 | Carl Roth | CKC6.1 | https://www.carlroth.com/com/en/
CKC7.1 | Drying cabinet Models: FED with ventilator, 259 l, FED 260 | 1 | 1 | 5104.9 | Carl Roth | CKC7.1 | https://www.carlroth.com/com/en/
CKC8.1 | Drying cabinet Models: FED with ventilator, 400 l, FED 400 | 1 | 1 | 6548.7 | Carl Roth | CKC8.1 | https://www.carlroth.com/com/en/
CKC9.1 | Drying cabinet Models: FED with ventilator, 741 l, FED 720 | 1 | 1 | 8776.5 | Carl Roth | CKC9.1 | https://www.carlroth.com/com/en/
CKE0.1 | Accessories Grate For incubators and drying ovens for the BD, BF, ED, FD and FED series, Suitable for: For BD 23, ED 23 and FD 23 | 1 | 1 | 44.9 | Carl Roth | CKE0.1 | https://www.carlroth.com/com/en/
CKE1.1 | Accessories Grate For incubators and drying ovens for the BD, BF, ED, FD and FED series, Suitable for: For BD 56 and ED 56 | 1 | 1 | 72.2 | Carl Roth | CKE1.1 | https://www.carlroth.com/com/en/
CKE2.1 | Accessories Grate For incubators and drying ovens for the BD, BF, ED, FD and FED series, Suitable for: For BD 115 and ED 115 | 1 | 1 | 111.2 | Carl Roth | CKE2.1 | https://www.carlroth.com/com/en/
CKE3.1 | Accessories Grate For incubators and drying ovens for the BD, BF, ED, FD and FED series, Suitable for: For BD 260 and ED 260 | 1 | 1 | 207 | Carl Roth | CKE3.1 | https://www.carlroth.com/com/en/
CKE4.1 | Accessories Grate For incubators and drying ovens for the BD, BF, ED, FD and FED series, Suitable for: For BD 400, BF 400, ED 400 and FED 400 | 1 | 1 | 229.4 | Carl Roth | CKE4.1 | https://www.carlroth.com/com/en/
CKE5.1 | Accessories Grate For incubators and drying ovens for the BD, BF, ED, FD and FED series, Suitable for: For BD 720 and ED 720 | 1 | 1 | 249.5 | Carl Roth | CKE5.1 | https://www.carlroth.com/com/en/
CKE6.1 | Incubator BD series With natural air circulation (convection), 20 l, BD 23 | 1 | 1 | 1744.2 | Carl Roth | CKE6.1 | https://www.carlroth.com/com/en/
CKE7.1 | Incubator BD series With natural air circulation (convection), 57 l, BD 56 | 1 | 1 | 1691 | Carl Roth | CKE7.1 | https://www.carlroth.com/com/en/
CKE8.1 | Incubator BD series With natural air circulation (convection), 112 l, BD 115 | 1 | 1 | 2275.1 | Carl Roth | CKE8.1 | https://www.carlroth.com/com/en/
CKE9.1 | Incubator BD series With natural air circulation (convection), 253 l, BD 260 | 1 | 1 | 3855 | Carl Roth | CKE9.1 | https://www.carlroth.com/com/en/
CKH0.1 | Incubator BD series With natural air circulation (convection), 400 l, BD 400 | 1 | 1 | 5515.2 | Carl Roth | CKH0.1 | https://www.carlroth.com/com/en/
CKH1.1 | Incubator BD series With natural air circulation (convection), 737 l, BD 720 | 1 | 1 | 7497.1 | Carl Roth | CKH1.1 | https://www.carlroth.com/com/en/
CKH2.1 | Incubator BD series with forced air circulation (fan), 59 l, BF 56 | 1 | 1 | 2296.4 | Carl Roth | CKH2.1 | https://www.carlroth.com/com/en/
CKH3.1 | Incubator BD series with forced air circulation (fan), 114 l, BF 115 | 1 | 1 | 2998.8 | Carl Roth | CKH3.1 | https://www.carlroth.com/com/en/
CKH4.1 | Incubator BD series with forced air circulation (fan), 257 l, BF 260 | 1 | 1 | 4668.5 | Carl Roth | CKH4.1 | https://www.carlroth.com/com/en/
CKH5.1 | Incubator BD series with forced air circulation (fan), 400 l, BF 400 | 1 | 1 | 5834.5 | Carl Roth | CKH5.1 | https://www.carlroth.com/com/en/
CKH6.1 | Incubator BD series with forced air circulation (fan), 734 l, BF 720 | 1 | 1 | 7792.7 | Carl Roth | CKH6.1 | https://www.carlroth.com/com/en/
CKH7.1 | Cooling incubator KB series, 20 l, From 0 to +100 °C, KB 23 | 1 | 1 | 5309.4 | Carl Roth | CKH7.1 | https://www.carlroth.com/com/en/
CKH8.1 | Cooling incubator KB series, 53 l, From -5 to +100 °C, KB 55 | 1 | 1 | 5765.9 | Carl Roth | CKH8.1 | https://www.carlroth.com/com/en/
CKH9.1 | Cooling incubator KB series, 115 l, From -5 to +100 °C, KB 115 | 1 | 1 | 6891.6 | Carl Roth | CKH9.1 | https://www.carlroth.com/com/en/
CKK0.1 | Peltier cooling incubator KT series, 53 l, KT 53 | 1 | 1 | 4837.6 | Carl Roth | CKK0.1 | https://www.carlroth.com/com/en/
CKK1.1 | Peltier cooling incubator KT series, 102 l, KT 115 | 1 | 1 | 5936.2 | Carl Roth | CKK1.1 | https://www.carlroth.com/com/en/
ECY1.1 | Accessories Grate For incubators and drying ovens for the BD, BF, ED, FD and FED series, Suitable for: For BF 56, FD 56 and FED 56 | 1 | 1 | 72.2 | Carl Roth | ECY1.1 | https://www.carlroth.com/com/en/
ECY2.1 | Accessories Grate For incubators and drying ovens for the BD, BF, ED, FD and FED series, Suitable for: For BF 115, FD 115 and FED 115 | 1 | 1 | 111.2 | Carl Roth | ECY2.1 | https://www.carlroth.com/com/en/
ECY3.1 | Accessories Grate For incubators and drying ovens for the BD, BF, ED, FD and FED series, Suitable for: For BF 260, FD 260 and FED 260 | 1 | 1 | 207 | Carl Roth | ECY3.1 | https://www.carlroth.com/com/en/
EEH0.1 | Small incubator TIN series, 16 l, TIN-IN16B | 1 | 1 | 863.2 | Carl Roth | EEH0.1 | https://www.carlroth.com/com/en/
EEH1.1 | Small incubator TIN series, 35 l, TIN-IN35B | 1 | 1 | 1011.1 | Carl Roth | EEH1.1 | https://www.carlroth.com/com/en/
EEH2.1 | Accessories Grate Made of stainless steel for TIN series incubators, Suitable for: For TIN-IN16B | 1 | 1 | 64.1 | Carl Roth | EEH2.1 | https://www.carlroth.com/com/en/
EEH3.1 | Accessories Grate Made of stainless steel for TIN series incubators, Suitable for: For TIN-IN35B | 1 | 1 | 74.8 | Carl Roth | EEH3.1 | https://www.carlroth.com/com/en/
ETT3.1 | CO2 incubator Midi 40 | 1 | 1 | 4919.2 | Carl Roth | ETT3.1 | https://www.carlroth.com/com/en/
ETT4.1 | CO2 incubator BB 15 | 1 | 1 | 6113.8 | Carl Roth | ETT4.1 | https://www.carlroth.com/com/en/
HAP4.1 | Small incubator Heratherm® IMC18 With darkened front panel – IMC18 bio model | 1 | 1 | 869 | Carl Roth | HAP4.1 | https://www.carlroth.com/com/en/
HCE7.1 | Cooling incubator Heratherm® IMP series Standard version, 178 l, IMP180 Desktop unit | 1 | 1 | 6531.8 | Carl Roth | HCE7.1 | https://www.carlroth.com/com/en/
HCE8.1 | Cooling incubator Heratherm® IMP series Standard version, 381 l, IMP400 floor standing unit | 1 | 1 | 9071.7 | Carl Roth | HCE8.1 | https://www.carlroth.com/com/en/
HCE9.1 | Cooling incubator Heratherm® IMP series With inside socket – not switchable, 178 l, IMP180 Desktop unit | 1 | 1 | 7257.8 | Carl Roth | HCE9.1 | https://www.carlroth.com/com/en/
HCH0.1 | Cooling incubator Heratherm® IMP series With inside socket – not switchable, 381 l, IMP400 floor standing unit | 1 | 1 | 9676.7 | Carl Roth | HCH0.1 | https://www.carlroth.com/com/en/
HPA7.1 | Accessories Grate For incubators and drying ovens for the BD, BF, ED, FD and FED series, Suitable for: For BF 720 and FED 720 | 1 | 1 | 249.5 | Carl Roth | HPA7.1 | https://www.carlroth.com/com/en/
HTC0.1 | Accessories For VD series vacuum drying cabinets Vacuum connection set | 1 | 1 | 302.7 | Carl Roth | HTC0.1 | https://www.carlroth.com/com/en/
HY65.1 | Laboratory ovens ELF series, 6 l, ELF 11/6b | 1 | 1 | 2949.2 | Carl Roth | HY65.1 | https://www.carlroth.com/com/en/
HY89.1 | Muffle/ashing furnaces AAF series, 3.0 l, AAF 11/3 | 1 | 1 | 3811.2 | Carl Roth | HY89.1 | https://www.carlroth.com/com/en/
KCT5.1 | Incubator BD-S Solid.Line, 62 l, BD-S 056 | 1 | 1 | 1325.6 | Carl Roth | KCT5.1 | https://www.carlroth.com/com/en/
KCT6.1 | Incubator BD-S Solid.Line, 118 l, BD-S 115 | 1 | 1 | 1799.8 | Carl Roth | KCT6.1 | https://www.carlroth.com/com/en/
KCT7.1 | Accessories Racks, chrome-plated For Solid.Line incubators and drying ovens, Suitable for: For BD-S 056/ED-S 056/FD-S 056 | 1 | 1 | 35.5 | Carl Roth | KCT7.1 | https://www.carlroth.com/com/en/
KCT8.1 | Accessories Racks, chrome-plated For Solid.Line incubators and drying ovens, Suitable for: For BD-S 115/ED-S 115/FD-S 115 | 1 | 1 | 50.9 | Carl Roth | KCT8.1 | https://www.carlroth.com/com/en/
KCT9.1 | Drying cabinet Solid.Line Models: ED-S, 62 l, ED-S 056 | 1 | 1 | 1277.1 | Carl Roth | KCT9.1 | https://www.carlroth.com/com/en/
KCX0.1 | Drying cabinet Solid.Line Models: FD-S, 55 l, FD-S 056 | 1 | 1 | 1556.2 | Carl Roth | KCX0.1 | https://www.carlroth.com/com/en/
KCX1.1 | Drying cabinet Solid.Line Models: ED-S, 118 l, ED-S 115 | 1 | 1 | 1592.9 | Carl Roth | KCX1.1 | https://www.carlroth.com/com/en/
KCX2.1 | Drying cabinet Solid.Line Models: FD-S, 106 l, FD-S 115 | 1 | 1 | 2030.4 | Carl Roth | KCX2.1 | https://www.carlroth.com/com/en/
NP16.1 | High-temperature heating cabinet LHT, to +400 °C, LHT 4/30 | 1 | 1 | 6010.7 | Carl Roth | NP16.1 | https://www.carlroth.com/com/en/
NP17.1 | High-temperature heating cabinet LHT (high-temperature laboratory oven), to +500 °C, LHT5/30 | 1 | 1 | 7370.6 | Carl Roth | NP17.1 | https://www.carlroth.com/com/en/
NP18.1 | High-temperature heating cabinet LHT (high-temperature laboratory oven), to +600 °C, LHT 6/30 | 1 | 1 | 8226.7 | Carl Roth | NP18.1 | https://www.carlroth.com/com/en/
PL56.1 | Drying cabinet Heratherm® General Protocol With natural convection, 65 l, OGS60 | 1 | 1 | 1260.6 | Carl Roth | PL56.1 | https://www.carlroth.com/com/en/
PL57.1 | Drying cabinet Heratherm® General Protocol With natural convection, 105 l, OGS100 | 1 | 1 | 1857.9 | Carl Roth | PL57.1 | https://www.carlroth.com/com/en/
PL58.1 | Drying cabinet Heratherm® General Protocol With natural convection, 176 l, OGS180 | 1 | 1 | 2533.3 | Carl Roth | PL58.1 | https://www.carlroth.com/com/en/
PL59.1 | Drying cabinet Heratherm® General Protocol With air-circulation fan, 66 l, OMS60 | 1 | 1 | 1658.8 | Carl Roth | PL59.1 | https://www.carlroth.com/com/en/
PL60.1 | Drying cabinet Heratherm® General Protocol With air-circulation fan, 104 l, OMS100 | 1 | 1 | 2318.8 | Carl Roth | PL60.1 | https://www.carlroth.com/com/en/
PL61.1 | Drying cabinet Heratherm® General Protocol With air-circulation fan, 179 l, OMS180 | 1 | 1 | 3188.9 | Carl Roth | PL61.1 | https://www.carlroth.com/com/en/
PL62.1 | Drying cabinet Heratherm® Advanced Protocol With natural convection, 61 l, OGH60 | 1 | 1 | 1933.8 | Carl Roth | PL62.1 | https://www.carlroth.com/com/en/
PL63.1 | Drying cabinet Heratherm® Advanced Protocol With natural convection, 99 l, OGH100 | 1 | 1 | 2521.2 | Carl Roth | PL63.1 | https://www.carlroth.com/com/en/
PL64.1 | Drying cabinet Heratherm® Advanced Protocol With natural convection, 168 l, OGH180 | 1 | 1 | 3188.9 | Carl Roth | PL64.1 | https://www.carlroth.com/com/en/
PL65.1 | Drying cabinet Heratherm® Advanced Protocol With air-circulation fan, 62 l, OMH60 | 1 | 1 | 2396.9 | Carl Roth | PL65.1 | https://www.carlroth.com/com/en/
PL66.1 | Drying cabinet Heratherm® Advanced Protocol With air-circulation fan, 97 l, OMH100 | 1 | 1 | 3180.1 | Carl Roth | PL66.1 | https://www.carlroth.com/com/en/
PL67.1 | Drying cabinet Heratherm® Advanced Protocol With air-circulation fan, 170 l, OMH180 | 1 | 1 | 4119.5 | Carl Roth | PL67.1 | https://www.carlroth.com/com/en/
PL68.1 | Accessories Removable shelf kit For Heratherm® drying cabinets, Suitable for: OGS60, OGH60 | 1 | 1 | 79.1 | Carl Roth | PL68.1 | https://www.carlroth.com/com/en/
PL69.1 | Accessories Removable shelf kit For Heratherm® drying cabinets, Suitable for: OGS100, OGH100 | 1 | 1 | 105.7 | Carl Roth | PL69.1 | https://www.carlroth.com/com/en/
PL70.1 | Accessories Removable shelf kit For Heratherm® drying cabinets, Suitable for: OGS180, OGH180 | 1 | 1 | 133.1 | Carl Roth | PL70.1 | https://www.carlroth.com/com/en/
PL71.1 | Accessories Removable shelf kit For Heratherm® drying cabinets, Suitable for: OMS60, OMH60 | 1 | 1 | 79.4 | Carl Roth | PL71.1 | https://www.carlroth.com/com/en/
PL72.1 | Accessories Removable shelf kit For Heratherm® drying cabinets, Suitable for: OMS100, OMH100 | 1 | 1 | 105.9 | Carl Roth | PL72.1 | https://www.carlroth.com/com/en/
PL73.1 | Accessories Removable shelf kit For Heratherm® drying cabinets, Suitable for: OMS180, OMH180 | 1 | 1 | 133.1 | Carl Roth | PL73.1 | https://www.carlroth.com/com/en/
PL74.1 | Small incubator Heratherm® IMC18 With glass front – standard model | 1 | 1 | 808.5 | Carl Roth | PL74.1 | https://www.carlroth.com/com/en/
PL75.1 | Accessories Additional tray for IMC18 | 1 | 1 | 39.3 | Carl Roth | PL75.1 | https://www.carlroth.com/com/en/
PL96.1 | Incubator Heratherm® Protocol series General Protocol with natural convection, 75 l, IGS60 | 1 | 1 | 1463 | Carl Roth | PL96.1 | https://www.carlroth.com/com/en/
PL97.1 | Incubator Heratherm® Protocol series General Protocol with natural convection, 117 l, IGS100 | 1 | 1 | 2064.7 | Carl Roth | PL97.1 | https://www.carlroth.com/com/en/
PL98.1 | Incubator Heratherm® Protocol series General Protocol with natural convection, 194 l, IGS180 | 1 | 1 | 2874.3 | Carl Roth | PL98.1 | https://www.carlroth.com/com/en/
PL99.1 | Incubator Heratherm® Protocol series Advanced Protocol with air-circulation fan, 66 l, IMH60 | 1 | 1 | 2259.4 | Carl Roth | PL99.1 | https://www.carlroth.com/com/en/
PP00.1 | Incubator Heratherm® Protocol series Advanced Protocol with air-circulation fan, 104 l, IMH100 | 1 | 1 | 3008.5 | Carl Roth | PP00.1 | https://www.carlroth.com/com/en/
PP01.1 | Incubator Heratherm® Protocol series Advanced Protocol with air-circulation fan, 178 l, IMH180 | 1 | 1 | 4301 | Carl Roth | PP01.1 | https://www.carlroth.com/com/en/
PP02.1 | Accessories Shelf kit For Heratherm® incubators, for IGS60 | 1 | 1 | 118.8 | Carl Roth | PP02.1 | https://www.carlroth.com/com/en/
PP03.1 | Accessories Shelf kit For Heratherm® incubators, For IGS100 | 1 | 1 | 146.3 | Carl Roth | PP03.1 | https://www.carlroth.com/com/en/
PP04.1 | Accessories Shelf kit For Heratherm® incubators, For IGS180 | 1 | 1 | 159.5 | Carl Roth | PP04.1 | https://www.carlroth.com/com/en/
PP05.1 | Accessories Shelf kit For Heratherm® incubators, For IMH60 | 1 | 1 | 118.8 | Carl Roth | PP05.1 | https://www.carlroth.com/com/en/
PP06.1 | Accessories Shelf kit For Heratherm® incubators, For IMH100 | 1 | 1 | 146.3 | Carl Roth | PP06.1 | https://www.carlroth.com/com/en/
PP07.1 | Accessories Shelf kit For Heratherm® incubators, Insert kit for IMH180 and IMP180 | 1 | 1 | 159.5 | Carl Roth | PP07.1 | https://www.carlroth.com/com/en/
TX98.1 | Drying cabinet Models: UN With natural air circulation (convection), 32 l, UN 30 | 1 | 1 | 1119.8 | Carl Roth | TX98.1 | https://www.carlroth.com/com/en/
TX99.1 | Drying cabinet Models: UN With natural air circulation (convection), 53 l, UN 55 | 1 | 1 | 1298 | Carl Roth | TX99.1 | https://www.carlroth.com/com/en/
TY00.1 | Drying cabinet Models: UN With natural air circulation (convection), 74 l, UN 75 | 1 | 1 | 1582.9 | Carl Roth | TY00.1 | https://www.carlroth.com/com/en/
TY01.1 | Drying cabinet Models: UN With natural air circulation (convection), 108 l, UN 110 | 1 | 1 | 1837 | Carl Roth | TY01.1 | https://www.carlroth.com/com/en/
TY02.1 | Drying cabinet Models: UN With natural air circulation (convection), 161 l, UN 160 | 1 | 1 | 2445.3 | Carl Roth | TY02.1 | https://www.carlroth.com/com/en/
TY03.1 | Drying cabinet Models: UN With natural air circulation (convection), 256 l, UN 260 | 1 | 1 | 3237.3 | Carl Roth | TY03.1 | https://www.carlroth.com/com/en/
TY04.1 | Drying cabinet Models: UN With natural air circulation (convection), 449 l, UN 450 | 1 | 1 | 4284.5 | Carl Roth | TY04.1 | https://www.carlroth.com/com/en/
TY05.1 | Drying cabinet Models: UN With natural air circulation (convection), 749 l, UN 750 | 1 | 1 | 5822.3 | Carl Roth | TY05.1 | https://www.carlroth.com/com/en/
TY06.1 | Drying cabinet Models: UF with forced air circulation (fan), 32 l, UF 30 | 1 | 1 | 1332.1 | Carl Roth | TY06.1 | https://www.carlroth.com/com/en/
TY07.1 | Drying cabinet Models: UF with forced air circulation (fan), 53 l, UF 55 | 1 | 1 | 1604.9 | Carl Roth | TY07.1 | https://www.carlroth.com/com/en/
TY08.1 | Drying cabinet Models: UF with forced air circulation (fan), 74 l, UF 75 | 1 | 1 | 1898.6 | Carl Roth | TY08.1 | https://www.carlroth.com/com/en/
TY09.1 | Drying cabinet Models: UF with forced air circulation (fan), 108 l, UF 110 | 1 | 1 | 2217.6 | Carl Roth | TY09.1 | https://www.carlroth.com/com/en/
TY10.1 | Drying cabinet Models: UF with forced air circulation (fan), 161 l, UF 160 | 1 | 1 | 2919.4 | Carl Roth | TY10.1 | https://www.carlroth.com/com/en/
TY11.1 | Drying cabinet Models: UF with forced air circulation (fan), 256 l, UF 260 | 1 | 1 | 3722.4 | Carl Roth | TY11.1 | https://www.carlroth.com/com/en/
TY12.1 | Drying cabinet Models: UF with forced air circulation (fan), 449 l, UF 450 | 1 | 1 | 4874.1 | Carl Roth | TY12.1 | https://www.carlroth.com/com/en/
TY13.1 | Drying cabinet Models: UF with forced air circulation (fan), 449 l, UF 750 | 1 | 1 | 6579.1 | Carl Roth | TY13.1 | https://www.carlroth.com/com/en/
TY14.1 | Drying cabinet Models: UNplus With natural air circulation (convection), 32 l, UNplus 30 | 1 | 1 | 1865.6 | Carl Roth | TY14.1 | https://www.carlroth.com/com/en/
TY15.1 | Drying cabinet Models: UNplus With natural air circulation (convection), 53 l, UNplus 55 | 1 | 1 | 2036.1 | Carl Roth | TY15.1 | https://www.carlroth.com/com/en/
TY16.1 | Drying cabinet Models: UNplus With natural air circulation (convection), 74 l, UNplus 75 | 1 | 1 | 2264.9 | Carl Roth | TY16.1 | https://www.carlroth.com/com/en/
TY17.1 | Drying cabinet Models: UNplus With natural air circulation (convection), 108 l, UNplus 110 | 1 | 1 | 2597.1 | Carl Roth | TY17.1 | https://www.carlroth.com/com/en/
TY18.1 | Drying cabinet Models: UNplus With natural air circulation (convection), 161 l, UNplus 160 | 1 | 1 | 3234 | Carl Roth | TY18.1 | https://www.carlroth.com/com/en/
TY19.1 | Drying cabinet Models: UNplus With natural air circulation (convection), 256 l, UNplus 260 | 1 | 1 | 3868.7 | Carl Roth | TY19.1 | https://www.carlroth.com/com/en/
TY20.1 | Drying cabinet Models: UNplus With natural air circulation (convection), 449 l, UNplus 450 | 1 | 1 | 4986.3 | Carl Roth | TY20.1 | https://www.carlroth.com/com/en/
TY21.1 | Drying cabinet Models: UNplus With natural air circulation (convection), 749 l, UNplus 750 | 1 | 1 | 6540.6 | Carl Roth | TY21.1 | https://www.carlroth.com/com/en/
TY22.1 | Drying cabinet Models: UFplus with forced air circulation (fan), 32 l, UFplus 30 | 1 | 1 | 1967.9 | Carl Roth | TY22.1 | https://www.carlroth.com/com/en/
TY23.1 | Drying cabinet Models: UFplus with forced air circulation (fan), 53 l, UFplus 55 | 1 | 1 | 2336.4 | Carl Roth | TY23.1 | https://www.carlroth.com/com/en/
TY24.1 | Drying cabinet Models: UFplus with forced air circulation (fan), 74 l, UFplus 75 | 1 | 1 | 2576.2 | Carl Roth | TY24.1 | https://www.carlroth.com/com/en/
TY25.1 | Drying cabinet Models: UFplus with forced air circulation (fan), 108 l, UFplus 110 | 1 | 1 | 2971.1 | Carl Roth | TY25.1 | https://www.carlroth.com/com/en/
TY26.1 | Drying cabinet Models: UFplus with forced air circulation (fan), 161 l, UFplus 160 | 1 | 1 | 3702.6 | Carl Roth | TY26.1 | https://www.carlroth.com/com/en/
TY27.1 | Drying cabinet Models: UFplus with forced air circulation (fan), 256 l, UFplus 260 | 1 | 1 | 4389 | Carl Roth | TY27.1 | https://www.carlroth.com/com/en/
TY28.1 | Drying cabinet Models: UFplus with forced air circulation (fan), 449 l, UFplus 450 | 1 | 1 | 5601.2 | Carl Roth | TY28.1 | https://www.carlroth.com/com/en/
TY29.1 | Drying cabinet Models: UFplus with forced air circulation (fan), 749 l, UFplus 750 | 1 | 1 | 7334.8 | Carl Roth | TY29.1 | https://www.carlroth.com/com/en/
TY30.1 | Incubator IN series models, 32 l, IN 30 | 1 | 1 | 1151.7 | Carl Roth | TY30.1 | https://www.carlroth.com/com/en/
TY31.1 | Incubator IN series models, 53 l, IN 55 | 1 | 1 | 1421.2 | Carl Roth | TY31.1 | https://www.carlroth.com/com/en/
TY32.1 | Incubator IN series models, 74 l, IN 75 | 1 | 1 | 1683 | Carl Roth | TY32.1 | https://www.carlroth.com/com/en/
TY33.1 | Incubator IN series models, 108 l, IN 110 | 1 | 1 | 1985.5 | Carl Roth | TY33.1 | https://www.carlroth.com/com/en/
TY34.1 | Incubator IN series models, 161 l, IN 160 | 1 | 1 | 2643.3 | Carl Roth | TY34.1 | https://www.carlroth.com/com/en/
TY35.1 | Incubator IN series models, 256 l, IN 260 | 1 | 1 | 3491.4 | Carl Roth | TY35.1 | https://www.carlroth.com/com/en/
TY36.1 | Incubator IN series models, 449 l, IN 450 | 1 | 1 | 4650.8 | Carl Roth | TY36.1 | https://www.carlroth.com/com/en/
TY37.1 | Incubator IN series models, 749 l, IN 750 | 1 | 1 | 6287.6 | Carl Roth | TY37.1 | https://www.carlroth.com/com/en/
TY38.1 | Incubator INplus series models, 32 l, INplus 30 | 1 | 1 | 1921.7 | Carl Roth | TY38.1 | https://www.carlroth.com/com/en/
TY39.1 | Incubator INplus series models, 53 l, INplus 55 | 1 | 1 | 2168.1 | Carl Roth | TY39.1 | https://www.carlroth.com/com/en/
TY40.1 | Incubator INplus series models, 74 l, INplus 75 | 1 | 1 | 2446.4 | Carl Roth | TY40.1 | https://www.carlroth.com/com/en/
TY41.1 | Incubator INplus series models, 108 l, INplus 110 | 1 | 1 | 2747.8 | Carl Roth | TY41.1 | https://www.carlroth.com/com/en/
TY42.1 | Incubator INplus series models, 161 l, INplus 160 | 1 | 1 | 3427.6 | Carl Roth | TY42.1 | https://www.carlroth.com/com/en/
TY43.1 | Incubator INplus series models, 256 l, INplus 260 | 1 | 1 | 4174.5 | Carl Roth | TY43.1 | https://www.carlroth.com/com/en/
TY44.1 | Incubator INplus series models, 449 l, INplus 450 | 1 | 1 | 5427.4 | Carl Roth | TY44.1 | https://www.carlroth.com/com/en/
TY45.1 | Incubator INplus series models, 749 l, INplus 750 | 1 | 1 | 7113.7 | Carl Roth | TY45.1 | https://www.carlroth.com/com/en/
TY46.1 | Peltier cooling incubator IPP standard models With single TFT display, 32 l, IPP 30 | 1 | 1 | 2841.3 | Carl Roth | TY46.1 | https://www.carlroth.com/com/en/
TY47.1 | Peltier cooling incubator IPP standard models With single TFT display, 53 l, IPP 55 | 1 | 1 | 3093.2 | Carl Roth | TY47.1 | https://www.carlroth.com/com/en/
TY48.1 | Peltier cooling incubator IPP standard models With single TFT display, 108 l, IPP 110eco | 1 | 1 | 4612.3 | Carl Roth | TY48.1 | https://www.carlroth.com/com/en/
TY49.1 | Peltier cooling incubator IPP standard models With single TFT display, 256 l, IPP 260eco | 1 | 1 | 6450.4 | Carl Roth | TY49.1 | https://www.carlroth.com/com/en/
TY50.1 | Peltier cooling incubator IPP-Soc models With inner socket, 32 l, IPP-Soc 30 | 1 | 1 | 3221.9 | Carl Roth | TY50.1 | https://www.carlroth.com/com/en/
TY51.1 | Peltier cooling incubator IPP-Soc models With inner socket, 53 l, IPP-Soc 55 | 1 | 1 | 3473.8 | Carl Roth | TY51.1 | https://www.carlroth.com/com/en/
TY52.1 | Peltier cooling incubator IPP-Soc models With inner socket, 108 l, IPP-Soc 110eco | 1 | 1 | 4992.9 | Carl Roth | TY52.1 | https://www.carlroth.com/com/en/
TY53.1 | Peltier cooling incubator IPP-Soc models With inner socket, 256 l, IPP-Soc 260eco | 1 | 1 | 6831 | Carl Roth | TY53.1 | https://www.carlroth.com/com/en/
TY54.1 | Peltier cooling incubator IPPplus models With two graphical TFT displays, 32 l, IPPplus 30 | 1 | 1 | 3196.6 | Carl Roth | TY54.1 | https://www.carlroth.com/com/en/
TY55.1 | Peltier cooling incubator IPPplus models With two graphical TFT displays, 53 l, IPPplus 55 | 1 | 1 | 3447.4 | Carl Roth | TY55.1 | https://www.carlroth.com/com/en/
TY56.1 | Peltier cooling incubator IPPplus models With two graphical TFT displays, 108 l, IPPplus 110eco | 1 | 1 | 4918.1 | Carl Roth | TY56.1 | https://www.carlroth.com/com/en/
TY57.1 | Peltier cooling incubator IPPplus models With two graphical TFT displays, 256 l, IPPplus 260eco | 1 | 1 | 6886 | Carl Roth | TY57.1 | https://www.carlroth.com/com/en/
XH26.1 | High-capacity incubators Heratherm® General Protocol, 405 l, IGS400 | 1 | 1 | 4941.2 | Carl Roth | XH26.1 | https://www.carlroth.com/com/en/
XH27.1 | High-capacity incubators Heratherm® General Protocol, 747 l, IGS750 | 1 | 1 | 6760.6 | Carl Roth | XH27.1 | https://www.carlroth.com/com/en/
XH28.1 | High-capacity incubators Heratherm® Advanced Protocol, 381 l, IMH400-S | 1 | 1 | 6176.5 | Carl Roth | XH28.1 | https://www.carlroth.com/com/en/
XH29.1 | High-capacity incubators Heratherm® Advanced Protocol, 702 l, IMH750-S | 1 | 1 | 7802.3 | Carl Roth | XH29.1 | https://www.carlroth.com/com/en/
XH30.1 | Accessories Perforated sheet kit For Heratherm® high-capacity incubators, Insert kit for IGS400, IMH400-S and IMP400 | 1 | 1 | 247.5 | Carl Roth | XH30.1 | https://www.carlroth.com/com/en/
XH31.1 | Accessories Perforated sheet kit For Heratherm® high-capacity incubators, Insert kit for IGS750, IMH750-S | 1 | 1 | 330 | Carl Roth | XH31.1 | https://www.carlroth.com/com/en/
XH32.1 | High-capacity drying cabinet Heratherm® General Protocol with natural air circulation, 419 l, OGS400 | 1 | 1 | 4408.8 | Carl Roth | XH32.1 | https://www.carlroth.com/com/en/
XH33.1 | High-capacity drying cabinet Heratherm® General Protocol with natural air circulation, 774 l, OGS750 | 1 | 1 | 6094 | Carl Roth | XH33.1 | https://www.carlroth.com/com/en/
XH34.1 | High-capacity drying cabinet Heratherm® Advanced Protocol with ventilator, 396 l, OMH400 | 1 | 1 | 5706.8 | Carl Roth | XH34.1 | https://www.carlroth.com/com/en/
XH35.1 | High-capacity drying cabinet Heratherm® Advanced Protocol with ventilator, 731 l, OMH750 | 1 | 1 | 7520.7 | Carl Roth | XH35.1 | https://www.carlroth.com/com/en/
XH36.1 | Accessories Removable shelf kit Heratherm® high-capacity wire drying cabinets, Suitable for: OGS400, OMH400 | 1 | 1 | 214.5 | Carl Roth | XH36.1 | https://www.carlroth.com/com/en/
XH37.1 | Accessories Removable shelf kit Heratherm® high-capacity wire drying cabinets, Suitable for: OGS750, OMH750 | 1 | 1 | 257.4 | Carl Roth | XH37.1 | https://www.carlroth.com/com/en/
XK54.1 | Muffle/ashing furnaces AAF series, 6.9 l, AAF 11/7 | 1 | 1 | 4739.5 | Carl Roth | XK54.1 | https://www.carlroth.com/com/en/
XK55.1 | Muffle/ashing furnaces AAF series, 18.4 l, AAF 11/18 | 1 | 1 | 6968.5 | Carl Roth | XK55.1 | https://www.carlroth.com/com/en/
XK56.1 | Laboratory ovens ELF series, 14 l, ELF 11/14b | 1 | 1 | 3335.9 | Carl Roth | XK56.1 | https://www.carlroth.com/com/en/
XK57.1 | Laboratory ovens ELF series, 23 l, ELF 11/23 | 1 | 1 | 4087.9 | Carl Roth | XK57.1 | https://www.carlroth.com/com/en/
Y718.1 | Vacuum drying cabinet VT series VT 6025 Standard | 1 | 1 | 5868.5 | Carl Roth | Y718.1 | https://www.carlroth.com/com/en/
Y719.1 | Accessories for VT series vacuum drying cabinets Additional tray | 1 | 1 | 180.4 | Carl Roth | Y719.1 | https://www.carlroth.com/com/en/
Y720.1 | Accessories for VT series vacuum drying cabinets Vacuum connection set | 1 | 1 | 250.8 | Carl Roth | Y720.1 | https://www.carlroth.com/com/en/
YC19.1 | Incubator inserts | 1 | 1 | 71.9 | Carl Roth | YC19.1 | https://www.carlroth.com/com/en/
YC53.1 | Small incubator | 1 | 1 | 599.1 | Carl Roth | YC53.1 | https://www.carlroth.com/com/en/
YC54.1 | Accessories Additional shelf | 1 | 1 | 54.8 | Carl Roth | YC54.1 | https://www.carlroth.com/com/en/
1A9E.1 | Rotary vane pump package ROTILABO® CR-DS40 | 1 | 1 | 2123.8 | Carl Roth | 1A9E.1 | https://www.carlroth.com/com/en/
1AA3.1 | Diaphragm vacuum pump MPC series, MPC 201 E | 1 | 1 | 1427.7 | Carl Roth | 1AA3.1 | https://www.carlroth.com/com/en/
1ATL.1 | Vacuum controllers VCpro 601 | 1 | 1 | 1895.9 | Carl Roth | 1ATL.1 | https://www.carlroth.com/com/en/
1E97.1 | Vacuum controller VACUU·SELECT compact Tabletop device | 1 | 1 | 2443.7 | Carl Roth | 1E97.1 | https://www.carlroth.com/com/en/
1E98.1 | Vacuum controller VACUU·SELECT compact Stand-mounted device | 1 | 1 | 2443.7 | Carl Roth | 1E98.1 | https://www.carlroth.com/com/en/
1E9E.1 | Vacuum meter VACUU VIEW Standard | 1 | 1 | 1045.4 | Carl Roth | 1E9E.1 | https://www.carlroth.com/com/en/
1E9H.1 | Vacuum meter VACUU VIEW Extended | 1 | 1 | 1165.5 | Carl Roth | 1E9H.1 | https://www.carlroth.com/com/en/
1EA7.1 | Diaphragm vacuum pump ME 4 series ME 4C NT | 1 | 1 | 2248.8 | Carl Roth | 1EA7.1 | https://www.carlroth.com/com/en/
1EA9.1 | Diaphragm vacuum pump LABOPORT® N 938.50.KT | 1 | 1 | 1503.7 | Carl Roth | 1EA9.1 | https://www.carlroth.com/com/en/
1EAA.1 | Accessories regulation valve for LABOPORT® N 938.50 KT.18 | 1 | 1 | 105.1 | Carl Roth | 1EAA.1 | https://www.carlroth.com/com/en/
1EAC.1 | Diaphragm vacuum pump LABOPORT® Mini KT version, N 811 KT.18 | 1 | 1 | 598.1 | Carl Roth | 1EAC.1 | https://www.carlroth.com/com/en/
1EK0.1 | Diaphragm vacuum pump LABOPORT® SD series, N 860.3 FT.40.18 | 1 | 1 | 4473.1 | Carl Roth | 1EK0.1 | https://www.carlroth.com/com/en/
1EK1.1 | Diaphragm vacuum pump LABOPORT® speed-controlled N 800 G series, N 820 G | 1 | 1 | 2058.8 | Carl Roth | 1EK1.1 | https://www.carlroth.com/com/en/
1EK2.1 | Diaphragm vacuum pump LABOPORT® speed-controlled N 800 G series, N 840 G | 1 | 1 | 2267.2 | Carl Roth | 1EK2.1 | https://www.carlroth.com/com/en/
1EK3.1 | Diaphragm vacuum pump LABOPORT® speed-controlled N 96 | 1 | 1 | 484.1 | Carl Roth | 1EK3.1 | https://www.carlroth.com/com/en/
1EN0.1 | Vacuum system PC 3000 VARIO select series PC 3001 VARIO select | 1 | 1 | 6698.6 | Carl Roth | 1EN0.1 | https://www.carlroth.com/com/en/
1EN1.1 | Vacuum system PC 3000 VARIO select series PC 3003 VARIO select | 1 | 1 | 9310.2 | Carl Roth | 1EN1.1 | https://www.carlroth.com/com/en/
1EP8.1 | Extraction system BioChemVacuuCenter BVC Basic model, BVC Basic B, 2 l glass collecting bottle, with hose nozzles | 1 | 1 | 1143.4 | Carl Roth | 1EP8.1 | https://www.carlroth.com/com/en/
1EP9.1 | Extraction system BioChemVacuuCenter BVC Control model, BVC Control G, 2 l glass collecting bottle, with hose nozzles | 1 | 1 | 2223.1 | Carl Roth | 1EP9.1 | https://www.carlroth.com/com/en/
1EPA.1 | Extraction system BioChemVacuuCenter BVC Professional model, BVC Professional G, 2 l glass collecting bottle, with hose nozzles | 1 | 1 | 2705.9 | Carl Roth | 1EPA.1 | https://www.carlroth.com/com/en/
1EPK.1 | Accessories Tip sensor, 1x for BVC | 1 | 1 | 57 | Carl Roth | 1EPK.1 | https://www.carlroth.com/com/en/
1EPL.1 | Accessories VHCpro table stand for BVC | 1 | 1 | 108.9 | Carl Roth | 1EPL.1 | https://www.carlroth.com/com/en/
1EPN.1 | Accessories 4 l PP collecting bottle for BVC, with quick couplings | 1 | 1 | 516 | Carl Roth | 1EPN.1 | https://www.carlroth.com/com/en/
7366.1 | Water jet pump | 1 | 1 | 54.8 | Carl Roth | 7366.1 | https://www.carlroth.com/com/en/
9660.1 | Low-pressure water jet pump, with tubing connection and 2 hose clips | 1 | 1 | 201.8 | Carl Roth | 9660.1 | https://www.carlroth.com/com/en/
9661.1 | Low-pressure water jet pump, with " screw connection (20 mm) | 1 | 1 | 214.3 | Carl Roth | 9661.1 | https://www.carlroth.com/com/en/
9662.1 | Low-pressure water jet pump, with " screw connection (26 mm) | 1 | 1 | 214.3 | Carl Roth | 9662.1 | https://www.carlroth.com/com/en/
A902.1 | Centrifugal pump NDP 14/2 | 1 | 1 | 317.4 | Carl Roth | A902.1 | https://www.carlroth.com/com/en/
A903.1 | Centrifugal pump NEMP 50/7 | 1 | 1 | 660.6 | Carl Roth | A903.1 | https://www.carlroth.com/com/en/
A906.1 | Centrifugal pump eco series, eco 4 | 1 | 1 | 177.7 | Carl Roth | A906.1 | https://www.carlroth.com/com/en/
A908.1 | Centrifugal pump eco series, eco 1 | 1 | 1 | 75.4 | Carl Roth | A908.1 | https://www.carlroth.com/com/en/
AEP6.1 | Vacuum controllers CVC 3000 detect Tabletop device | 1 | 1 | 2377.5 | Carl Roth | AEP6.1 | https://www.carlroth.com/com/en/
AEP7.1 | Vacuum controllers CVC 3000 detect Stand-mounted device | 1 | 1 | 2377.5 | Carl Roth | AEP7.1 | https://www.carlroth.com/com/en/
AXN5.1 | Pump drive rotarus® 50i series, standard | 1 | 1 | 2698.6 | Carl Roth | AXN5.1 | https://www.carlroth.com/com/en/
AXN6.1 | Pump drive rotarus® 100i series, standard | 1 | 1 | 3379.9 | Carl Roth | AXN6.1 | https://www.carlroth.com/com/en/
AXN7.1 | Pump drive rotarus® 50i series, flow | 1 | 1 | 3516 | Carl Roth | AXN7.1 | https://www.carlroth.com/com/en/
AXN8.1 | Pump drive rotarus® 100i series, flow | 1 | 1 | 3925.3 | Carl Roth | AXN8.1 | https://www.carlroth.com/com/en/
AXN9.1 | Pump drive rotarus® 50i series, volume | 1 | 1 | 4197.4 | Carl Roth | AXN9.1 | https://www.carlroth.com/com/en/
AXP0.1 | Pump drive rotarus® 100i series, volume | 1 | 1 | 4470.6 | Carl Roth | AXP0.1 | https://www.carlroth.com/com/en/
AXP1.1 | Single-channel pump head rotarus® PK 10-16 | 1 | 1 | 1354.2 | Carl Roth | AXP1.1 | https://www.carlroth.com/com/en/
AXP2.1 | Four-channel pump head rotarus® MKF 4-8 | 1 | 1 | 1726.8 | Carl Roth | AXP2.1 | https://www.carlroth.com/com/en/
AXP3.1 | Tube PharMed® BPT for rotarus® peristaltic pump Standard, 1.6 mm | 1 | 1 | 175.9 | Carl Roth | AXP3.1 | https://www.carlroth.com/com/en/
AXP4.1 | Tube PharMed® BPT for rotarus® peristaltic pump Standard, 3.2 mm | 1 | 1 | 201 | Carl Roth | AXP4.1 | https://www.carlroth.com/com/en/
AXP5.1 | Tube PharMed® BPT for rotarus® peristaltic pump Standard, 8.0 mm | 1 | 1 | 213.2 | Carl Roth | AXP5.1 | https://www.carlroth.com/com/en/
AXP6.1 | Tube PharMed® BPT for rotarus® peristaltic pump With stopper, 0.25 mm | 1 | 1 | 90.8 | Carl Roth | AXP6.1 | https://www.carlroth.com/com/en/
AXP7.1 | Tube PharMed® BPT for rotarus® peristaltic pump With stopper, 1.42 mm | 1 | 1 | 90.8 | Carl Roth | AXP7.1 | https://www.carlroth.com/com/en/
AXP8.1 | Tube PharMed® BPT for rotarus® peristaltic pump With stopper, 2.79 mm | 1 | 1 | 90.8 | Carl Roth | AXP8.1 | https://www.carlroth.com/com/en/
AXP9.1 | Tube PharMed® BPT for rotarus® peristaltic pump for extending, 0.25 mm | 1 | 1 | 73.4 | Carl Roth | AXP9.1 | https://www.carlroth.com/com/en/
AXT0.1 | Tube PharMed® BPT for rotarus® peristaltic pump for extending, 1.42 mm | 1 | 1 | 73.4 | Carl Roth | AXT0.1 | https://www.carlroth.com/com/en/
AXT1.1 | Tube PharMed® BPT for rotarus® peristaltic pump for extending, 2.79 mm | 1 | 1 | 73.4 | Carl Roth | AXT1.1 | https://www.carlroth.com/com/en/
AXT2.1 | Accessories Footswitch for rotarus® | 1 | 1 | 116 | Carl Roth | AXT2.1 | https://www.carlroth.com/com/en/
AY12.1 | Vacuum system LABOXACT® SEM series, SEM 820 | 1 | 1 | 3449.8 | Carl Roth | AY12.1 | https://www.carlroth.com/com/en/
AY13.1 | Vacuum system LABOXACT® SEM series, SEM 840 | 1 | 1 | 3868.9 | Carl Roth | AY13.1 | https://www.carlroth.com/com/en/
AY14.1 | Vacuum system LABOXACT® SEM series, SEM 842 | 1 | 1 | 4957.2 | Carl Roth | AY14.1 | https://www.carlroth.com/com/en/
AY16.1 | Vacuum system LABOPORT® SC series, SC 820 | 1 | 1 | 5219.4 | Carl Roth | AY16.1 | https://www.carlroth.com/com/en/
AY17.1 | Vacuum system LABOPORT® SC series, SC 840 | 1 | 1 | 5318.7 | Carl Roth | AY17.1 | https://www.carlroth.com/com/en/
AY18.1 | Vacuum system LABOPORT® SC series, SC 842 | 1 | 1 | 6763.6 | Carl Roth | AY18.1 | https://www.carlroth.com/com/en/
C557.1 | Accessories Silencer for LABOPORT® Mini | 1 | 1 | 22.5 | Carl Roth | C557.1 | https://www.carlroth.com/com/en/
C559.1 | Diaphragm vacuum pump tough AN version | 1 | 1 | 734.1 | Carl Roth | C559.1 | https://www.carlroth.com/com/en/
C563.1 | Diaphragm vacuum pump LABOPORT® chemical-resistant without gas ballast valve, N 820.3 FT.18 | 1 | 1 | 1973.1 | Carl Roth | C563.1 | https://www.carlroth.com/com/en/
C564.1 | Diaphragm vacuum pump LABOPORT® chemical-resistant without gas ballast valve, N 840.3 FT.18 | 1 | 1 | 2163 | Carl Roth | C564.1 | https://www.carlroth.com/com/en/
CE14.1 | Rotary vane pump XS series single-stage | 1 | 1 | 1783.1 | Carl Roth | CE14.1 | https://www.carlroth.com/com/en/
CE15.1 | Rotary vane pump XS series two-stage, RZ 2.5 | 1 | 1 | 2438.8 | Carl Roth | CE15.1 | https://www.carlroth.com/com/en/
CE30.1 | Extraction system AZ model, AZ 02 | 1 | 1 | 527 | Carl Roth | CE30.1 | https://www.carlroth.com/com/en/
CE31.1 | Extraction system AZ model, AZ 04 | 1 | 1 | 551.5 | Carl Roth | CE31.1 | https://www.carlroth.com/com/en/
CE32.1 | Extraction system AA model, AA 02 | 1 | 1 | 1764.7 | Carl Roth | CE32.1 | https://www.carlroth.com/com/en/
CE33.1 | Extraction system AA model, AA 04 | 1 | 1 | 1789.2 | Carl Roth | CE33.1 | https://www.carlroth.com/com/en/
CE34.1 | Accessories Adapter for pipette tips for AZ, AC, AA | 1 | 1 | 24.5 | Carl Roth | CE34.1 | https://www.carlroth.com/com/en/
CE35.1 | Accessories Adapter with suction rake for AZ, AC, AA | 1 | 1 | 85.8 | Carl Roth | CE35.1 | https://www.carlroth.com/com/en/
CE36.1 | Accessories Suction rake for AZ, AC, AA | 1 | 1 | 17.8 | Carl Roth | CE36.1 | https://www.carlroth.com/com/en/
CE38.1 | Diaphragm vacuum pump MPC series, MPC 101 Z | 1 | 1 | 1464.5 | Carl Roth | CE38.1 | https://www.carlroth.com/com/en/
CE39.1 | Diaphragm vacuum pump MPC series, MPC 301 Z | 1 | 1 | 1979.2 | Carl Roth | CE39.1 | https://www.carlroth.com/com/en/
CE40.1 | Diaphragm vacuum pump MPC series, MPC 601 T | 1 | 1 | 3915.5 | Carl Roth | CE40.1 | https://www.carlroth.com/com/en/
CH22.1 | Peristaltic pump set Hei-FLOW Value 01 | 1 | 1 | 2755.4 | Carl Roth | CH22.1 | https://www.carlroth.com/com/en/
CNL1.1 | Vacuum meter PIZA 111 cr Gold for coarse and fine vacuum | 1 | 1 | 1001.3 | Carl Roth | CNL1.1 | https://www.carlroth.com/com/en/
CPT5.1 | Solvent pump foot pump, with discharge elbow | 1 | 1 | 557 | Carl Roth | CPT5.1 | https://www.carlroth.com/com/en/
CPT6.1 | Solvent pump foot pump, with drainage hose | 1 | 1 | 746.4 | Carl Roth | CPT6.1 | https://www.carlroth.com/com/en/
CTL2.1 | Rotary vane pump XS series two-stage, RZ 9 | 1 | 1 | 4068.7 | Carl Roth | CTL2.1 | https://www.carlroth.com/com/en/
CTL3.1 | Rotary vane pump XS series Package with vacuum meter | 1 | 1 | 4540.5 | Carl Roth | CTL3.1 | https://www.carlroth.com/com/en/
CTL4.1 | Accessories Exhaust filter for XS rotary vane pumps | 1 | 1 | 424 | Carl Roth | CTL4.1 | https://www.carlroth.com/com/en/
CTL5.1 | Accessories Through-way butterfly valve for XS rotary vane pumps | 1 | 1 | 393.4 | Carl Roth | CTL5.1 | https://www.carlroth.com/com/en/
CTL6.1 | Accessories Through-way butterfly valve for XS rotary vane pumps | 1 | 1 | 471.9 | Carl Roth | CTL6.1 | https://www.carlroth.com/com/en/
CTL7.1 | Accessories PP adapter from small flange to hose nozzle for XS rotary vane pumps | 1 | 1 | 30.7 | Carl Roth | CTL7.1 | https://www.carlroth.com/com/en/
CTL8.1 | Accessories PP adapter from small flange to hose nozzle for XS rotary vane pumps | 1 | 1 | 39.2 | Carl Roth | CTL8.1 | https://www.carlroth.com/com/en/
CTL9.1 | Accessories PP adapter from small flange to hose nozzle for XS rotary vane pumps | 1 | 1 | 40.5 | Carl Roth | CTL9.1 | https://www.carlroth.com/com/en/
CTN0.1 | Accessories Suction-side separator for XS rotary vane pumps | 1 | 1 | 313.7 | Carl Roth | CTN0.1 | https://www.carlroth.com/com/en/
CTN1.1 | Accessories Suction-side separator for XS rotary vane pumps | 1 | 1 | 377.5 | Carl Roth | CTN1.1 | https://www.carlroth.com/com/en/
CTN2.1 | Accessories Suction-side separator for XS rotary vane pumps | 1 | 1 | 392.2 | Carl Roth | CTN2.1 | https://www.carlroth.com/com/en/
CTN3.1 | Accessories Main flow oil filter for RZ 9 for XS rotary vane pumps | 1 | 1 | 524.5 | Carl Roth | CTN3.1 | https://www.carlroth.com/com/en/
CTN4.1 | Accessories Connecting element for XS rotary vane pumps | 1 | 1 | 23.6 | Carl Roth | CTN4.1 | https://www.carlroth.com/com/en/
CTN5.1 | Accessories Connecting element for XS rotary vane pumps | 1 | 1 | 9.7 | Carl Roth | CTN5.1 | https://www.carlroth.com/com/en/
CTN6.1 | Accessories Connecting element for XS rotary vane pumps | 1 | 1 | 24.9 | Carl Roth | CTN6.1 | https://www.carlroth.com/com/en/
CTN7.1 | Accessories Connecting element for XS rotary vane pumps | 1 | 1 | 11.2 | Carl Roth | CTN7.1 | https://www.carlroth.com/com/en/
CYA7.1 | Accessories VacuuHandControl VHCpro for BVC | 1 | 1 | 164.2 | Carl Roth | CYA7.1 | https://www.carlroth.com/com/en/
CYA8.1 | Accessories VHCpro 8-channel adapter for BVC | 1 | 1 | 379.9 | Carl Roth | CYA8.1 | https://www.carlroth.com/com/en/
CYA9.1 | Piston vacuum pump ROTILABO® CR-KP292 | 1 | 1 | 366.5 | Carl Roth | CYA9.1 | https://www.carlroth.com/com/en/
CYC4.1 | Pump drive Hei-FLOW Precision 01 | 1 | 1 | 3502.1 | Carl Roth | CYC4.1 | https://www.carlroth.com/com/en/
CYC5.1 | Pump drive Hei-FLOW Precision 06 | 1 | 1 | 3381.2 | Carl Roth | CYC5.1 | https://www.carlroth.com/com/en/
CYC6.1 | Single-channel pump head SP quick (SWS 1.6 mm) for Hei-FLOW | 1 | 1 | 536.9 | Carl Roth | CYC6.1 | https://www.carlroth.com/com/en/
CYC7.1 | Accessories Adapter for Hei-FLOW Precision 01 in multichannel operation | 1 | 1 | 135.7 | Carl Roth | CYC7.1 | https://www.carlroth.com/com/en/
CYC8.1 | Four-channel pump head C4 for Hei-FLOW Precision 01 | 1 | 1 | 913.1 | Carl Roth | CYC8.1 | https://www.carlroth.com/com/en/
CYC9.1 | Accessories Hose cassette for Hei-FLOW Precision 01 in multichannel operation | 1 | 1 | 283.9 | Carl Roth | CYC9.1 | https://www.carlroth.com/com/en/
E234.1 | Centrifugal pump eco series, eco 3 | 1 | 1 | 136.1 | Carl Roth | E234.1 | https://www.carlroth.com/com/en/
EA36.1 | Accessories Replacement collecting bottle for AZ, AC, AA, 2000 ml | 1 | 1 | 232.9 | Carl Roth | EA36.1 | https://www.carlroth.com/com/en/
EA37.1 | Accessories Replacement collecting bottle for AZ, AC, AA, 4000 ml | 1 | 1 | 245.1 | Carl Roth | EA37.1 | https://www.carlroth.com/com/en/
EA38.1 | Accessories Metal stand for AZ, AC, AA, for 2000 ml collecting bottle | 1 | 1 | 110.3 | Carl Roth | EA38.1 | https://www.carlroth.com/com/en/
EA39.1 | Accessories Metal stand for AZ, AC, AA, for 4000 ml collecting bottle | 1 | 1 | 110.3 | Carl Roth | EA39.1 | https://www.carlroth.com/com/en/
EA40.1 | Accessories Footswitch for AZ, AC, AA | 1 | 1 | 281.9 | Carl Roth | EA40.1 | https://www.carlroth.com/com/en/
ECK4.1 | Diaphragm vacuum pump ROTILABO® CR-MV100 | 1 | 1 | 895.9 | Carl Roth | ECK4.1 | https://www.carlroth.com/com/en/
EHP1.1 | Vacuum system SC 920 G with radio remote control | 1 | 1 | 5315 | Carl Roth | EHP1.1 | https://www.carlroth.com/com/en/
EL44.1 | Accessories Hose nozzle for LABOPORT® Mini | 1 | 1 | 7.5 | Carl Roth | EL44.1 | https://www.carlroth.com/com/en/
EL51.1 | Peristaltic pump set Hei-FLOW Advantage 01 | 1 | 1 | 3205.7 | Carl Roth | EL51.1 | https://www.carlroth.com/com/en/
EL62.1 | Diaphragm liquid pump LIQUIPORT® NF 100 version, NF 100 KT.18 S | 1 | 1 | 719.4 | Carl Roth | EL62.1 | https://www.carlroth.com/com/en/
EL63.1 | Diaphragm liquid pump LIQUIPORT® NF 100 version, NF 100 TT.18 S | 1 | 1 | 882.4 | Carl Roth | EL63.1 | https://www.carlroth.com/com/en/
EL64.1 | Diaphragm liquid pump LIQUIPORT® NF 100 version, NF 100 FT.18 S | 1 | 1 | 2125 | Carl Roth | EL64.1 | https://www.carlroth.com/com/en/
EL65.1 | Diaphragm liquid pump LIQUIPORT® NF 1.100 version, NF 1.100 KT. 18 S | 1 | 1 | 839.5 | Carl Roth | EL65.1 | https://www.carlroth.com/com/en/
EL66.1 | Diaphragm liquid pump LIQUIPORT® NF 1.100 version, NF 1.100 TT. 18 S | 1 | 1 | 998.8 | Carl Roth | EL66.1 | https://www.carlroth.com/com/en/
EL67.1 | Diaphragm liquid pump LIQUIPORT® NF 1.100 version, NF 1.100 FT. 18 S | 1 | 1 | 2243.9 | Carl Roth | EL67.1 | https://www.carlroth.com/com/en/
EL68.1 | Diaphragm liquid pump LIQUIPORT® NF 300 version, NF 300 KT.18 S | 1 | 1 | 916.7 | Carl Roth | EL68.1 | https://www.carlroth.com/com/en/
EL69.1 | Diaphragm liquid pump LIQUIPORT® NF 300 version, NF 300 TT.18 S | 1 | 1 | 1161.8 | Carl Roth | EL69.1 | https://www.carlroth.com/com/en/
EL70.1 | Diaphragm liquid pump LIQUIPORT® NF 300 version, NF 300 FT.18 S | 1 | 1 | 2719.4 | Carl Roth | EL70.1 | https://www.carlroth.com/com/en/
EL71.1 | Diaphragm liquid pump LIQUIPORT® NF 1.300 version, NF 1.300 KT.18 S | 1 | 1 | 989 | Carl Roth | EL71.1 | https://www.carlroth.com/com/en/
EL72.1 | Diaphragm liquid pump LIQUIPORT® NF 1.300 version, NF 1.300 TT.18 S | 1 | 1 | 1231.7 | Carl Roth | EL72.1 | https://www.carlroth.com/com/en/
EL73.1 | Diaphragm liquid pump LIQUIPORT® NF 1.300 version, NF 1.300 FT.18 S | 1 | 1 | 2790.5 | Carl Roth | EL73.1 | https://www.carlroth.com/com/en/
EP19.1 | Diaphragm vacuum pump N 920 KT.29.18G | 1 | 1 | 2832.2 | Carl Roth | EP19.1 | https://www.carlroth.com/com/en/
EP20.1 | Accessories Silencer for N 920KT.29.18G | 1 | 1 | 28.8 | Carl Roth | EP20.1 | https://www.carlroth.com/com/en/
EP49.1 | Accessories Footswitch for biovac 106 | 1 | 1 | 182.9 | Carl Roth | EP49.1 | https://www.carlroth.com/com/en/
EP74.1 | Peristaltic pump Roth Cyclo II with 6-roller pump head, 1-channel | 1 | 1 | 1604.2 | Carl Roth | EP74.1 | https://www.carlroth.com/com/en/
EP75.1 | Peristaltic pump Roth Cyclo II with 3-roller pump head, 2-channel | 1 | 1 | 1732.9 | Carl Roth | EP75.1 | https://www.carlroth.com/com/en/
EP76.1 | Peristaltic pump Roth Cyclo II with 6-roller pump head, 2-channel | 1 | 1 | 1902 | Carl Roth | EP76.1 | https://www.carlroth.com/com/en/
ETY5.1 | Diaphragm vacuum pump MD 1 series MD 1 | 1 | 1 | 1703.5 | Carl Roth | ETY5.1 | https://www.carlroth.com/com/en/
HA39.1 | Extraction system AC model, AC 02 | 1 | 1 | 1213.3 | Carl Roth | HA39.1 | https://www.carlroth.com/com/en/
HA40.1 | Extraction system AC model, AC 04 | 1 | 1 | 1250 | Carl Roth | HA40.1 | https://www.carlroth.com/com/en/
HA41.1 | Accessories Handle for AZ, AC, AA | 1 | 1 | 245.1 | Carl Roth | HA41.1 | https://www.carlroth.com/com/en/
HAH6.1 | Quick-release couplings Female connection straight, Suitable for: Hose inner 1.6 mm , Yes | 1 | 1 | 17.7 | Carl Roth | HAH6.1 | https://www.carlroth.com/com/en/
HAH7.1 | Quick-release couplings Female connection straight, Suitable for: Hose inner 3.2 mm , No | 1 | 1 | 16.1 | Carl Roth | HAH7.1 | https://www.carlroth.com/com/en/
HAH8.1 | Quick-release couplings Female connection straight, Suitable for: Hose inner 3.2 mm , Yes | 1 | 1 | 17.7 | Carl Roth | HAH8.1 | https://www.carlroth.com/com/en/
HAH9.1 | Quick-release couplings Female connection straight, Suitable for: Hose inner 6.4 mm , No | 1 | 1 | 16.3 | Carl Roth | HAH9.1 | https://www.carlroth.com/com/en/
HAK0.1 | Quick-release couplings Female connection straight, Suitable for: Hose inner 6.4 mm , Yes | 1 | 1 | 17.7 | Carl Roth | HAK0.1 | https://www.carlroth.com/com/en/
HAK2.1 | Quick-release couplings Male connection straight, Suitable for: Hose inner 1.6 mm , Yes | 1 | 1 | 15.9 | Carl Roth | HAK2.1 | https://www.carlroth.com/com/en/
HAK3.1 | Quick-release couplings Male connection straight, Suitable for: Hose inner 3.2 mm , No | 1 | 1 | 5.7 | Carl Roth | HAK3.1 | https://www.carlroth.com/com/en/
HAK4.1 | Quick-release couplings Male connection straight, Suitable for: Hose inner 3.2 mm , Yes | 1 | 1 | 15.9 | Carl Roth | HAK4.1 | https://www.carlroth.com/com/en/
HAK5.1 | Quick-release couplings Male connection straight, Suitable for: Hose inner 6.4 mm , No | 1 | 1 | 5.7 | Carl Roth | HAK5.1 | https://www.carlroth.com/com/en/
HAK6.1 | Quick-release couplings Male connection straight, Suitable for: Hose inner 6.4 mm , Yes | 1 | 1 | 15.9 | Carl Roth | HAK6.1 | https://www.carlroth.com/com/en/
HAK9.1 | Quick-release couplings Male connection angled, Suitable for: Hose inner 6.4 mm , Yes | 1 | 1 | 17.7 | Carl Roth | HAK9.1 | https://www.carlroth.com/com/en/
HC94.1 | Rotary vane pump XS series two-stage, RZ 6 | 1 | 1 | 3118.9 | Carl Roth | HC94.1 | https://www.carlroth.com/com/en/
HC95.1 | Diaphragm vacuum pump MD 1 series MD 1C | 1 | 1 | 2892.2 | Carl Roth | HC95.1 | https://www.carlroth.com/com/en/
HKC8.1 | Diaphragm vacuum pump LABOPORT® chemical-resistant with gas ballast valve, N 820.3 FT.18 G | 1 | 1 | 2025.8 | Carl Roth | HKC8.1 | https://www.carlroth.com/com/en/
HKC9.1 | Diaphragm vacuum pump LABOPORT® chemical-resistant with gas ballast valve, N 840.3 FT.18 G | 1 | 1 | 2212.1 | Carl Roth | HKC9.1 | https://www.carlroth.com/com/en/
HKE0.1 | Rotary vane pump package CRVpro series, CRVpro 4 | 1 | 1 | 2886.1 | Carl Roth | HKE0.1 | https://www.carlroth.com/com/en/
HKE1.1 | Rotary vane pump package CRVpro series, CRVpro 6 | 1 | 1 | 3180.2 | Carl Roth | HKE1.1 | https://www.carlroth.com/com/en/
HKE2.1 | Rotary vane pump package CRVpro series, CRVpro 8 | 1 | 1 | 3780.7 | Carl Roth | HKE2.1 | https://www.carlroth.com/com/en/
HKE3.1 | Accessories Vacuum pump oil for CRVpro series | 1 | 1 | 31.2 | Carl Roth | HKE3.1 | https://www.carlroth.com/com/en/
HLY8.1 | Accessories Hose nozzle for CR-MV-100 | 1 | 1 | 25.5 | Carl Roth | HLY8.1 | https://www.carlroth.com/com/en/
HTE7.1 | Vacuum meter DVR 2pro | 1 | 1 | 741.5 | Carl Roth | HTE7.1 | https://www.carlroth.com/com/en/
KA53.1 | Quick-release couplings Male connection angled, Suitable for: Hose inner 6.4 mm , No | 1 | 1 | 22 | Carl Roth | KA53.1 | https://www.carlroth.com/com/en/
KH49.1 | Extraction system biovac 106 | 1 | 1 | 2077.3 | Carl Roth | KH49.1 | https://www.carlroth.com/com/en/
KH50.1 | Diaphragm vacuum pump ME 4 series ME 4NT | 1 | 1 | 1568.6 | Carl Roth | KH50.1 | https://www.carlroth.com/com/en/
LY74.1 | Vacuum meter DCP 3000, DCP 3000 with VSK 3000 pressure transducer | 1 | 1 | 1329.7 | Carl Roth | LY74.1 | https://www.carlroth.com/com/en/
LY75.1 | Vacuum meter DCP 3000, DCP 3000 with VSP 3000 pressure transducer | 1 | 1 | 1305.2 | Carl Roth | LY75.1 | https://www.carlroth.com/com/en/
LY76.1 | Accessories VSK 3000 pressure transducer for DCP 3000 | 1 | 1 | 487.8 | Carl Roth | LY76.1 | https://www.carlroth.com/com/en/
LY77.1 | Accessories VSP 3000 pressure transducer for DCP 3000 | 1 | 1 | 453.4 | Carl Roth | LY77.1 | https://www.carlroth.com/com/en/
LY78.1 | Accessories Extension cable for DCP 3000 | 1 | 1 | 108.5 | Carl Roth | LY78.1 | https://www.carlroth.com/com/en/
N149.1 | Diaphragm vacuum pump LABOPORT® chemical-resistant without gas ballast valve, N 820 FT.18 | 1 | 1 | 1316.2 | Carl Roth | N149.1 | https://www.carlroth.com/com/en/
N404.1 | Accessories Exhaust filter for XS rotary vane pumps | 1 | 1 | 360.3 | Carl Roth | N404.1 | https://www.carlroth.com/com/en/
N406.1 | Accessories Pump oil for XS rotary vane pumps | 1 | 1 | 41.6 | Carl Roth | N406.1 | https://www.carlroth.com/com/en/
N876.1 | Accessories Adapter for water jet pump | 1 | 1 | 14.7 | Carl Roth | N876.1 | https://www.carlroth.com/com/en/
NA03.1 | Vacuum meter VAC | 1 | 1 | 182.6 | Carl Roth | NA03.1 | https://www.carlroth.com/com/en/
NA10.1 | Rotary vane pump XS series Basic package, Package with RZ 2.5 + FO + VS 16 + SW DN 10 | 1 | 1 | 2794.1 | Carl Roth | NA10.1 | https://www.carlroth.com/com/en/
NA11.1 | Rotary vane pump XS series Basic package, Package with RZ 6 + FO + VS 16 + SW DN 10 | 1 | 1 | 3351.8 | Carl Roth | NA11.1 | https://www.carlroth.com/com/en/
NA17.1 | Diaphragm vacuum pump ME 1 series ME 1 | 1 | 1 | 741.5 | Carl Roth | NA17.1 | https://www.carlroth.com/com/en/
NA18.1 | Diaphragm vacuum pump ME 1 series ME 1C | 1 | 1 | 986.6 | Carl Roth | NA18.1 | https://www.carlroth.com/com/en/
NA19.1 | Accessories Vacuum regulation valve for ME 1 | 1 | 1 | 137.3 | Carl Roth | NA19.1 | https://www.carlroth.com/com/en/
NA20.1 | Accessories Vacuum regulation valve for ME 1C | 1 | 1 | 288 | Carl Roth | NA20.1 | https://www.carlroth.com/com/en/
NH35.1 | Vacuum system LVS 105 T-10 ef+ | 1 | 1 | 4330.9 | Carl Roth | NH35.1 | https://www.carlroth.com/com/en/
NP66.1 | Accessories Regulation valve for LABOPORT® Mini Y372.1 | 1 | 1 | 103 | Carl Roth | NP66.1 | https://www.carlroth.com/com/en/
PA27.1 | Diaphragm metering pump SIMDOS® 10, FEM 1.10 KT.18 S2 | 1 | 1 | 1655.7 | Carl Roth | PA27.1 | https://www.carlroth.com/com/en/
PA28.1 | Diaphragm metering pump SIMDOS® 10, FEM 1.10 TT.18 S2 | 1 | 1 | 1773.3 | Carl Roth | PA28.1 | https://www.carlroth.com/com/en/
PA29.1 | Diaphragm metering pump SIMDOS® 10, FEM 1.10 FT.18 S2 | 1 | 1 | 3049.1 | Carl Roth | PA29.1 | https://www.carlroth.com/com/en/
PE71.1 | Diaphragm metering pump DDE series, DDE 6-10 | 1 | 1 | 610.3 | Carl Roth | PE71.1 | https://www.carlroth.com/com/en/
PE72.1 | Diaphragm metering pump DDE series, DDE 15-4 | 1 | 1 | 783.1 | Carl Roth | PE72.1 | https://www.carlroth.com/com/en/
PE73.1 | Accessories Multifunction valve For DDE series | 1 | 1 | 257.4 | Carl Roth | PE73.1 | https://www.carlroth.com/com/en/
PL94.1 | Accessories Replacement lid for AZ, AC, AA, for 2000 ml collecting bottle | 1 | 1 | 147.1 | Carl Roth | PL94.1 | https://www.carlroth.com/com/en/
PL95.1 | Accessories Replacement lid for AZ, AC, AA, for 4000 ml collecting bottle | 1 | 1 | 159.3 | Carl Roth | PL95.1 | https://www.carlroth.com/com/en/
XE35.1 | Extraction system BioChemVacuuCenter BVC Basic model, BVC Basic, 4 l PP collecting bottle, with hose nozzles | 1 | 1 | 900.8 | Carl Roth | XE35.1 | https://www.carlroth.com/com/en/
XE36.1 | Extraction system BioChemVacuuCenter BVC Control model, BVC Control, 4 l PP collecting bottle, with hose nozzles | 1 | 1 | 1844.4 | Carl Roth | XE36.1 | https://www.carlroth.com/com/en/
XE37.1 | Extraction system BioChemVacuuCenter BVC Professional model, BVC Professional, 4 l PP collection bottle, with self-closing quick couplings | 1 | 1 | 2432.7 | Carl Roth | XE37.1 | https://www.carlroth.com/com/en/
XE38.1 | Accessories 4 l PP collecting bottle for BVC, With hose nozzles | 1 | 1 | 267.2 | Carl Roth | XE38.1 | https://www.carlroth.com/com/en/
XE39.1 | Accessories 2 l glass collecting bottle for BVC | 1 | 1 | 361.6 | Carl Roth | XE39.1 | https://www.carlroth.com/com/en/
XE40.1 | Accessories Adapter for 2 l glass collecting bottle for BVC | 1 | 1 | 52.3 | Carl Roth | XE40.1 | https://www.carlroth.com/com/en/
XE41.1 | Accessories Add-on kit for second extraction handle for BVC | 1 | 1 | 46.2 | Carl Roth | XE41.1 | https://www.carlroth.com/com/en/
XE42.1 | Accessories Quick coupling (extraction handle - collecting bottle) for BVC | 1 | 1 | 122.5 | Carl Roth | XE42.1 | https://www.carlroth.com/com/en/
XE43.1 | Accessories Quick coupling (collecting bottle - pump) for BVC | 1 | 1 | 104.6 | Carl Roth | XE43.1 | https://www.carlroth.com/com/en/
Y369.1 | Diaphragm vacuum pump LABOPORT® SD series, N 820.3 FT.40.18 | 1 | 1 | 2340.7 | Carl Roth | Y369.1 | https://www.carlroth.com/com/en/
Y370.1 | Diaphragm vacuum pump LABOPORT® SD series, N 840.3 FT.40.18 | 1 | 1 | 2818.7 | Carl Roth | Y370.1 | https://www.carlroth.com/com/en/
Y372.1 | Diaphragm vacuum pump LABOPORT® Mini KT version, N 816.3 KT.18 | 1 | 1 | 893.4 | Carl Roth | Y372.1 | https://www.carlroth.com/com/en/
Y373.1 | Diaphragm vacuum pump LABOPORT® Mini KT version, N 816.1.2 KT.18 | 1 | 1 | 911.8 | Carl Roth | Y373.1 | https://www.carlroth.com/com/en/
Y374.1 | Peristaltic pump Roth Cyclo II with 3-roller pump head, 1-channel | 1 | 1 | 1603 | Carl Roth | Y374.1 | https://www.carlroth.com/com/en/
Y375.1 | Accessories Hose cassette for Roth Cyclo II, for hose inner 1.6 mm | 1 | 1 | 133.5 | Carl Roth | Y375.1 | https://www.carlroth.com/com/en/
Y376.1 | Accessories Hose cassette for Roth Cyclo II, for hose inner 3.2 mm | 1 | 1 | 133.5 | Carl Roth | Y376.1 | https://www.carlroth.com/com/en/
Y457.1 | Vacuum meter VAR with manual regulator | 1 | 1 | 267.2 | Carl Roth | Y457.1 | https://www.carlroth.com/com/en/
Y492.1 | Centrifugal pump eco series, eco 2 | 1 | 1 | 269.6 | Carl Roth | Y492.1 | https://www.carlroth.com/com/en/
Y526.1 | Aspirator | 1 | 1 | 257.4 | Carl Roth | Y526.1 | https://www.carlroth.com/com/en/
Y545.1 | Peristaltic pump Sci-Q 323 | 1 | 1 | 4330.9 | Carl Roth | Y545.1 | https://www.carlroth.com/com/en/
Y546.1 | Pump head 3-roller for Sci-Q 323 | 1 | 1 | 542.9 | Carl Roth | Y546.1 | https://www.carlroth.com/com/en/
Y547.1 | Pump head 4-roller for Sci-Q 323, 4-roller additional pump head | 1 | 1 | 542.9 | Carl Roth | Y547.1 | https://www.carlroth.com/com/en/
Y548.1 | Pump head 4-roller for Sci-Q 323, 4-roller end pump head | 1 | 1 | 542.9 | Carl Roth | Y548.1 | https://www.carlroth.com/com/en/
0863.1 | Small magnetic stirrer Mini-MR standard | 1 | 1 | 257.6 | Carl Roth | 0863.1 | https://www.carlroth.com/com/en/
0955.1 | Magnetic bars ROTILABO® Micro, : 2 mm, 5 mm, 1 unit(s) | 1 | 1 | 2.4 | Carl Roth | 0955.1 | https://www.carlroth.com/com/en/
0955.2 | Magnetic bars ROTILABO® Micro, : 2 mm, 5 mm, 10 unit(s) | 1 | 1 | 19 | Carl Roth | 0955.2 | https://www.carlroth.com/com/en/
0973.1 | Magnetic bars ROTILABO® Micro, : 2 mm, 7 mm, 1 unit(s) | 1 | 1 | 2.1 | Carl Roth | 0973.1 | https://www.carlroth.com/com/en/
0973.2 | Magnetic bars ROTILABO® Micro, : 2 mm, 7 mm, 10 unit(s) | 1 | 1 | 15.9 | Carl Roth | 0973.2 | https://www.carlroth.com/com/en/
0989.1 | Magnetic bars ROTILABO® Cylindrical, : 3 mm, 8 mm, 1 unit(s) | 1 | 1 | 2.5 | Carl Roth | 0989.1 | https://www.carlroth.com/com/en/
0989.2 | Magnetic bars ROTILABO® Cylindrical, : 3 mm, 8 mm, 10 unit(s) | 1 | 1 | 18.6 | Carl Roth | 0989.2 | https://www.carlroth.com/com/en/
0994.1 | Magnetic bars ROTILABO® Cylindrical, : 6 mm, 10 mm, 1 unit(s) | 1 | 1 | 2.3 | Carl Roth | 0994.1 | https://www.carlroth.com/com/en/
0994.2 | Magnetic bars ROTILABO® Cylindrical, : 6 mm, 10 mm, 10 unit(s) | 1 | 1 | 15.9 | Carl Roth | 0994.2 | https://www.carlroth.com/com/en/
0999.1 | Magnetic bars ROTILABO® Cylindrical, : 4.5 mm, 12 mm, 1 unit(s) | 1 | 1 | 2.1 | Carl Roth | 0999.1 | https://www.carlroth.com/com/en/
0999.2 | Magnetic bars ROTILABO® Cylindrical, : 4.5 mm, 12 mm, 10 unit(s) | 1 | 1 | 14.6 | Carl Roth | 0999.2 | https://www.carlroth.com/com/en/
1204.1 | Magnetic bars ROTILABO® Cylindrical, : 4.5 mm, 15 mm, 1 unit(s) | 1 | 1 | 2.2 | Carl Roth | 1204.1 | https://www.carlroth.com/com/en/
1204.2 | Magnetic bars ROTILABO® Cylindrical, : 4.5 mm, 15 mm, 10 unit(s) | 1 | 1 | 13.3 | Carl Roth | 1204.2 | https://www.carlroth.com/com/en/
1237.1 | Magnetic bars ROTILABO® Cylindrical, : 8 mm, 20 mm, 1 unit(s) | 1 | 1 | 2.8 | Carl Roth | 1237.1 | https://www.carlroth.com/com/en/
1237.2 | Magnetic bars ROTILABO® Cylindrical, : 8 mm, 20 mm, 10 unit(s) | 1 | 1 | 17.8 | Carl Roth | 1237.2 | https://www.carlroth.com/com/en/
1292.1 | Magnetic bars ROTILABO® Cylindrical, : 6 mm, 35 mm, 1 unit(s) | 1 | 1 | 3.1 | Carl Roth | 1292.1 | https://www.carlroth.com/com/en/
1292.2 | Magnetic bars ROTILABO® Cylindrical, : 6 mm, 35 mm, 10 unit(s) | 1 | 1 | 24.3 | Carl Roth | 1292.2 | https://www.carlroth.com/com/en/
1306.1 | Magnetic bars ROTILABO® Cylindrical, : 8 mm, 40 mm, 1 unit(s) | 1 | 1 | 3.2 | Carl Roth | 1306.1 | https://www.carlroth.com/com/en/
1306.2 | Magnetic bars ROTILABO® Cylindrical, : 8 mm, 40 mm, 10 unit(s) | 1 | 1 | 24.5 | Carl Roth | 1306.2 | https://www.carlroth.com/com/en/
1309.1 | Magnetic bars ROTILABO® Cylindrical, : 8 mm, 45 mm, 1 unit(s) | 1 | 1 | 3.7 | Carl Roth | 1309.1 | https://www.carlroth.com/com/en/
1309.2 | Magnetic bars ROTILABO® Cylindrical, : 8 mm, 45 mm, 10 unit(s) | 1 | 1 | 29.3 | Carl Roth | 1309.2 | https://www.carlroth.com/com/en/
1482.1 | Magnetic bars ROTILABO® Cylindrical, : 8 mm, 50 mm, 1 unit(s) | 1 | 1 | 4.3 | Carl Roth | 1482.1 | https://www.carlroth.com/com/en/
1482.2 | Magnetic bars ROTILABO® Cylindrical, : 8 mm, 50 mm, 10 unit(s) | 1 | 1 | 35 | Carl Roth | 1482.2 | https://www.carlroth.com/com/en/
1484.1 | Magnetic bars ROTILABO® Cylindrical, : 12 mm, 55 mm, 1 unit(s) | 1 | 1 | 11.2 | Carl Roth | 1484.1 | https://www.carlroth.com/com/en/
1486.1 | Magnetic bars ROTILABO® Cylindrical, : 10 mm, 60 mm, 1 unit(s) | 1 | 1 | 5.4 | Carl Roth | 1486.1 | https://www.carlroth.com/com/en/
1486.2 | Magnetic bars ROTILABO® Cylindrical, : 10 mm, 60 mm, 10 unit(s) | 1 | 1 | 42.7 | Carl Roth | 1486.2 | https://www.carlroth.com/com/en/
1487.1 | Magnetic bars ROTILABO® Cylindrical, : 10 mm, 80 mm, 1 unit(s) | 1 | 1 | 7.6 | Carl Roth | 1487.1 | https://www.carlroth.com/com/en/
1487.2 | Magnetic bars ROTILABO® Cylindrical, : 10 mm, 80 mm, 10 unit(s) | 1 | 1 | 60 | Carl Roth | 1487.2 | https://www.carlroth.com/com/en/
1488.1 | Magnetic bars ROTILABO® Cylindrical, : 12 mm, 120 mm, 1 unit(s) | 1 | 1 | 29.8 | Carl Roth | 1488.1 | https://www.carlroth.com/com/en/
1489.1 | Magnetic bars ROTILABO® with centre ring, : 3 mm, 8 mm, 1 unit(s) | 1 | 1 | 2.9 | Carl Roth | 1489.1 | https://www.carlroth.com/com/en/
1489.2 | Magnetic bars ROTILABO® with centre ring, : 3 mm, 8 mm, 10 unit(s) | 1 | 1 | 22.7 | Carl Roth | 1489.2 | https://www.carlroth.com/com/en/
1490.1 | Magnetic bars ROTILABO® with centre ring, : 4.5 mm, 12 mm, 1 unit(s) | 1 | 1 | 2.9 | Carl Roth | 1490.1 | https://www.carlroth.com/com/en/
1490.2 | Magnetic bars ROTILABO® with centre ring, : 4.5 mm, 12 mm, 10 unit(s) | 1 | 1 | 23.9 | Carl Roth | 1490.2 | https://www.carlroth.com/com/en/
1491.1 | Magnetic bars ROTILABO® with centre ring, : 4.5 mm, 15 mm, 1 unit(s) | 1 | 1 | 2.9 | Carl Roth | 1491.1 | https://www.carlroth.com/com/en/
1491.2 | Magnetic bars ROTILABO® with centre ring, : 4.5 mm, 15 mm, 10 unit(s) | 1 | 1 | 22.7 | Carl Roth | 1491.2 | https://www.carlroth.com/com/en/
1500.1 | Magnetic bars ROTILABO® with centre ring, : 6 mm, 20 mm, 1 unit(s) | 1 | 1 | 2.9 | Carl Roth | 1500.1 | https://www.carlroth.com/com/en/
1500.2 | Magnetic bars ROTILABO® with centre ring, : 6 mm, 20 mm, 10 unit(s) | 1 | 1 | 22.7 | Carl Roth | 1500.2 | https://www.carlroth.com/com/en/
1553.1 | Magnetic bars ROTILABO® with centre ring, : 6 mm, 25 mm, 1 unit(s) | 1 | 1 | 3 | Carl Roth | 1553.1 | https://www.carlroth.com/com/en/
1553.2 | Magnetic bars ROTILABO® with centre ring, : 6 mm, 25 mm, 10 unit(s) | 1 | 1 | 25.8 | Carl Roth | 1553.2 | https://www.carlroth.com/com/en/
1555.1 | Magnetic bars ROTILABO® with centre ring, : 6 mm, 30 mm, 1 unit(s) | 1 | 1 | 3.2 | Carl Roth | 1555.1 | https://www.carlroth.com/com/en/
1555.2 | Magnetic bars ROTILABO® with centre ring, : 6 mm, 30 mm, 10 unit(s) | 1 | 1 | 27 | Carl Roth | 1555.2 | https://www.carlroth.com/com/en/
1556.1 | Magnetic bars ROTILABO® with centre ring, : 6 mm, 35 mm, 1 unit(s) | 1 | 1 | 3.3 | Carl Roth | 1556.1 | https://www.carlroth.com/com/en/
1600.1 | Magnetic bars ROTILABO® with centre ring, : 8 mm, 40 mm, 1 unit(s) | 1 | 1 | 4.1 | Carl Roth | 1600.1 | https://www.carlroth.com/com/en/
1610.1 | Magnetic bars ROTILABO® with centre ring, : 8 mm, 45 mm, 1 unit(s) | 1 | 1 | 4.3 | Carl Roth | 1610.1 | https://www.carlroth.com/com/en/
1613.1 | Magnetic bars ROTILABO® with centre ring, : 8 mm, 50 mm, 1 unit(s) | 1 | 1 | 4.9 | Carl Roth | 1613.1 | https://www.carlroth.com/com/en/
1614.1 | Magnetic bars ROTILABO® with centre ring, : 10 mm, 60 mm, 1 unit(s) | 1 | 1 | 5.5 | Carl Roth | 1614.1 | https://www.carlroth.com/com/en/
1659.1 | Magnetic bars ROTILABO® with centre ring, : 10 mm, 70 mm, 1 unit(s) | 1 | 1 | 6.8 | Carl Roth | 1659.1 | https://www.carlroth.com/com/en/
1661.1 | Magnetic bars ROTILABO® triangular, : 6 mm, 12 mm | 1 | 1 | 2.9 | Carl Roth | 1661.1 | https://www.carlroth.com/com/en/
1662.1 | Magnetic bars ROTILABO® triangular, : 8 mm, 20 mm | 1 | 1 | 4.7 | Carl Roth | 1662.1 | https://www.carlroth.com/com/en/
1825.1 | Magnetic bars ROTILABO® triangular, : 14 mm, 40 mm | 1 | 1 | 4.7 | Carl Roth | 1825.1 | https://www.carlroth.com/com/en/
1842.1 | Magnetic bars ROTILABO® triangular, : 12 mm, 50 mm | 1 | 1 | 5.3 | Carl Roth | 1842.1 | https://www.carlroth.com/com/en/
1843.1 | Magnetic bars ROTILABO® triangular, : 14 mm, 55 mm | 1 | 1 | 6.1 | Carl Roth | 1843.1 | https://www.carlroth.com/com/en/
1844.1 | Magnetic bars ROTILABO® triangular, : 14 mm, 80 mm | 1 | 1 | 8 | Carl Roth | 1844.1 | https://www.carlroth.com/com/en/
1848.1 | Magnetic bars ROTILABO® elliptical, : 10 mm, 20 mm | 1 | 1 | 3.4 | Carl Roth | 1848.1 | https://www.carlroth.com/com/en/
1849.1 | Magnetic bars ROTILABO® elliptical, : 12 mm, 25 mm | 1 | 1 | 3.8 | Carl Roth | 1849.1 | https://www.carlroth.com/com/en/
1853.1 | Magnetic bars ROTILABO® elliptical, : 16 mm, 30 mm | 1 | 1 | 4.9 | Carl Roth | 1853.1 | https://www.carlroth.com/com/en/
1895.1 | Magnetic bars ROTILABO® elliptical, : 16 mm, 35 mm | 1 | 1 | 5.7 | Carl Roth | 1895.1 | https://www.carlroth.com/com/en/
1896.1 | Magnetic bars ROTILABO® elliptical, : 20 mm, 40 mm | 1 | 1 | 7.2 | Carl Roth | 1896.1 | https://www.carlroth.com/com/en/
1897.1 | Magnetic bars ROTILABO® elliptical, : 20 mm, 50 mm | 1 | 1 | 9.4 | Carl Roth | 1897.1 | https://www.carlroth.com/com/en/
1909.1 | Magnetic bars ROTILABO® elliptical, : 20 mm, 64 mm | 1 | 1 | 12.2 | Carl Roth | 1909.1 | https://www.carlroth.com/com/en/
1928.1 | Magnetic bars ROTILABO® elliptical, : 20 mm, 70 mm | 1 | 1 | 14.5 | Carl Roth | 1928.1 | https://www.carlroth.com/com/en/
1943.1 | Magnetic bars ROTILABO® Dumbbell-shaped, 35 mm | 1 | 1 | 14.1 | Carl Roth | 1943.1 | https://www.carlroth.com/com/en/
1957.1 | Magnetic bars ROTILABO® Dumbbell-shaped, 55 mm | 1 | 1 | 15.5 | Carl Roth | 1957.1 | https://www.carlroth.com/com/en/
1A12.1 | Heater and magnetic stirrer analogue SS-/CS-152 series, Aluminium, SS152W | 1 | 1 | 664.6 | Carl Roth | 1A12.1 | https://www.carlroth.com/com/en/
1A13.1 | Heater and magnetic stirrer analogue SS-/CS-152 series, Ceramic, CS152W | 1 | 1 | 681.7 | Carl Roth | 1A13.1 | https://www.carlroth.com/com/en/
1A14.1 | Heater and magnetic stirrer digital SD-/CD-152 series, Aluminium, SD152W | 1 | 1 | 630.4 | Carl Roth | 1A14.1 | https://www.carlroth.com/com/en/
1A15.1 | Heater and magnetic stirrer digital SD-/CD-152 series, Ceramic, CD152W | 1 | 1 | 678.3 | Carl Roth | 1A15.1 | https://www.carlroth.com/com/en/
1A33.1 | Heater and magnetic stirrer RCT digital RCT 5 digital | 1 | 1 | 1055.6 | Carl Roth | 1A33.1 | https://www.carlroth.com/com/en/
1A7E.1 | Magnetic stirrer analogue SS151W | 1 | 1 | 541.5 | Carl Roth | 1A7E.1 | https://www.carlroth.com/com/en/
1AN5.1 | Multi-position magnetic stirrer with heater MULTI-HS series HS 6 model | 1 | 1 | 1728 | Carl Roth | 1AN5.1 | https://www.carlroth.com/com/en/
1AN6.1 | Multi-position magnetic stirrer with heater MULTI-HS series HS 15 model | 1 | 1 | 2693.7 | Carl Roth | 1AN6.1 | https://www.carlroth.com/com/en/
1ATN.1 | Heater and magnetic stirrer MR Hei series Hei-Tec Silver 1 package | 1 | 1 | 1023.7 | Carl Roth | 1ATN.1 | https://www.carlroth.com/com/en/
1ATP.1 | Heater and magnetic stirrer MR Hei series Hei-Connect Silver 2 package | 1 | 1 | 1216.4 | Carl Roth | 1ATP.1 | https://www.carlroth.com/com/en/
2152.1 | Magnetic bars ROTILABO® Cylindrical, : 6 mm, 25 mm, 1 unit(s) | 1 | 1 | 2.6 | Carl Roth | 2152.1 | https://www.carlroth.com/com/en/
2152.2 | Magnetic bars ROTILABO® Cylindrical, : 6 mm, 25 mm, 10 unit(s) | 1 | 1 | 20.7 | Carl Roth | 2152.2 | https://www.carlroth.com/com/en/
2153.1 | Magnetic bars ROTILABO® Cylindrical, : 6 mm, 30 mm, 1 unit(s) | 1 | 1 | 2.9 | Carl Roth | 2153.1 | https://www.carlroth.com/com/en/
2153.2 | Magnetic bars ROTILABO® Cylindrical, : 6 mm, 30 mm, 10 unit(s) | 1 | 1 | 22.8 | Carl Roth | 2153.2 | https://www.carlroth.com/com/en/
3003.1 | Magnetic bars ROTILABO® Tablet-shaped, Tablet stirring magnet 22 mm, H 15 mm | 1 | 1 | 11.2 | Carl Roth | 3003.1 | https://www.carlroth.com/com/en/
4490.1 | Magnetic bars ROTILABO® Tablet-shaped, Tablet stirring magnet 30 mm, H 12 mm | 1 | 1 | 12.1 | Carl Roth | 4490.1 | https://www.carlroth.com/com/en/
4517.1 | Magnetic bars ROTILABO® Tablet-shaped, Tablet stirring magnet 40 mm, H 14 mm | 1 | 1 | 23.2 | Carl Roth | 4517.1 | https://www.carlroth.com/com/en/
4551.1 | Magnetic bars ROTILABO® triangular, : 14 mm, 25 mm | 1 | 1 | 4.6 | Carl Roth | 4551.1 | https://www.carlroth.com/com/en/
4557.1 | Magnetic bars ROTILABO® triangular, : 9 mm, 35 mm | 1 | 1 | 4.3 | Carl Roth | 4557.1 | https://www.carlroth.com/com/en/
5069.1 | Magnetic bars ROTILABO® triangular, : 8 mm, 25 mm | 1 | 1 | 3.2 | Carl Roth | 5069.1 | https://www.carlroth.com/com/en/
A189.1 | Magnetic bars ROTILABO® with centre ring, : 8 mm, 38 mm, Blue | 1 | 1 | 7.2 | Carl Roth | A189.1 | https://www.carlroth.com/com/en/
A190.1 | Magnetic bars ROTILABO® with centre ring, : 8 mm, 51 mm, Blue | 1 | 1 | 7.6 | Carl Roth | A190.1 | https://www.carlroth.com/com/en/
A191.1 | Magnetic bars ROTILABO® with centre ring, : 13 mm, 75 mm, Blue | 1 | 1 | 15 | Carl Roth | A191.1 | https://www.carlroth.com/com/en/
A315.1 | Accessories for fastening a Pt 1000 measuring probe for heater and magnetic stirrer, Stand rod | 1 | 1 | 73 | Carl Roth | A315.1 | https://www.carlroth.com/com/en/
A316.1 | Accessories for fastening a Pt 1000 measuring probe for heater and magnetic stirrer, Clamp | 1 | 1 | 34.2 | Carl Roth | A316.1 | https://www.carlroth.com/com/en/
A937.1 | Magnetic bars ROTILABO® coloured, : 2 mm, 5 mm, red | 1 | 1 | 4.5 | Carl Roth | A937.1 | https://www.carlroth.com/com/en/
A938.1 | Magnetic bars ROTILABO® coloured, : 2 mm, 7 mm, Red | 1 | 1 | 4.7 | Carl Roth | A938.1 | https://www.carlroth.com/com/en/
A939.1 | Magnetic bars ROTILABO® coloured, : 3 mm, 10 mm, Red | 1 | 1 | 4.8 | Carl Roth | A939.1 | https://www.carlroth.com/com/en/
A940.1 | Magnetic bars ROTILABO® coloured, : 3 mm, 13 mm, Red | 1 | 1 | 5.2 | Carl Roth | A940.1 | https://www.carlroth.com/com/en/
A941.1 | Magnetic bars ROTILABO® coloured, : 2 mm, 5 mm, Yellow | 1 | 1 | 4.5 | Carl Roth | A941.1 | https://www.carlroth.com/com/en/
A942.1 | Magnetic bars ROTILABO® coloured, : 2 mm, 7 mm, Yellow | 1 | 1 | 4.7 | Carl Roth | A942.1 | https://www.carlroth.com/com/en/
A943.1 | Magnetic bars ROTILABO® coloured, : 3 mm, 10 mm, Yellow | 1 | 1 | 4.8 | Carl Roth | A943.1 | https://www.carlroth.com/com/en/
A944.1 | Magnetic bars ROTILABO® coloured, : 3 mm, 13 mm, Yellow | 1 | 1 | 5.2 | Carl Roth | A944.1 | https://www.carlroth.com/com/en/
A945.1 | Magnetic bars ROTILABO® coloured, : 2 mm, 5 mm, Blue | 1 | 1 | 4.5 | Carl Roth | A945.1 | https://www.carlroth.com/com/en/
A946.1 | Magnetic bars ROTILABO® coloured, : 2 mm, 7 mm, Blue | 1 | 1 | 4.7 | Carl Roth | A946.1 | https://www.carlroth.com/com/en/
A947.1 | Magnetic bars ROTILABO® coloured, : 3 mm, 10 mm, Blue | 1 | 1 | 4.8 | Carl Roth | A947.1 | https://www.carlroth.com/com/en/
A948.1 | Magnetic bars ROTILABO® coloured, : 3 mm, 13 mm, Blue | 1 | 1 | 5.2 | Carl Roth | A948.1 | https://www.carlroth.com/com/en/
A950.1 | Magnetic bars ROTILABO® with centre ring, : 8 mm, 13 mm, Red | 1 | 1 | 4.9 | Carl Roth | A950.1 | https://www.carlroth.com/com/en/
A951.1 | Magnetic bars ROTILABO® with centre ring, : 8 mm, 15 mm, Red | 1 | 1 | 5.4 | Carl Roth | A951.1 | https://www.carlroth.com/com/en/
A952.1 | Magnetic bars ROTILABO® with centre ring, : 8 mm, 22 mm, Red | 1 | 1 | 6.1 | Carl Roth | A952.1 | https://www.carlroth.com/com/en/
A953.1 | Magnetic bars ROTILABO® with centre ring, : 8 mm, 25 mm, Red | 1 | 1 | 6.4 | Carl Roth | A953.1 | https://www.carlroth.com/com/en/
A954.1 | Magnetic bars ROTILABO® with centre ring, : 8 mm, 38 mm, Red | 1 | 1 | 7.2 | Carl Roth | A954.1 | https://www.carlroth.com/com/en/
A955.1 | Magnetic bars ROTILABO® with centre ring, : 8 mm, 51 mm, Red | 1 | 1 | 7.6 | Carl Roth | A955.1 | https://www.carlroth.com/com/en/
A956.1 | Magnetic bars ROTILABO® with centre ring, : 13 mm, 75 mm, Red | 1 | 1 | 15 | Carl Roth | A956.1 | https://www.carlroth.com/com/en/
A958.1 | Magnetic bars ROTILABO® with centre ring, : 8 mm, 13 mm, Yellow | 1 | 1 | 4.9 | Carl Roth | A958.1 | https://www.carlroth.com/com/en/
A959.1 | Magnetic bars ROTILABO® with centre ring, : 8 mm, 15 mm, Yellow | 1 | 1 | 5.4 | Carl Roth | A959.1 | https://www.carlroth.com/com/en/
A960.1 | Magnetic bars ROTILABO® with centre ring, : 8 mm, 22 mm, Yellow | 1 | 1 | 6.1 | Carl Roth | A960.1 | https://www.carlroth.com/com/en/
A961.1 | Magnetic bars ROTILABO® with centre ring, : 8 mm, 25 mm, Yellow | 1 | 1 | 6.4 | Carl Roth | A961.1 | https://www.carlroth.com/com/en/
A962.1 | Magnetic bars ROTILABO® with centre ring, : 8 mm, 38 mm, Yellow | 1 | 1 | 7.2 | Carl Roth | A962.1 | https://www.carlroth.com/com/en/
A963.1 | Magnetic bars ROTILABO® with centre ring, : 8 mm, 51 mm, Yellow | 1 | 1 | 7.6 | Carl Roth | A963.1 | https://www.carlroth.com/com/en/
A964.1 | Magnetic bars ROTILABO® with centre ring, : 13 mm, 75 mm, Yellow | 1 | 1 | 15 | Carl Roth | A964.1 | https://www.carlroth.com/com/en/
A966.1 | Magnetic bars ROTILABO® with centre ring, : 8 mm, 13 mm, Blue | 1 | 1 | 4.9 | Carl Roth | A966.1 | https://www.carlroth.com/com/en/
A967.1 | Magnetic bars ROTILABO® with centre ring, : 8 mm, 15 mm, Blue | 1 | 1 | 5.4 | Carl Roth | A967.1 | https://www.carlroth.com/com/en/
A968.1 | Magnetic bars ROTILABO® with centre ring, : 8 mm, 22 mm, Blue | 1 | 1 | 6.1 | Carl Roth | A968.1 | https://www.carlroth.com/com/en/
A969.1 | Magnetic bars ROTILABO® with centre ring, : 8 mm, 25 mm, Blue | 1 | 1 | 6.4 | Carl Roth | A969.1 | https://www.carlroth.com/com/en/
AAN1.1 | Small magnetic stirrer ROTILABO® M3 | 1 | 1 | 93.1 | Carl Roth | AAN1.1 | https://www.carlroth.com/com/en/
AAN2.1 | Heater and magnetic stirrer ROTILABO® MH 15 | 1 | 1 | 294.1 | Carl Roth | AAN2.1 | https://www.carlroth.com/com/en/
AH70.1 | Magnetic stirrers Genie MagStir Genie model | 1 | 1 | 800.3 | Carl Roth | AH70.1 | https://www.carlroth.com/com/en/
AKP1.1 | Magnetic bars ROTILABO® Cylindrical, : 3 mm, 6 mm, 1 unit(s) | 1 | 1 | 2.6 | Carl Roth | AKP1.1 | https://www.carlroth.com/com/en/
AKP1.2 | Magnetic bars ROTILABO® Cylindrical, : 3 mm, 6 mm, 10 unit(s) | 1 | 1 | 20.6 | Carl Roth | AKP1.2 | https://www.carlroth.com/com/en/
AKP2.1 | Magnetic bars ROTILABO® Cylindrical, : 6 mm, 13 mm, 1 unit(s) | 1 | 1 | 2.9 | Carl Roth | AKP2.1 | https://www.carlroth.com/com/en/
AKP2.2 | Magnetic bars ROTILABO® Cylindrical, : 6 mm, 13 mm, 10 unit(s) | 1 | 1 | 23.1 | Carl Roth | AKP2.2 | https://www.carlroth.com/com/en/
AKP3.1 | Magnetic bars ROTILABO® Cylindrical, : 8 mm, 13 mm, 1 unit(s) | 1 | 1 | 3.5 | Carl Roth | AKP3.1 | https://www.carlroth.com/com/en/
AKP3.2 | Magnetic bars ROTILABO® Cylindrical, : 8 mm, 13 mm, 10 unit(s) | 1 | 1 | 27.5 | Carl Roth | AKP3.2 | https://www.carlroth.com/com/en/
AKP5.1 | Magnetic bars ROTILABO® Cylindrical, : 6 mm, 15 mm, 1 unit(s) | 1 | 1 | 2.7 | Carl Roth | AKP5.1 | https://www.carlroth.com/com/en/
AKP5.2 | Magnetic bars ROTILABO® Cylindrical, : 6 mm, 15 mm, 10 unit(s) | 1 | 1 | 21.5 | Carl Roth | AKP5.2 | https://www.carlroth.com/com/en/
AKP6.1 | Magnetic bars ROTILABO® Cylindrical, : 6 mm, 20 mm, 1 unit(s) | 1 | 1 | 2.8 | Carl Roth | AKP6.1 | https://www.carlroth.com/com/en/
AKP6.2 | Magnetic bars ROTILABO® Cylindrical, : 6 mm, 20 mm, 10 unit(s) | 1 | 1 | 22.6 | Carl Roth | AKP6.2 | https://www.carlroth.com/com/en/
AKP7.1 | Magnetic bars ROTILABO® Cylindrical, : 7 mm, 20 mm, 1 unit(s) | 1 | 1 | 3.1 | Carl Roth | AKP7.1 | https://www.carlroth.com/com/en/
AKP7.2 | Magnetic bars ROTILABO® Cylindrical, : 7 mm, 20 mm, 10 unit(s) | 1 | 1 | 25.1 | Carl Roth | AKP7.2 | https://www.carlroth.com/com/en/
AKP8.1 | Magnetic bars ROTILABO® Cylindrical, : 5 mm, 25 mm, 1 unit(s) | 1 | 1 | 3.2 | Carl Roth | AKP8.1 | https://www.carlroth.com/com/en/
AKP8.2 | Magnetic bars ROTILABO® Cylindrical, : 5 mm, 25 mm, 10 unit(s) | 1 | 1 | 26.4 | Carl Roth | AKP8.2 | https://www.carlroth.com/com/en/
AKP9.1 | Magnetic bars ROTILABO® Cylindrical, : 8 mm, 25 mm, 1 unit(s) | 1 | 1 | 3.4 | Carl Roth | AKP9.1 | https://www.carlroth.com/com/en/
AKP9.2 | Magnetic bars ROTILABO® Cylindrical, : 8 mm, 25 mm, 10 unit(s) | 1 | 1 | 27.6 | Carl Roth | AKP9.2 | https://www.carlroth.com/com/en/
AKT0.1 | Magnetic bars ROTILABO® Cylindrical, : 7 mm, 30 mm, 1 unit(s) | 1 | 1 | 3.3 | Carl Roth | AKT0.1 | https://www.carlroth.com/com/en/
AKT0.2 | Magnetic bars ROTILABO® Cylindrical, : 7 mm, 30 mm, 10 unit(s) | 1 | 1 | 26.5 | Carl Roth | AKT0.2 | https://www.carlroth.com/com/en/
AKT1.1 | Magnetic bars ROTILABO® Cylindrical, : 8 mm, 30 mm, 1 unit(s) | 1 | 1 | 3.7 | Carl Roth | AKT1.1 | https://www.carlroth.com/com/en/
AKT1.2 | Magnetic bars ROTILABO® Cylindrical, : 8 mm, 30 mm, 10 unit(s) | 1 | 1 | 30 | Carl Roth | AKT1.2 | https://www.carlroth.com/com/en/
AKT2.1 | Magnetic bars ROTILABO® Cylindrical, : 7 mm, 40 mm, 1 unit(s) | 1 | 1 | 3.7 | Carl Roth | AKT2.1 | https://www.carlroth.com/com/en/
AKT2.2 | Magnetic bars ROTILABO® Cylindrical, : 7 mm, 40 mm, 10 unit(s) | 1 | 1 | 29.3 | Carl Roth | AKT2.2 | https://www.carlroth.com/com/en/
AKT3.1 | Magnetic bars ROTILABO® Cylindrical, : 10 mm, 70 mm, 1 unit(s) | 1 | 1 | 6.8 | Carl Roth | AKT3.1 | https://www.carlroth.com/com/en/
AKT3.2 | Magnetic bars ROTILABO® Cylindrical, : 10 mm, 70 mm, 10 unit(s) | 1 | 1 | 60.1 | Carl Roth | AKT3.2 | https://www.carlroth.com/com/en/
ALN8.1 | Accessories for MR Hei-Tec, MR Hei-Connect and MR Hei-Endheater and magnetic stirrers Stand kit | 1 | 1 | 133.4 | Carl Roth | ALN8.1 | https://www.carlroth.com/com/en/
C267.1 | Magnetic bar set ROTILABO® # 1 | 1 | 1 | 31.8 | Carl Roth | C267.1 | https://www.carlroth.com/com/en/
CC53.1 | Magnetic stirrers SM27 Portable | 1 | 1 | 529 | Carl Roth | CC53.1 | https://www.carlroth.com/com/en/
CC54.1 | Accessories for portable SM27 magnetic stirrer, Mains adapter for SM27 magnetic stirrer | 1 | 1 | 117.1 | Carl Roth | CC54.1 | https://www.carlroth.com/com/en/
CC55.1 | Accessories for portable SM27 magnetic stirrer, 12 V adapter (for cigarette lighter) | 1 | 1 | 93.9 | Carl Roth | CC55.1 | https://www.carlroth.com/com/en/
CHA5.1 | Heater and magnetic stirrer US/UC-series Models with LED display, Aluminium/silicon-coated, US152D | 1 | 1 | 578 | Carl Roth | CHA5.1 | https://www.carlroth.com/com/en/
CHA6.1 | Heater and magnetic stirrer US/UC-series Models with LED display, Glass ceramic, UC152D | 1 | 1 | 593.9 | Carl Roth | CHA6.1 | https://www.carlroth.com/com/en/
CK78.1 | Magnetic stirrers Genie MultiMagStir Genie model | 1 | 1 | 1583.4 | Carl Roth | CK78.1 | https://www.carlroth.com/com/en/
CKK2.1 | Heater and magnetic stirrer AREC.T with timer | 1 | 1 | 536.8 | Carl Roth | CKK2.1 | https://www.carlroth.com/com/en/
CKK3.1 | Multi-position magnetic stirrer with heater AM4 | 1 | 1 | 1587.1 | Carl Roth | CKK3.1 | https://www.carlroth.com/com/en/
E448.1 | Magnetic bar remover ROTILABO®, 150 mm, PTFE | 1 | 1 | 15.9 | Carl Roth | E448.1 | https://www.carlroth.com/com/en/
E449.1 | Magnetic bar remover ROTILABO®, 250 mm, PTFE | 1 | 1 | 17.1 | Carl Roth | E449.1 | https://www.carlroth.com/com/en/
E450.1 | Magnetic bar remover ROTILABO®, 350 mm, PTFE | 1 | 1 | 20.8 | Carl Roth | E450.1 | https://www.carlroth.com/com/en/
E451.1 | Magnetic bar remover ROTILABO®, 450 mm, PTFE | 1 | 1 | 22 | Carl Roth | E451.1 | https://www.carlroth.com/com/en/
E452.1 | Magnetic bar remover ROTILABO®, 350 mm, PP | 1 | 1 | 12.9 | Carl Roth | E452.1 | https://www.carlroth.com/com/en/
E453.1 | Magnetic bar remover ROTILABO®, 450 mm, PP | 1 | 1 | 14.1 | Carl Roth | E453.1 | https://www.carlroth.com/com/en/
EH13.1 | Magnetic stirrer, remote control option MOBIL series MOBIL 10 model | 1 | 1 | 547.2 | Carl Roth | EH13.1 | https://www.carlroth.com/com/en/
EH14.1 | Magnetic stirrer, remote control option MOBIL series MOBIL 25 model | 1 | 1 | 1119.5 | Carl Roth | EH14.1 | https://www.carlroth.com/com/en/
EH15.1 | Accessories Control unit Telemodul 10 M | 1 | 1 | 312.4 | Carl Roth | EH15.1 | https://www.carlroth.com/com/en/
EH16.1 | Magnetic stirrer, remote control option Compact 20 | 1 | 1 | 926.8 | Carl Roth | EH16.1 | https://www.carlroth.com/com/en/
EHY7.1 | Small magnetic stirrer MSL 8 | 1 | 1 | 209.6 | Carl Roth | EHY7.1 | https://www.carlroth.com/com/en/
EHY8.1 | Multi-position magnetic stirrers Digital 6 and 15, 0.4 l, 6, Digital 6 | 1 | 1 | 794.1 | Carl Roth | EHY8.1 | https://www.carlroth.com/com/en/
EHY9.1 | Multi-position magnetic stirrers Digital 6 and 15, 0.25 l, 15, Digital 15 | 1 | 1 | 1090.7 | Carl Roth | EHY9.1 | https://www.carlroth.com/com/en/
EP84.1 | Small magnetic stirrer Hei-Mix S | 1 | 1 | 266.8 | Carl Roth | EP84.1 | https://www.carlroth.com/com/en/
EX96.1 | Stirring bars ROTILABO® made of flexible PTFE, 150 mm | 1 | 1 | 5.9 | Carl Roth | EX96.1 | https://www.carlroth.com/com/en/
EX97.1 | Stirring bars ROTILABO® made of flexible PTFE, 200 mm | 1 | 1 | 6.7 | Carl Roth | EX97.1 | https://www.carlroth.com/com/en/
EX98.1 | Stirring bars ROTILABO® made of flexible PTFE, 250 mm | 1 | 1 | 7.5 | Carl Roth | EX98.1 | https://www.carlroth.com/com/en/
EX99.1 | Stirring bars ROTILABO® made of flexible PTFE, 300 mm | 1 | 1 | 8.7 | Carl Roth | EX99.1 | https://www.carlroth.com/com/en/
EY00.1 | Stirring bars ROTILABO® made of PTFE with stainless steel core, 150 mm | 1 | 1 | 8.2 | Carl Roth | EY00.1 | https://www.carlroth.com/com/en/
EY01.1 | Stirring bars ROTILABO® made of PTFE with stainless steel core, 200 mm | 1 | 1 | 9 | Carl Roth | EY01.1 | https://www.carlroth.com/com/en/
EY02.1 | Stirring bars ROTILABO® made of PTFE with stainless steel core, 250 mm | 1 | 1 | 9.4 | Carl Roth | EY02.1 | https://www.carlroth.com/com/en/
EY03.1 | Stirring bars ROTILABO® made of PTFE with stainless steel core, 300 mm | 1 | 1 | 12.1 | Carl Roth | EY03.1 | https://www.carlroth.com/com/en/
EY04.1 | Stirring bars ROTILABO® made of PTFE with stainless steel core, 350 mm | 1 | 1 | 13.8 | Carl Roth | EY04.1 | https://www.carlroth.com/com/en/
EY05.1 | Stirring bars ROTILABO® made of PTFE with stainless steel core, 400 mm | 1 | 1 | 15.2 | Carl Roth | EY05.1 | https://www.carlroth.com/com/en/
EY83.1 | Heater and magnetic stirrer RCT basic safety control | 1 | 1 | 880.1 | Carl Roth | EY83.1 | https://www.carlroth.com/com/en/
EY84.1 | Contact thermometer ETS-D5 | 1 | 1 | 409.3 | Carl Roth | EY84.1 | https://www.carlroth.com/com/en/
EYE7.1 | Heater and magnetic stirrer ROTILABO® MH 20 Digital Set with integrated contact thermometer | 1 | 1 | 513.5 | Carl Roth | EYE7.1 | https://www.carlroth.com/com/en/
EYE8.1 | Accessories for MH 20 Digital Set heater and magnetic stirrer Accessories for fastening the sensor, Stand rod | 1 | 1 | 39.2 | Carl Roth | EYE8.1 | https://www.carlroth.com/com/en/
EYE9.1 | Accessories for MH 20 Digital Set heater and magnetic stirrer Accessories for fastening the sensor, Holder for temperature gauge | 1 | 1 | 56.8 | Carl Roth | EYE9.1 | https://www.carlroth.com/com/en/
EYH0.1 | Accessories for MH 20 Digital Set heater and magnetic stirrer Replacement stainless steel Pt 100 temperature measuring sensor, 3 mm, L 250 mm | 1 | 1 | 123.2 | Carl Roth | EYH0.1 | https://www.carlroth.com/com/en/
H949.1 | Accessories for RET control heater and magnetic stirrer Temperature measuring sensor, Pt 100.70 Replacement stainless steel temperature gauge | 1 | 1 | 135.7 | Carl Roth | H949.1 | https://www.carlroth.com/com/en/
HA08.1 | Heater and magnetic stirrer MR Hei-Standard | 1 | 1 | 722.8 | Carl Roth | HA08.1 | https://www.carlroth.com/com/en/
HA09.1 | Accessories Silicone cover for MR Hei-Standard | 1 | 1 | 22.4 | Carl Roth | HA09.1 | https://www.carlroth.com/com/en/
HA10.1 | Heater and magnetic stirrer MR Hei series MR Hei-Tec model | 1 | 1 | 840.2 | Carl Roth | HA10.1 | https://www.carlroth.com/com/en/
HA12.1 | Accessories Silicone cover for MR Hei-Tec and MR Hei-End | 1 | 1 | 22.4 | Carl Roth | HA12.1 | https://www.carlroth.com/com/en/
HA16.1 | Accessories for fastening a Pt 1000 measuring probe for heater and magnetic stirrer, Holder rod | 1 | 1 | 31.9 | Carl Roth | HA16.1 | https://www.carlroth.com/com/en/
HCE3.1 | Accessories Type H 67.60 stainless steel temperature measuring sensor for EUROSTAR 60/100 control laboratory stirrers | 1 | 1 | 151.6 | Carl Roth | HCE3.1 | https://www.carlroth.com/com/en/
HCK1.1 | Heater and magnetic stirrer MR Hei series MR Hei-Connect model | 1 | 1 | 1106.9 | Carl Roth | HCK1.1 | https://www.carlroth.com/com/en/
HH66.1 | Magnetic stirrers Genie MegaMag Genie® model | 1 | 1 | 976.8 | Carl Roth | HH66.1 | https://www.carlroth.com/com/en/
HH67.1 | Magnetic stirrers Genie Digital MegaMag Genie model | 1 | 1 | 1224.3 | Carl Roth | HH67.1 | https://www.carlroth.com/com/en/
HLN1.1 | Heater and magnetic stirrer Digital complete set AREX-6 | 1 | 1 | 778.2 | Carl Roth | HLN1.1 | https://www.carlroth.com/com/en/
HLN2.1 | Accessories for AREX-6 Digital heater and magnetic stirrer Temperature measuring sensor, glass-coated Pt 100, 5 mm, L 250 mm | 1 | 1 | 188.7 | Carl Roth | HLN2.1 | https://www.carlroth.com/com/en/
HLN3.1 | Accessories for AREX-6 Digital heater and magnetic stirrer Silicone protective hood | 1 | 1 | 31.2 | Carl Roth | HLN3.1 | https://www.carlroth.com/com/en/
HPA5.1 | Heater and magnetic stirrer RCT digital | 1 | 1 | 1028.3 | Carl Roth | HPA5.1 | https://www.carlroth.com/com/en/
HY25.1 | Replacement protective hood H 100 for RCT basic | 1 | 1 | 19.4 | Carl Roth | HY25.1 | https://www.carlroth.com/com/en/
K855.1 | Accessories for ETS-D5 contact thermometer, Replacement Pt 1000 measuring probe type H 62.51, L 260 mm x Ø 3 mm | 1 | 1 | 205.2 | Carl Roth | K855.1 | https://www.carlroth.com/com/en/
K856.1 | Accessories for ETS-D5 contact thermometer, Measuring probe, glass-coated, L 260 mm x Ø 6 mm | 1 | 1 | 301 | Carl Roth | K856.1 | https://www.carlroth.com/com/en/
K859.1 | Accessories for ETS-D5 contact thermometer, Extension cable, L 1 mm | 1 | 1 | 208.6 | Carl Roth | K859.1 | https://www.carlroth.com/com/en/
KE48.1 | Small magnetic stirrer Topolino | 1 | 1 | 124.3 | Carl Roth | KE48.1 | https://www.carlroth.com/com/en/
KHC4.1 | Magnetic stirrer myPlate | 1 | 1 | 361.4 | Carl Roth | KHC4.1 | https://www.carlroth.com/com/en/
KKE5.1 | Heater and magnetic stirrer RSM-14HP | 1 | 1 | 427.7 | Carl Roth | KKE5.1 | https://www.carlroth.com/com/en/
KLH5.1 | Magnetic stirrers MIX-1 series Model: Mix 1 eco | 1 | 1 | 397.1 | Carl Roth | KLH5.1 | https://www.carlroth.com/com/en/
KLH6.1 | Magnetic stirrers MIX-1 series Model: Mix 1 | 1 | 1 | 672.8 | Carl Roth | KLH6.1 | https://www.carlroth.com/com/en/
KLH7.1 | Magnetic stirrers MIX-XL series Model: Mix 1 XL | 1 | 1 | 1245.1 | Carl Roth | KLH7.1 | https://www.carlroth.com/com/en/
KLH8.1 | Magnetic stirrers MIX-XL series Model: maxMix | 1 | 1 | 2720.6 | Carl Roth | KLH8.1 | https://www.carlroth.com/com/en/
KN82.1 | Multi-position magnetic stirrer with heater SB 162-3 | 1 | 1 | 1496.8 | Carl Roth | KN82.1 | https://www.carlroth.com/com/en/
KN93.1 | Heater and magnetic stirrer with large CB/SB series hot plate, Ceramic, CB 302 | 1 | 1 | 1067 | Carl Roth | KN93.1 | https://www.carlroth.com/com/en/
KN94.1 | Heater and magnetic stirrer with large CB/SB series hot plate, Aluminium, SB 302 | 1 | 1 | 1083 | Carl Roth | KN94.1 | https://www.carlroth.com/com/en/
KX23.1 | Small magnetic stirrer squid series, 1.5 l, Big squid white | 1 | 1 | 361.4 | Carl Roth | KX23.1 | https://www.carlroth.com/com/en/
KX28.1 | Small magnetic stirrer squid series, 1 l, Color squid white | 1 | 1 | 361.4 | Carl Roth | KX28.1 | https://www.carlroth.com/com/en/
KX33.1 | Magnetic stirrers lab disc | 1 | 1 | 329.5 | Carl Roth | KX33.1 | https://www.carlroth.com/com/en/
LN35.1 | Heater and magnetic stirrer C-MAG HS series C-MAG HS 4 model | 1 | 1 | 603.1 | Carl Roth | LN35.1 | https://www.carlroth.com/com/en/
LN36.1 | Heater and magnetic stirrer C-MAG HS series Models with contact thermometer connection, 10 l, C-MAG HS 7 | 1 | 1 | 663.5 | Carl Roth | LN36.1 | https://www.carlroth.com/com/en/
LN37.1 | Heater and magnetic stirrer C-MAG HS series Models with contact thermometer connection, 15 l, C-MAG HS 10 | 1 | 1 | 906.3 | Carl Roth | LN37.1 | https://www.carlroth.com/com/en/
LN38.1 | Magnetic stirrers C-MAG MS series, 5 l, C-MAG MS 4 | 1 | 1 | 603.1 | Carl Roth | LN38.1 | https://www.carlroth.com/com/en/
LN40.1 | Magnetic stirrers C-MAG MS series, 15 l, C-MAG MS 10 | 1 | 1 | 906.3 | Carl Roth | LN40.1 | https://www.carlroth.com/com/en/
LT59.1 | Magnetic bars ROTILABO® For test tubes, : 9 mm, Height: 6 mm | 1 | 1 | 3.3 | Carl Roth | LT59.1 | https://www.carlroth.com/com/en/
LT60.1 | Magnetic bars ROTILABO® For test tubes, : 10 mm, Height: 6 mm | 1 | 1 | 3.5 | Carl Roth | LT60.1 | https://www.carlroth.com/com/en/
LT61.1 | Magnetic bars ROTILABO® For test tubes, : 20 mm, Height: 10 mm | 1 | 1 | 3.9 | Carl Roth | LT61.1 | https://www.carlroth.com/com/en/
LT62.1 | Magnetic bars ROTILABO® For test tubes, : 30 mm, Height: 12 mm | 1 | 1 | 4.9 | Carl Roth | LT62.1 | https://www.carlroth.com/com/en/
LT63.1 | Magnetic bars ROTILABO® Special spherical | 1 | 1 | 4.1 | Carl Roth | LT63.1 | https://www.carlroth.com/com/en/
LT64.1 | Magnetic bars ROTILABO® Special Ball-shaped stirring magnet | 1 | 1 | 2.9 | Carl Roth | LT64.1 | https://www.carlroth.com/com/en/
LY27.1 | Magnetic stirrer, remote control option Cimarec Micro | 1 | 1 | 917.7 | Carl Roth | LY27.1 | https://www.carlroth.com/com/en/
LY28.1 | Magnetic stirrers Maxi Direct Digital | 1 | 1 | 601.9 | Carl Roth | LY28.1 | https://www.carlroth.com/com/en/
LY79.1 | Heater and magnetic stirrer C-MAG HS 7 complete set | 1 | 1 | 1027.1 | Carl Roth | LY79.1 | https://www.carlroth.com/com/en/
NK66.1 | Magnetic bars ROTILABO® elliptical, : 5 mm, 10 mm | 1 | 1 | 4.5 | Carl Roth | NK66.1 | https://www.carlroth.com/com/en/
NK67.1 | Magnetic bars ROTILABO® elliptical, : 6 mm, 15 mm | 1 | 1 | 4.1 | Carl Roth | NK67.1 | https://www.carlroth.com/com/en/
NK68.1 | Magnetic bars ROTILABO® elliptical, : 10 mm, 25 mm | 1 | 1 | 5.9 | Carl Roth | NK68.1 | https://www.carlroth.com/com/en/
NK69.1 | Magnetic bars ROTILABO® elliptical, : 10 mm, 30 mm | 1 | 1 | 7.2 | Carl Roth | NK69.1 | https://www.carlroth.com/com/en/
NK71.1 | Magnetic bars ROTILABO® elliptical, : 13 mm, 40 mm | 1 | 1 | 10.2 | Carl Roth | NK71.1 | https://www.carlroth.com/com/en/
PK60.1 | Magnetic bars ROTILABO® glass-coated, : 5 mm, 6 mm | 1 | 1 | 48.8 | Carl Roth | PK60.1 | https://www.carlroth.com/com/en/
PK61.1 | Magnetic bars ROTILABO® glass-coated, : 5 mm, 12 mm | 1 | 1 | 53.8 | Carl Roth | PK61.1 | https://www.carlroth.com/com/en/
PK62.1 | Magnetic bars ROTILABO® glass-coated, : 6 mm, 25 mm | 1 | 1 | 56.3 | Carl Roth | PK62.1 | https://www.carlroth.com/com/en/
PK63.1 | Magnetic bars ROTILABO® glass-coated, : 8 mm, 45 mm | 1 | 1 | 60.7 | Carl Roth | PK63.1 | https://www.carlroth.com/com/en/
PK64.1 | Magnetic bars ROTILABO® glass-coated, : 8 mm, 60 mm | 1 | 1 | 64.8 | Carl Roth | PK64.1 | https://www.carlroth.com/com/en/
PK65.1 | Magnetic bars ROTILABO® Micro, : 2 mm, 2 mm, 10 unit(s) | 1 | 1 | 15.9 | Carl Roth | PK65.1 | https://www.carlroth.com/com/en/
PK66.1 | Magnetic bars ROTILABO® Micro, : 3 mm, 3 mm, 10 unit(s) | 1 | 1 | 18.3 | Carl Roth | PK66.1 | https://www.carlroth.com/com/en/
PK68.1 | Magnetic bars ROTILABO® Micro, : 3 mm, 6 mm, 10 unit(s) | 1 | 1 | 12.2 | Carl Roth | PK68.1 | https://www.carlroth.com/com/en/
PK70.1 | Magnetic bars ROTILABO® Micro, : 1.5 mm, 8 mm, 10 unit(s) | 1 | 1 | 14.1 | Carl Roth | PK70.1 | https://www.carlroth.com/com/en/
PK71.1 | Magnetic bars ROTILABO® Micro, : 3 mm, 8 mm, 10 unit(s) | 1 | 1 | 15.3 | Carl Roth | PK71.1 | https://www.carlroth.com/com/en/
PK72.1 | Magnetic bars ROTILABO® Micro, : 3 mm, 10 mm, 10 unit(s) | 1 | 1 | 14.7 | Carl Roth | PK72.1 | https://www.carlroth.com/com/en/
PK73.1 | Magnetic bars ROTILABO® Micro, : 3 mm, 13 mm, 10 unit(s) | 1 | 1 | 15.7 | Carl Roth | PK73.1 | https://www.carlroth.com/com/en/
PK74.1 | Magnetic bars ROTILABO® Micro, : 1.5 mm, 15 mm, 10 unit(s) | 1 | 1 | 23.3 | Carl Roth | PK74.1 | https://www.carlroth.com/com/en/
PK75.1 | Magnetic bars ROTILABO® Micro, : 3 mm, 20 mm, 10 unit(s) | 1 | 1 | 26.4 | Carl Roth | PK75.1 | https://www.carlroth.com/com/en/
PK76.1 | Magnetic bars ROTILABO® Micro, : 3 mm, 30 mm, 10 unit(s) | 1 | 1 | 29.2 | Carl Roth | PK76.1 | https://www.carlroth.com/com/en/
PK77.1 | Magnetic bar set ROTILABO® # 3 with Turbomagnet | 1 | 1 | 91.3 | Carl Roth | PK77.1 | https://www.carlroth.com/com/en/
PY72.1 | Heater and magnetic stirrer US/UC-series Models with scale, Aluminium/silicon-coated, US152 | 1 | 1 | 503.9 | Carl Roth | PY72.1 | https://www.carlroth.com/com/en/
PY73.1 | Heater and magnetic stirrer US/UC-series Models with scale, Glass ceramic, UC152 | 1 | 1 | 540.4 | Carl Roth | PY73.1 | https://www.carlroth.com/com/en/
T041.1 | Accessories for MR Hei-Tec, MR Hei-Connect and MR Hei-Endheater and magnetic stirrers Pt 1000 temperature measuring sensor made of V4A | 1 | 1 | 145.9 | Carl Roth | T041.1 | https://www.carlroth.com/com/en/
T042.1 | Accessories for MR Hei-Tec, MR Hei-Connect and MR Hei-Endheater and magnetic stirrers PT 1000 temperature measuring sensor with glass coating | 1 | 1 | 214.3 | Carl Roth | T042.1 | https://www.carlroth.com/com/en/
TA88.1 | Magnetic bars Beaker liner, : 67 mm, Suitable for: Beaker, low form, 250, 400 ml, Height: 21 mm | 1 | 1 | 126.2 | Carl Roth | TA88.1 | https://www.carlroth.com/com/en/
TA89.1 | Magnetic bars Beaker liner, : 74 mm, Suitable for: Beaker, low form, 600, 800, 1000 ml, Height: 29 mm | 1 | 1 | 148.2 | Carl Roth | TA89.1 | https://www.carlroth.com/com/en/
TA90.1 | Magnetic bars Beaker liner, : 103 mm, Suitable for: Beaker, low form, 2000 ml, Height: 32 mm | 1 | 1 | 240.2 | Carl Roth | TA90.1 | https://www.carlroth.com/com/en/
TT16.1 | Stirring spatulas | 1 | 1 | 12.5 | Carl Roth | TT16.1 | https://www.carlroth.com/com/en/
TT78.1 | Heater and magnetic stirrer RSM series, Stainless steel, RSM-10HS | 1 | 1 | 312.5 | Carl Roth | TT78.1 | https://www.carlroth.com/com/en/
TT79.1 | Heater and magnetic stirrer RSM series, Ceramic-coated steel, RSM-10HP | 1 | 1 | 324.8 | Carl Roth | TT79.1 | https://www.carlroth.com/com/en/
TT80.1 | Accessories for heater and magnetic stirrers Pt 1000 temperature gauge | 1 | 1 | 92 | Carl Roth | TT80.1 | https://www.carlroth.com/com/en/
X171.1 | Magnetic bar set ROTILABO® # 2 | 1 | 1 | 56.4 | Carl Roth | X171.1 | https://www.carlroth.com/com/en/
X176.1 | Multi-position magnetic stirrers Multipoint series, 6, Multipoint 6 | 1 | 1 | 1580 | Carl Roth | X176.1 | https://www.carlroth.com/com/en/
X177.1 | Multi-position magnetic stirrers Multipoint series, 15, Multipoint 15 | 1 | 1 | 1979 | Carl Roth | X177.1 | https://www.carlroth.com/com/en/
X544.1 | Multi-position magnetic stirrers POLY 15 | 1 | 1 | 1003.2 | Carl Roth | X544.1 | https://www.carlroth.com/com/en/
XA17.1 | Magnetic bars ROTILABO® Economy, : 3 mm, 12 mm | 1 | 1 | 12 | Carl Roth | XA17.1 | https://www.carlroth.com/com/en/
XA18.1 | Magnetic bars ROTILABO® Economy, : 8 mm, 25 mm | 1 | 1 | 15.9 | Carl Roth | XA18.1 | https://www.carlroth.com/com/en/
XA19.1 | Magnetic bars ROTILABO® Economy, : 8 mm, 40 mm | 1 | 1 | 18.2 | Carl Roth | XA19.1 | https://www.carlroth.com/com/en/
XA20.1 | Magnetic bars ROTILABO® Economy, : 8 mm, 50 mm | 1 | 1 | 23.9 | Carl Roth | XA20.1 | https://www.carlroth.com/com/en/
XA21.1 | Magnetic bars ROTILABO® cross-shaped, : 10 mm, Height: 5 mm, 10 unit(s) | 1 | 1 | 26.7 | Carl Roth | XA21.1 | https://www.carlroth.com/com/en/
XA22.1 | Magnetic bars ROTILABO® cross-shaped, : 20 mm, Height: 8 mm, 10 unit(s) | 1 | 1 | 33.8 | Carl Roth | XA22.1 | https://www.carlroth.com/com/en/
XA23.1 | Magnetic bars ROTILABO® cross-shaped, : 25 mm, Height: 9 mm, 10 unit(s) | 1 | 1 | 38.7 | Carl Roth | XA23.1 | https://www.carlroth.com/com/en/
XA24.1 | Magnetic bars ROTILABO® cross-shaped, : 30 mm, Height: 10 mm, 10 unit(s) | 1 | 1 | 45.7 | Carl Roth | XA24.1 | https://www.carlroth.com/com/en/
XA25.1 | Magnetic bars ROTILABO® cross-shaped, : 38 mm, Height: 11 mm, 5 unit(s) | 1 | 1 | 30.6 | Carl Roth | XA25.1 | https://www.carlroth.com/com/en/
XA26.1 | Magnetic bars ROTILABO® cross-shaped, : 50 mm, Height: 15 mm, 5 unit(s) | 1 | 1 | 57.5 | Carl Roth | XA26.1 | https://www.carlroth.com/com/en/
XA27.1 | Magnetic bars ROTILABO® cross-shaped, : 60 mm, Height: 20 mm, 5 unit(s) | 1 | 1 | 81.9 | Carl Roth | XA27.1 | https://www.carlroth.com/com/en/
XP52.1 | Magnetic stirrers RSM series RSM-10 B model | 1 | 1 | 183.8 | Carl Roth | XP52.1 | https://www.carlroth.com/com/en/
XP53.1 | Magnetic stirrers RSM series RSM-01 S model | 1 | 1 | 337.1 | Carl Roth | XP53.1 | https://www.carlroth.com/com/en/
XT23.1 | Heater and magnetic stirrer RH series RH basic models , Stainless steel, With stainless steel hot plate | 1 | 1 | 603.1 | Carl Roth | XT23.1 | https://www.carlroth.com/com/en/
XT24.1 | Heater and magnetic stirrer RH series RH digital models , Stainless steel, With stainless steel hot plate | 1 | 1 | 723.9 | Carl Roth | XT24.1 | https://www.carlroth.com/com/en/
XT25.1 | Heater and magnetic stirrer RH series RH basic models , Enamel coating, With enamel coating | 1 | 1 | 723.9 | Carl Roth | XT25.1 | https://www.carlroth.com/com/en/
XT26.1 | Heater and magnetic stirrer RH series RH digital models , Enamel coating, With enamel coating | 1 | 1 | 844.7 | Carl Roth | XT26.1 | https://www.carlroth.com/com/en/
XT27.1 | Accessories Protective hoods, Type H 102 protective hood for RH basic | 1 | 1 | 19.4 | Carl Roth | XT27.1 | https://www.carlroth.com/com/en/
XT28.1 | Accessories Protective hoods, Type H 103 protective hood for RH digital | 1 | 1 | 19.4 | Carl Roth | XT28.1 | https://www.carlroth.com/com/en/
XT30.1 | Accessories for RET control heater and magnetic stirrer Replacement protective hood for RET control | 1 | 1 | 19.4 | Carl Roth | XT30.1 | https://www.carlroth.com/com/en/
XT31.1 | Accessories Temperature gauge for heater and magnetic stirrer, Replacement Pt 1000.60 stainless steel temperature gauge | 1 | 1 | 141.4 | Carl Roth | XT31.1 | https://www.carlroth.com/com/en/
XT32.1 | Accessories Temperature gauge for heater and magnetic stirrer, Pt 1000.70 Glass temperature gauge | 1 | 1 | 155 | Carl Roth | XT32.1 | https://www.carlroth.com/com/en/
XT33.1 | Multi-position magnetic stirrers RO series, 5, RO 5 | 1 | 1 | 1570.9 | Carl Roth | XT33.1 | https://www.carlroth.com/com/en/
XT34.1 | Multi-position magnetic stirrers RO series, 10, RO 10 | 1 | 1 | 1812.6 | Carl Roth | XT34.1 | https://www.carlroth.com/com/en/
XT35.1 | Multi-position magnetic stirrers RO series, 15, RO 15 | 1 | 1 | 2535.4 | Carl Roth | XT35.1 | https://www.carlroth.com/com/en/
XT36.1 | Multi-position magnetic stirrer with heater RT series, 5, RT 5 | 1 | 1 | 2770.2 | Carl Roth | XT36.1 | https://www.carlroth.com/com/en/
XT37.1 | Multi-position magnetic stirrer with heater RT series, 10, RT 10 | 1 | 1 | 3626.3 | Carl Roth | XT37.1 | https://www.carlroth.com/com/en/
XT38.1 | Multi-position magnetic stirrer with heater RT series, 15, RT 15 | 1 | 1 | 4594.2 | Carl Roth | XT38.1 | https://www.carlroth.com/com/en/
XT54.1 | Heater and magnetic stirrer RET control-visc, with stainless steel hot plate | 1 | 1 | 1642.7 | Carl Roth | XT54.1 | https://www.carlroth.com/com/en/
XT55.1 | Heater and magnetic stirrer RET control-visc, with enamel hot plate | 1 | 1 | 1702 | Carl Roth | XT55.1 | https://www.carlroth.com/com/en/
XT56.1 | Accessories for RET control heater and magnetic stirrer Temperature measuring sensor, Pt 100.51 Glass temperature gauge | 1 | 1 | 310.1 | Carl Roth | XT56.1 | https://www.carlroth.com/com/en/
XT59.1 | Heater and magnetic stirrer C-MAG HS-Digital series, 5 l, HS 4 digital | 1 | 1 | 752.4 | Carl Roth | XT59.1 | https://www.carlroth.com/com/en/
XT60.1 | Heater and magnetic stirrer C-MAG HS-Digital series, 10 l, HS 7 digital | 1 | 1 | 880.1 | Carl Roth | XT60.1 | https://www.carlroth.com/com/en/
XT61.1 | Heater and magnetic stirrer C-MAG HS-Digital series, 15 l, HS 10 digital | 1 | 1 | 1055.6 | Carl Roth | XT61.1 | https://www.carlroth.com/com/en/
Y822.1 | Magnetic stirrers POWER DIRECT | 1 | 1 | 1051.1 | Carl Roth | Y822.1 | https://www.carlroth.com/com/en/
Y823.1 | Magnetic bars KOMET, : 9 mm, 15 mm, KOMET 15 | 1 | 1 | 23.3 | Carl Roth | Y823.1 | https://www.carlroth.com/com/en/
Y824.1 | Magnetic bars KOMET, : 12 mm, 29 mm, KOMET 30 | 1 | 1 | 34.9 | Carl Roth | Y824.1 | https://www.carlroth.com/com/en/
Y825.1 | Magnetic bars KOMET, : 21 mm, 50 mm, KOMET 50 | 1 | 1 | 46.9 | Carl Roth | Y825.1 | https://www.carlroth.com/com/en/
Y826.1 | Magnetic bars KOMET, : 24 mm, 90 mm, KOMET 90 | 1 | 1 | 163.1 | Carl Roth | Y826.1 | https://www.carlroth.com/com/en/
Y888.1 | Heater and magnetic stirrer RH basic 2 | 1 | 1 | 420.7 | Carl Roth | Y888.1 | https://www.carlroth.com/com/en/
YC30.1 | Stir bar catcher | 1 | 1 | 28.2 | Carl Roth | YC30.1 | https://www.carlroth.com/com/en/
YH15.1 | Magnetic bars ROTILABO® wing-shaped, : 5.5 mm, Suitable for: Tube- 6–7 mm, triangular, Height: 9 mm | 1 | 1 | 40.5 | Carl Roth | YH15.1 | https://www.carlroth.com/com/en/
YH16.1 | Magnetic bars ROTILABO® wing-shaped, : 8 mm, Suitable for: Tube- 9–10 mm, triangular, Height: 11 mm | 1 | 1 | 41.7 | Carl Roth | YH16.1 | https://www.carlroth.com/com/en/
YH17.1 | Magnetic bars ROTILABO® wing-shaped, : 10 mm, Suitable for: Tube- 11–12 mm, triangular, long, Height: 16 mm | 1 | 1 | 47.8 | Carl Roth | YH17.1 | https://www.carlroth.com/com/en/
YH18.1 | Magnetic bars ROTILABO® wing-shaped, : 13 mm, Suitable for: Tube- 14–15 mm, round, Height: 10 mm | 1 | 1 | 42.9 | Carl Roth | YH18.1 | https://www.carlroth.com/com/en/
YH19.1 | Magnetic bars ROTILABO® wing-shaped, : 13 mm, Suitable for: Tube- 14–15 mm, round, long, Height: 20 mm | 1 | 1 | 52.3 | Carl Roth | YH19.1 | https://www.carlroth.com/com/en/
YK80.1 | Accessories for heating and magnetic stirrers Stand kit | 1 | 1 | 73.5 | Carl Roth | YK80.1 | https://www.carlroth.com/com/en/
KNK5.1 | High-performance dispersion unit Ultra-Turrax® T 50 digital | 1 | 1 | 3526.6 | Carl Roth | KNK5.1 | https://www.carlroth.com/com/en/
KNK6.1 | Dispersion tool Ultra-Turrax® For T 50 digital, S 50 N - G 45 F, 0.25 to 10 l | 1 | 1 | 3410 | Carl Roth | KNK6.1 | https://www.carlroth.com/com/en/
KNK7.1 | Dispersion tool Ultra-Turrax® For T 50 digital, S 50 N - G 45 M, 0.5 to 15 l | 1 | 1 | 3249.4 | Carl Roth | KNK7.1 | https://www.carlroth.com/com/en/
KNK8.1 | Dispersion tool Ultra-Turrax® For T 50 digital, S 50 N - G 45 G, 0.5 to 20 l | 1 | 1 | 2953.5 | Carl Roth | KNK8.1 | https://www.carlroth.com/com/en/
KX58.1 | Accessories KPG bearing bushing (stirrer plug) | 1 | 1 | 58.7 | Carl Roth | KX58.1 | https://www.carlroth.com/com/en/
KX59.1 | Accessories KPG stirrer shaft | 1 | 1 | 37.8 | Carl Roth | KX59.1 | https://www.carlroth.com/com/en/
N025.1 | Disruptor Bead Beater | 1 | 1 | 1416.6 | Carl Roth | N025.1 | https://www.carlroth.com/com/en/
N026.1 | Accessories Vessels for Bead Beater® Replacement vessels, PC replacement vessel 350 ml | 1 | 1 | 109.4 | Carl Roth | N026.1 | https://www.carlroth.com/com/en/
N027.1 | Accessories Vessels for Bead Beater® Replacement vessels, Stainless steel vessel 350 ml | 1 | 1 | 280.3 | Carl Roth | N027.1 | https://www.carlroth.com/com/en/
N029.1 | Accessories for BeadBeater® Glass beads, 0,1 mm | 1 | 1 | 70.6 | Carl Roth | N029.1 | https://www.carlroth.com/com/en/
N030.1 | Accessories for BeadBeater® Glass beads, 0,5 mm | 1 | 1 | 70.6 | Carl Roth | N030.1 | https://www.carlroth.com/com/en/
N031.1 | Accessories for BeadBeater® Glass beads, 1,0 mm | 1 | 1 | 70.6 | Carl Roth | N031.1 | https://www.carlroth.com/com/en/
N032.1 | Accessories for BeadBeater® Glass beads, 2,7 mm | 1 | 1 | 70.6 | Carl Roth | N032.1 | https://www.carlroth.com/com/en/
N033.1 | Accessories for BeadBeater® Zirconia/glass beads, 0,1 mm | 1 | 1 | 101.6 | Carl Roth | N033.1 | https://www.carlroth.com/com/en/
N034.1 | Accessories for BeadBeater® Zirconia/glass beads, 0,5 mm | 1 | 1 | 101.6 | Carl Roth | N034.1 | https://www.carlroth.com/com/en/
N035.1 | Accessories for BeadBeater® Zirconia/glass beads, 1,0 mm | 1 | 1 | 101.6 | Carl Roth | N035.1 | https://www.carlroth.com/com/en/
N036.1 | Accessories for BeadBeater® Zirconia/glass beads, 2,3 mm | 1 | 1 | 101.6 | Carl Roth | N036.1 | https://www.carlroth.com/com/en/
N037.1 | Accessories for BeadBeater® Zirconia beads, 0,7 mm | 1 | 1 | 176.2 | Carl Roth | N037.1 | https://www.carlroth.com/com/en/
N038.1 | Accessories for BeadBeater® Zirconia beads, 1,0 mm | 1 | 1 | 176.2 | Carl Roth | N038.1 | https://www.carlroth.com/com/en/
N039.1 | Accessories for BeadBeater® Zirconia beads, 2,0 mm | 1 | 1 | 176.2 | Carl Roth | N039.1 | https://www.carlroth.com/com/en/
N372.1 | Agitators ROTILABO® Speed | 1 | 1 | 109.8 | Carl Roth | N372.1 | https://www.carlroth.com/com/en/
N373.1 | Accessories Stainless steel tools Rotilabo® speed stirrer High-performance stirring tool, 7 mm | 1 | 1 | 45.4 | Carl Roth | N373.1 | https://www.carlroth.com/com/en/
N539.1 | Accessories Stainless steel tools Rotilabo® speed stirrer High-performance stirring tool, 11 mm | 1 | 1 | 46 | Carl Roth | N539.1 | https://www.carlroth.com/com/en/
NL68.1 | KPG bearing bushing Model HQ 10 | 1 | 1 | 66.1 | Carl Roth | NL68.1 | https://www.carlroth.com/com/en/
NL69.1 | KPG bearing bushing Model HT 10 | 1 | 1 | 101.4 | Carl Roth | NL69.1 | https://www.carlroth.com/com/en/
NL70.1 | KPG stirrer plug HB 10, 24/29 | 1 | 1 | 64 | Carl Roth | NL70.1 | https://www.carlroth.com/com/en/
NL71.1 | KPG stirrer plug HB 10, 29/32 | 1 | 1 | 65.7 | Carl Roth | NL71.1 | https://www.carlroth.com/com/en/
NL72.1 | KPG stirrer shaft Type WG 10 with propeller stirrer, 4-winged, 320 mm | 1 | 1 | 74.4 | Carl Roth | NL72.1 | https://www.carlroth.com/com/en/
NL73.1 | KPG stirrer shaft Type WG 10 with propeller stirrer, 4-winged, 370 mm | 1 | 1 | 74.2 | Carl Roth | NL73.1 | https://www.carlroth.com/com/en/
NL76.1 | KPG stirrer shaft Type WS 10 with centrifugal stirrer with movable spread wings, 320 mm | 1 | 1 | 75.7 | Carl Roth | NL76.1 | https://www.carlroth.com/com/en/
NL77.1 | KPG stirrer shaft Type WS 10 with centrifugal stirrer with movable spread wings, 370 mm | 1 | 1 | 75.7 | Carl Roth | NL77.1 | https://www.carlroth.com/com/en/
NL78.1 | KPG stirrer shaft Type WS 10 with centrifugal stirrer with movable spread wings, 410 mm | 1 | 1 | 75.6 | Carl Roth | NL78.1 | https://www.carlroth.com/com/en/
NL79.1 | KPG stirrer shaft Type WS 10 with centrifugal stirrer with movable spread wings, 440 mm | 1 | 1 | 80.4 | Carl Roth | NL79.1 | https://www.carlroth.com/com/en/
P329.1 | Accessories for BeadBeater® Stainless steel beads | 1 | 1 | 101.6 | Carl Roth | P329.1 | https://www.carlroth.com/com/en/
PT04.1 | Universal mixers RBB pro, Universal mixer with polycarbonate cup | 1 | 1 | 1028.8 | Carl Roth | PT04.1 | https://www.carlroth.com/com/en/
PT05.1 | Universal mixers RBB pro, Universal mixer with stainless steel bowl | 1 | 1 | 1262.9 | Carl Roth | PT05.1 | https://www.carlroth.com/com/en/
T211.1 | Lab blenders Bag Mixer® 400 series Model 400 W | 1 | 1 | 2671.3 | Carl Roth | T211.1 | https://www.carlroth.com/com/en/
T212.1 | Accessories Sealing clips for homogeniser for Bag Mixer® | 1 | 1 | 35 | Carl Roth | T212.1 | https://www.carlroth.com/com/en/
T213.1 | Accessories Rack made of stainless steel for homogeniser Bag Mixer® | 1 | 1 | 176.6 | Carl Roth | T213.1 | https://www.carlroth.com/com/en/
T534.1 | Analysis mill A11 basic | 1 | 1 | 2448.6 | Carl Roth | T534.1 | https://www.carlroth.com/com/en/
T535.1 | Accessories 250 ml grinding beaker | 1 | 1 | 611.6 | Carl Roth | T535.1 | https://www.carlroth.com/com/en/
T536.1 | Accessories Beater for grinding material up to 9 Mohs | 1 | 1 | 225.5 | Carl Roth | T536.1 | https://www.carlroth.com/com/en/
T537.1 | Accessories Replacement grinding beaker 80 ml | 1 | 1 | 452.1 | Carl Roth | T537.1 | https://www.carlroth.com/com/en/
T538.1 | Accessories Replacement beaters up to 6 Mohs | 1 | 1 | 107.8 | Carl Roth | T538.1 | https://www.carlroth.com/com/en/
T539.1 | Accessories Cutting blade | 1 | 1 | 180.4 | Carl Roth | T539.1 | https://www.carlroth.com/com/en/
T598.1 | Accessories for dispenser T 18 digital Dispenser tool S 18 N - 10 G | 1 | 1 | 1094.5 | Carl Roth | T598.1 | https://www.carlroth.com/com/en/
TA74.1 | Laboratory stirrers RSO series Analogue stirrer, 20 l, 10000 mPas, RSO-20A analoguewith LED display | 1 | 1 | 703.6 | Carl Roth | TA74.1 | https://www.carlroth.com/com/en/
TA75.1 | Laboratory stirrers RSO series Digital/electronic stirrer | 1 | 1 | 940.1 | Carl Roth | TA75.1 | https://www.carlroth.com/com/en/
TA76.1 | Laboratory stirrers RSO series Analogue stirrer, 40 l, 50000 mPas, RSO-40A analoguewith LED display | 1 | 1 | 1058.4 | Carl Roth | TA76.1 | https://www.carlroth.com/com/en/
TA77.1 | Accessories Stand set for RSO series laboratory stirrers | 1 | 1 | 230.6 | Carl Roth | TA77.1 | https://www.carlroth.com/com/en/
TL67.1 | S2-series H-stands, S2, Height: 700 mm | 1 | 1 | 273.9 | Carl Roth | TL67.1 | https://www.carlroth.com/com/en/
TL68.1 | S2-series H-stands, S2 XXL, Height: 1000 mm | 1 | 1 | 326.7 | Carl Roth | TL68.1 | https://www.carlroth.com/com/en/
TL69.1 | H-tripod S2 Series Tele | 1 | 1 | 643.5 | Carl Roth | TL69.1 | https://www.carlroth.com/com/en/
TL70.1 | Accessories Clamp for H stands S2 series | 1 | 1 | 122.1 | Carl Roth | TL70.1 | https://www.carlroth.com/com/en/
X477.1 | Stand mixer | 1 | 1 | 59.1 | Carl Roth | X477.1 | https://www.carlroth.com/com/en/
X532.1 | Accessories Replacement disc set for stirrer plug, 8 mm | 1 | 1 | 35.4 | Carl Roth | X532.1 | https://www.carlroth.com/com/en/
X533.1 | Accessories Replacement disc set for stirrer plug, 10 mm | 1 | 1 | 40.8 | Carl Roth | X533.1 | https://www.carlroth.com/com/en/
X534.1 | Universal mixers GK 900 W, Universal mixer with polycarbonate beaker 4 l | 1 | 1 | 1607 | Carl Roth | X534.1 | https://www.carlroth.com/com/en/
X535.1 | Universal mixers GK 900 W, Universalmixer with stainless steel beaker 2 l | 1 | 1 | 1607 | Carl Roth | X535.1 | https://www.carlroth.com/com/en/
XT16.1 | Electronic laboratory stirrers EUROSTAR 20 series, 15 l, EUROSTAR 20 digital | 1 | 1 | 1054.9 | Carl Roth | XT16.1 | https://www.carlroth.com/com/en/
XT17.1 | Electronic laboratory stirrers EUROSTAR 20 series, 20 l, EUROSTAR 20 high speed digital | 1 | 1 | 2151.6 | Carl Roth | XT17.1 | https://www.carlroth.com/com/en/
XT18.1 | Accessories Quick-action chuck for laboratory stirrers EUROSTAR 20 series and 40/60/100/200 | 1 | 1 | 79.2 | Carl Roth | XT18.1 | https://www.carlroth.com/com/en/
XT19.1 | Electronic laboratory stirrers EUROSTAR 40/60/100/200 digital, 25 l, 30000 mPas, EUROSTAR40 digital | 1 | 1 | 1373.9 | Carl Roth | XT19.1 | https://www.carlroth.com/com/en/
XT20.1 | Electronic laboratory stirrers EUROSTAR 40/60/100/200 digital, 40 l, 50000 mPas, EUROSTAR60 digital | 1 | 1 | 1538.9 | Carl Roth | XT20.1 | https://www.carlroth.com/com/en/
XT21.1 | Electronic laboratory stirrers EUROSTAR 40/60/100/200 digital, 100 l, 70000 mPas, EUROSTAR100 digital | 1 | 1 | 2197.8 | Carl Roth | XT21.1 | https://www.carlroth.com/com/en/
XT22.1 | Electronic laboratory stirrers EUROSTAR 40/60/100/200 digital, 100 l, 100000 mPas, EUROSTAR200 digital | 1 | 1 | 2910.6 | Carl Roth | XT22.1 | https://www.carlroth.com/com/en/
XT44.1 | Electronic laboratory stirrers EUROSTAR 60/100 control, 40 l, 50000 mPas, EUROSTAR 60 control | 1 | 1 | 2151.6 | Carl Roth | XT44.1 | https://www.carlroth.com/com/en/
XT45.1 | Electronic laboratory stirrers EUROSTAR 60/100 control, 100 l, 70000 mPas, EUROSTAR 100 control | 1 | 1 | 2775.3 | Carl Roth | XT45.1 | https://www.carlroth.com/com/en/
XX04.1 | Dispersion unit Ultra-Turrax® Complete set T 18 digital | 1 | 1 | 2215.4 | Carl Roth | XX04.1 | https://www.carlroth.com/com/en/
XX17.1 | BagOpen® homogenising bag stand BagOpen® | 1 | 1 | 133.7 | Carl Roth | XX17.1 | https://www.carlroth.com/com/en/
Y384.1 | Universal blenders | 1 | 1 | 39.7 | Carl Roth | Y384.1 | https://www.carlroth.com/com/en/
Y436.1 | Stirring blades Propeller, 4-winged, 540 mm, 8 mm, 100 mm, 800 min¹ | 1 | 1 | 184.8 | Carl Roth | Y436.1 | https://www.carlroth.com/com/en/
Y437.1 | Stirring blades Propeller, 4-winged, 800 mm, 13 mm, 150 mm, 600 min¹ | 1 | 1 | 652.3 | Carl Roth | Y437.1 | https://www.carlroth.com/com/en/
Y438.1 | Stirring blades Propeller, 3-winged, 550 mm, 10 mm, 140 mm, 800 min¹ | 1 | 1 | 301.4 | Carl Roth | Y438.1 | https://www.carlroth.com/com/en/
Y439.1 | Stirring blades Propeller, 3-winged, 800 mm, 10 mm, 140 mm, 400 min¹ | 1 | 1 | 360.8 | Carl Roth | Y439.1 | https://www.carlroth.com/com/en/
Y440.1 | Stirring blades Centrifugal stirrers, 550 mm, 100/24 mm, 800 min¹ | 1 | 1 | 225.5 | Carl Roth | Y440.1 | https://www.carlroth.com/com/en/
Y441.1 | Stirring blades Paddle stirrers, 8 mm, 70 mm | 1 | 1 | 180.4 | Carl Roth | Y441.1 | https://www.carlroth.com/com/en/
Y442.1 | Stirring blades Paddle stirrers, 10 mm, 150 mm | 1 | 1 | 360.8 | Carl Roth | Y442.1 | https://www.carlroth.com/com/en/
Y443.1 | Stirring blades Anchor stirrers, 45 mm | 1 | 1 | 385 | Carl Roth | Y443.1 | https://www.carlroth.com/com/en/
Y444.1 | Stirring blades Anchor stirrers, 90 mm | 1 | 1 | 465.3 | Carl Roth | Y444.1 | https://www.carlroth.com/com/en/
Y509.1 | Ultrasonic disintegrator UP series, UP50H | 1 | 1 | 2979.9 | Carl Roth | Y509.1 | https://www.carlroth.com/com/en/
Y510.1 | Ultrasonic disintegrator UP series, UP100H | 1 | 1 | 3471.8 | Carl Roth | Y510.1 | https://www.carlroth.com/com/en/
Y512.1 | Sonotrode for ultrasonic disintegrators UP50H and UP100H, 1 mm, MS1 | 1 | 1 | 419.8 | Carl Roth | Y512.1 | https://www.carlroth.com/com/en/
Y513.1 | Sonotrode for ultrasonic disintegrators UP50H and UP100H, 2 mm, MS2 | 1 | 1 | 341.8 | Carl Roth | Y513.1 | https://www.carlroth.com/com/en/
Y514.1 | Sonotrode for ultrasonic disintegrators UP50H and UP100H, 3 mm, MS3 | 1 | 1 | 341.8 | Carl Roth | Y514.1 | https://www.carlroth.com/com/en/
Y515.1 | Sonotrode for ultrasonic disintegrators UP50H and UP100H, 7 mm, MS7 | 1 | 1 | 276.7 | Carl Roth | Y515.1 | https://www.carlroth.com/com/en/
Y525.1 | Accessories Stand for ultrasonic disintegrators UP50H, UP100H and 200Ht Stand | 1 | 1 | 262.5 | Carl Roth | Y525.1 | https://www.carlroth.com/com/en/
Y974.1 | Accessories Funnel | 1 | 1 | 248.6 | Carl Roth | Y974.1 | https://www.carlroth.com/com/en/
Y975.1 | Accessories Double beater | 1 | 1 | 486.2 | Carl Roth | Y975.1 | https://www.carlroth.com/com/en/
YC36.1 | Flock tester ET-series Model ET 730, analogue | 1 | 1 | 1570.4 | Carl Roth | YC36.1 | https://www.carlroth.com/com/en/
YC37.1 | Flock tester ET-series Model ET-series, digital, 4, ET 740 | 1 | 1 | 2187.6 | Carl Roth | YC37.1 | https://www.carlroth.com/com/en/
YC38.1 | Flock tester ET-series Model ET-series, digital, 6, ET 750 | 1 | 1 | 2589.7 | Carl Roth | YC38.1 | https://www.carlroth.com/com/en/
YH05.1 | Ultrasonic disintegrator UP200Ht digital | 1 | 1 | 4318.5 | Carl Roth | YH05.1 | https://www.carlroth.com/com/en/
YH06.1 | Sonotrode for Ultrasonic disintegrator UP200Ht, 2 mm, 120 mm, S26d2 | 1 | 1 | 370.2 | Carl Roth | YH06.1 | https://www.carlroth.com/com/en/
YH07.1 | Sonotrode for Ultrasonic disintegrator UP200Ht, 7 mm, 95 mm, S26d7 | 1 | 1 | 370.2 | Carl Roth | YH07.1 | https://www.carlroth.com/com/en/
YH08.1 | Sonotrode for Ultrasonic disintegrator UP200Ht, 14 mm, 80 mm, S26d14 | 1 | 1 | 396.2 | Carl Roth | YH08.1 | https://www.carlroth.com/com/en/
YT08.1 | Stirring blades ROTILABO® Standard, 300 mm, 6 mm | 1 | 1 | 38.6 | Carl Roth | YT08.1 | https://www.carlroth.com/com/en/
YT09.1 | Stirring blades ROTILABO® Standard, 400 mm, 6 mm | 1 | 1 | 39.3 | Carl Roth | YT09.1 | https://www.carlroth.com/com/en/
YT10.1 | Stirring blades ROTILABO® Standard, 500 mm, 6 mm | 1 | 1 | 40.8 | Carl Roth | YT10.1 | https://www.carlroth.com/com/en/
YT11.1 | Stirring blades ROTILABO® Standard, 300 mm, 8 mm | 1 | 1 | 40.8 | Carl Roth | YT11.1 | https://www.carlroth.com/com/en/
YT12.1 | Stirring blades ROTILABO® Standard, 400 mm, 8 mm | 1 | 1 | 50.9 | Carl Roth | YT12.1 | https://www.carlroth.com/com/en/
YT13.1 | Stirring blades ROTILABO® Standard, 500 mm, 8 mm | 1 | 1 | 51.8 | Carl Roth | YT13.1 | https://www.carlroth.com/com/en/
YT14.1 | Stirring blades ROTILABO® Standard, 550 mm, 9.5 mm | 1 | 1 | 52.6 | Carl Roth | YT14.1 | https://www.carlroth.com/com/en/
YT15.1 | Stirring blades ROTILABO® Standard, 650 mm, 9.5 mm | 1 | 1 | 53.2 | Carl Roth | YT15.1 | https://www.carlroth.com/com/en/
YT16.1 | Stirring blades ROTILABO® with renewed clamp 6.35 mm (length 50 mm), 650 mm, 9.5 mm | 1 | 1 | 54.4 | Carl Roth | YT16.1 | https://www.carlroth.com/com/en/
YT17.1 | Stirring blades ROTILABO® with renewed clamp 6.35 mm (length 50 mm), 750 mm, 9.5 mm | 1 | 1 | 56.1 | Carl Roth | YT17.1 | https://www.carlroth.com/com/en/
YT18.1 | Stirring blades ROTILABO® with renewed clamp 6.35 mm (length 50 mm), 650 mm, 10 mm | 1 | 1 | 62.7 | Carl Roth | YT18.1 | https://www.carlroth.com/com/en/
YT19.1 | Stirring blades ROTILABO® with renewed clamp 6.35 mm (length 50 mm), 750 mm, 10 mm | 1 | 1 | 63.8 | Carl Roth | YT19.1 | https://www.carlroth.com/com/en/
YT20.1 | Stirrer blade ROTILABO® with smooth ends, Suitable for: round bottom flask 250 ml | 1 | 1 | 23.5 | Carl Roth | YT20.1 | https://www.carlroth.com/com/en/
YT21.1 | Stirrer blade ROTILABO® with smooth ends, Suitable for: round bottom flask 500 ml | 1 | 1 | 24.8 | Carl Roth | YT21.1 | https://www.carlroth.com/com/en/
YT22.1 | Stirrer blade ROTILABO® with smooth ends, Suitable for: round bottom flask 2000 ml | 1 | 1 | 27.8 | Carl Roth | YT22.1 | https://www.carlroth.com/com/en/
YT23.1 | Stirrer blade ROTILABO® with smooth ends, Suitable for: round bottom flask 4000 ml | 1 | 1 | 29.4 | Carl Roth | YT23.1 | https://www.carlroth.com/com/en/
YT24.1 | Stirrer blade ROTILABO® with smooth ends, Suitable for: round bottom flask 6000 ml | 1 | 1 | 32.2 | Carl Roth | YT24.1 | https://www.carlroth.com/com/en/
YT25.1 | Stirring blades ROTILABO® ECO, 300 mm, Centrifugal, 40 mm | 1 | 1 | 67.4 | Carl Roth | YT25.1 | https://www.carlroth.com/com/en/
YT26.1 | Stirring blades ROTILABO® ECO, 400 mm, Centrifugal, 40 mm | 1 | 1 | 68.5 | Carl Roth | YT26.1 | https://www.carlroth.com/com/en/
YT27.1 | Stirring blades ROTILABO® ECO, 500 mm, Centrifugal, 50 mm | 1 | 1 | 69.8 | Carl Roth | YT27.1 | https://www.carlroth.com/com/en/
YT28.1 | Stirring blades ROTILABO® ECO, 300 mm, Armature, 80 mm | 1 | 1 | 54.4 | Carl Roth | YT28.1 | https://www.carlroth.com/com/en/
YT29.1 | Stirring blades ROTILABO® ECO, 400 mm, Armature, 80 mm | 1 | 1 | 55 | Carl Roth | YT29.1 | https://www.carlroth.com/com/en/
YT30.1 | Stirring blades ROTILABO® ECO, 500 mm, Armature, 80 mm | 1 | 1 | 55.6 | Carl Roth | YT30.1 | https://www.carlroth.com/com/en/
YT31.1 | Stirring blades ROTILABO® ECO, 300 mm, Propeller, 40 mm | 1 | 1 | 64.4 | Carl Roth | YT31.1 | https://www.carlroth.com/com/en/
YT32.1 | Stirring blades ROTILABO® ECO, 400 mm, Propeller, 40 mm | 1 | 1 | 66.7 | Carl Roth | YT32.1 | https://www.carlroth.com/com/en/
YT33.1 | Stirring blades ROTILABO® ECO, 500 mm, Propeller, 50 mm | 1 | 1 | 70.4 | Carl Roth | YT33.1 | https://www.carlroth.com/com/en/
YY99.1 | Accessories Additional tools: Rotilabo® speed stirrer | 1 | 1 | 16.5 | Carl Roth | YY99.1 | https://www.carlroth.com/com/en/
0116.1 | Safety lab immersion heater, Small model | 1 | 1 | 57.8 | Carl Roth | YY99.1 | https://www.carlroth.com/com/en/
0117.1 | Safety lab immersion heater, Large model | 1 | 1 | 60.3 | Carl Roth | 0116.1 | https://www.carlroth.com/com/en/
0191.2 | Gas cartridges Pierce-through cartridge C 206 GLS | 1 | 1 | 40 | Carl Roth | 0117.1 | https://www.carlroth.com/com/en/
0386.1 | Micro horizontal burners GB 2001 | 1 | 1 | 101.7 | Carl Roth | 0191.2 | https://www.carlroth.com/com/en/
0619.1 | Glass ceramic protective tile, 155 mm | 1 | 1 | 23.7 | Carl Roth | 0386.1 | https://www.carlroth.com/com/en/
0777.1 | Soldering blow torch Soudogaz® X series Model X 2000 | 1 | 1 | 46.8 | Carl Roth | 0619.1 | https://www.carlroth.com/com/en/
0802.1 | Gas burners Labogaz® 206 | 1 | 1 | 79.1 | Carl Roth | 0777.1 | https://www.carlroth.com/com/en/
1002.1 | Simple immersion coil heater | 1 | 1 | 19.3 | Carl Roth | 0802.1 | https://www.carlroth.com/com/en/
1652.1 | Universal refillable gas | 1 | 1 | 3.9 | Carl Roth | 1002.1 | https://www.carlroth.com/com/en/
1861.1 | Wire supports, 120 mm | 1 | 1 | 5.3 | Carl Roth | 1652.1 | https://www.carlroth.com/com/en/
1862.1 | Wire supports, 160 mm | 1 | 1 | 6.2 | Carl Roth | 1861.1 | https://www.carlroth.com/com/en/
1946.1 | Zubehör für Heißluftgebläse HL 1920 E, HG 2320 E und HG 2220 E Breitstrahldüse | 1 | 1 | 13.8 | Carl Roth | 1862.1 | https://www.carlroth.com/com/en/
1947.1 | Zubehör für Heißluftgebläse HL 1920 E, HG 2320 E und HG 2220 E Reduzierdüse | 1 | 1 | 13.8 | Carl Roth | 1946.1 | https://www.carlroth.com/com/en/
1949.1 | Gas lighter | 1 | 1 | 18.9 | Carl Roth | 1947.1 | https://www.carlroth.com/com/en/
1A01.1 | Kettle | 1 | 1 | 39 | Carl Roth | 1949.1 | https://www.carlroth.com/com/en/
1A03.1 | Analogue hot plate SS-/CS-150 series, Aluminium, 700 W, 150 x 150 mm, SS150W | 1 | 1 | 517 | Carl Roth | 1A01.1 | https://www.carlroth.com/com/en/
1A04.1 | Analogue hot plate SS-/CS-150 series, Ceramic, 500 W, 120 x 120 mm, CS150W | 1 | 1 | 495 | Carl Roth | 1A03.1 | https://www.carlroth.com/com/en/
1A07.1 | Digital hot plates SD-/CD-150 series, Aluminium, 700 W, 150 x 150 mm, SD150W | 1 | 1 | 572 | Carl Roth | 1A04.1 | https://www.carlroth.com/com/en/
1A08.1 | Digital hot plates SD-/CD-150 series, Ceramic, 500 W, 120 x 120 mm, CD150W | 1 | 1 | 543.4 | Carl Roth | 1A07.1 | https://www.carlroth.com/com/en/
1A2L.1 | Temperature controller T series Model T-560 | 1 | 1 | 531 | Carl Roth | 1A08.1 | https://www.carlroth.com/com/en/
1A2N.1 | Temperature controller T series Modell T-570 | 1 | 1 | 531 | Carl Roth | 1A2L.1 | https://www.carlroth.com/com/en/
1A2P.1 | Accessories for T series temperature controller Temperature gauge Pt 100 for heating cords up to 250 °C | 1 | 1 | 105.9 | Carl Roth | 1A2N.1 | https://www.carlroth.com/com/en/
1A2T.1 | Accessories for T series temperature controller Infrared remote control WRZF310N | 1 | 1 | 164.4 | Carl Roth | 1A2P.1 | https://www.carlroth.com/com/en/
1A2X.1 | Accessories for T series temperature controller K-Type temperature gauge for heating mantles | 1 | 1 | 152.6 | Carl Roth | 1A2T.1 | https://www.carlroth.com/com/en/
1A90.1 | Tissue flotation bath Hydro H 2 P | 1 | 1 | 500.5 | Carl Roth | 1A2X.1 | https://www.carlroth.com/com/en/
1A91.1 | Bath cover for the Hydro H 2 P tissue flotation bath | 1 | 1 | 78.2 | Carl Roth | 1A90.1 | https://www.carlroth.com/com/en/
1CHY.1 | Ozone generator OZ series, 130 W, OZ-10 | 1 | 1 | 561.7 | Carl Roth | 1A91.1 | https://www.carlroth.com/com/en/
1CK0.1 | Ozone generator OZ series, 250 W, OZ-30 | 1 | 1 | 944.8 | Carl Roth | 1CHY.1 | https://www.carlroth.com/com/en/
9167.1 | Tripod, 100 mm | 1 | 1 | 27.7 | Carl Roth | 1CK0.1 | https://www.carlroth.com/com/en/
9170.1 | Tripod, 120 mm | 1 | 1 | 27.1 | Carl Roth | 9167.1 | https://www.carlroth.com/com/en/
9171.1 | Tripod, 140 mm | 1 | 1 | 29.5 | Carl Roth | 9170.1 | https://www.carlroth.com/com/en/
9172.1 | Tripod, 160 mm | 1 | 1 | 31.9 | Carl Roth | 9171.1 | https://www.carlroth.com/com/en/
9175.1 | Tripod, 180 mm | 1 | 1 | 35.3 | Carl Roth | 9172.1 | https://www.carlroth.com/com/en/
9179.1 | Extension leg | 1 | 1 | 35.1 | Carl Roth | 9175.1 | https://www.carlroth.com/com/en/
A385.1 | Glass ceramic protective tile, 135 mm | 1 | 1 | 21.3 | Carl Roth | 9179.1 | https://www.carlroth.com/com/en/
A386.1 | Glass ceramic protective tile, 175 mm | 1 | 1 | 27 | Carl Roth | A385.1 | https://www.carlroth.com/com/en/
ACN7.1 | Infrared inoculation loop steriliser SteriMax smart | 1 | 1 | 894 | Carl Roth | A386.1 | https://www.carlroth.com/com/en/
ACN8.1 | Accessories Replacement quartz glass tube | 1 | 1 | 37.6 | Carl Roth | ACN7.1 | https://www.carlroth.com/com/en/
ACP8.1 | Digital hot plate REC | 1 | 1 | 359.5 | Carl Roth | ACN8.1 | https://www.carlroth.com/com/en/
AH85.1 | Digital hot plate SD 160 | 1 | 1 | 1008.7 | Carl Roth | ACP8.1 | https://www.carlroth.com/com/en/
AH86.1 | Digital hot plate SD-series, 600 W, 300 x 300 mm, SD 300 | 1 | 1 | 1139.6 | Carl Roth | AH85.1 | https://www.carlroth.com/com/en/
AH87.1 | Digital hot plate SD-series, 1500 W, 300 x 500 mm, SD 500 | 1 | 1 | 1270.5 | Carl Roth | AH86.1 | https://www.carlroth.com/com/en/
AKN4.1 | Heißluftgebläse HL 1920 E | 1 | 1 | 88.8 | Carl Roth | AH87.1 | https://www.carlroth.com/com/en/
AL28.1 | Spirits burner Made of stainless steel | 1 | 1 | 25.5 | Carl Roth | AKN4.1 | https://www.carlroth.com/com/en/
AL29.1 | Spirits burner Made of calcium soda glass | 1 | 1 | 17.9 | Carl Roth | AL28.1 | https://www.carlroth.com/com/en/
ALN9.1 | Heißluftgebläse mit LCD HG 2320 E | 1 | 1 | 169.6 | Carl Roth | AL29.1 | https://www.carlroth.com/com/en/
AN82.1 | Gas safety burner Gasprofi 1 SCS micro | 1 | 1 | 529.8 | Carl Roth | ALN9.1 | https://www.carlroth.com/com/en/
AN84.1 | Accessories Gas safety adapter for cartridges, Suitable for: Cartridge C 206 GLS | 1 | 1 | 123 | Carl Roth | AN82.1 | https://www.carlroth.com/com/en/
AN85.1 | Accessories Gas safety adapter for cartridges, Suitable for: Cartridge CV 470 plus | 1 | 1 | 128.9 | Carl Roth | AN84.1 | https://www.carlroth.com/com/en/
AN88.1 | Accessories Standard foot switch for gas safety burners | 1 | 1 | 52.4 | Carl Roth | AN85.1 | https://www.carlroth.com/com/en/
ANL6.1 | Accessories Replacement wick for spirit burners | 1 | 1 | 14.5 | Carl Roth | AN88.1 | https://www.carlroth.com/com/en/
ANL7.1 | Accessories Replacement wick for spirit burners | 1 | 1 | 39.4 | Carl Roth | ANL6.1 | https://www.carlroth.com/com/en/
AT37.1 | Coffee machines, white | 1 | 1 | 55.7 | Carl Roth | ANL7.1 | https://www.carlroth.com/com/en/
AT40.1 | Microwave oven with grill and hot air functions | 1 | 1 | 318.1 | Carl Roth | AT37.1 | https://www.carlroth.com/com/en/
AT41.1 | Microwave oven with grill | 1 | 1 | 211.7 | Carl Roth | AT40.1 | https://www.carlroth.com/com/en/
C633.1 | Gas burners acc. to Bunsen with needle valve, pilot flame and air control, Propane gas, 1520 °C | 1 | 1 | 54.1 | Carl Roth | AT41.1 | https://www.carlroth.com/com/en/
C634.1 | Gas burners acc. to Bunsen with needle valve, pilot flame and air control, Natural gas, 1500 °C | 1 | 1 | 54.7 | Carl Roth | C633.1 | https://www.carlroth.com/com/en/
C988.1 | Heating cords HBSI/HBS series Model HBS heating cord, 0.5 m, 100 W, 450-I | 1 | 1 | 137.7 | Carl Roth | C634.1 | https://www.carlroth.com/com/en/
C989.1 | Heating cords HBSI/HBS series Model HBS heating cord, 1 m, 250 W, 450-II | 1 | 1 | 148.6 | Carl Roth | C988.1 | https://www.carlroth.com/com/en/
C990.1 | Heating cords HBSI/HBS series Model HBS heating cord, 2 m, 500 W, 450-III | 1 | 1 | 182.1 | Carl Roth | C989.1 | https://www.carlroth.com/com/en/
C991.1 | Heating cords HBSI/HBS series Model HBS heating cord, 3 m, 750 W, 450-IV | 1 | 1 | 247.2 | Carl Roth | C990.1 | https://www.carlroth.com/com/en/
C992.1 | Heating cords HBSI/HBS series Model HBS heating cord, 5 m, 1250 W, 450-V | 1 | 1 | 352.4 | Carl Roth | C991.1 | https://www.carlroth.com/com/en/
C993.1 | Laboratory cables HST series, 1.1 m, 30 W, I | 1 | 1 | 94.2 | Carl Roth | C992.1 | https://www.carlroth.com/com/en/
C994.1 | Laboratory cables HST series, 2 m, 50 W, II | 1 | 1 | 104.3 | Carl Roth | C993.1 | https://www.carlroth.com/com/en/
C995.1 | Laboratory cables HST series, 4 m, 100 W, III | 1 | 1 | 129.9 | Carl Roth | C994.1 | https://www.carlroth.com/com/en/
C996.1 | Heating cords HSS series, 0.6 m, 75 W, I | 1 | 1 | 86.4 | Carl Roth | C995.1 | https://www.carlroth.com/com/en/
C997.1 | Heating cords HSS series, 1 m, 100 W, II | 1 | 1 | 95 | Carl Roth | C996.1 | https://www.carlroth.com/com/en/
C998.1 | Heating cords HSS series, 2 m, 250 W, III | 1 | 1 | 123.5 | Carl Roth | C997.1 | https://www.carlroth.com/com/en/
C999.1 | Heating cords HSS series, 3 m, 350 W, IV | 1 | 1 | 144.7 | Carl Roth | C998.1 | https://www.carlroth.com/com/en/
CEP4.1 | Heißluftgebläse HG 2220 E | 1 | 1 | 173 | Carl Roth | C999.1 | https://www.carlroth.com/com/en/
CHC7.1 | Cell culture hot plate CultureTemp 37 °C | 1 | 1 | 631.5 | Carl Roth | CEP4.1 | https://www.carlroth.com/com/en/
CHK9.1 | Double hot plate CT 3400/E | 1 | 1 | 314.5 | Carl Roth | CHC7.1 | https://www.carlroth.com/com/en/
CHP0.1 | Gas burners acc. to Bunsen with needle valve and air regulation, Propane gas, 1550 °C | 1 | 1 | 36.9 | Carl Roth | CHK9.1 | https://www.carlroth.com/com/en/
CHP1.1 | Gas burners acc. to Bunsen with needle valve and air regulation, Natural gas, 1500 °C | 1 | 1 | 36.9 | Carl Roth | CHP0.1 | https://www.carlroth.com/com/en/
CHP4.1 | Teclu burners with needle valve and air regulation, Propane gas, 1560 °C | 1 | 1 | 47.3 | Carl Roth | CHP1.1 | https://www.carlroth.com/com/en/
CHP5.1 | Teclu burners with needle valve and air regulation, Natural gas, 1520 °C | 1 | 1 | 47.3 | Carl Roth | CHP4.1 | https://www.carlroth.com/com/en/
CHP8.1 | Teclu burners With stop cock, pilot flame and air control, Propane gas, 1550 °C | 1 | 1 | 58.5 | Carl Roth | CHP5.1 | https://www.carlroth.com/com/en/
CHP9.1 | Teclu burners With stop cock, pilot flame and air control, Natural gas, 1530 °C | 1 | 1 | 58.5 | Carl Roth | CHP8.1 | https://www.carlroth.com/com/en/
CHT0.1 | Teclu burners with needle valve, enhanced heat output and air control, Propane gas, 1600 °C | 1 | 1 | 65.4 | Carl Roth | CHP9.1 | https://www.carlroth.com/com/en/
CHT1.1 | Teclu burners with needle valve, enhanced heat output and air control, Natural gas, 1520 °C | 1 | 1 | 65.4 | Carl Roth | CHT0.1 | https://www.carlroth.com/com/en/
CHT2.1 | Gas burners acc. to Bunsen and DIN With needle valve, pilot flame and air control, Propane gas, 1520 °C | 1 | 1 | 50.4 | Carl Roth | CHT1.1 | https://www.carlroth.com/com/en/
CHT3.1 | Gas burners acc. to Bunsen and DIN With needle valve, pilot flame and air control, Natural gas, 1500 °C | 1 | 1 | 50.4 | Carl Roth | CHT2.1 | https://www.carlroth.com/com/en/
CHT4.1 | Gas burners acc. to Bunsen and DIN With stop cock, pilot flame and air control, Propane gas, 1520 °C | 1 | 1 | 52.8 | Carl Roth | CHT3.1 | https://www.carlroth.com/com/en/
CHT5.1 | Gas burners acc. to Bunsen and DIN With stop cock, pilot flame and air control, Natural gas, 1500 °C | 1 | 1 | 52.8 | Carl Roth | CHT4.1 | https://www.carlroth.com/com/en/
CHT6.1 | Teclu burners with needle valve and air regulation, Propane gas, 1560 °C | 1 | 1 | 53.7 | Carl Roth | CHT5.1 | https://www.carlroth.com/com/en/
CHT7.1 | Teclu burners with needle valve and air regulation, Natural gas, 1520 °C | 1 | 1 | 53.7 | Carl Roth | CHT6.1 | https://www.carlroth.com/com/en/
CHT9.1 | Teclu burners with needle valve, enhance heating output and air regulation | 1 | 1 | 66.1 | Carl Roth | CHT7.1 | https://www.carlroth.com/com/en/
CK28.1 | Gas burners with needle valve and air control - Bunsen gas burner, Propane gas, 1550 °C | 1 | 1 | 48.3 | Carl Roth | CHT9.1 | https://www.carlroth.com/com/en/
CK29.1 | Gas burners with needle valve and air control - Bunsen gas burner, Natural gas, 1500 °C | 1 | 1 | 48.3 | Carl Roth | CK28.1 | https://www.carlroth.com/com/en/
CK30.1 | Gas burners With stopcock, pilot flame and air control - Bunsen gas burner, Propane gas, 1520 °C | 1 | 1 | 57.9 | Carl Roth | CK29.1 | https://www.carlroth.com/com/en/
CK31.1 | Gas burners With stopcock, pilot flame and air control - Bunsen gas burner, Natural gas, 1500 °C | 1 | 1 | 57.9 | Carl Roth | CK30.1 | https://www.carlroth.com/com/en/
CK32.1 | Gas burners With needle valve and air control - Teclu gas burner, Propane gas, 1560 °C | 1 | 1 | 58.8 | Carl Roth | CK31.1 | https://www.carlroth.com/com/en/
CK33.1 | Gas burners With needle valve and air control - Teclu gas burner, Natural gas, 1520 °C | 1 | 1 | 58.8 | Carl Roth | CK32.1 | https://www.carlroth.com/com/en/
CT41.1 | Microwave oven | 1 | 1 | 124.2 | Carl Roth | CK33.1 | https://www.carlroth.com/com/en/
CX71.1 | Gas burners with double lever stop cock, Propane gas | 1 | 1 | 65 | Carl Roth | CT41.1 | https://www.carlroth.com/com/en/
CX72.1 | Gas burners with double lever stop cock, Natural gas | 1 | 1 | 65 | Carl Roth | CX71.1 | https://www.carlroth.com/com/en/
E001.1 | Heating cords HSS series, 4 m, 500 W, V | 1 | 1 | 164.8 | Carl Roth | CX72.1 | https://www.carlroth.com/com/en/
E002.1 | Heating cords HSS series, 5 m, 600 W, VI | 1 | 1 | 190.4 | Carl Roth | E001.1 | https://www.carlroth.com/com/en/
E003.1 | Heating cords HBSI/HBS series Model HBSI heating cords, 1 m, 100 W, 200-I | 1 | 1 | 190.4 | Carl Roth | E002.1 | https://www.carlroth.com/com/en/
E004.1 | Heating cords HBSI/HBS series Model HBSI heating cords, 2 m, 200 W, 200-II | 1 | 1 | 231.8 | Carl Roth | E003.1 | https://www.carlroth.com/com/en/
E005.1 | Heating cords HBSI/HBS series Model HBSI heating cords, 3 m, 300 W, 200-III | 1 | 1 | 286.2 | Carl Roth | E004.1 | https://www.carlroth.com/com/en/
E006.1 | Heating cords HBSI/HBS series Model HBSI heating cords, 4 m, 400 W, 200-IV | 1 | 1 | 353.6 | Carl Roth | E005.1 | https://www.carlroth.com/com/en/
E007.1 | Heating cords HBSI/HBS series Model HBSI heating cords, 5 m, 500 W, 200-V | 1 | 1 | 426.9 | Carl Roth | E006.1 | https://www.carlroth.com/com/en/
E059.1 | Accessories Installation set | 1 | 1 | 30.3 | Carl Roth | E007.1 | https://www.carlroth.com/com/en/
E060.1 | Accessories Glass fabric tape | 1 | 1 | 97.1 | Carl Roth | E059.1 | https://www.carlroth.com/com/en/
E061.1 | Accessories Glass fabric tape | 1 | 1 | 43.3 | Carl Roth | E060.1 | https://www.carlroth.com/com/en/
E996.1 | Hot air sterilisers small version, 70 W, without timer | 1 | 1 | 408 | Carl Roth | E061.1 | https://www.carlroth.com/com/en/
E997.1 | Hot air sterilisers small version, 70 W, with timer (30 s) | 1 | 1 | 484.8 | Carl Roth | E996.1 | https://www.carlroth.com/com/en/
E998.1 | Hot air sterilisers large version, 100 W, without timer | 1 | 1 | 434 | Carl Roth | E997.1 | https://www.carlroth.com/com/en/
E999.1 | Hot air sterilisers large version, 100 W, with timer (30 s) | 1 | 1 | 547.5 | Carl Roth | E998.1 | https://www.carlroth.com/com/en/
EC13.1 | Hot plate, 180 mm, hot plate, single, upper part brushed stainless steel, 1500 W | 1 | 1 | 54.2 | Carl Roth | E999.1 | https://www.carlroth.com/com/en/
EC14.1 | Hot plate, 180/150 mm, twin hot plate, upper part brushed stainless steel, 1500/1000 W | 1 | 1 | 64 | Carl Roth | EC13.1 | https://www.carlroth.com/com/en/
EE52.1 | Infrared hotplate CR 300 | 1 | 1 | 1087.9 | Carl Roth | EC14.1 | https://www.carlroth.com/com/en/
EEA3.1 | Water bath WB series standard model, 12 l, 310 mm, WB-12 | 1 | 1 | 585.4 | Carl Roth | EE52.1 | https://www.carlroth.com/com/en/
EEA4.1 | Water bath WB series standard model, 22 l, 365 mm, WB-22 | 1 | 1 | 957.8 | Carl Roth | EEA3.1 | https://www.carlroth.com/com/en/
EEA5.1 | Water bath WB-22-P model with pump | 1 | 1 | 1058.4 | Carl Roth | EEA4.1 | https://www.carlroth.com/com/en/
EEA6.1 | Accessories Test tube racks for WB series water baths, Suitable for: 20 test tubes 13 mm | 1 | 1 | 70.9 | Carl Roth | EEA5.1 | https://www.carlroth.com/com/en/
EEA7.1 | Accessories Test tube racks for WB series water baths, Suitable for: 20 test tubes 18 mm | 1 | 1 | 70.9 | Carl Roth | EEA6.1 | https://www.carlroth.com/com/en/
EEA8.1 | Accessories Test tube racks for WB series water baths, Suitable for: 5 test tubes 31 mm | 1 | 1 | 70.9 | Carl Roth | EEA7.1 | https://www.carlroth.com/com/en/
EL22.1 | Gas cooker Twister® Plus OZ | 1 | 1 | 52.7 | Carl Roth | EEA8.1 | https://www.carlroth.com/com/en/
EL35.1 | Mobile hand-held laboratory gas burner powerjet | 1 | 1 | 253.1 | Carl Roth | EL22.1 | https://www.carlroth.com/com/en/
EL36.2 | Gas cartridges Screw valve cartridge CG 1750 | 1 | 1 | 66.1 | Carl Roth | EL35.1 | https://www.carlroth.com/com/en/
EP56.1 | Mobile hand-held laboratory gas burner powerjet 2 | 1 | 1 | 417.5 | Carl Roth | EL36.2 | https://www.carlroth.com/com/en/
EX06.1 | Gas safety burner Fuego series Model Fuego SCS | 1 | 1 | 574.7 | Carl Roth | EP56.1 | https://www.carlroth.com/com/en/
EX07.1 | Accessories Gas safety adapter for cartridges, Suitable for: Cartridge CG 1750 | 1 | 1 | 84.9 | Carl Roth | EX06.1 | https://www.carlroth.com/com/en/
EY75.1 | Ceramic glass hot plate CT 2203/TC | 1 | 1 | 236.5 | Carl Roth | EX07.1 | https://www.carlroth.com/com/en/
H612.1 | Gas burners, Propane gas | 1 | 1 | 197.5 | Carl Roth | EY75.1 | https://www.carlroth.com/com/en/
H613.1 | Gas burners, Natural gas | 1 | 1 | 197.5 | Carl Roth | H612.1 | https://www.carlroth.com/com/en/
H660.1 | Accessories Replacement glass beads for hot air sterilisers | 1 | 1 | 37.2 | Carl Roth | H613.1 | https://www.carlroth.com/com/en/
HA64.1 | Gas safety burner Fuego SCS basic | 1 | 1 | 471.8 | Carl Roth | H660.1 | https://www.carlroth.com/com/en/
HC48.1 | Gas safety adapter for cartridge CV 360 | 1 | 1 | 100.7 | Carl Roth | HA64.1 | https://www.carlroth.com/com/en/
HCE4.1 | Melting point measuring units MPM series Semi-automatic/fully automatic multi-function unit MPM-HV 3 | 1 | 1 | 1834.1 | Carl Roth | HC48.1 | https://www.carlroth.com/com/en/
HCE5.1 | Melting point measuring units MPM series Semi-automatic MPM-H 3 | 1 | 1 | 1610.6 | Carl Roth | HCE4.1 | https://www.carlroth.com/com/en/
HCK2.1 | Heating mantle ITA series Standard version, 100 ml, 150 watts | 1 | 1 | 571.2 | Carl Roth | HCE5.1 | https://www.carlroth.com/com/en/
HCK3.1 | Heating mantle ITA series Standard version, 250 ml, 200 watts | 1 | 1 | 599.6 | Carl Roth | HCK2.1 | https://www.carlroth.com/com/en/
HCK4.1 | Heating mantle ITA series Standard version, 500 ml, 300 watts | 1 | 1 | 630.3 | Carl Roth | HCK3.1 | https://www.carlroth.com/com/en/
HCK5.1 | Heating mantle ITA series Standard version, 1000 ml, 400 watts | 1 | 1 | 649.2 | Carl Roth | HCK4.1 | https://www.carlroth.com/com/en/
HCK6.1 | Heating mantle ITA series Version with magnetic stirrer, 100 ml, 150 watts | 1 | 1 | 1031.1 | Carl Roth | HCK5.1 | https://www.carlroth.com/com/en/
HCK7.1 | Heating mantle ITA series Version with magnetic stirrer, 250 ml, 200 watts | 1 | 1 | 1057.2 | Carl Roth | HCK6.1 | https://www.carlroth.com/com/en/
HCK8.1 | Heating mantle ITA series Version with magnetic stirrer, 500 ml, 300 watts | 1 | 1 | 1072.6 | Carl Roth | HCK7.1 | https://www.carlroth.com/com/en/
HCK9.1 | Heating mantle ITA series Version with magnetic stirrer, 1000 ml, 400 watts | 1 | 1 | 1098.6 | Carl Roth | HCK8.1 | https://www.carlroth.com/com/en/
HH18.1 | Lab quadrupod stands, 135 mm | 1 | 1 | 34.4 | Carl Roth | HCK9.1 | https://www.carlroth.com/com/en/
HH19.1 | Lab quadrupod stands, 155 mm | 1 | 1 | 37.8 | Carl Roth | HH18.1 | https://www.carlroth.com/com/en/
HH20.1 | Lab quadrupod stands, 175 mm | 1 | 1 | 44.2 | Carl Roth | HH19.1 | https://www.carlroth.com/com/en/
HH21.1 | Tile holders, 135 mm | 1 | 1 | 30.1 | Carl Roth | HH20.1 | https://www.carlroth.com/com/en/
HH22.1 | Tile holders, 155 mm | 1 | 1 | 35.2 | Carl Roth | HH21.1 | https://www.carlroth.com/com/en/
HH23.1 | Tile holders, 175 mm | 1 | 1 | 41.5 | Carl Roth | HH22.1 | https://www.carlroth.com/com/en/
HHY9.1 | Kettle with temperature adjustment | 1 | 1 | 92.6 | Carl Roth | HH23.1 | https://www.carlroth.com/com/en/
HTX5.1 | Rotary evaporators RV 3 series, Coated, RV 3 V-C | 1 | 1 | 2635.6 | Carl Roth | HHY9.1 | https://www.carlroth.com/com/en/
HX94.1 | Large-capacity microwave oven with grill and hot air functions | 1 | 1 | 625.6 | Carl Roth | HTX5.1 | https://www.carlroth.com/com/en/
HY19.1 | Splash guard for autoloopPRO | 1 | 1 | 59.5 | Carl Roth | HX94.1 | https://www.carlroth.com/com/en/
K705.1 | Hot plate, 180/150 mm, double hot plate, upper part, enamelled white, 1500/1000 W | 1 | 1 | 54.3 | Carl Roth | HY19.1 | https://www.carlroth.com/com/en/
KA26.1 | Wireless foot-switch set for Fuego SCS | 1 | 1 | 138.4 | Carl Roth | K705.1 | https://www.carlroth.com/com/en/
KAX8.1 | Rotary evaporators RV 3 series, Uncoated, RV 3 V | 1 | 1 | 2471.7 | Carl Roth | KA26.1 | https://www.carlroth.com/com/en/
KC15.1 | Tripod, 100 mm | 1 | 1 | 17.1 | Carl Roth | KAX8.1 | https://www.carlroth.com/com/en/
KC16.1 | Tripod, 120 mm | 1 | 1 | 18.5 | Carl Roth | KC15.1 | https://www.carlroth.com/com/en/
KC17.1 | Tripod, 140 mm | 1 | 1 | 21.3 | Carl Roth | KC16.1 | https://www.carlroth.com/com/en/
KC18.1 | Tripod, 150 mm | 1 | 1 | 23 | Carl Roth | KC17.1 | https://www.carlroth.com/com/en/
KE87.1 | Heating mantle Pilz® WHLG series Model WHLG2 - Heat zone switch, 50 ml, 50 watts | 1 | 1 | 335.8 | Carl Roth | KC18.1 | https://www.carlroth.com/com/en/
KE88.1 | Heating mantle Pilz® WHLG series Model WHLG2 - Heat zone switch, 100 ml, 100 watts | 1 | 1 | 341.8 | Carl Roth | KE87.1 | https://www.carlroth.com/com/en/
KE89.1 | Heating mantle Pilz® WHLG series Model WHLG2 - Heat zone switch, 250 ml, 150 watts | 1 | 1 | 348.9 | Carl Roth | KE88.1 | https://www.carlroth.com/com/en/
KE90.1 | Heating mantle Pilz® WHLG series Model WHLG2 - Heat zone switch, 500 ml, 200 watts | 1 | 1 | 377.2 | Carl Roth | KE89.1 | https://www.carlroth.com/com/en/
KE91.1 | Heating mantle Pilz® WHLG series Model WHLG2 - Heat zone switch, 1000 ml, 300 watts | 1 | 1 | 423.3 | Carl Roth | KE90.1 | https://www.carlroth.com/com/en/
KE92.1 | Heating mantle Pilz® WHLG series Model WHLG2 - Heat zone switch, 2000 ml, 500 watts | 1 | 1 | 480.1 | Carl Roth | KE91.1 | https://www.carlroth.com/com/en/
KE93.1 | Heating mantle Pilz® WHLG series Model WHLG2 - Heat zone switch, 3000 ml, 600 watts | 1 | 1 | 513.2 | Carl Roth | KE92.1 | https://www.carlroth.com/com/en/
KE94.1 | Heating mantle Pilz® WHLG series Model WHLG2/ER - Power controller 0 to 100 %, 50 ml, 50 watts | 1 | 1 | 410.4 | Carl Roth | KE93.1 | https://www.carlroth.com/com/en/
KE95.1 | Heating mantle Pilz® WHLG series Model WHLG2/ER - Power controller 0 to 100 %, 100 ml, 100 watts | 1 | 1 | 413.9 | Carl Roth | KE94.1 | https://www.carlroth.com/com/en/
KE96.1 | Heating mantle Pilz® WHLG series Model WHLG2/ER - Power controller 0 to 100 %, 250 ml, 150 watts | 1 | 1 | 428.1 | Carl Roth | KE95.1 | https://www.carlroth.com/com/en/
KE97.1 | Heating mantle Pilz® WHLG series Model WHLG2/ER - Power controller 0 to 100 %, 500 ml, 200 watts | 1 | 1 | 462.4 | Carl Roth | KE96.1 | https://www.carlroth.com/com/en/
KE98.1 | Heating mantle Pilz® WHLG series Model WHLG2/ER - Power controller 0 to 100 %, 1000 ml, 300 watts | 1 | 1 | 506.1 | Carl Roth | KE97.1 | https://www.carlroth.com/com/en/
KE99.1 | Heating mantle Pilz® WHLG series Model WHLG2/ER - Power controller 0 to 100 %, 2000 ml, 500 watts | 1 | 1 | 590.1 | Carl Roth | KE98.1 | https://www.carlroth.com/com/en/
KEA4.1 | Rotary evaporators Hei-VAP Core Models with manual lifting, Diagonal cooler G1, Non-coated | 1 | 1 | 3320.9 | Carl Roth | KE99.1 | https://www.carlroth.com/com/en/
KEA5.1 | Rotary evaporators Hei-VAP Core Models with manual lifting, Diagonal cooler G1B, Coated | 1 | 1 | 3540.9 | Carl Roth | KEA4.1 | https://www.carlroth.com/com/en/
KEA6.1 | Rotary evaporators Hei-VAP Core Models with manual lifting, Vertical cooler G3, Non-coated | 1 | 1 | 3533.2 | Carl Roth | KEA5.1 | https://www.carlroth.com/com/en/
KEA7.1 | Rotary evaporators Hei-VAP Core Models with manual lifting, Vertical cooler G3B, Coated | 1 | 1 | 3753.2 | Carl Roth | KEA6.1 | https://www.carlroth.com/com/en/
KEA8.1 | Rotary evaporators Hei-VAP Core Models with manual lifting, Vertical cooler G3 XL, Non-coated | 1 | 1 | 3796.1 | Carl Roth | KEA7.1 | https://www.carlroth.com/com/en/
KEA9.1 | Rotary evaporators Hei-VAP Core Models with manual lifting, Vertical cooler G3B XL, Coated | 1 | 1 | 4016.1 | Carl Roth | KEA8.1 | https://www.carlroth.com/com/en/
KEC0.1 | Rotary evaporators Hei-VAP Core Models with motorised lifting, Diagonal cooler G1, Non-coated | 1 | 1 | 3650.9 | Carl Roth | KEA9.1 | https://www.carlroth.com/com/en/
KEC1.1 | Rotary evaporators Hei-VAP Core Models with motorised lifting, Diagonal cooler G1B, Coated | 1 | 1 | 3870.9 | Carl Roth | KEC0.1 | https://www.carlroth.com/com/en/
KEC2.1 | Rotary evaporators Hei-VAP Core Models with motorised lifting, Vertical cooler G3, Non-coated | 1 | 1 | 3863.2 | Carl Roth | KEC1.1 | https://www.carlroth.com/com/en/
KEC3.1 | Rotary evaporators Hei-VAP Core Models with motorised lifting, Vertical cooler G3B, Coated | 1 | 1 | 4083.2 | Carl Roth | KEC2.1 | https://www.carlroth.com/com/en/
KEC4.1 | Rotary evaporators Hei-VAP Core Models with motorised lifting, Vertical cooler G3 XL, Non-coated | 1 | 1 | 4126.1 | Carl Roth | KEC3.1 | https://www.carlroth.com/com/en/
KEC5.1 | Rotary evaporators Hei-VAP Core Models with motorised lifting, Vertical cooler G3B XL, Coated | 1 | 1 | 4346.1 | Carl Roth | KEC4.1 | https://www.carlroth.com/com/en/
KH00.1 | Heating mantle Pilz® WHLG series Model WHLG2/ER - Power controller 0 to 100 %, 3000 ml, 600 watts | 1 | 1 | 620.8 | Carl Roth | KEC5.1 | https://www.carlroth.com/com/en/
KH01.1 | Heating mantle Pilz® WHLG series Model WHLSG2/ER2 - Heating tray made of metal and power controller, 250 ml, 120 watts | 1 | 1 | 593.6 | Carl Roth | KH00.1 | https://www.carlroth.com/com/en/
KH02.1 | Heating mantle Pilz® WHLG series Model WHLSG2/ER2 - Heating tray made of metal and power controller, 500 ml, 200 watts | 1 | 1 | 618.5 | Carl Roth | KH01.1 | https://www.carlroth.com/com/en/
KH03.1 | Heating mantle Pilz® WHLG series Model WHLSG2/ER2 - Heating tray made of metal and power controller, 1000 ml, 300 watts | 1 | 1 | 635 | Carl Roth | KH02.1 | https://www.carlroth.com/com/en/
KH04.1 | Heating mantle Pilz® WHLG series Model WHLSG2/ER2 - Heating tray made of metal and power controller, 2000 ml, 500 watts | 1 | 1 | 690.6 | Carl Roth | KH03.1 | https://www.carlroth.com/com/en/
KH05.1 | Accessories Stand clamp for housing hating mantles Pilz® | 1 | 1 | 35 | Carl Roth | KH04.1 | https://www.carlroth.com/com/en/
KH06.1 | Heating mantle Pilz® WHG series Model WHG2, 25 ml, 40 watts | 1 | 1 | 385.5 | Carl Roth | KH05.1 | https://www.carlroth.com/com/en/
KH07.1 | Heating mantle Pilz® WHG series Model WHG2, 50 ml, 70 watts | 1 | 1 | 392.6 | Carl Roth | KH06.1 | https://www.carlroth.com/com/en/
KH08.1 | Heating mantle Pilz® WHG series Model WHG2, 100 ml, 110 watts | 1 | 1 | 396.2 | Carl Roth | KH07.1 | https://www.carlroth.com/com/en/
KH09.1 | Heating mantle Pilz® WHG series Model WHG2, 250 ml, 200 watts | 1 | 1 | 405.6 | Carl Roth | KH08.1 | https://www.carlroth.com/com/en/
KH10.1 | Heating mantle Pilz® WHG series Model WHG2, 500 ml, 300 watts | 1 | 1 | 423.3 | Carl Roth | KH09.1 | https://www.carlroth.com/com/en/
KH11.1 | Heating mantle Pilz® WHG series Model WHG2, 1000 ml, 450 watts | 1 | 1 | 494.3 | Carl Roth | KH10.1 | https://www.carlroth.com/com/en/
KH12.1 | Heating mantle Pilz® WHG series Model WHG2, 2000 ml, 700 watts | 1 | 1 | 735.5 | Carl Roth | KH11.1 | https://www.carlroth.com/com/en/
KH13.1 | Heating mantle Pilz® WHG series Model WHG2, 3000 ml, 800 watts | 1 | 1 | 817.1 | Carl Roth | KH12.1 | https://www.carlroth.com/com/en/
KH14.1 | Heating mantle Pilz® WHG series Model WHG2, 4000 ml, 1000 watts | 1 | 1 | 860.9 | Carl Roth | KH13.1 | https://www.carlroth.com/com/en/
KH15.1 | Heating mantle Pilz® WHG series Model WHG2, 5000 ml, 1200 watts | 1 | 1 | 1011.1 | Carl Roth | KH14.1 | https://www.carlroth.com/com/en/
KH16.1 | Heating mantle Pilz® WHG series Model WHG2, 6000 ml, 1400 watts | 1 | 1 | 1032.4 | Carl Roth | KH15.1 | https://www.carlroth.com/com/en/
KH17.1 | Heating mantle Pilz® WHG series Model WHG2, 10000 ml, 2000 watts | 1 | 1 | 1351.6 | Carl Roth | KH16.1 | https://www.carlroth.com/com/en/
KH18.1 | Heating mantle Pilz® WHG series Model WHG2, 20000 ml, 2800 watts | 1 | 1 | 1871.9 | Carl Roth | KH17.1 | https://www.carlroth.com/com/en/
KH25.1 | Heating mantle Pilz® WHG series Model WGH4R, 4000 ml, 1000 watts | 1 | 1 | 1262.9 | Carl Roth | KH18.1 | https://www.carlroth.com/com/en/
KH26.1 | Heating mantle Pilz® WHG series Model WGH4R, 6000 ml, 1400 watts | 1 | 1 | 1389.5 | Carl Roth | KH25.1 | https://www.carlroth.com/com/en/
KH27.1 | Heating mantle Pilz® WHG series Model WGH4R, 10000 ml, 2000 watts | 1 | 1 | 1734.8 | Carl Roth | KH26.1 | https://www.carlroth.com/com/en/
KH28.1 | Heating mantle Pilz® WHG series Model WGH4R, 20000 ml, 2800 watts | 1 | 1 | 2223.1 | Carl Roth | KH27.1 | https://www.carlroth.com/com/en/
KH29.1 | Tripod for standard heating mantles, Suitable for: KH08.1 | 1 | 1 | 153.7 | Carl Roth | KH28.1 | https://www.carlroth.com/com/en/
KH30.1 | Tripod for standard heating mantles, Suitable for: KH09.1 | 1 | 1 | 153.7 | Carl Roth | KH29.1 | https://www.carlroth.com/com/en/
KH31.1 | Tripod for standard heating mantles, Suitable for: KH10.1 | 1 | 1 | 153.7 | Carl Roth | KH30.1 | https://www.carlroth.com/com/en/
KH32.1 | Tripod for standard heating mantles, Suitable for: KH11.1 | 1 | 1 | 153.7 | Carl Roth | KH31.1 | https://www.carlroth.com/com/en/
KH33.1 | Tripod for standard heating mantles, Suitable for: KH12.1 | 1 | 1 | 153.7 | Carl Roth | KH32.1 | https://www.carlroth.com/com/en/
KH34.1 | Tripod for standard heating mantles, Suitable for: KH13.1 | 1 | 1 | 186.8 | Carl Roth | KH33.1 | https://www.carlroth.com/com/en/
KH35.1 | Tripod for standard heating mantles, Suitable for: KH14.1, KH25.1 | 1 | 1 | 186.8 | Carl Roth | KH34.1 | https://www.carlroth.com/com/en/
KH36.1 | Tripod for standard heating mantles, Suitable for: KH15.1 | 1 | 1 | 207 | Carl Roth | KH35.1 | https://www.carlroth.com/com/en/
KH37.1 | Tripod for standard heating mantles, Suitable for: KH16.1, KH26.1 | 1 | 1 | 230.6 | Carl Roth | KH36.1 | https://www.carlroth.com/com/en/
KH38.1 | Tripod for standard heating mantles, Suitable for: KH17.1, KH27.1 | 1 | 1 | 316.9 | Carl Roth | KH37.1 | https://www.carlroth.com/com/en/
KH39.1 | Tripod for standard heating mantles, Suitable for: KH18.1, KH28.1 | 1 | 1 | 373.7 | Carl Roth | KH38.1 | https://www.carlroth.com/com/en/
KH40.1 | Support rings Support rings for standard heating mantles, Suitable for: KH06.1 | 1 | 1 | 61.5 | Carl Roth | KH39.1 | https://www.carlroth.com/com/en/
KH41.1 | Support rings Support rings for standard heating mantles, Suitable for: KH07.1 | 1 | 1 | 61.5 | Carl Roth | KH40.1 | https://www.carlroth.com/com/en/
KH42.1 | Support rings Support rings for standard heating mantles, Suitable for: KH08.1 | 1 | 1 | 63.9 | Carl Roth | KH41.1 | https://www.carlroth.com/com/en/
KH43.1 | Support rings Support rings for standard heating mantles, Suitable for: KH09.1 | 1 | 1 | 65.1 | Carl Roth | KH42.1 | https://www.carlroth.com/com/en/
KH44.1 | Support rings Support rings for standard heating mantles, Suitable for: KH10.1 | 1 | 1 | 66.2 | Carl Roth | KH43.1 | https://www.carlroth.com/com/en/
KH45.1 | Support rings Support rings for standard heating mantles, Suitable for: KH11.1 | 1 | 1 | 68.6 | Carl Roth | KH44.1 | https://www.carlroth.com/com/en/
KH46.1 | Support rings Support rings for standard heating mantles, Suitable for: KH12.1 | 1 | 1 | 72.2 | Carl Roth | KH45.1 | https://www.carlroth.com/com/en/
KH47.1 | Support rings Support rings for standard heating mantles, Suitable for: KH13.1 | 1 | 1 | 97 | Carl Roth | KH46.1 | https://www.carlroth.com/com/en/
KH48.1 | Support rings for standard heating mantles, Suitable for: KH14.1, KH25.1 | 1 | 1 | 101.7 | Carl Roth | KH47.1 | https://www.carlroth.com/com/en/
KHE7.1 | Rotary evaporators Hei-VAP Expert Models with manual lifting, Diagonal cooler G1, Non-coated | 1 | 1 | 3826.9 | Carl Roth | KH48.1 | https://www.carlroth.com/com/en/
KHE8.1 | Rotary evaporators Hei-VAP Expert Models with manual lifting, Diagonal cooler G1B, Coated | 1 | 1 | 4046.9 | Carl Roth | KHE7.1 | https://www.carlroth.com/com/en/
KHE9.1 | Rotary evaporators Hei-VAP Expert Models with manual lifting, Vertical cooler G3, Non-coated | 1 | 1 | 4039.2 | Carl Roth | KHE8.1 | https://www.carlroth.com/com/en/
KHH0.1 | Rotary evaporators Hei-VAP Expert Models with manual lifting, Vertical cooler G3B, Coated | 1 | 1 | 4259.2 | Carl Roth | KHE9.1 | https://www.carlroth.com/com/en/
KHH1.1 | Rotary evaporators Hei-VAP Expert Models with manual lifting, Vertical cooler G3 XL, Non-coated | 1 | 1 | 4302.1 | Carl Roth | KHH0.1 | https://www.carlroth.com/com/en/
KHH2.1 | Rotary evaporators Hei-VAP Expert Models with manual lifting, Vertical cooler G3B XL, Coated | 1 | 1 | 4522.1 | Carl Roth | KHH1.1 | https://www.carlroth.com/com/en/
KHH3.1 | Rotary evaporators Hei-VAP Expert Models with motorised lifting, Diagonal cooler G1, Non-coated | 1 | 1 | 4156.9 | Carl Roth | KHH2.1 | https://www.carlroth.com/com/en/
KHH4.1 | Rotary evaporators Hei-VAP Expert Models with motorised lifting, Diagonal cooler G1B, Coated | 1 | 1 | 4376.9 | Carl Roth | KHH3.1 | https://www.carlroth.com/com/en/
KHH5.1 | Rotary evaporators Hei-VAP Expert Models with motorised lifting, Vertical cooler G3, Non-coated | 1 | 1 | 4369.2 | Carl Roth | KHH4.1 | https://www.carlroth.com/com/en/
KHH6.1 | Rotary evaporators Hei-VAP Expert Models with motorised lifting, Vertical cooler G3B, Coated | 1 | 1 | 4589.2 | Carl Roth | KHH5.1 | https://www.carlroth.com/com/en/
KHH7.1 | Rotary evaporators Hei-VAP Expert Models with motorised lifting, Vertical cooler G3 XL, Non-coated | 1 | 1 | 4632.1 | Carl Roth | KHH6.1 | https://www.carlroth.com/com/en/
KHH8.1 | Rotary evaporators Hei-VAP Expert Models with motorised lifting, Vertical cooler G3B XL, Coated | 1 | 1 | 4852.1 | Carl Roth | KHH7.1 | https://www.carlroth.com/com/en/
KL88.1 | Infrared sterilising station SteriMax series, SteriMax 15, 15 mm | 1 | 1 | 559.4 | Carl Roth | KHH8.1 | https://www.carlroth.com/com/en/
KN11.1 | Triangle ROTILABO® for melting crucibles, Suitable for: Fits tripods with ring dia. 120 mm | 1 | 1 | 14.2 | Carl Roth | KL88.1 | https://www.carlroth.com/com/en/
KN12.1 | Triangle ROTILABO® for melting crucibles, Suitable for: Fits tripods with ring dia. 130 mm | 1 | 1 | 15 | Carl Roth | KN11.1 | https://www.carlroth.com/com/en/
KN13.1 | Triangle ROTILABO® for melting crucibles, Suitable for: Fits tripods with ring dia. 140 mm | 1 | 1 | 15.3 | Carl Roth | KN12.1 | https://www.carlroth.com/com/en/
KN15.1 | Triangle ROTILABO® for melting crucibles, Suitable for: Fits tripods with ring dia. 160 mm | 1 | 1 | 16.1 | Carl Roth | KN13.1 | https://www.carlroth.com/com/en/
KN83.1 | Microwave oven | 1 | 1 | 242.4 | Carl Roth | KN15.1 | https://www.carlroth.com/com/en/
KN84.1 | Coffee machines, black | 1 | 1 | 56.5 | Carl Roth | KN83.1 | https://www.carlroth.com/com/en/
KN92.1 | Hot plate CP 300, acid resistant | 1 | 1 | 3602.5 | Carl Roth | KN84.1 | https://www.carlroth.com/com/en/
KNE9.1 | Kettle | 1 | 1 | 75.3 | Carl Roth | KN92.1 | https://www.carlroth.com/com/en/
KT58.1 | Kettle, 1.7 l, black | 1 | 1 | 41.1 | Carl Roth | KNE9.1 | https://www.carlroth.com/com/en/
L163.1 | Rapid incinerator SVR/E | 1 | 1 | 1835.2 | Carl Roth | KT58.1 | https://www.carlroth.com/com/en/
L164.1 | Accessories replacement heating element for rapid incinerators | 1 | 1 | 398.5 | Carl Roth | L163.1 | https://www.carlroth.com/com/en/
L165.1 | Electrical sand baths ST series, 2200 W, ST 72 | 1 | 1 | 1453.3 | Carl Roth | L164.1 | https://www.carlroth.com/com/en/
L166.1 | Electrical sand baths ST series, 2850 W, ST 82 | 1 | 1 | 1699.3 | Carl Roth | L165.1 | https://www.carlroth.com/com/en/
L487.1 | Infrared burner IRB 1 | 1 | 1 | 360.7 | Carl Roth | L166.1 | https://www.carlroth.com/com/en/
L488.1 | Accessories for IRB series infrared burners Output regulator | 1 | 1 | 322.9 | Carl Roth | L487.1 | https://www.carlroth.com/com/en/
L489.1 | Accessories for IRB series infrared burners Stand rod for IRB 1 & 2 | 1 | 1 | 23.4 | Carl Roth | L488.1 | https://www.carlroth.com/com/en/
LE17.1 | Gas safety burner Fuego series Model Fuego SCS pro | 1 | 1 | 676.4 | Carl Roth | L489.1 | https://www.carlroth.com/com/en/
LH20.1 | Accessories for Hei-VAP series rotary evaporator Protective screen | 1 | 1 | 130.9 | Carl Roth | LE17.1 | https://www.carlroth.com/com/en/
LH21.1 | Accessories for Hei-VAP series rotary evaporator Protective hood | 1 | 1 | 305.8 | Carl Roth | LH20.1 | https://www.carlroth.com/com/en/
LH88.1 | Fully automatic inoculation loop carousel autoloopPRO | 1 | 1 | 1253.5 | Carl Roth | LH21.1 | https://www.carlroth.com/com/en/
LH89.1 | Infrared sterilising station SteriMax series SteriMax series, SteriMax 21, 21 mm | 1 | 1 | 619.6 | Carl Roth | LH88.1 | https://www.carlroth.com/com/en/
LK10.1 | Electric barrel heaters WODL series, 1150 mm, 150 W, WODL-30 | 1 | 1 | 707.1 | Carl Roth | LH89.1 | https://www.carlroth.com/com/en/
LK11.1 | Electric barrel heaters WODL series, 1350 mm, 200 W, WODL-60 | 1 | 1 | 707.1 | Carl Roth | LK10.1 | https://www.carlroth.com/com/en/
LK12.1 | Electric barrel heaters WODL series, 1700 mm, 220 W, WODL-120 | 1 | 1 | 798.2 | Carl Roth | LK11.1 | https://www.carlroth.com/com/en/
LK13.1 | Electric barrel heaters WODL series, 1950 mm, 330 W, WODL-220 | 1 | 1 | 825.4 | Carl Roth | LK12.1 | https://www.carlroth.com/com/en/
LN75.1 | Digital heating plate C-MAG HP series Standard version | 1 | 1 | 581.9 | Carl Roth | LK13.1 | https://www.carlroth.com/com/en/
LN76.1 | Digital heating plate C-MAG HP series Models with contact thermometer connection, 1000 W, 180 x 180 mm, C-MAG HP 7 | 1 | 1 | 640.2 | Carl Roth | LN75.1 | https://www.carlroth.com/com/en/
LN77.1 | Digital heating plate C-MAG HP series Models with contact thermometer connection, 1500 W, 260 x 260 mm, C-MAG HP 10 | 1 | 1 | 874.5 | Carl Roth | LN76.1 | https://www.carlroth.com/com/en/
N183.1 | Soldering blow torch Soudogaz® X series Model X 2000 OZ with automatic piezo-electric ignition | 1 | 1 | 54.3 | Carl Roth | LN77.1 | https://www.carlroth.com/com/en/
NA00.1 | Gas safety burner Flame 100 | 1 | 1 | 287.4 | Carl Roth | N183.1 | https://www.carlroth.com/com/en/
NA01.1 | Accessories External IR motion sensor External IR motion sensor | 1 | 1 | 107.6 | Carl Roth | NA00.1 | https://www.carlroth.com/com/en/
NA02.1 | Accessories Gas safety adapter for cartridge CV 360 | 1 | 1 | 107.6 | Carl Roth | NA01.1 | https://www.carlroth.com/com/en/
NA04.1 | Safety laboratory burners acc. to Teclu, Propane gas | 1 | 1 | 147.8 | Carl Roth | NA02.1 | https://www.carlroth.com/com/en/
NA05.1 | Safety laboratory burners acc. to Teclu, Natural gas | 1 | 1 | 147.8 | Carl Roth | NA04.1 | https://www.carlroth.com/com/en/
NA85.1 | Ceramic glass hot plate CT 1810 | 1 | 1 | 169.1 | Carl Roth | NA05.1 | https://www.carlroth.com/com/en/
NA86.1 | Induction heating plate CT 2215/IN | 1 | 1 | 224.7 | Carl Roth | NA85.1 | https://www.carlroth.com/com/en/
NH24.1 | Rotary evaporators RV 8 series, Non-coated, RV 8 V | 1 | 1 | 3078.9 | Carl Roth | NA86.1 | https://www.carlroth.com/com/en/
NH25.1 | Rotary evaporators RV 8 series, Coated, RV 8V-C | 1 | 1 | 3251.6 | Carl Roth | NH24.1 | https://www.carlroth.com/com/en/
NP32.1 | Heating mantle Pilz® WHU2ER series, 4000 ml, 700 watts | 1 | 1 | 850.2 | Carl Roth | NH25.1 | https://www.carlroth.com/com/en/
NP33.1 | Heating mantle Pilz® WHU2ER series, 5000 ml, 860 watts | 1 | 1 | 980.3 | Carl Roth | NP32.1 | https://www.carlroth.com/com/en/
NP34.1 | Heating mantle Pilz® WHU2ER series, 6000 ml, 1000 watts | 1 | 1 | 985.1 | Carl Roth | NP33.1 | https://www.carlroth.com/com/en/
NP35.1 | Heating mantle Pilz® WHU2ER series, 10000 ml, 1400 watts | 1 | 1 | 1122.2 | Carl Roth | NP34.1 | https://www.carlroth.com/com/en/
NP36.1 | Heating mantle Pilz® WHU2ER series, 20000 ml, 2400 watts | 1 | 1 | 1503 | Carl Roth | NP35.1 | https://www.carlroth.com/com/en/
P096.1 | Heißlufttrockner | 1 | 1 | 34.8 | Carl Roth | NP36.1 | https://www.carlroth.com/com/en/
P853.1 | Hot plate, 180 mm, hot plate, single, upper part, enamelled white, 1500 W | 1 | 1 | 47.2 | Carl Roth | P096.1 | https://www.carlroth.com/com/en/
P910.1 | Infrared burner IRB 2 | 1 | 1 | 626.7 | Carl Roth | P853.1 | https://www.carlroth.com/com/en/
P960.1 | Lighter with flame | 1 | 1 | 15.2 | Carl Roth | P910.1 | https://www.carlroth.com/com/en/
PE52.1 | Rotary evaporators RV 10 series RV 10 digital model, Non-coated, RV 10 digital V | 1 | 1 | 4643.1 | Carl Roth | P960.1 | https://www.carlroth.com/com/en/
PE53.1 | Rotary evaporators RV 10 series RV 10 digital model, Coated, RV 10 digital V-C | 1 | 1 | 5032.5 | Carl Roth | PE52.1 | https://www.carlroth.com/com/en/
PE54.1 | Rotary evaporators RV 10 series RV 10 auto model, Non-coated, RV 10 auto V | 1 | 1 | 7702.2 | Carl Roth | PE53.1 | https://www.carlroth.com/com/en/
PE55.1 | Rotary evaporators RV 10 series RV 10 auto model, Coated, RV 10 auto V-C | 1 | 1 | 8171.9 | Carl Roth | PE54.1 | https://www.carlroth.com/com/en/
PP37.1 | Accessories Shockproof plug with multi-pole coupling | 1 | 1 | 23.1 | Carl Roth | PE55.1 | https://www.carlroth.com/com/en/
PY25.1 | Block thermostat, 1, Single block thermostats | 1 | 1 | 441.7 | Carl Roth | PP37.1 | https://www.carlroth.com/com/en/
PY70.1 | Hot plate US/UC-series, Aluminium/silicone-coated, 700 W, 150 x 150 mm, US150 | 1 | 1 | 420.2 | Carl Roth | PY25.1 | https://www.carlroth.com/com/en/
PY71.1 | US/UC series hot plate, ceramic glass, 500 W, 120 x 120 mm, UC150 | 1 | 1 | 425.7 | Carl Roth | PY70.1 | https://www.carlroth.com/com/en/
T926.1 | Fine soldering unit Spotflam | 1 | 1 | 39 | Carl Roth | PY71.1 | https://www.carlroth.com/com/en/
T927.1 | Gas cartridges Valve cartridge CV 360 | 1 | 1 | 66.2 | Carl Roth | T926.1 | https://www.carlroth.com/com/en/
T989.1 | Hot plate with stirring function model SLR | 1 | 1 | 1100.9 | Carl Roth | T927.1 | https://www.carlroth.com/com/en/
T990.1 | Accessories for laboratory cooker SLR Temperature gauge | 1 | 1 | 249.5 | Carl Roth | T989.1 | https://www.carlroth.com/com/en/
T991.1 | Accessories for laboratory cooker SLR Support rod | 1 | 1 | 66.6 | Carl Roth | T990.1 | https://www.carlroth.com/com/en/
T992.1 | Accessories for laboratory cooker SLR Holder | 1 | 1 | 240.1 | Carl Roth | T991.1 | https://www.carlroth.com/com/en/
TA01.1 | Gas safety burner phoenix II | 1 | 1 | 619.6 | Carl Roth | T992.1 | https://www.carlroth.com/com/en/
TA02.1 | Accessories Gas safety adapter for cartridge CV 360 | 1 | 1 | 138.5 | Carl Roth | TA01.1 | https://www.carlroth.com/com/en/
TA03.1 | Accessories Gas safety adapter for cartridges, Suitable for: Cartridge C 206 GLS | 1 | 1 | 145 | Carl Roth | TA02.1 | https://www.carlroth.com/com/en/
TA04.1 | Accessories Gas safety adapter for cartridges, Suitable for: Cartridge CV 470 | 1 | 1 | 145 | Carl Roth | TA03.1 | https://www.carlroth.com/com/en/
TA05.1 | Accessories for phoenix II, Glass splash guard | 1 | 1 | 60.6 | Carl Roth | TA04.1 | https://www.carlroth.com/com/en/
TA06.1 | Accessories for phoenix II, Stainless steel draft shield | 1 | 1 | 42.5 | Carl Roth | TA05.1 | https://www.carlroth.com/com/en/
X231.1 | Thermos flask Columbus 2000, white | 1 | 1 | 25.9 | Carl Roth | TA06.1 | https://www.carlroth.com/com/en/
X232.1 | Thermos flask Columbus 2000, black | 1 | 1 | 25.9 | Carl Roth | X231.1 | https://www.carlroth.com/com/en/
X233.1 | Thermos flask Columbus 2000, blue | 1 | 1 | 25.9 | Carl Roth | X232.1 | https://www.carlroth.com/com/en/
X434.1 | Heizlüfter AEG HS 203T | 1 | 1 | 50.3 | Carl Roth | X233.1 | https://www.carlroth.com/com/en/
X711.1 | Stand for LABOGAZ 206 | 1 | 1 | 10.2 | Carl Roth | X434.1 | https://www.carlroth.com/com/en/
X818.1 | Accessories for Hei-VAP series rotary evaporator Boiling temperature sensor | 1 | 1 | 231 | Carl Roth | X711.1 | https://www.carlroth.com/com/en/
Y399.1 | Heißlufttrockner | 1 | 1 | 81.6 | Carl Roth | X818.1 | https://www.carlroth.com/com/en/
Y407.1 | CB/SB series hot plate, ceramic, 2250 W, 450 x 250 mm, CB 500 | 1 | 1 | 1057.1 | Carl Roth | Y399.1 | https://www.carlroth.com/com/en/
Y408.1 | CB/SB series hot plate, aluminium, 1500 W, 500 x 300 mm, SB 500 | 1 | 1 | 1017.5 | Carl Roth | Y407.1 | https://www.carlroth.com/com/en/
Y409.1 | Hot plate CD/SB-series, Ceramic, 1200 W, 200 x 200 mm, CB 300 | 1 | 1 | 795.3 | Carl Roth | Y408.1 | https://www.carlroth.com/com/en/
Y410.1 | Hot plate CD/SB-series, Aluminium, 600 W, 300 x 300 mm, SB 300 | 1 | 1 | 784.3 | Carl Roth | Y409.1 | https://www.carlroth.com/com/en/
Y527.1 | Kettle, 1.5 l, white | 1 | 1 | 43.9 | Carl Roth | Y410.1 | https://www.carlroth.com/com/en/
Y561.1 | Gas burners acc. to Bunsen and DIN Basic version with air control, Propane gas, 1540 °C | 1 | 1 | 32.9 | Carl Roth | Y527.1 | https://www.carlroth.com/com/en/
Y562.1 | Gas burners acc. to Bunsen and DIN Basic version with air control, Natural gas, 1500 °C | 1 | 1 | 32.9 | Carl Roth | Y561.1 | https://www.carlroth.com/com/en/
Y563.1 | Gas burners acc. to Bunsen and DIN with needle valve and air regulation, Propane gas, 1550 °C | 1 | 1 | 43.4 | Carl Roth | Y562.1 | https://www.carlroth.com/com/en/
Y564.1 | Gas burners acc. to Bunsen and DIN with needle valve and air regulation, Natural gas, 1500 °C | 1 | 1 | 43.4 | Carl Roth | Y563.1 | https://www.carlroth.com/com/en/
Y565.1 | Teclu burners With stop cock, pilot flame and air control, Propane gas, 1550 °C | 1 | 1 | 69.2 | Carl Roth | Y564.1 | https://www.carlroth.com/com/en/
Y566.1 | Teclu burners With stop cock, pilot flame and air control, Natural gas, 1530 °C | 1 | 1 | 69.2 | Carl Roth | Y565.1 | https://www.carlroth.com/com/en/
Y650.1 | Gas burners Labogaz® 470 | 1 | 1 | 81.6 | Carl Roth | Y566.1 | https://www.carlroth.com/com/en/
Y652.1 | Gas cartridges Valve cartridge CV 470 plus, 2 unit(s) | 1 | 1 | 29 | Carl Roth | Y650.1 | https://www.carlroth.com/com/en/
Y652.2 | Gas cartridges Valve cartridge CV 470 plus, 12 unit(s) | 1 | 1 | 152.6 | Carl Roth | Y652.1 | https://www.carlroth.com/com/en/
YC47.1 | Block thermostat, 2, Dual block thermostats | 1 | 1 | 539.2 | Carl Roth | Y652.2 | https://www.carlroth.com/com/en/
YE28.1 | Horizontal burner | 1 | 1 | 39.7 | Carl Roth | YC47.1 | https://www.carlroth.com/com/en/
YL70.1 | Paraffin stretching bath MH8517 | 1 | 1 | 774.4 | Carl Roth | YE28.1 | https://www.carlroth.com/com/en/
YL71.1 | Bath cover for tissue flotation bath MH8517 | 1 | 1 | 111.1 | Carl Roth | YL70.1 | https://www.carlroth.com/com/en/
YL72.1 | Slide drying bench MH6616 | 1 | 1 | 613.8 | Carl Roth | YL71.1 | https://www.carlroth.com/com/en/
YL73.1 | Electrical Bunsen burners BA6101 | 1 | 1 | 691.9 | Carl Roth | YL72.1 | https://www.carlroth.com/com/en/
YP70.1 | Overhead gas burners Flame 110 | 1 | 1 | 531 | Carl Roth | YL73.1 | https://www.carlroth.com/com/en/
YP71.1 | Accessories Holders Stainless steel lateral bracket | 1 | 1 | 44.7 | Carl Roth | YP70.1 | https://www.carlroth.com/com/en/
YP72.1 | Accessories Holders Stainless steel horizontal bracket | 1 | 1 | 36.3 | Carl Roth | YP71.1 | https://www.carlroth.com/com/en/
YP73.1 | Gas safety adapter for Flame 110, Suitable for: Cartridge C206 GLS | 1 | 1 | 165 | Carl Roth | YP72.1 | https://www.carlroth.com/com/en/
YP74.1 | Accessories Gas safety adapter for Flame 110, Suitable for: Cartridge CV 470 plus | 1 | 1 | 166.5 | Carl Roth | YP73.1 | https://www.carlroth.com/com/en/
A915.1 | pH single-rod measuring cell InLab® Routine | 1 | 1 | 24.9 | Carl Roth | A915.1 | https://www.carlroth.com/com/en/
A916.1 | pH single-rod measuring cell InLab® Semi-Micro | 1 | 1 | 36.6 | Carl Roth | A916.1 | https://www.carlroth.com/com/en/
A917.1 | pH single-rod measuring cell InLab® Science | 1 | 1 | 192.1 | Carl Roth | A917.1 | https://www.carlroth.com/com/en/
A918.1 | pH single-rod measuring cell InLab® Solids | 1 | 1 | 287.3 | Carl Roth | A918.1 | https://www.carlroth.com/com/en/
A920.1 | pH single-rod measuring cell InLab® ExpertPt1000 with integrated temperature gauge | 1 | 1 | 275.9 | Carl Roth | A920.1 | https://www.carlroth.com/com/en/
A921.1 | Accessories Connecting cable for pH single-rod measuring cells S7 - DIN 19262 | 1 | 1 | 319.2 | Carl Roth | A921.1 | https://www.carlroth.com/com/en/
A923.1 | Accessories Connecting cable for pH single-rod measuring cells S7 - BNC | 1 | 1 | 247.4 | Carl Roth | A923.1 | https://www.carlroth.com/com/en/
A925.1 | Electrolyte KCl 3 mol/l saturated with AgCl | 1 | 1 | 56 | Carl Roth | A925.1 | https://www.carlroth.com/com/en/
A926.1 | Electrolyte KCl 3 mol/l | 1 | 1 | 50.2 | Carl Roth | A926.1 | https://www.carlroth.com/com/en/
AN69.1 | Accessories Temperature gauge For WTW pH meters | 1 | 1 | 24.7 | Carl Roth | AN69.1 | https://www.carlroth.com/com/en/
C887.1 | pH single-rod measuring cell ScienceLine N 42 | 1 | 1 | 24.4 | Carl Roth | C887.1 | https://www.carlroth.com/com/en/
C889.1 | pH single-rod measuring cell ScienceLine N 1042 series, N 1042 A, DIN 19262 (pH)1 x 4 mm banana plug (°C) | 1 | 1 | 228 | Carl Roth | C889.1 | https://www.carlroth.com/com/en/
C892.1 | pH single-rod measuring cell ScienceLine N 6000 series, N 6000 A, DIN 19262 | 1 | 1 | 278.2 | Carl Roth | C892.1 | https://www.carlroth.com/com/en/
C893.1 | Metal single-rod measuring cell ScienceLine, Pt 42 A, DIN 19262 | 1 | 1 | 431.4 | Carl Roth | C893.1 | https://www.carlroth.com/com/en/
C894.1 | pH single-rod measuring cell ScienceLine N 52 | 1 | 1 | 365.2 | Carl Roth | C894.1 | https://www.carlroth.com/com/en/
C899.1 | pH single-rod measuring cell ScienceLine N 6000 series, N 6000 BNC, BNC | 1 | 1 | 302.7 | Carl Roth | C899.1 | https://www.carlroth.com/com/en/
C900.1 | Metal single-rod measuring cell ScienceLine, Pt 6280, BNC | 1 | 1 | 286.8 | Carl Roth | C900.1 | https://www.carlroth.com/com/en/
CAL2.1 | Portable pH meters Seven2Go pH/mV S2 – Standard kit | 1 | 1 | 365.2 | Carl Roth | CAL2.1 | https://www.carlroth.com/com/en/
CAL3.1 | Portable pH meters Seven2Go pro pH/Ion S8 – Standard kit | 1 | 1 | 373.8 | Carl Roth | CAL3.1 | https://www.carlroth.com/com/en/
CAL4.1 | Portable conductivity meters Seven2Go S3 Standard Kit | 1 | 1 | 737.6 | Carl Roth | CAL4.1 | https://www.carlroth.com/com/en/
CAL5.1 | Portable conductivity meters Seven2Go S7 Standard Kit | 1 | 1 | 1162.8 | Carl Roth | CAL5.1 | https://www.carlroth.com/com/en/
CY88.1 | pH single-rod measuring cell InLab® ExpertGo IP67 with IP67 protection | 1 | 1 | 940.5 | Carl Roth | CY88.1 | https://www.carlroth.com/com/en/
CY95.1 | Conductivity sensor InLab® without ISM®, InLab® 738 | 1 | 1 | 1356.6 | Carl Roth | CY95.1 | https://www.carlroth.com/com/en/
EEP5.1 | Portable pH meters FiveGo F2 Food | 1 | 1 | 323.8 | Carl Roth | EEP5.1 | https://www.carlroth.com/com/en/
EEP6.1 | pH single-rod measuring cell LE438-IP67 with IP67 protection | 1 | 1 | 491.3 | Carl Roth | EEP6.1 | https://www.carlroth.com/com/en/
EEP7.1 | pH single-rod measuring cell LE427-IP67 with IP67 protection | 1 | 1 | 632.7 | Carl Roth | EEP7.1 | https://www.carlroth.com/com/en/
EEP8.1 | Accessories Transport case For FiveGo | 1 | 1 | 208.2 | Carl Roth | EEP8.1 | https://www.carlroth.com/com/en/
EEP9.1 | Conductivity sensor InLab® without ISM®, LE703-IP67 | 1 | 1 | 209.5 | Carl Roth | EEP9.1 | https://www.carlroth.com/com/en/
EHX6.1 | pH testers pH series PH 1 | 1 | 1 | 107.9 | Carl Roth | EHX6.1 | https://www.carlroth.com/com/en/
EHX7.1 | pH testers pH series PH 5 | 1 | 1 | 181.4 | Carl Roth | EHX7.1 | https://www.carlroth.com/com/en/
EHX8.1 | pH testers pH series PH 5 Food | 1 | 1 | 97.9 | Carl Roth | EHX8.1 | https://www.carlroth.com/com/en/
EHX9.1 | Accessories Electrode For pH tester PH 5 | 1 | 1 | 154.4 | Carl Roth | EHX9.1 | https://www.carlroth.com/com/en/
EHY0.1 | Accessories Electrode For pH tester PH 5 food | 1 | 1 | 328.4 | Carl Roth | EHY0.1 | https://www.carlroth.com/com/en/
EHY1.1 | Electrode holder with cable duct | 1 | 1 | 67.4 | Carl Roth | EHY1.1 | https://www.carlroth.com/com/en/
EPH2.1 | Benchtop pH meters Lab 855 | 1 | 1 | 217 | Carl Roth | EPH2.1 | https://www.carlroth.com/com/en/
H772.1 | pH single-rod measuring cell BlueLine 28 pH | 1 | 1 | 98 | Carl Roth | H772.1 | https://www.carlroth.com/com/en/
H948.1 | pH single-rod measuring cell InLab® Easy | 1 | 1 | 1057.6 | Carl Roth | H948.1 | https://www.carlroth.com/com/en/
HAE2.1 | Benchtop pH meters pH 50 VioLab Basic | 1 | 1 | 257.4 | Carl Roth | HAE2.1 | https://www.carlroth.com/com/en/
HAE3.1 | Benchtop pH meters pH 50 VioLab Set | 1 | 1 | 114.1 | Carl Roth | HAE3.1 | https://www.carlroth.com/com/en/
HAE4.1 | pH single-rod measuring cell for aqueous solutions in general, 201T, BNC (pH)Cinch (°C) | 1 | 1 | 414.2 | Carl Roth | HAE4.1 | https://www.carlroth.com/com/en/
HAE5.1 | Accessories NT55 temperature sensor For Dostmann pH meters | 1 | 1 | 476.8 | Carl Roth | HAE5.1 | https://www.carlroth.com/com/en/
HAH0.1 | Portable pH meters pH 7 Vio Set 1 | 1 | 1 | 125 | Carl Roth | HAH0.1 | https://www.carlroth.com/com/en/
HAH1.1 | Portable pH meters pH 7 Vio Set 2 | 1 | 1 | 95.6 | Carl Roth | HAH1.1 | https://www.carlroth.com/com/en/
HAH2.1 | Portable pH meters pH 7 Vio Food, set 3 | 1 | 1 | 411.8 | Carl Roth | HAH2.1 | https://www.carlroth.com/com/en/
HAH3.1 | pH single-rod measuring cell for aqueous solutions in general, GEL, BNC (pH) | 1 | 1 | 463.2 | Carl Roth | HAH3.1 | https://www.carlroth.com/com/en/
HAH4.1 | pH single-rod measuring cell for solid to semi-solid samples | 1 | 1 | 486.6 | Carl Roth | HAH4.1 | https://www.carlroth.com/com/en/
HPC7.1 | pH testers pH CHECK | 1 | 1 | 97.5 | Carl Roth | HPC7.1 | https://www.carlroth.com/com/en/
HPC8.1 | Conductivity testers COND 1 | 1 | 1 | 202.2 | Carl Roth | HPC8.1 | https://www.carlroth.com/com/en/
HPC9.1 | Conductivity testers COND 5 | 1 | 1 | 52.6 | Carl Roth | HPC9.1 | https://www.carlroth.com/com/en/
HPE0.1 | Accessories Replacement electrode for COND 5 | 1 | 1 | 113.6 | Carl Roth | HPE0.1 | https://www.carlroth.com/com/en/
HPK4.1 | Combi tester PC 5 | 1 | 1 | 170.4 | Carl Roth | HPK4.1 | https://www.carlroth.com/com/en/
HPK5.1 | Accessories Replacement electrode For PC 5 | 1 | 1 | 71 | Carl Roth | HPK5.1 | https://www.carlroth.com/com/en/
HPK6.1 | Oxygen meter OXY 7 | 1 | 1 | 226.8 | Carl Roth | HPK6.1 | https://www.carlroth.com/com/en/
HPK7.1 | Accessories Oxygen sensor OXY DO7 for OXY 7 | 1 | 1 | 93.8 | Carl Roth | HPK7.1 | https://www.carlroth.com/com/en/
HPK8.1 | Accessories Replaceable membranes set for OXY 7 | 1 | 1 | 815 | Carl Roth | HPK8.1 | https://www.carlroth.com/com/en/
HPK9.1 | Accessories Electrolyte solution for OXY 7 | 1 | 1 | 324.8 | Carl Roth | HPK9.1 | https://www.carlroth.com/com/en/
HPL0.1 | Accessories Standard zero calibration solution for OXY 7 | 1 | 1 | 73.3 | Carl Roth | HPL0.1 | https://www.carlroth.com/com/en/
HPL7.1 | Portable conductivity meters COND 7 Vio Basic | 1 | 1 | 36.7 | Carl Roth | HPL7.1 | https://www.carlroth.com/com/en/
HPL8.1 | Portable conductivity meters COND 7 Vio Set | 1 | 1 | 31 | Carl Roth | HPL8.1 | https://www.carlroth.com/com/en/
HPL9.1 | Conductivity sensor with BNC/Cinch, 2301T | 1 | 1 | 337.1 | Carl Roth | HPL9.1 | https://www.carlroth.com/com/en/
HPN0.1 | Conductivity sensor with BNC/Cinch, VPT 51/01 | 1 | 1 | 465.7 | Carl Roth | HPN0.1 | https://www.carlroth.com/com/en/
HT24.1 | Combi hand-held measuring device PM 2000 Set | 1 | 1 | 172.3 | Carl Roth | HT24.1 | https://www.carlroth.com/com/en/
HTE4.1 | Cleaning solution Pepsin/HCl | 1 | 1 | 300.3 | Carl Roth | HTE4.1 | https://www.carlroth.com/com/en/
HTE5.1 | Cleaning solution Thiourea/HCl | 1 | 1 | 707.2 | Carl Roth | HTE5.1 | https://www.carlroth.com/com/en/
HTE6.1 | Regeneration solution Ammonium bifluoride | 1 | 1 | 28.8 | Carl Roth | HTE6.1 | https://www.carlroth.com/com/en/
HTE8.1 | Combi hand-held measuring device PC 7 Vio | 1 | 1 | 28.8 | Carl Roth | HTE8.1 | https://www.carlroth.com/com/en/
HXA8.1 | Benchtop conductivity meters COND 50 VioLab Basic | 1 | 1 | 25.8 | Carl Roth | HXA8.1 | https://www.carlroth.com/com/en/
HXA9.1 | Benchtop conductivity meters COND 50 VioLab Set | 1 | 1 | 794.1 | Carl Roth | HXA9.1 | https://www.carlroth.com/com/en/
HXC0.1 | Combi table-top multimeter PC 50 VioLab | 1 | 1 | 523.3 | Carl Roth | HXC0.1 | https://www.carlroth.com/com/en/
HY56.1 | Benchtop pH meters FiveEasy F20 – Basic | 1 | 1 | 620.1 | Carl Roth | HY56.1 | https://www.carlroth.com/com/en/
HY58.1 | pH single-rod measuring cell LE series LE409 | 1 | 1 | 902 | Carl Roth | HY58.1 | https://www.carlroth.com/com/en/
HY59.1 | pH single-rod measuring cell LE series LE438 | 1 | 1 | 507.3 | Carl Roth | HY59.1 | https://www.carlroth.com/com/en/
HY61.1 | Benchtop conductivity meters FiveEasy F30 Standard Kit | 1 | 1 | 115.5 | Carl Roth | HY61.1 | https://www.carlroth.com/com/en/
HY62.1 | Conductivity sensor without ISM®, LE703 | 1 | 1 | 184.3 | Carl Roth | HY62.1 | https://www.carlroth.com/com/en/
HY63.1 | Portable conductivity meters FiveGo F3 standard kit | 1 | 1 | 1054.5 | Carl Roth | HY63.1 | https://www.carlroth.com/com/en/
HY64.1 | Portable conductivity meters FiveGo F3 field kit | 1 | 1 | 172 | Carl Roth | HY64.1 | https://www.carlroth.com/com/en/
HY66.1 | Portable pH meters FiveGo F2 Basic | 1 | 1 | 650.9 | Carl Roth | HY66.1 | https://www.carlroth.com/com/en/
HY67.1 | Portable pH meters FiveGo F2 Standard | 1 | 1 | 703.4 | Carl Roth | HY67.1 | https://www.carlroth.com/com/en/
HY68.1 | Portable pH meters FiveGo F2 Field | 1 | 1 | 411.5 | Carl Roth | HY68.1 | https://www.carlroth.com/com/en/
KCN1.1 | Storage set for electrodes Set 2 | 1 | 1 | 598.5 | Carl Roth | KCN1.1 | https://www.carlroth.com/com/en/
KCX3.1 | Standard conductivity 1413 µS/cm In sachets | 1 | 1 | 679.4 | Carl Roth | KCX3.1 | https://www.carlroth.com/com/en/
KCX4.1 | Standard conductivity 12,880 µS/cm In sachets | 1 | 1 | 45.3 | Carl Roth | KCX4.1 | https://www.carlroth.com/com/en/
KH88.1 | Storage set for electrodes Set 1 | 1 | 1 | 36.7 | Carl Roth | KH88.1 | https://www.carlroth.com/com/en/
KL07.1 | pH single-rod measuring cell InLab® Surface | 1 | 1 | 36.7 | Carl Roth | KL07.1 | https://www.carlroth.com/com/en/
KLH9.1 | pH testers pH CHECK G | 1 | 1 | 37.3 | Carl Roth | KLH9.1 | https://www.carlroth.com/com/en/
KLK0.1 | pH testers pH CHECK S | 1 | 1 | 269 | Carl Roth | KLK0.1 | https://www.carlroth.com/com/en/
KLK1.1 | pH testers pH CHECK F | 1 | 1 | 100.5 | Carl Roth | KLK1.1 | https://www.carlroth.com/com/en/
KT20.1 | Portable pH meters ProfiLine pH 3110 Basic | 1 | 1 | 95.6 | Carl Roth | KT20.1 | https://www.carlroth.com/com/en/
KT21.1 | Portable pH meters ProfiLine pH 3110 Set 1 | 1 | 1 | 71.1 | Carl Roth | KT21.1 | https://www.carlroth.com/com/en/
KT25.1 | Portable pH meters ProfiLine pH 3310 Basic | 1 | 1 | 625 | Carl Roth | KT25.1 | https://www.carlroth.com/com/en/
KT26.1 | Portable pH meters ProfiLine pH 3310 Set 2 | 1 | 1 | 783.1 | Carl Roth | KT26.1 | https://www.carlroth.com/com/en/
KT27.1 | Portable conductivity meters ProfiLine Cond 3110 set | 1 | 1 | 774.5 | Carl Roth | KT27.1 | https://www.carlroth.com/com/en/
KT28.1 | Portable conductivity meters ProfiLine Cond 3310 set | 1 | 1 | 1002.5 | Carl Roth | KT28.1 | https://www.carlroth.com/com/en/
KT29.1 | Oxygen meter ProfiLine Oxi 3310 | 1 | 1 | 1178.9 | Carl Roth | KT29.1 | https://www.carlroth.com/com/en/
LN41.1 | Combi hand-held measuring device SevenGo® Duo SG23-ELK | 1 | 1 | 1319.9 | Carl Roth | LN41.1 | https://www.carlroth.com/com/en/
LN42.1 | Combi hand-held measuring device SevenGo® Duo SG23-FK5 | 1 | 1 | 1741.5 | Carl Roth | LN42.1 | https://www.carlroth.com/com/en/
LN43.1 | pH single-rod measuring cell InLab® ExpertGo-ISM® with ISM® technology | 1 | 1 | 1516.2 | Carl Roth | LN43.1 | https://www.carlroth.com/com/en/
LN44.1 | Conductivity sensor InLab® with ISM® | 1 | 1 | 1732.8 | Carl Roth | LN44.1 | https://www.carlroth.com/com/en/
N384.1 | Accessories For PM 2000, pH/Redox preamplifier with temperature gauge | 1 | 1 | 415 | Carl Roth | N384.1 | https://www.carlroth.com/com/en/
N385.1 | Accessories For PM 2000, pH single-rod measuring cell pH62/AS7 | 1 | 1 | 554 | Carl Roth | N385.1 | https://www.carlroth.com/com/en/
N389.1 | Accessories For PM 2000, Redox single-rod measuring cell Pt 110 | 1 | 1 | 205.9 | Carl Roth | N389.1 | https://www.carlroth.com/com/en/
N504.1 | pH single-rod measuring cell InLab® RoutinePro with integrated temperature gauge | 1 | 1 | 90.5 | Carl Roth | N504.1 | https://www.carlroth.com/com/en/
N505.1 | Accessories Connecting cable for pH single-rod measuring cells MultiPin - BNC+Cinch | 1 | 1 | 154.4 | Carl Roth | N505.1 | https://www.carlroth.com/com/en/
N520.1 | pH single-rod measuring cell BlueLine 12 pH | 1 | 1 | 280.4 | Carl Roth | N520.1 | https://www.carlroth.com/com/en/
N521.1 | pH single-rod measuring cell BlueLine 14 pH | 1 | 1 | 107.7 | Carl Roth | N521.1 | https://www.carlroth.com/com/en/
N522.1 | pH single-rod measuring cell BlueLine 15 pH | 1 | 1 | 187.5 | Carl Roth | N522.1 | https://www.carlroth.com/com/en/
N523.1 | pH single-rod measuring cell BlueLine 23 pH | 1 | 1 | 288 | Carl Roth | N523.1 | https://www.carlroth.com/com/en/
N524.1 | pH single-rod measuring cell BlueLine 25 pH | 1 | 1 | 291.7 | Carl Roth | N524.1 | https://www.carlroth.com/com/en/
N525.1 | pH single-rod measuring cell BlueLine 22 pH | 1 | 1 | 161.8 | Carl Roth | N525.1 | https://www.carlroth.com/com/en/
N526.1 | Accessories Connecting cable for pH single-rod measuring cells Schott connector - DIN 19262 | 1 | 1 | 163 | Carl Roth | N526.1 | https://www.carlroth.com/com/en/
N527.1 | Accessories Connecting cable for pH single-rod measuring cells Schott connector - BNC | 1 | 1 | 127.5 | Carl Roth | N527.1 | https://www.carlroth.com/com/en/
NP41.1 | pH single-rod measuring cell LE series LE420 | 1 | 1 | 70 | Carl Roth | NP41.1 | https://www.carlroth.com/com/en/
NP42.1 | pH single-rod measuring cell LE series LE422 | 1 | 1 | 70 | Carl Roth | NP42.1 | https://www.carlroth.com/com/en/
PE70.1 | Benchtop pH meters FiveEasy F20 – Standard | 1 | 1 | 172.1 | Carl Roth | PE70.1 | https://www.carlroth.com/com/en/
PP35.1 | Conductivity sensor without ISM®, InLab® 720 | 1 | 1 | 196.5 | Carl Roth | PP35.1 | https://www.carlroth.com/com/en/
PP36.1 | Conductivity sensor without ISM®, InLab® 751-4 mm | 1 | 1 | 673.7 | Carl Roth | PP36.1 | https://www.carlroth.com/com/en/
TA09.1 | Benchtop pH meters SevenCompact S220 Basic | 1 | 1 | 391 | Carl Roth | TA09.1 | https://www.carlroth.com/com/en/
TA10.1 | Benchtop pH meters SevenCompact S220 Uni kit version | 1 | 1 | 584.8 | Carl Roth | TA10.1 | https://www.carlroth.com/com/en/
TA11.1 | pH single-rod measuring cell InLab® VersatilePro with integrated temperature gauge | 1 | 1 | 1084.1 | Carl Roth | TA11.1 | https://www.carlroth.com/com/en/
TA12.1 | Benchtop conductivity meters SevenCompact S230 Standard kit | 1 | 1 | 1265.4 | Carl Roth | TA12.1 | https://www.carlroth.com/com/en/
TA13.1 | Benchtop conductivity meters SevenCompact S230 USP/EP kit | 1 | 1 | 259.9 | Carl Roth | TA13.1 | https://www.carlroth.com/com/en/
TA14.1 | Conductivity sensor with ISM®, InLab® 731-ISM® | 1 | 1 | 1789.8 | Carl Roth | TA14.1 | https://www.carlroth.com/com/en/
TA15.1 | Conductivity sensor with ISM®, InLab® 741-ISM® | 1 | 1 | 1983.6 | Carl Roth | TA15.1 | https://www.carlroth.com/com/en/
TC47.1 | pH single-rod measuring cell LE series LE407 | 1 | 1 | 489.1 | Carl Roth | TC47.1 | https://www.carlroth.com/com/en/
TE49.1 | Benchtop pH meters FiveEasyPlus FP20 – Basic | 1 | 1 | 674.9 | Carl Roth | TE49.1 | https://www.carlroth.com/com/en/
TE50.1 | Benchtop pH meters FiveEasyPlus FP20-Standard | 1 | 1 | 94.9 | Carl Roth | TE50.1 | https://www.carlroth.com/com/en/
TH61.1 | pH single-rod measuring cell LE series LE427 | 1 | 1 | 726.2 | Carl Roth | TH61.1 | https://www.carlroth.com/com/en/
X286.1 | Accessories For PM 2000, Conductivity sensor with integrated temperature gauge | 1 | 1 | 906.3 | Carl Roth | X286.1 | https://www.carlroth.com/com/en/
X571.1 | pH single-rod measuring cell InLab® ExpertNTC30 with integrated temperature gauge | 1 | 1 | 208.7 | Carl Roth | X571.1 | https://www.carlroth.com/com/en/
X572.1 | Accessories Connecting cable for pH single-rod measuring cells MultiPin - DIN 19262 + 1 x 4 mm banana plug | 1 | 1 | 180.2 | Carl Roth | X572.1 | https://www.carlroth.com/com/en/
X573.1 | Accessories Connecting cable for pH single-rod measuring cells MultiPin - BNC + 1 x 4 mm banana plug | 1 | 1 | 247.4 | Carl Roth | X573.1 | https://www.carlroth.com/com/en/
X765.1 | Accessories Temperature gauge For Lab 855 pH meter | 1 | 1 | 107.7 | Carl Roth | X765.1 | https://www.carlroth.com/com/en/
Y734.1 | Accessories Temperature gauge For Mettler Toledo pH meters | 1 | 1 | 107.7 | Carl Roth | Y734.1 | https://www.carlroth.com/com/en/
YP28.1 | pH testers SD 50 | 1 | 1 | 329.7 | Carl Roth | YP28.1 | https://www.carlroth.com/com/en/
YP29.1 | Accessories Electrode For pH tester SD 50 | 1 | 1 | 100.2 | Carl Roth | YP29.1 | https://www.carlroth.com/com/en/
YP30.1 | Conductivity testers SD 70 | 1 | 1 | 158.1 | Carl Roth | YP30.1 | https://www.carlroth.com/com/en/
YP31.1 | Accessories Replacement electrode For tester SD 70 | 1 | 1 | 82.9 | Carl Roth | YP31.1 | https://www.carlroth.com/com/en/
YP68.1 | Portable pH meters SensoDirect pH 110 | 1 | 1 | 126 | Carl Roth | YP68.1 | https://www.carlroth.com/com/en/
YP69.1 | Accessories pH single-rod measuring cell for SensoDirect pH 110 and SensoDirect 150 | 1 | 1 | 80.9 | Carl Roth | YP69.1 | https://www.carlroth.com/com/en/
YT50.1 | pH buffer tablets pH 4 | 1 | 1 | 219.4 | Carl Roth | YT50.1 | https://www.carlroth.com/com/en/
YT51.1 | pH buffer tablets pH 7 | 1 | 1 | 111.6 | Carl Roth | YT51.1 | https://www.carlroth.com/com/en/
YT52.1 | pH buffer tablets pH10 | 1 | 1 | 26.5 | Carl Roth | YT52.1 | https://www.carlroth.com/com/en/
YT94.1 | Combi hand-held measuring device SensoDirect 150 | 1 | 1 | 26.5 | Carl Roth | YT94.1 | https://www.carlroth.com/com/en/
YT96.1 | Accessories Conductivity sensor for SensoDirect 150 | 1 | 1 | 26.5 | Carl Roth | YT96.1 | https://www.carlroth.com/com/en/
YT97.1 | Accessories Oxygen sensor for SensoDirect 150 | 1 | 1 | 745.1 | Carl Roth | YT97.1 | https://www.carlroth.com/com/en/
YT98.1 | Accessories Electrolyte for oxygen sensor type Oxi 150 | 1 | 1 | 74.7 | Carl Roth | YT98.1 | https://www.carlroth.com/com/en/
YX44.1 | Combi table-top multimeter SevenExcellence pH set S400 | 1 | 1 | 181.8 | Carl Roth | YX44.1 | https://www.carlroth.com/com/en/
YX45.1 | Combi table-top multimeter SevenExcellence EC set S700 | 1 | 1 | 23 | Carl Roth | YX45.1 | https://www.carlroth.com/com/en/
YX46.1 | Combi table-top multimeter SevenExcellence pH/EC set S470 | 1 | 1 | 2667.6 | Carl Roth | YX46.1 | https://www.carlroth.com/com/en/
YX47.1 | Accessories pH module for SevenExcellence | 1 | 1 | 2838.6 | Carl Roth | YX47.1 | https://www.carlroth.com/com/en/
YX48.1 | Accessories Conductivity module for SevenExcellence | 1 | 1 | 3385.8 | Carl Roth | YX48.1 | https://www.carlroth.com/com/en/
YX49.1 | pH single-rod measuring cell InLab® ExpertPro-ISM® with ISM® technology | 1 | 1 | 834.5 | Carl Roth | YX49.1 | https://www.carlroth.com/com/en/
YX50.1 | pH single-rod measuring cell InLab® RoutinePro-ISM® with ISM® technology | 1 | 1 | 992.9 | Carl Roth | YX50.1 | https://www.carlroth.com/com/en/
YX51.1 | Accessories Connecting cable for pH single-rod measuring cells MultiPin - BNC+Cinch | 1 | 1 | 322.6 | Carl Roth | YX51.1 | https://www.carlroth.com/com/en/
1C5T.1 | Fever thermometer electronic | 1 | 1 | 8.6 | Carl Roth | 1C5T.1 | https://www.carlroth.com/com/en/
1C6C.1 | Infrared thermometer Bodytemp 478 | 1 | 1 | 60.1 | Carl Roth | 1C6C.1 | https://www.carlroth.com/com/en/
1EN2.1 | Penetration thermometer digital | 1 | 1 | 44.1 | Carl Roth | 1EN2.1 | https://www.carlroth.com/com/en/
1ENC.1 | Data logger LOG200E series, LOG200E | 1 | 1 | 107.9 | Carl Roth | 1ENC.1 | https://www.carlroth.com/com/en/
1ENE.1 | Data logger LOG200E series, LOG220E | 1 | 1 | 156.9 | Carl Roth | 1ENE.1 | https://www.carlroth.com/com/en/
1ENN.1 | External Sensor for LOG200E series Combination measuring probe | 1 | 1 | 85.8 | Carl Roth | 1ENN.1 | https://www.carlroth.com/com/en/
1ENP.1 | External Sensor for LOG200E series CO2 sensor | 1 | 1 | 116.5 | Carl Roth | 1ENP.1 | https://www.carlroth.com/com/en/
1ENT.1 | External Sensor for LOG200E series Temperature gauge Pt100, -50 to +100 °C | 1 | 1 | 61.3 | Carl Roth | 1ENT.1 | https://www.carlroth.com/com/en/
1ENX.1 | External Sensor for LOG200E series Temperature gauge Pt100, -200 to +200 °C | 1 | 1 | 73.5 | Carl Roth | 1ENX.1 | https://www.carlroth.com/com/en/
1ENY.1 | External Sensor for LOG200E series Temperature gauge Pt100, -200 to +200 °C | 1 | 1 | 85.8 | Carl Roth | 1ENY.1 | https://www.carlroth.com/com/en/
1H1X.1 | Wireless data logger Saveris 2-set | 1 | 1 | 383.6 | Carl Roth | 1H1X.1 | https://www.carlroth.com/com/en/
1H1Y.1 | Wireless data logger Saveris 2-H1 | 1 | 1 | 329.7 | Carl Roth | 1H1Y.1 | https://www.carlroth.com/com/en/
1H20.1 | Wireless data logger testo 160 TH | 1 | 1 | 262.3 | Carl Roth | 1H20.1 | https://www.carlroth.com/com/en/
1H21.1 | Wireless data logger testo 160 IAQ | 1 | 1 | 637.3 | Carl Roth | 1H21.1 | https://www.carlroth.com/com/en/
1H24.1 | Accessories USB cable with mains adapter for LOG200 and LOG200E series | 1 | 1 | 24.5 | Carl Roth | 1H24.1 | https://www.carlroth.com/com/en/
A321.1 | Penetration probe thermometer | 1 | 1 | 29.5 | Carl Roth | A321.1 | https://www.carlroth.com/com/en/
AK16.1 | Penetration probe thermometer Pro DigiTemp | 1 | 1 | 26.7 | Carl Roth | AK16.1 | https://www.carlroth.com/com/en/
ALH6.1 | Glass thermometer With red special filling Rod type, -10 to +100 °C, Graduation: 1 °C, 305 mm | 1 | 1 | 25.2 | Carl Roth | ALH6.1 | https://www.carlroth.com/com/en/
ALH7.1 | Glass thermometer With red special filling Rod type, -10 to +150 °C, Graduation: 1 °C, 305 mm | 1 | 1 | 27.7 | Carl Roth | ALH7.1 | https://www.carlroth.com/com/en/
ALH8.1 | Glass thermometer With red special filling Rod type, -10 to +200 °C, Graduation: 1 °C, 350 mm | 1 | 1 | 37.6 | Carl Roth | ALH8.1 | https://www.carlroth.com/com/en/
ALH9.1 | Glass thermometer With red special filling Rod type, -10 to +50 °C, Graduation: 0,5 °C, 220 mm | 1 | 1 | 28.3 | Carl Roth | ALH9.1 | https://www.carlroth.com/com/en/
ALK0.1 | Glass thermometer With red special filling Rod type, -10 to +100 °C, Graduation: 0,5 °C, 270 mm | 1 | 1 | 30.8 | Carl Roth | ALK0.1 | https://www.carlroth.com/com/en/
ALK1.1 | Glass thermometer With red special filling Rod type, -10 to +150 °C, Graduation: 0,5 °C, 350 mm | 1 | 1 | 52.7 | Carl Roth | ALK1.1 | https://www.carlroth.com/com/en/
ALK2.1 | Glass thermometer With red special filling Rod type, -5 to +50 °C, Graduation: 0,2 °C, 350 mm | 1 | 1 | 33.4 | Carl Roth | ALK2.1 | https://www.carlroth.com/com/en/
ALK3.1 | Glass thermometer With red special filling Rod type, -5 to +100 °C, Graduation: 0,2 °C, 420 mm | 1 | 1 | 40.8 | Carl Roth | ALK3.1 | https://www.carlroth.com/com/en/
ALK4.1 | Glass thermometer With red special filling Rod type, -1 to +200 °C, Graduation: 0,2 °C, 610 mm | 1 | 1 | 123.8 | Carl Roth | ALK4.1 | https://www.carlroth.com/com/en/
ALK5.1 | Glass thermometer With red special filling Rod type, -10 to +30 °C, Graduation: 0,1 °C, 300 mm | 1 | 1 | 65 | Carl Roth | ALK5.1 | https://www.carlroth.com/com/en/
ALK6.1 | Glass thermometer With red special filling Rod type, -10 to +50 °C, Graduation: 0,1 °C, 420 mm | 1 | 1 | 49 | Carl Roth | ALK6.1 | https://www.carlroth.com/com/en/
ALK7.1 | Glass thermometer With red special filling Rod type, -1 to +101 °C, Graduation: 0,1 °C, 610 mm | 1 | 1 | 116.5 | Carl Roth | ALK7.1 | https://www.carlroth.com/com/en/
ALK8.1 | Glass thermometer With red special filling Enclosed type, with factory test certificate, -10 to +100 °C, Graduation: 1 °C, 305 mm | 1 | 1 | 170.4 | Carl Roth | ALK8.1 | https://www.carlroth.com/com/en/
ALK9.1 | Glass thermometer With red special filling Enclosed type, with factory test certificate, -10 to +150 °C, Graduation: 1 °C, 305 mm | 1 | 1 | 174.5 | Carl Roth | ALK9.1 | https://www.carlroth.com/com/en/
ALL0.1 | Glass thermometer With red special filling Enclosed type, with factory test certificate, -10 to +200 °C, Graduation: 1 °C, 350 mm | 1 | 1 | 185.1 | Carl Roth | ALL0.1 | https://www.carlroth.com/com/en/
ALL1.1 | Glass thermometer With red special filling Enclosed type, with factory test certificate, -10 to +50 °C, Graduation: 0,5 °C, 220 mm | 1 | 1 | 173.3 | Carl Roth | ALL1.1 | https://www.carlroth.com/com/en/
ALL2.1 | Glass thermometer With red special filling Enclosed type, with factory test certificate, -10 to +100 °C, Graduation: 0,5 °C, 270 mm | 1 | 1 | 186.3 | Carl Roth | ALL2.1 | https://www.carlroth.com/com/en/
ALL3.1 | Glass thermometer With red special filling Enclosed type, with factory test certificate, -10 to +150 °C, Graduation: 0,5 °C, 350 mm | 1 | 1 | 192.4 | Carl Roth | ALL3.1 | https://www.carlroth.com/com/en/
ALL4.1 | Glass thermometer With red special filling Enclosed type, with factory test certificate, -10 to +200 °C, Graduation: 0,5 °C, 450 mm | 1 | 1 | 205.9 | Carl Roth | ALL4.1 | https://www.carlroth.com/com/en/
ALL5.1 | Glass thermometer With red special filling Enclosed type, with factory test certificate, -5 to +50 °C, Graduation: 0,2 °C, 350 mm | 1 | 1 | 180.4 | Carl Roth | ALL5.1 | https://www.carlroth.com/com/en/
ALL6.1 | Glass thermometer With red special filling Enclosed type, with factory test certificate, -5 to +100 °C, Graduation: 0,2 °C, 420 mm | 1 | 1 | 205.9 | Carl Roth | ALL6.1 | https://www.carlroth.com/com/en/
ALL7.1 | Glass thermometer With red special filling Enclosed type, with factory test certificate, -10 to +30 °C, Graduation: 0,1 °C, 300 mm | 1 | 1 | 209.6 | Carl Roth | ALL7.1 | https://www.carlroth.com/com/en/
ALL8.1 | Glass thermometer With red special filling Enclosed type, with factory test certificate, -10 to +50 °C, Graduation: 0,1 °C, 420 mm | 1 | 1 | 205.9 | Carl Roth | ALL8.1 | https://www.carlroth.com/com/en/
ALL9.1 | Glass thermometer With red special filling Enclosed type, with factory test certificate, 0 to +100 °C, Graduation: 0,1 °C, 550 mm | 1 | 1 | 264.7 | Carl Roth | ALL9.1 | https://www.carlroth.com/com/en/
ALN0.1 | Ground joint thermometers Compliant with DIN12784, -10 to +150 °C, 318 mm, 68 mm | 1 | 1 | 52.1 | Carl Roth | ALN0.1 | https://www.carlroth.com/com/en/
ALN1.1 | Ground joint thermometers Compliant with DIN12784, -10 to +150 °C, 325 mm, 75 mm | 1 | 1 | 52.3 | Carl Roth | ALN1.1 | https://www.carlroth.com/com/en/
ALN2.1 | Ground joint thermometers Compliant with DIN12784, -10 to +150 °C, 345 mm, 95 mm | 1 | 1 | 52.7 | Carl Roth | ALN2.1 | https://www.carlroth.com/com/en/
ALN3.1 | Ground joint thermometers Compliant with DIN12784, -10 to +150 °C, 375 mm, 125 mm | 1 | 1 | 57.4 | Carl Roth | ALN3.1 | https://www.carlroth.com/com/en/
ALN4.1 | Ground joint thermometers Compliant with DIN12784, -10 to +250 °C, 368 mm, 68 mm | 1 | 1 | 62.9 | Carl Roth | ALN4.1 | https://www.carlroth.com/com/en/
ALN5.1 | Ground joint thermometers Compliant with DIN12784, -10 to +250 °C, 375 mm, 75 mm | 1 | 1 | 63.5 | Carl Roth | ALN5.1 | https://www.carlroth.com/com/en/
ALN6.1 | Ground joint thermometers Compliant with DIN12784, -10 to +250 °C, 395 mm, 95 mm | 1 | 1 | 75 | Carl Roth | ALN6.1 | https://www.carlroth.com/com/en/
ALN7.1 | Ground joint thermometers Compliant with DIN12784, -10 to +250 °C, 425 mm, 125 mm | 1 | 1 | 77 | Carl Roth | ALN7.1 | https://www.carlroth.com/com/en/
ALP0.1 | Straight stem thermometers Compliant with DIN12781, -30 to +50 °C, 375 mm, 100 mm | 1 | 1 | 59.9 | Carl Roth | ALP0.1 | https://www.carlroth.com/com/en/
ALP1.1 | Straight stem thermometers Compliant with DIN12781, -20 to +150 °C, 425 mm, 150 mm | 1 | 1 | 69.3 | Carl Roth | ALP1.1 | https://www.carlroth.com/com/en/
ALP2.1 | Straight stem thermometers Compliant with DIN12781, -20 to +150 °C, 525 mm, 250 mm | 1 | 1 | 62.9 | Carl Roth | ALP2.1 | https://www.carlroth.com/com/en/
ALP3.1 | Straight stem thermometers Compliant with DIN12781, -20 to +150 °C, 575 mm, 300 mm | 1 | 1 | 83.2 | Carl Roth | ALP3.1 | https://www.carlroth.com/com/en/
ALP4.1 | Straight stem thermometers Compliant with DIN12781, -20 to +150 °C, 675 mm, 400 mm | 1 | 1 | 88 | Carl Roth | ALP4.1 | https://www.carlroth.com/com/en/
ALP5.1 | Straight stem thermometers Compliant with DIN12781, -20 to +250 °C, 375 mm, 100 mm | 1 | 1 | 74.3 | Carl Roth | ALP5.1 | https://www.carlroth.com/com/en/
ALP6.1 | Straight stem thermometers Compliant with DIN12781, -20 to +250 °C, 425 mm, 150 mm | 1 | 1 | 75.3 | Carl Roth | ALP6.1 | https://www.carlroth.com/com/en/
ALP7.1 | Straight stem thermometers Compliant with DIN12781, -20 to +250 °C, 475 mm, 200 mm | 1 | 1 | 77 | Carl Roth | ALP7.1 | https://www.carlroth.com/com/en/
ALP8.1 | Straight stem thermometers Compliant with DIN12781, -20 to +250 °C, 575 mm, 300 mm | 1 | 1 | 86.3 | Carl Roth | ALP8.1 | https://www.carlroth.com/com/en/
ALP9.1 | Straight stem thermometers Compliant with DIN12781, -20 to +250 °C, 675 mm, 400 mm | 1 | 1 | 90.4 | Carl Roth | ALP9.1 | https://www.carlroth.com/com/en/
ALT0.1 | Straight stem thermometers, -30 to +50 °C, Graduation: 1 °C, 340 mm, 105 mm | 1 | 1 | 53.9 | Carl Roth | ALT0.1 | https://www.carlroth.com/com/en/
ALT1.1 | Straight stem thermometers, 0 to +160 °C, Graduation: 2 °C, 400 mm, 165 mm | 1 | 1 | 47.1 | Carl Roth | ALT1.1 | https://www.carlroth.com/com/en/
ALT2.1 | Straight stem thermometers, 0 to +160 °C, Graduation: 2 °C, 490 mm, 255 mm | 1 | 1 | 50.6 | Carl Roth | ALT2.1 | https://www.carlroth.com/com/en/
ALT3.1 | Straight stem thermometers, 0 to +200 °C, Graduation: 2 °C, 340 mm, 105 mm | 1 | 1 | 54.7 | Carl Roth | ALT3.1 | https://www.carlroth.com/com/en/
AN34.1 | Inside/outside thermometer Thermo | 1 | 1 | 17.1 | Carl Roth | AN34.1 | https://www.carlroth.com/com/en/
ANK4.1 | Precision thermometer Extremely high accuracy Standard, -38 to +2 °C, Graduation: 0,1 °C, 401 mm | 1 | 1 | 175.5 | Carl Roth | ANK4.1 | https://www.carlroth.com/com/en/
ANK5.1 | Precision thermometer Extremely high accuracy Standard, -20 to +102 °C, Graduation: 0,2 °C, 435 mm | 1 | 1 | 180.1 | Carl Roth | ANK5.1 | https://www.carlroth.com/com/en/
ANK6.1 | Precision thermometer Extremely high accuracy | 1 | 1 | 100.2 | Carl Roth | ANK6.1 | https://www.carlroth.com/com/en/
ANK7.1 | Precision thermometer Extremely high accuracy Standard, -7 to +105 °C, Graduation: 0,5 °C, 300 mm | 1 | 1 | 98.4 | Carl Roth | ANK7.1 | https://www.carlroth.com/com/en/
ANK8.1 | Precision thermometer Extremely high accuracy Standard, +20 to +100 °C, Graduation: 0,2 °C, 325 cm | 1 | 1 | 137.6 | Carl Roth | ANK8.1 | https://www.carlroth.com/com/en/
ANK9.1 | Precision thermometer Extremely high accuracy Standard, +30 to +200 °C, Graduation: 0,5 °C, 415 mm | 1 | 1 | 140 | Carl Roth | ANK9.1 | https://www.carlroth.com/com/en/
ANL0.1 | Precision thermometer Extremely high accuracy With DAkkS calibration certificate, -20 to +102 °C, Graduation: 0,2 °C, 435 mm | 1 | 1 | 379.9 | Carl Roth | ANL0.1 | https://www.carlroth.com/com/en/
ANL1.1 | Precision thermometer Extremely high accuracy | 1 | 1 | 316.2 | Carl Roth | ANL1.1 | https://www.carlroth.com/com/en/
ANL2.1 | Precision thermometer Extremely high accuracy With DAkkS calibration certificate, +30 to +200 °C, Graduation: 0,5 °C, 415 mm | 1 | 1 | 359.1 | Carl Roth | ANL2.1 | https://www.carlroth.com/com/en/
AT55.1 | Alcoholometer Standard With thermometer | 1 | 1 | 51.2 | Carl Roth | AT55.1 | https://www.carlroth.com/com/en/
AY91.1 | Temperature gauge Pt100 for P4000 Immersion sensor, standard, 3 x 150 mm | 1 | 1 | 87.7 | Carl Roth | AY91.1 | https://www.carlroth.com/com/en/
AY92.1 | Temperature gauge Pt100 for P4000 Immersion sensor, standard, 3 x 300 mm | 1 | 1 | 94.3 | Carl Roth | AY92.1 | https://www.carlroth.com/com/en/
AY93.1 | Temperature gauge Pt100 for P4000 Penetration probe | 1 | 1 | 87.7 | Carl Roth | AY93.1 | https://www.carlroth.com/com/en/
AY94.1 | Temperature gauge Pt100 for P4000 Surface probe | 1 | 1 | 208.3 | Carl Roth | AY94.1 | https://www.carlroth.com/com/en/
AY95.1 | Temperature gauge Pt100 for P4000 Air probe | 1 | 1 | 113.4 | Carl Roth | AY95.1 | https://www.carlroth.com/com/en/
AY96.1 | Temperature gauge Pt100 for P4000 Immersion sensor, precise, 3 x 150 mm | 1 | 1 | 151.4 | Carl Roth | AY96.1 | https://www.carlroth.com/com/en/
AY97.1 | Temperature gauge Pt100 for P4000 Immersion sensor, precise, 3 x 300 mm | 1 | 1 | 159.3 | Carl Roth | AY97.1 | https://www.carlroth.com/com/en/
AY99.1 | Temperature gauge Pt100 for P700 series Immersion sensor, highly precise | 1 | 1 | 223.1 | Carl Roth | AY99.1 | https://www.carlroth.com/com/en/
CCE2.1 | Data logger LOG32 series, LOG32T | 1 | 1 | 67.4 | Carl Roth | CCE2.1 | https://www.carlroth.com/com/en/
CCE3.1 | Data logger LOG32 series, LOG32TH | 1 | 1 | 94 | Carl Roth | CCE3.1 | https://www.carlroth.com/com/en/
CH86.1 | Inside/outside thermometer Standard | 1 | 1 | 21.8 | Carl Roth | CH86.1 | https://www.carlroth.com/com/en/
CK39.1 | Inside/outside thermometer With min./max. function | 1 | 1 | 22.4 | Carl Roth | CK39.1 | https://www.carlroth.com/com/en/
CK40.1 | Maximum/minimum thermometer environmentally friendly, Aluminium | 1 | 1 | 19 | Carl Roth | CK40.1 | https://www.carlroth.com/com/en/
CKX7.1 | Glass thermometer With DAkkS calibration certificate, -10 to +50 °C, Graduation: 0,5 °C, 220 mm | 1 | 1 | 234.1 | Carl Roth | CKX7.1 | https://www.carlroth.com/com/en/
CKX8.1 | Glass thermometer With DAkkS calibration certificate, -10 to +100 °C, Graduation: 0,5 °C, 270 mm | 1 | 1 | 297.8 | Carl Roth | CKX8.1 | https://www.carlroth.com/com/en/
CKX9.1 | Glass thermometer With DAkkS calibration certificate, -10 to +100 °C, Graduation: 1 °C, 305 mm | 1 | 1 | 243.9 | Carl Roth | CKX9.1 | https://www.carlroth.com/com/en/
CKY0.1 | Glass thermometer With DAkkS calibration certificate, -10 to +150 °C, Graduation: 1 °C, 305 mm | 1 | 1 | 228 | Carl Roth | CKY0.1 | https://www.carlroth.com/com/en/
CKY1.1 | Glass thermometer With DAkkS calibration certificate, -10 to +200 °C, Graduation: 1 °C, 350 mm | 1 | 1 | 243.9 | Carl Roth | CKY1.1 | https://www.carlroth.com/com/en/
CXC4.1 | Data logger testo 184 series testo 184 T3 | 1 | 1 | 127.5 | Carl Roth | CXC4.1 | https://www.carlroth.com/com/en/
CXC5.1 | Data logger testo 184 series testo 184 T4 | 1 | 1 | 217 | Carl Roth | CXC5.1 | https://www.carlroth.com/com/en/
CXP0.1 | Thermometers For autoclaves | 1 | 1 | 70.7 | Carl Roth | CXP0.1 | https://www.carlroth.com/com/en/
E740.1 | Glass thermometer Standard, -35 to +50 °C, 300 mm | 1 | 1 | 13.8 | Carl Roth | E740.1 | https://www.carlroth.com/com/en/
E741.1 | Glass thermometer Standard, -10 to +60 °C, 200 mm | 1 | 1 | 13.8 | Carl Roth | E741.1 | https://www.carlroth.com/com/en/
E742.1 | Glass thermometer Standard, -20 to +110 °C, 300 mm | 1 | 1 | 13.8 | Carl Roth | E742.1 | https://www.carlroth.com/com/en/
E743.1 | Glass thermometer Standard, -20 to +150 °C, 300 mm | 1 | 1 | 13.8 | Carl Roth | E743.1 | https://www.carlroth.com/com/en/
E744.1 | Glass thermometer Standard, -10 to +200 °C, 300 mm | 1 | 1 | 13.8 | Carl Roth | E744.1 | https://www.carlroth.com/com/en/
E745.1 | Glass thermometer Standard, -10 to +250 °C, 300 mm | 1 | 1 | 34.1 | Carl Roth | E745.1 | https://www.carlroth.com/com/en/
E755.1 | Soil thermometer | 1 | 1 | 17.5 | Carl Roth | E755.1 | https://www.carlroth.com/com/en/
ECK0.1 | Wireless data logger Saveris 2-T1 | 1 | 1 | 158.1 | Carl Roth | ECK0.1 | https://www.carlroth.com/com/en/
ECK1.1 | Wireless data logger Saveris 2-T3 | 1 | 1 | 263.5 | Carl Roth | ECK1.1 | https://www.carlroth.com/com/en/
ECK2.1 | Temperature gauge Type K for Saveris 2-T3 Penetration probe | 1 | 1 | 67.7 | Carl Roth | ECK2.1 | https://www.carlroth.com/com/en/
ECK3.1 | Temperature gauge Type K for Saveris 2-T3 Low temperature gauge | 1 | 1 | 207.1 | Carl Roth | ECK3.1 | https://www.carlroth.com/com/en/
EH73.1 | Temperature measuring device testo 925 | 1 | 1 | 112.8 | Carl Roth | EH73.1 | https://www.carlroth.com/com/en/
EH74.1 | Accessories TopSafe protective case For testo 925, 425 | 1 | 1 | 35.6 | Carl Roth | EH74.1 | https://www.carlroth.com/com/en/
EH75.1 | Accessories Transport case for measuring device and sensor for testo 925 | 1 | 1 | 49 | Carl Roth | EH75.1 | https://www.carlroth.com/com/en/
EH76.1 | Accessories Extension cable for testo 925 | 1 | 1 | 62.5 | Carl Roth | EH76.1 | https://www.carlroth.com/com/en/
EH77.1 | Temperature gauge Type K with miniature thermoelement connection_Testo Immersion sensors | 1 | 1 | 111.6 | Carl Roth | EH77.1 | https://www.carlroth.com/com/en/
EH78.1 | Temperature gauge Type K with miniature thermoelement connection_Testo Immersion/penetration probe | 1 | 1 | 49 | Carl Roth | EH78.1 | https://www.carlroth.com/com/en/
EH79.1 | Temperature gauge Type K with miniature thermoelement connection_Testo Food probes | 1 | 1 | 89.5 | Carl Roth | EH79.1 | https://www.carlroth.com/com/en/
EH80.1 | Temperature gauge Type K with miniature thermoelement connection_Testo Surface probe for flat surfaces | 1 | 1 | 71.1 | Carl Roth | EH80.1 | https://www.carlroth.com/com/en/
EH81.1 | Temperature gauge Type K with miniature thermoelement connection_Testo Surface probe for uneven surfaces | 1 | 1 | 142.2 | Carl Roth | EH81.1 | https://www.carlroth.com/com/en/
EH82.1 | Temperature gauge Type K with miniature thermoelement connection_Testo Immersion measuring tip | 1 | 1 | 33.1 | Carl Roth | EH82.1 | https://www.carlroth.com/com/en/
EH84.1 | Radio accessories for testo 925/625 Radio module | 1 | 1 | 50.3 | Carl Roth | EH84.1 | https://www.carlroth.com/com/en/
EH85.1 | Radio accessories for testo 925/625 Remote handle | 1 | 1 | 112.8 | Carl Roth | EH85.1 | https://www.carlroth.com/com/en/
EH86.1 | Radio accessories Thermoelement sensor head for testo 925 | 1 | 1 | 53.9 | Carl Roth | EH86.1 | https://www.carlroth.com/com/en/
EH87.1 | Temperature measuring device testo 720 | 1 | 1 | 205.9 | Carl Roth | EH87.1 | https://www.carlroth.com/com/en/
EH88.1 | Temperature gauge Pt100 for testo 720 Laboratory probe, glass-coated | 1 | 1 | 132.4 | Carl Roth | EH88.1 | https://www.carlroth.com/com/en/
EH89.1 | Temperature gauge Pt100 for testo 720 Food probes | 1 | 1 | 161.8 | Carl Roth | EH89.1 | https://www.carlroth.com/com/en/
EH90.1 | Temperature gauge Pt100 for testo 720 Immersion/penetration probe | 1 | 1 | 90.7 | Carl Roth | EH90.1 | https://www.carlroth.com/com/en/
EH91.1 | Temperature gauge Pt100 for testo 720 Surface probe | 1 | 1 | 128.7 | Carl Roth | EH91.1 | https://www.carlroth.com/com/en/
EH93.1 | Temperature measuring device testo 112 With proof of conformity | 1 | 1 | 649.5 | Carl Roth | EH93.1 | https://www.carlroth.com/com/en/
EH94.1 | Accessories TopSafe protective case for testo 112 | 1 | 1 | 40.8 | Carl Roth | EH94.1 | https://www.carlroth.com/com/en/
EHP6.1 | Infrared thermometer Scantemp Pro 450 with thermocouple input | 1 | 1 | 122.3 | Carl Roth | EHP6.1 | https://www.carlroth.com/com/en/
EHX3.1 | Data logger LOG200 series, LOG200 | 1 | 1 | 76.6 | Carl Roth | EHX3.1 | https://www.carlroth.com/com/en/
EHX4.1 | Data logger LOG200 series, LOG210 | 1 | 1 | 91.8 | Carl Roth | EHX4.1 | https://www.carlroth.com/com/en/
EHX5.1 | Data logger LOG200 series, LOG220 | 1 | 1 | 109.1 | Carl Roth | EHX5.1 | https://www.carlroth.com/com/en/
EL54.1 | Temperature measuring device testo 110 Standard design | 1 | 1 | 125 | Carl Roth | EL54.1 | https://www.carlroth.com/com/en/
EL55.1 | Temperature gauge NTC for testo 110 Air probe | 1 | 1 | 84.6 | Carl Roth | EL55.1 | https://www.carlroth.com/com/en/
EL56.1 | Temperature gauge NTC for testo 110 Surface probe | 1 | 1 | 94.4 | Carl Roth | EL56.1 | https://www.carlroth.com/com/en/
EL57.1 | Temperature gauge NTC for testo 110 Immersion/penetration probe | 1 | 1 | 82.1 | Carl Roth | EL57.1 | https://www.carlroth.com/com/en/
EL58.1 | Temperature gauge NTC for testo 110 Food probes | 1 | 1 | 148.3 | Carl Roth | EL58.1 | https://www.carlroth.com/com/en/
EL59.1 | Temperature measuring device testo 110 Measuring device kit with certificate | 1 | 1 | 335.8 | Carl Roth | EL59.1 | https://www.carlroth.com/com/en/
ENE3.1 | Data logger SterilDisk | 1 | 1 | 599.3 | Carl Roth | ENE3.1 | https://www.carlroth.com/com/en/
ENE4.1 | Accessories Interface for SterilDisk | 1 | 1 | 354.2 | Carl Roth | ENE4.1 | https://www.carlroth.com/com/en/
ENE5.1 | Accessories Battery for SterilDisk | 1 | 1 | 63.2 | Carl Roth | ENE5.1 | https://www.carlroth.com/com/en/
ENN0.1 | Wireless data logger for smartphones | 1 | 1 | 84.6 | Carl Roth | ENN0.1 | https://www.carlroth.com/com/en/
ENN1.1 | Accessories Standard wireless transmitter for wireless data logger for smartphones | 1 | 1 | 24.4 | Carl Roth | ENN1.1 | https://www.carlroth.com/com/en/
ENN2.1 | Accessories Pro wireless transmitter for wireless data logger for smartphones | 1 | 1 | 85.2 | Carl Roth | ENN2.1 | https://www.carlroth.com/com/en/
EPY1.1 | Ground joint thermometers, 0 to +150 °C, Graduation: 0,5 °C, 355 mm, 55 mm | 1 | 1 | 80.2 | Carl Roth | EPY1.1 | https://www.carlroth.com/com/en/
EPY2.1 | Ground joint thermometers, 0 to +150 °C, Graduation: 0,5 °C, 370 mm, 70 mm | 1 | 1 | 80 | Carl Roth | EPY2.1 | https://www.carlroth.com/com/en/
EPY3.1 | Ground joint thermometers, 0 to +150 °C, Graduation: 0,5 °C, 385 mm, 85 mm | 1 | 1 | 80.2 | Carl Roth | EPY3.1 | https://www.carlroth.com/com/en/
EPY4.1 | Ground joint thermometers, 0 to +250 °C, Graduation: 1 °C, 355 mm, 55 mm | 1 | 1 | 84.7 | Carl Roth | EPY4.1 | https://www.carlroth.com/com/en/
EPY5.1 | Ground joint thermometers, 0 to +250 °C, Graduation: 1 °C, 370 mm, 70 mm | 1 | 1 | 84.7 | Carl Roth | EPY5.1 | https://www.carlroth.com/com/en/
EPY6.1 | Ground joint thermometers, 0 to +250 °C, Graduation: 1 °C, 385 mm, 85 mm | 1 | 1 | 84.7 | Carl Roth | EPY6.1 | https://www.carlroth.com/com/en/
ET02.1 | Glass thermometer With green special filling, -10 to +110 °C, Graduation: 1 °C | 1 | 1 | 20 | Carl Roth | ET02.1 | https://www.carlroth.com/com/en/
ET03.1 | Glass thermometer With green special filling, -10 to +110 °C, Graduation: 0,5 °C | 1 | 1 | 22 | Carl Roth | ET03.1 | https://www.carlroth.com/com/en/
ET04.1 | Glass thermometer With green special filling, -10 to +150 °C, Graduation: 1 °C | 1 | 1 | 22 | Carl Roth | ET04.1 | https://www.carlroth.com/com/en/
ET05.1 | Glass thermometer With green special filling, -10 to +250 °C, Graduation: 2 °C | 1 | 1 | 31.8 | Carl Roth | ET05.1 | https://www.carlroth.com/com/en/
ET06.1 | Glass thermometer With green special filling, -10 to +360 °C, Graduation: 2 °C | 1 | 1 | 36.2 | Carl Roth | ET06.1 | https://www.carlroth.com/com/en/
H198.1 | Accessories Power supply unit For P700 series | 1 | 1 | 36.7 | Carl Roth | H198.1 | https://www.carlroth.com/com/en/
H717.1 | Low temperature thermometer | 1 | 1 | 7.2 | Carl Roth | H717.1 | https://www.carlroth.com/com/en/
H718.1 | Plastic thermometer | 1 | 1 | 6.8 | Carl Roth | H718.1 | https://www.carlroth.com/com/en/
HA34.1 | Inside/outside thermometer With limit alarm and min./max. function | 1 | 1 | 17.8 | Carl Roth | HA34.1 | https://www.carlroth.com/com/en/
HAN2.1 | Thermometers With factory certificate | 1 | 1 | 210.8 | Carl Roth | HAN2.1 | https://www.carlroth.com/com/en/
HH80.1 | Hydrometer Baumé, 0.0 ­ 10.0 °Bé | 1 | 1 | 13.9 | Carl Roth | HH80.1 | https://www.carlroth.com/com/en/
HH81.1 | Hydrometer Baumé, 10.0 ­ 20.0 °Bé | 1 | 1 | 13.9 | Carl Roth | HH81.1 | https://www.carlroth.com/com/en/
HH82.1 | Hydrometer Baumé, 20.0 ­ 30.0 °Bé | 1 | 1 | 13.9 | Carl Roth | HH82.1 | https://www.carlroth.com/com/en/
HH83.1 | Hydrometer Baumé, 30.0 ­ 40.0 °Bé | 1 | 1 | 15.5 | Carl Roth | HH83.1 | https://www.carlroth.com/com/en/
HH84.1 | Hydrometer Baumé, 40.0 ­ 50.0 °Bé | 1 | 1 | 15.5 | Carl Roth | HH84.1 | https://www.carlroth.com/com/en/
HH85.1 | Hydrometer Baumé, 50.0 ­ 60.0 °Bé | 1 | 1 | 16.6 | Carl Roth | HH85.1 | https://www.carlroth.com/com/en/
HH86.1 | Hydrometer Baumé, 60.0 ­ 70.0 °Bé | 1 | 1 | 16.6 | Carl Roth | HH86.1 | https://www.carlroth.com/com/en/
HH87.1 | Hydrometer Precision, 0.600 ­ 0.700 g/cm³ | 1 | 1 | 14.1 | Carl Roth | HH87.1 | https://www.carlroth.com/com/en/
HH88.1 | Hydrometer Precision, 0.700 ­ 0.800 g/cm³ | 1 | 1 | 14.1 | Carl Roth | HH88.1 | https://www.carlroth.com/com/en/
HH89.1 | Hydrometer Precision, 0.800 ­ 0.900 g/cm³ | 1 | 1 | 14.1 | Carl Roth | HH89.1 | https://www.carlroth.com/com/en/
HH90.1 | Hydrometer Precision, 0.900 ­ 1.000 g/cm³ | 1 | 1 | 14.1 | Carl Roth | HH90.1 | https://www.carlroth.com/com/en/
HH91.1 | Hydrometer Precision, 1.000 ­ 1.100 g/cm³ | 1 | 1 | 15.5 | Carl Roth | HH91.1 | https://www.carlroth.com/com/en/
HH92.1 | Hydrometer Precision, 1.100 ­ 1.200 g/cm³ | 1 | 1 | 15.5 | Carl Roth | HH92.1 | https://www.carlroth.com/com/en/
HH93.1 | Hydrometer Precision, 1.200 ­ 1.300 g/cm³ | 1 | 1 | 15.5 | Carl Roth | HH93.1 | https://www.carlroth.com/com/en/
HH94.1 | Hydrometer Precision, 1.300 ­ 1.400 g/cm³ | 1 | 1 | 16.8 | Carl Roth | HH94.1 | https://www.carlroth.com/com/en/
HH95.1 | Hydrometer Precision, 1.400 ­ 1.500 g/cm³ | 1 | 1 | 16.8 | Carl Roth | HH95.1 | https://www.carlroth.com/com/en/
HH96.1 | Hydrometer Precision, 1.500 ­ 1.600 g/cm³ | 1 | 1 | 17.2 | Carl Roth | HH96.1 | https://www.carlroth.com/com/en/
HH97.1 | Hydrometer Precision, 1.600 ­ 1.700 g/cm³ | 1 | 1 | 17.2 | Carl Roth | HH97.1 | https://www.carlroth.com/com/en/
HH98.1 | Hydrometer Precision, 1.700 ­ 1.800 g/cm³ | 1 | 1 | 17.2 | Carl Roth | HH98.1 | https://www.carlroth.com/com/en/
HH99.1 | Hydrometer Precision, 1.800 ­ 1.900 g/cm³ | 1 | 1 | 17.2 | Carl Roth | HH99.1 | https://www.carlroth.com/com/en/
HHY1.1 | Temperature measuring device testo 108 | 1 | 1 | 114 | Carl Roth | HHY1.1 | https://www.carlroth.com/com/en/
HK03.1 | Hydrometer Precision, 1.900 ­ 2.000 g/cm³ | 1 | 1 | 17.2 | Carl Roth | HK03.1 | https://www.carlroth.com/com/en/
HKA0.1 | Temperature gauge Type T for testo 108 Standard penetration probe | 1 | 1 | 38 | Carl Roth | HKA0.1 | https://www.carlroth.com/com/en/
HKA1.1 | Temperature gauge Type T for testo 108 Air probe | 1 | 1 | 47.8 | Carl Roth | HKA1.1 | https://www.carlroth.com/com/en/
HKA2.1 | Temperature gauge Type T for testo 108 Stainless steel penetration probe (IP 67), robust | 1 | 1 | 134.8 | Carl Roth | HKA2.1 | https://www.carlroth.com/com/en/
HKA3.1 | Temperature gauge Type T for testo 108 Stainless steel penetration probe, thin | 1 | 1 | 116.5 | Carl Roth | HKA3.1 | https://www.carlroth.com/com/en/
HKT3.1 | Hydrometer made from polycarbonate for measuring density, 1.020 to 1.220 g/cm³ | 1 | 1 | 92 | Carl Roth | HKT3.1 | https://www.carlroth.com/com/en/
HKT4.1 | Hydrometer Made from polycarbonate For measuring density, 1.200 ­ 1.420 g/cm³ | 1 | 1 | 92 | Carl Roth | HKT4.1 | https://www.carlroth.com/com/en/
HKT5.1 | Hydrometer Made from polycarbonate For measuring density, 1.400 ­ 1.620 g/cm³ | 1 | 1 | 92 | Carl Roth | HKT5.1 | https://www.carlroth.com/com/en/
HKT6.1 | Hydrometer Made from polycarbonate For measuring sodium chloride (saline solution) | 1 | 1 | 92 | Carl Roth | HKT6.1 | https://www.carlroth.com/com/en/
HKT7.1 | Hydrometer Made from polycarbonate For measuring according to Baumé, 0 ­ 25 °Bé | 1 | 1 | 92.5 | Carl Roth | HKT7.1 | https://www.carlroth.com/com/en/
HKT8.1 | Hydrometer Made from polycarbonate For measuring according to Baumé, 0 ­ 12 °Bé | 1 | 1 | 92.5 | Carl Roth | HKT8.1 | https://www.carlroth.com/com/en/
HKT9.1 | Hydrometer Made from polycarbonate For measuring according to Baumé, 19 ­ 31 °Bé | 1 | 1 | 92 | Carl Roth | HKT9.1 | https://www.carlroth.com/com/en/
HKX0.1 | Alcoholometer Precision, 10 ­ 20 vol. % | 1 | 1 | 44.9 | Carl Roth | HKX0.1 | https://www.carlroth.com/com/en/
HKX1.1 | Alcoholometer Precision, 30 ­ 40 vol. % | 1 | 1 | 44.9 | Carl Roth | HKX1.1 | https://www.carlroth.com/com/en/
HKX2.1 | Alcoholometer Precision, 40 ­ 50 vol. % | 1 | 1 | 53.4 | Carl Roth | HKX2.1 | https://www.carlroth.com/com/en/
HKX3.1 | Alcoholometer Standard | 1 | 1 | 32.4 | Carl Roth | HKX3.1 | https://www.carlroth.com/com/en/
HKX4.1 | Precision thermometer With high accuracy Standard, -10 to +50 °C, Graduation: 0,5 °C, 220 mm | 1 | 1 | 63.1 | Carl Roth | HKX4.1 | https://www.carlroth.com/com/en/
HKX5.1 | Precision thermometer With high accuracy Standard, -10 to +100 °C, Graduation: 0,5 °C, 270 mm | 1 | 1 | 71.3 | Carl Roth | HKX5.1 | https://www.carlroth.com/com/en/
HKX6.1 | Precision thermometer With high accuracy Standard, -10 to +150 °C, Graduation: 0,5 °C, 350 mm | 1 | 1 | 85.1 | Carl Roth | HKX6.1 | https://www.carlroth.com/com/en/
HKX7.1 | Precision thermometer With high accuracy Standard, -10 to +200 °C, Graduation: 0,5 °C, 450 mm | 1 | 1 | 93.3 | Carl Roth | HKX7.1 | https://www.carlroth.com/com/en/
HKX8.1 | Precision thermometer With high accuracy Standard, -5 to +50 °C, Graduation: 0,2 °C, 350 mm | 1 | 1 | 72.4 | Carl Roth | HKX8.1 | https://www.carlroth.com/com/en/
HKX9.1 | Precision thermometer With high accuracy Standard, -5 to +100 °C, Graduation: 0,2 °C, 420 mm | 1 | 1 | 100.3 | Carl Roth | HKX9.1 | https://www.carlroth.com/com/en/
HKY0.1 | Precision thermometer With high accuracy Standard, -5 to +201 °C, Graduation: 0,2 °C, 550 mm | 1 | 1 | 180.1 | Carl Roth | HKY0.1 | https://www.carlroth.com/com/en/
HKY1.1 | Precision thermometer With high accuracy Standard, -10 to +50 °C, Graduation: 0,1 °C, 420 mm | 1 | 1 | 106.4 | Carl Roth | HKY1.1 | https://www.carlroth.com/com/en/
HKY2.1 | Precision thermometer With high accuracy Standard, 0 to +100 °C, Graduation: 0,1 °C, 550 mm | 1 | 1 | 172.5 | Carl Roth | HKY2.1 | https://www.carlroth.com/com/en/
HKY3.1 | Precision thermometer With high accuracy With FEP safety coating, -10 to +50 °C, Graduation: 0,5 °C, 220 mm | 1 | 1 | 94.2 | Carl Roth | HKY3.1 | https://www.carlroth.com/com/en/
HKY4.1 | Precision thermometer With high accuracy With FEP safety coating, -10 to +100 °C, Graduation: 0,5 °C, 270 mm | 1 | 1 | 116 | Carl Roth | HKY4.1 | https://www.carlroth.com/com/en/
HKY5.1 | Precision thermometer With high accuracy With FEP safety coating, -10 to +150 °C, Graduation: 0,5 °C, 350 mm | 1 | 1 | 137.6 | Carl Roth | HKY5.1 | https://www.carlroth.com/com/en/
HKY6.1 | Precision thermometer With high accuracy With FEP safety coating, -10 to +200 °C, Graduation: 0,5 °C, 450 mm | 1 | 1 | 150.8 | Carl Roth | HKY6.1 | https://www.carlroth.com/com/en/
HKY7.1 | Precision thermometer With high accuracy With FEP safety coating, -5 to +50 °C, Graduation: 0,2 °C, 350 mm | 1 | 1 | 123.6 | Carl Roth | HKY7.1 | https://www.carlroth.com/com/en/
HKY8.1 | Precision thermometer With high accuracy With FEP safety coating, -5 to +100 °C, Graduation: 0,2 °C, 420 mm | 1 | 1 | 159 | Carl Roth | HKY8.1 | https://www.carlroth.com/com/en/
HKY9.1 | Precision thermometer With high accuracy With FEP safety coating, -5 to +201 °C, Graduation: 0,2 °C, 550 mm | 1 | 1 | 251.3 | Carl Roth | HKY9.1 | https://www.carlroth.com/com/en/
HLA0.1 | Precision thermometer With high accuracy With FEP safety coating, -10 to +50 °C, Graduation: 0,1 °C, 420 mm | 1 | 1 | 163.3 | Carl Roth | HLA0.1 | https://www.carlroth.com/com/en/
HLA1.1 | Precision thermometer With high accuracy With FEP safety coating, 0 to +100 °C, Graduation: 0,1 °C, 550 mm | 1 | 1 | 245.1 | Carl Roth | HLA1.1 | https://www.carlroth.com/com/en/
HNN5.1 | Temperature measuring device P4000 | 1 | 1 | 141.3 | Carl Roth | HNN5.1 | https://www.carlroth.com/com/en/
HNN6.1 | Accessories for P4000/P700, Windows Software DE Graph for P4000/P700 | 1 | 1 | 152 | Carl Roth | HNN6.1 | https://www.carlroth.com/com/en/
HNN7.1 | Accessories for P4000/P700, USB cable for P4000 | 1 | 1 | 30.7 | Carl Roth | HNN7.1 | https://www.carlroth.com/com/en/
HNN8.1 | Temperature measuring device P200 | 1 | 1 | 60 | Carl Roth | HNN8.1 | https://www.carlroth.com/com/en/
HNN9.1 | Temperature measuring device P4010 Set 1 | 1 | 1 | 164.5 | Carl Roth | HNN9.1 | https://www.carlroth.com/com/en/
HNP0.1 | Temperature measuring device P4010 Set 2 | 1 | 1 | 288 | Carl Roth | HNP0.1 | https://www.carlroth.com/com/en/
HT78.1 | Temperature measuring device P300, With ISO calibration certificate (0 °C, +60 °C) | 1 | 1 | 112.3 | Carl Roth | HT78.1 | https://www.carlroth.com/com/en/
HTX0.1 | Infrared thermometer testo 835-T1 with thermocouple input | 1 | 1 | 253.7 | Carl Roth | HTX0.1 | https://www.carlroth.com/com/en/
HXC1.1 | Glass thermometer Calibrated, 0 to 50 °C, Graduation: 0,5 °C | 1 | 1 | 199.8 | Carl Roth | HXC1.1 | https://www.carlroth.com/com/en/
HXC2.1 | Glass thermometer Calibrated, 0 to 100 °C, Graduation: 0,5 °C | 1 | 1 | 209.6 | Carl Roth | HXC2.1 | https://www.carlroth.com/com/en/
HXC3.1 | Glass thermometer Calibrated, 0 to 200 °C, Graduation: 1 °C | 1 | 1 | 264.7 | Carl Roth | HXC3.1 | https://www.carlroth.com/com/en/
HY40.1 | Remote thermometer WAVE | 1 | 1 | 27.4 | Carl Roth | HY40.1 | https://www.carlroth.com/com/en/
KA32.1 | Thermometers Lab series Lab Basic, without | 1 | 1 | 25.3 | Carl Roth | KA32.1 | https://www.carlroth.com/com/en/
KA33.1 | Thermometers Lab series Lab Pro | 1 | 1 | 31.8 | Carl Roth | KA33.1 | https://www.carlroth.com/com/en/
KA34.1 | Maximum/minimum thermometer environmentally friendly, Plastic | 1 | 1 | 11.6 | Carl Roth | KA34.1 | https://www.carlroth.com/com/en/
KA38.1 | Infrared thermometer Scantemp 490 with thermocouple input | 1 | 1 | 259.8 | Carl Roth | KA38.1 | https://www.carlroth.com/com/en/
KE08.1 | Hydrometer cylinder, 380 ml | 1 | 1 | 21 | Carl Roth | KE08.1 | https://www.carlroth.com/com/en/
KE09.1 | Hydrometer cylinder, 770 ml | 1 | 1 | 33.7 | Carl Roth | KE09.1 | https://www.carlroth.com/com/en/
KEC6.1 | Inside/outside thermometer Officially calibrated | 1 | 1 | 202.2 | Carl Roth | KEC6.1 | https://www.carlroth.com/com/en/
KL30.1 | Temperature measuring device Mini-K | 1 | 1 | 57 | Carl Roth | KL30.1 | https://www.carlroth.com/com/en/
KL31.1 | Temperature gauge Type K with miniature thermoelement connection_Testo Immersion/penetration probe, -40 to +400 °C, 3.5 x 120 mm | 1 | 1 | 37.5 | Carl Roth | KL31.1 | https://www.carlroth.com/com/en/
KL32.1 | Temperature gauge Type K with miniature thermoelement connection_Testo Immersion/penetration probe, -60 to +550 °C, 1.5 x 130 mm | 1 | 1 | 51.4 | Carl Roth | KL32.1 | https://www.carlroth.com/com/en/
KL33.1 | Temperature gauge Type K with miniature thermoelement connection_Testo Immersion sensors, 1.5 x 300 mm | 1 | 1 | 73.4 | Carl Roth | KL33.1 | https://www.carlroth.com/com/en/
KL34.1 | Temperature gauge Type K with miniature thermoelement connection_Testo Immersion sensor without handle | 1 | 1 | 34.6 | Carl Roth | KL34.1 | https://www.carlroth.com/com/en/
KL35.1 | Temperature gauge Type K with miniature thermoelement connection Testo PTFE insulated thermocouple wire | 1 | 1 | 24.5 | Carl Roth | KL35.1 | https://www.carlroth.com/com/en/
KT83.1 | Thermometers Solar Eco, basic | 1 | 1 | 15.9 | Carl Roth | KT83.1 | https://www.carlroth.com/com/en/
LN45.1 | Penetration probe thermometer LABTHERM | 1 | 1 | 28.7 | Carl Roth | LN45.1 | https://www.carlroth.com/com/en/
LP27.1 | Remote thermometer Ratio | 1 | 1 | 25.1 | Carl Roth | LP27.1 | https://www.carlroth.com/com/en/
LP28.1 | Accessories transmitter For radio-controlled thermometer Ratio | 1 | 1 | 16.1 | Carl Roth | LP28.1 | https://www.carlroth.com/com/en/
LT32.1 | Accessories Battery for LOG32 series | 1 | 1 | 9.8 | Carl Roth | LT32.1 | https://www.carlroth.com/com/en/
LX81.1 | Maximum/minimum thermometer Bimetal | 1 | 1 | 16.1 | Carl Roth | LX81.1 | https://www.carlroth.com/com/en/
LY46.1 | Infrared thermometer Scantemp 385 | 1 | 1 | 61.2 | Carl Roth | LY46.1 | https://www.carlroth.com/com/en/
N359.1 | Temperature measuring device P300, without | 1 | 1 | 81.9 | Carl Roth | N359.1 | https://www.carlroth.com/com/en/
NA06.1 | Data logger testo 174 mini series, testo 174T | 1 | 1 | 62.5 | Carl Roth | NA06.1 | https://www.carlroth.com/com/en/
NA07.1 | Data logger testo 174 mini series, testo 174H | 1 | 1 | 103 | Carl Roth | NA07.1 | https://www.carlroth.com/com/en/
NA08.1 | Accessories USB interface for testo 174 | 1 | 1 | 103 | Carl Roth | NA08.1 | https://www.carlroth.com/com/en/
NA22.1 | Data logger LOG100 series, LOG100 | 1 | 1 | 120.1 | Carl Roth | NA22.1 | https://www.carlroth.com/com/en/
NA23.1 | Data logger LOG100 series, LOG110 | 1 | 1 | 182.6 | Carl Roth | NA23.1 | https://www.carlroth.com/com/en/
NA24.1 | Accessories Software and USB cable for LOG100 series | 1 | 1 | 73 | Carl Roth | NA24.1 | https://www.carlroth.com/com/en/
NA25.1 | Temperature gauge for LOG100 and LOG110 | 1 | 1 | 67.4 | Carl Roth | NA25.1 | https://www.carlroth.com/com/en/
NK56.1 | Data logger LOG100 series, LOG100Cryo | 1 | 1 | 170.4 | Carl Roth | NK56.1 | https://www.carlroth.com/com/en/
NK57.1 | Temperature gauge For LOG 100 CRYO | 1 | 1 | 84 | Carl Roth | NK57.1 | https://www.carlroth.com/com/en/
P855.1 | Infrared thermometer testo 826 series, testo 826-T2 | 1 | 1 | 114 | Carl Roth | P855.1 | https://www.carlroth.com/com/en/
P857.1 | Infrared thermometer testo 826 series, testo 826-T4, -50 to +230 °C | 1 | 1 | 177.7 | Carl Roth | P857.1 | https://www.carlroth.com/com/en/
PE63.1 | Penetration probe thermometer foldable testo 103 | 1 | 1 | 57.6 | Carl Roth | PE63.1 | https://www.carlroth.com/com/en/
PE64.1 | Penetration probe thermometer foldable testo 104 | 1 | 1 | 100.5 | Carl Roth | PE64.1 | https://www.carlroth.com/com/en/
PE75.1 | Thermometers for refrigerators and freezers | 1 | 1 | 17.5 | Carl Roth | PE75.1 | https://www.carlroth.com/com/en/
PE82.1 | Stirring thermometer, -35 to +50 °C, 260 mm | 1 | 1 | 15 | Carl Roth | PE82.1 | https://www.carlroth.com/com/en/
PE83.1 | Stirring thermometer, -10 to +60 °C, 200 mm | 1 | 1 | 12.5 | Carl Roth | PE83.1 | https://www.carlroth.com/com/en/
PE84.1 | Stirring thermometer, -10 to +110 °C, 260 mm | 1 | 1 | 12.7 | Carl Roth | PE84.1 | https://www.carlroth.com/com/en/
PE85.1 | Stirring thermometer, -20 to +110 °C, 260 mm | 1 | 1 | 14 | Carl Roth | PE85.1 | https://www.carlroth.com/com/en/
PE86.1 | Stirring thermometer, -10 to +150 °C, 260 mm | 1 | 1 | 14.9 | Carl Roth | PE86.1 | https://www.carlroth.com/com/en/
PE87.1 | Stirring thermometer, -10 to +200 °C, 300 mm | 1 | 1 | 19.6 | Carl Roth | PE87.1 | https://www.carlroth.com/com/en/
PH31.1 | Data logger testo 175 series, testo 175 T1 | 1 | 1 | 154.4 | Carl Roth | PH31.1 | https://www.carlroth.com/com/en/
PH32.1 | Data logger testo 175 series, testo 175 H1 | 1 | 1 | 322.3 | Carl Roth | PH32.1 | https://www.carlroth.com/com/en/
PH33.1 | Accessories USB cable for testo 175 series | 1 | 1 | 28.3 | Carl Roth | PH33.1 | https://www.carlroth.com/com/en/
PH34.1 | Accessories SD card for testo 175 series | 1 | 1 | 32 | Carl Roth | PH34.1 | https://www.carlroth.com/com/en/
PL21.1 | Wireless data logger KlimaLogg Pro | 1 | 1 | 105.7 | Carl Roth | PL21.1 | https://www.carlroth.com/com/en/
PL22.1 | Accessories FS1 wireless transmitter for KlimaLogg Pro | 1 | 1 | 28.8 | Carl Roth | PL22.1 | https://www.carlroth.com/com/en/
PL23.1 | Accessories FS2 wireless transmitter for KlimaLogg Pro | 1 | 1 | 27 | Carl Roth | PL23.1 | https://www.carlroth.com/com/en/
PT43.1 | Temperature limiter For thermometers | 1 | 1 | 27.4 | Carl Roth | PT43.1 | https://www.carlroth.com/com/en/
PY66.1 | Thermometers Lab series Lab Basic, With factory certificate (test point at +5 °C) | 1 | 1 | 38.3 | Carl Roth | PY66.1 | https://www.carlroth.com/com/en/
PY81.1 | Hydrometer Standard, 0.700 ­ 1.000 g/cm³ | 1 | 1 | 14.1 | Carl Roth | PY81.1 | https://www.carlroth.com/com/en/
PY82.1 | Hydrometer Standard, 1.000 ­ 1.500 g/cm³ | 1 | 1 | 15.3 | Carl Roth | PY82.1 | https://www.carlroth.com/com/en/
PY83.1 | Hydrometer Standard, 1.500 ­ 2.000 g/cm³ | 1 | 1 | 17.6 | Carl Roth | PY83.1 | https://www.carlroth.com/com/en/
PY84.1 | Hydrometer Spindle With twin scales | 1 | 1 | 23.8 | Carl Roth | PY84.1 | https://www.carlroth.com/com/en/
T332.1 | Penetration probe thermometer | 1 | 1 | 25.8 | Carl Roth | T332.1 | https://www.carlroth.com/com/en/
TA56.1 | Thermometers for fridges | 1 | 1 | 11 | Carl Roth | TA56.1 | https://www.carlroth.com/com/en/
TA94.1 | Penetration probe thermometer ThermoJack foldable | 1 | 1 | 31.2 | Carl Roth | TA94.1 | https://www.carlroth.com/com/en/
X196.1 | Temperature gauge Type K with miniature thermoelement connection_Testo Immersion sensors, 3.0 x 300 mm | 1 | 1 | 80.9 | Carl Roth | X196.1 | https://www.carlroth.com/com/en/
X576.1 | Low-temperature thermometer Standard, -150 to +30 °C, 300 mm | 1 | 1 | 67.7 | Carl Roth | X576.1 | https://www.carlroth.com/com/en/
X577.1 | Low-temperature thermometer Standard, -100 to +100 °C, 300 mm | 1 | 1 | 66.5 | Carl Roth | X577.1 | https://www.carlroth.com/com/en/
X578.1 | Low-temperature thermometer Standard, -100 to +30 °C, 300 mm | 1 | 1 | 48.8 | Carl Roth | X578.1 | https://www.carlroth.com/com/en/
X717.1 | Temperature measuring device P700 series P700 | 1 | 1 | 294.1 | Carl Roth | X717.1 | https://www.carlroth.com/com/en/
X718.1 | Temperature measuring device P700 series P705 | 1 | 1 | 355.4 | Carl Roth | X718.1 | https://www.carlroth.com/com/en/
X719.1 | Temperature measuring device P700 series P750 | 1 | 1 | 563.7 | Carl Roth | X719.1 | https://www.carlroth.com/com/en/
X720.1 | Temperature measuring device P700 series P755 | 1 | 1 | 637.3 | Carl Roth | X720.1 | https://www.carlroth.com/com/en/
X721.1 | Temperature measuring device P700 series P750 service case set | 1 | 1 | 1050.3 | Carl Roth | X721.1 | https://www.carlroth.com/com/en/
X722.1 | Temperature gauge Pt100 for P700 series Immersion sensor, standard, 3 x 150 mm | 1 | 1 | 92 | Carl Roth | X722.1 | https://www.carlroth.com/com/en/
X723.1 | Temperature gauge Pt100 for P700 series Immersion sensor, standard, 3 x 300 mm | 1 | 1 | 98 | Carl Roth | X723.1 | https://www.carlroth.com/com/en/
X724.1 | Temperature gauge Pt100 for P700 series Penetration probe | 1 | 1 | 88.2 | Carl Roth | X724.1 | https://www.carlroth.com/com/en/
X726.1 | Temperature gauge Pt100 for P700 series Immersion sensor, precise | 1 | 1 | 157.3 | Carl Roth | X726.1 | https://www.carlroth.com/com/en/
X727.1 | Temperature gauge Type K for P700 series Immersion/penetration probe | 1 | 1 | 44.1 | Carl Roth | X727.1 | https://www.carlroth.com/com/en/
X728.1 | Temperature gauge Type K for P700 series Immersion sensors, 1.5 x 300 mm | 1 | 1 | 78.4 | Carl Roth | X728.1 | https://www.carlroth.com/com/en/
X729.1 | Temperature gauge Type K for P700 series Immersion sensors, 3.0 x 500 mm | 1 | 1 | 88.2 | Carl Roth | X729.1 | https://www.carlroth.com/com/en/
X730.1 | Temperature gauge Type K for P700 series Clip-on probe | 1 | 1 | 69.9 | Carl Roth | X730.1 | https://www.carlroth.com/com/en/
X731.1 | Flow sensor for P750/P755/P770 | 1 | 1 | 921.6 | Carl Roth | X731.1 | https://www.carlroth.com/com/en/
X825.1 | Combination probe for P750/P755/P770 | 1 | 1 | 204.7 | Carl Roth | X825.1 | https://www.carlroth.com/com/en/
XK00.1 | Penetration/infrared thermometer testo 104-IR | 1 | 1 | 141 | Carl Roth | XK00.1 | https://www.carlroth.com/com/en/
Y400.1 | Infrared thermometer Mini flash | 1 | 1 | 40.4 | Carl Roth | Y400.1 | https://www.carlroth.com/com/en/
Y931.1 | All-purpose thermometer, -30 to +50 °C | 1 | 1 | 8.5 | Carl Roth | Y931.1 | https://www.carlroth.com/com/en/
Y932.1 | All-purpose thermometer, -10 to +100 °C | 1 | 1 | 8.5 | Carl Roth | Y932.1 | https://www.carlroth.com/com/en/
YE17.1 | Glass thermometer With temperature limiter Bottle filling medium: Sand | 1 | 1 | 84.8 | Carl Roth | YE17.1 | https://www.carlroth.com/com/en/
YE18.1 | Glass thermometer With temperature limiter Bottle fill medium: Ethylene glycol mixture, -25 to -5 °C, Graduation: 0,1 °C, 235 mm | 1 | 1 | 107.3 | Carl Roth | YE18.1 | https://www.carlroth.com/com/en/
YE19.1 | Glass thermometer With temperature limiter Bottle fill medium: Ethylene glycol mixture, -30 to 0 °C, Graduation: 0,5 °C, 130 mm | 1 | 1 | 72.2 | Carl Roth | YE19.1 | https://www.carlroth.com/com/en/
YE20.1 | Glass thermometer With temperature limiter Bottle fill medium: Ethylene glycol mixture, -2 to +10 °C, Graduation: 0,1 °C, 230 mm | 1 | 1 | 90.3 | Carl Roth | YE20.1 | https://www.carlroth.com/com/en/
YE21.1 | Glass thermometer With temperature limiter Bottle fill medium: Ethylene glycol mixture, -5 to +15 °C, Graduation: 0,5 °C, 130 mm | 1 | 1 | 64.5 | Carl Roth | YE21.1 | https://www.carlroth.com/com/en/
YE22.1 | Glass thermometer With temperature limiter Bottle fill medium: Ethylene glycol mixture, +15 to +30 °C, Graduation: 0,1 °C, 180 mm | 1 | 1 | 97.4 | Carl Roth | YE22.1 | https://www.carlroth.com/com/en/
YE23.1 | Glass thermometer With temperature limiter Bottle fill medium: Ethylene glycol mixture, +18 to +50 °C, Graduation: 0,5 °C, 130 cm | 1 | 1 | 69.5 | Carl Roth | YE23.1 | https://www.carlroth.com/com/en/
YE24.1 | Glass thermometer With temperature limiter Bottle fill medium: Ethylene glycol mixture, +25 to +45 °C, Graduation: 0,1 °C, 190 mm | 1 | 1 | 103.5 | Carl Roth | YE24.1 | https://www.carlroth.com/com/en/
YE25.1 | Glass thermometer With temperature limiter Bottle filling medium: Vermiculite, +20 to +130 °C, Graduation: 1,0 °C, 135 mm | 1 | 1 | 72.9 | Carl Roth | YE25.1 | https://www.carlroth.com/com/en/
YE26.1 | Glass thermometer With temperature limiter Bottle filling medium: Vermiculite, +35 to +200 °C, Graduation: 1,0 °C, 180 mm | 1 | 1 | 202.2 | Carl Roth | YE26.1 | https://www.carlroth.com/com/en/
YE41.1 | Inside/outside thermometer ROTILABO® | 1 | 1 | 14.4 | Carl Roth | YE41.1 | https://www.carlroth.com/com/en/
1908.1 | Thermohygrometer Analogue | 1 | 1 | 81.2 | Carl Roth | 1908.1 | https://www.carlroth.com/com/en/
1AX3.1 | Thermohygrometer With cable sensor | 1 | 1 | 14.3 | Carl Roth | 1AX3.1 | https://www.carlroth.com/com/en/
1AX4.1 | Radio weather station METEO SENS | 1 | 1 | 51.5 | Carl Roth | 1AX4.1 | https://www.carlroth.com/com/en/
1AX5.1 | Thermohygrometer EXACTO | 1 | 1 | 19.2 | Carl Roth | 1AX5.1 | https://www.carlroth.com/com/en/
1AX6.1 | Thermohygrometer Ultra-flat | 1 | 1 | 13.3 | Carl Roth | 1AX6.1 | https://www.carlroth.com/com/en/
1AX7.1 | Wireless thermal hygrometer INFO | 1 | 1 | 26.3 | Carl Roth | 1AX7.1 | https://www.carlroth.com/com/en/
1E15.1 | Accessories Transmitter for METEO SENS | 1 | 1 | 10.7 | Carl Roth | 1E15.1 | https://www.carlroth.com/com/en/
1EN4.1 | Carbon dioxide meter Air CO2ntrol 5000 | 1 | 1 | 194.9 | Carl Roth | 1EN4.1 | https://www.carlroth.com/com/en/
A889.1 | Weather station Analogue black | 1 | 1 | 37.5 | Carl Roth | A889.1 | https://www.carlroth.com/com/en/
AH55.1 | Thermohygrometer P330 | 1 | 1 | 130.1 | Carl Roth | AH55.1 | https://www.carlroth.com/com/en/
AY02.1 | Thermohygrometer With extra-large display | 1 | 1 | 52.1 | Carl Roth | AY02.1 | https://www.carlroth.com/com/en/
CE88.1 | Accessories Calibration device for HygroPalm 22, For climate sensor HC2-S | 1 | 1 | 194.9 | Carl Roth | CE88.1 | https://www.carlroth.com/com/en/
CE89.1 | Accessories Calibration device for HygroPalm 22, For insertion probe, basic | 1 | 1 | 194.9 | Carl Roth | CE89.1 | https://www.carlroth.com/com/en/
CE90.1 | Accessories Calibration device for HygroPalm 22, For insertion probe, pro | 1 | 1 | 194.9 | Carl Roth | CE90.1 | https://www.carlroth.com/com/en/
CE92.1 | Humidity standard 10,0 % RH | 1 | 1 | 71.4 | Carl Roth | CE92.1 | https://www.carlroth.com/com/en/
CE93.1 | Humidity standard 35.0% RH | 1 | 1 | 71.4 | Carl Roth | CE93.1 | https://www.carlroth.com/com/en/
CE94.1 | Humidity standard 80.0% RH | 1 | 1 | 71.4 | Carl Roth | CE94.1 | https://www.carlroth.com/com/en/
CK09.1 | Thermohygrometer Dewpoint Pro | 1 | 1 | 80.8 | Carl Roth | CK09.1 | https://www.carlroth.com/com/en/
CK97.1 | Thermohygrometer With alarm LED | 1 | 1 | 55.5 | Carl Roth | CK97.1 | https://www.carlroth.com/com/en/
EH97.1 | Thermohygrometer testo 625 | 1 | 1 | 254.9 | Carl Roth | EH97.1 | https://www.carlroth.com/com/en/
EX62.1 | Material hygrometer | 1 | 1 | 73.5 | Carl Roth | EX62.1 | https://www.carlroth.com/com/en/
HH28.1 | Thermohygrometer Inside/outside | 1 | 1 | 42.9 | Carl Roth | HH28.1 | https://www.carlroth.com/com/en/
HT61.1 | Weather station Galileo Plus Digital, satellite-based | 1 | 1 | 83.3 | Carl Roth | HT61.1 | https://www.carlroth.com/com/en/
HY42.1 | Differential pressure gauge testo 510 Pocket | 1 | 1 | 165.5 | Carl Roth | HY42.1 | https://www.carlroth.com/com/en/
HY43.1 | Absolute pressure meter testo 511 Pocket | 1 | 1 | 190 | Carl Roth | HY43.1 | https://www.carlroth.com/com/en/
HY44.1 | Thermohygrometer testo 610 | 1 | 1 | 153.2 | Carl Roth | HY44.1 | https://www.carlroth.com/com/en/
KHL1.1 | Thermohygrometer HygroPalm 32 | 1 | 1 | 399.5 | Carl Roth | KHL1.1 | https://www.carlroth.com/com/en/
KT96.1 | Material hygrometer HumidCheck mini | 1 | 1 | 33.4 | Carl Roth | KT96.1 | https://www.carlroth.com/com/en/
KX05.1 | Combination probe for HygroPalm 22 Climate sensor HC2A-S | 1 | 1 | 332.1 | Carl Roth | KX05.1 | https://www.carlroth.com/com/en/
KX06.1 | Combination probe for HygroPalm 22 Insertion probe, basic | 1 | 1 | 826 | Carl Roth | KX06.1 | https://www.carlroth.com/com/en/
KX07.1 | Combination probe for HygroPalm 22 Insertion probe, pro | 1 | 1 | 916.7 | Carl Roth | KX07.1 | https://www.carlroth.com/com/en/
L895.1 | Thermohygrometer Set | 1 | 1 | 300.3 | Carl Roth | L895.1 | https://www.carlroth.com/com/en/
LY99.1 | Thermohygrometer testo 623 | 1 | 1 | 193.6 | Carl Roth | LY99.1 | https://www.carlroth.com/com/en/
NA63.1 | Thermohygrometer STYLE | 1 | 1 | 23.2 | Carl Roth | NA63.1 | https://www.carlroth.com/com/en/
NL25.1 | Carbon dioxide meter CP11 | 1 | 1 | 391 | Carl Roth | NL25.1 | https://www.carlroth.com/com/en/
NL26.1 | Power supply unit for CP11 | 1 | 1 | 56 | Carl Roth | NL26.1 | https://www.carlroth.com/com/en/
P302.1 | Thermohygrometer testo 605-H1, Standard | 1 | 1 | 114 | Carl Roth | P302.1 | https://www.carlroth.com/com/en/
P303.1 | Thermohygrometer testo 605-H1, With ISO calibration certificate, 75.3% RH | 1 | 1 | 225.5 | Carl Roth | P303.1 | https://www.carlroth.com/com/en/
X226.1 | Thermohygrometer testo 608 series testo 608-H1 | 1 | 1 | 88.2 | Carl Roth | X226.1 | https://www.carlroth.com/com/en/
X227.1 | Thermohygrometer testo 608 series testo 608-H2 with alarm | 1 | 1 | 127.5 | Carl Roth | X227.1 | https://www.carlroth.com/com/en/
X257.1 | Weather station Analogue | 1 | 1 | 55.1 | Carl Roth | X257.1 | https://www.carlroth.com/com/en/
X732.1 | Thermohygrometer P770 | 1 | 1 | 416.7 | Carl Roth | X732.1 | https://www.carlroth.com/com/en/
XA41.1 | Wireless rain gauge Monsoon | 1 | 1 | 49 | Carl Roth | XA41.1 | https://www.carlroth.com/com/en/
XH13.1 | Accessories Outdoor transmitter for Monsoon | 1 | 1 | 22.4 | Carl Roth | XH13.1 | https://www.carlroth.com/com/en/
Y246.1 | Weather station Analogue Silver | 1 | 1 | 78.2 | Carl Roth | Y246.1 | https://www.carlroth.com/com/en/
Y401.1 | Thermohygrometer | 1 | 1 | 28.9 | Carl Roth | Y401.1 | https://www.carlroth.com/com/en/
1A4A.1 | Precision balance EHA series, 0.01 g, 500 g, EHA 500-2 | 1 | 1 | 102.6 | Carl Roth | 1A4A.1 | https://www.carlroth.com/com/en/
1A4C.1 | Precision balance EHA series, 0.1 g, 500 g, EHA 500-1 | 1 | 1 | 74.1 | Carl Roth | 1A4C.1 | https://www.carlroth.com/com/en/
1A4E.1 | Precision balance EHA series, 0.1 g, 1000 g, EHA 1000-1 | 1 | 1 | 74.1 | Carl Roth | 1A4E.1 | https://www.carlroth.com/com/en/
1A4H.1 | Precision balance EHA series, 0.1 g, 3000 g, EHA 3000-1 | 1 | 1 | 102.6 | Carl Roth | 1A4H.1 | https://www.carlroth.com/com/en/
1A4K.1 | Precision balance EHA series, 1 g, 3000 g, EHA 3000-0 | 1 | 1 | 74.1 | Carl Roth | 1A4K.1 | https://www.carlroth.com/com/en/
1H25.1 | Semi-micro and analytical balances ALJ series Standard version, calibrated ex works | 1 | 1 | 1425 | Carl Roth | 1H25.1 | https://www.carlroth.com/com/en/
AEP0.1 | Balance table | 1 | 1 | 969 | Carl Roth | AEP0.1 | https://www.carlroth.com/com/en/
AHC2.1 | Analytical and precision balances Practum® Series, 0,0001 g, 60 g, 64-1S (W) | 1 | 1 | 2006.4 | Carl Roth | AHC2.1 | https://www.carlroth.com/com/en/
AHC3.1 | Analytical and precision balances Practum® Series, 0,001 g, 510 g, 513-1S (W) | 1 | 1 | 1892.4 | Carl Roth | AHC3.1 | https://www.carlroth.com/com/en/
AHC4.1 | Analytical and precision balances Practum® Series, 0,01 g, 410 g, 412-1S | 1 | 1 | 1060.2 | Carl Roth | AHC4.1 | https://www.carlroth.com/com/en/
AHC5.1 | Analytical and precision balances Practum® Series, 0,01 g, 3100 g, 3102-1S | 1 | 1 | 1778.4 | Carl Roth | AHC5.1 | https://www.carlroth.com/com/en/
AHC6.1 | Analytical and precision balances Practum® Series, 0,1 g, 2100 g, 2101-1S | 1 | 1 | 1116.1 | Carl Roth | AHC6.1 | https://www.carlroth.com/com/en/
AHC7.1 | Analytical and precision balances Practum® Series, 0,1 g, 6100 g, 6101-1S | 1 | 1 | 1447.8 | Carl Roth | AHC7.1 | https://www.carlroth.com/com/en/
AHC8.1 | Analytical and precision balances Practum® Series, 1 g, 6100 g, 6100-1S | 1 | 1 | 1116.1 | Carl Roth | AHC8.1 | https://www.carlroth.com/com/en/
AHC9.1 | Semi-micro, analytical and precision balances Quintix® Series Standard models cannot be calibrated, 0,0001 g, 60 g, 64-1S | 1 | 1 | 3568.2 | Carl Roth | AHC9.1 | https://www.carlroth.com/com/en/
AHE0.1 | Semi-micro, analytical and precision balances Quintix® Series Standard models, calibrated ex works, 0,0001 g, 60 g, 64-1CEU (W) | 1 | 1 | 3910.2 | Carl Roth | AHE0.1 | https://www.carlroth.com/com/en/
AHE1.1 | Semi-micro, analytical and precision balances Quintix® Series Standard models cannot be calibrated, 0,001 g, 610 g, 613-1S (W) | 1 | 1 | 3727.8 | Carl Roth | AHE1.1 | https://www.carlroth.com/com/en/
AHE2.1 | Semi-micro, analytical and precision balances Quintix® Series Standard models, calibrated ex works, 0,001 g, 610 g, 613-1CEU (W) | 1 | 1 | 4001.4 | Carl Roth | AHE2.1 | https://www.carlroth.com/com/en/
AHE3.1 | Semi-micro, analytical and precision balances Quintix® Series Standard models cannot be calibrated, 0,01 g, 410 g, 412-1S | 1 | 1 | 2006.4 | Carl Roth | AHE3.1 | https://www.carlroth.com/com/en/
AHE5.1 | Semi-micro, analytical and precision balances Quintix® Series Standard models cannot be calibrated, 0,01 g, 6100 g, 6102-1S | 1 | 1 | 4058.4 | Carl Roth | AHE5.1 | https://www.carlroth.com/com/en/
AHE6.1 | Semi-micro, analytical and precision balances Quintix® Series Standard models, calibrated ex works, 0,01 g, 6100 g, 6102-1CEU | 1 | 1 | 4320.6 | Carl Roth | AHE6.1 | https://www.carlroth.com/com/en/
AHE7.1 | Semi-micro, analytical and precision balances Quintix® Series Standard models cannot be calibrated, 0,1 g, 2100 g, 2101-1S | 1 | 1 | 2291.4 | Carl Roth | AHE7.1 | https://www.carlroth.com/com/en/
AHE9.1 | Semi-micro, analytical and precision balances Quintix® Series Standard models cannot be calibrated, 0,1 g, 6100 g, 6101-1S | 1 | 1 | 2690.4 | Carl Roth | AHE9.1 | https://www.carlroth.com/com/en/
AHH0.1 | Semi-micro, analytical and precision balances Quintix® Series Standard models, calibrated ex works, 0,1 g, 6100 g, 6101-1CEU | 1 | 1 | 2964 | Carl Roth | AHH0.1 | https://www.carlroth.com/com/en/
AHH1.1 | Semi-micro, analytical and precision balances Quintix® Series Standard models cannot be calibrated, 1 g, 6100 g, 6100-1S | 1 | 1 | 2291.4 | Carl Roth | AHH1.1 | https://www.carlroth.com/com/en/
AHH2.1 | Semi-micro, analytical and precision balances Quintix® Series Standard models, calibrated ex works, 1 g, 6100 g, 6100-1CEU | 1 | 1 | 2542.2 | Carl Roth | AHH2.1 | https://www.carlroth.com/com/en/
AHH3.1 | Semi-micro, analytical and precision balances Secura® Series Standard models, not calibrated, 0,001 g, 610 g, 613-1S (W) | 1 | 1 | 4605.6 | Carl Roth | AHH3.1 | https://www.carlroth.com/com/en/
AHH4.1 | Semi-micro, analytical and precision balances Secura® Series Standard models, calibrated ex works, 0,001 g, 610 g, 613-1CEU (W) | 1 | 1 | 4959 | Carl Roth | AHH4.1 | https://www.carlroth.com/com/en/
AHH5.1 | Semi-micro, analytical and precision balances Secura® Series Standard models, not calibrated, 0,01 g, 610 g, 612-1S / -1CEU | 1 | 1 | 2850 | Carl Roth | AHH5.1 | https://www.carlroth.com/com/en/
AHH6.1 | Semi-micro, analytical and precision balances Secura® Series Standard models, calibrated ex works, 0,01 g, 610 g, 612-1CEU | 1 | 1 | 3112.2 | Carl Roth | AHH6.1 | https://www.carlroth.com/com/en/
AHH7.1 | Semi-micro, analytical and precision balances Secura® Series Standard models, not calibrated, 0,01 g, 6100 g, 6102-1S | 1 | 1 | 4936.2 | Carl Roth | AHH7.1 | https://www.carlroth.com/com/en/
AHH8.1 | Semi-micro, analytical and precision balances Secura® Series Standard models, calibrated ex works, 0,01 g, 6100 g, 6102-1CEU | 1 | 1 | 5209.8 | Carl Roth | AHH8.1 | https://www.carlroth.com/com/en/
AK49.1 | Precision balances 440 series, 0,01 g, 400 g, 440-35N | 1 | 1 | 376.2 | Carl Roth | AK49.1 | https://www.carlroth.com/com/en/
APA8.1 | Semi-micro, analytical and precision balances Explorer Series Standard models with auto-door function, cannot be calibrated, 120 g, EX124/AD (W) | 1 | 1 | 5061.6 | Carl Roth | APA8.1 | https://www.carlroth.com/com/en/
APA9.1 | Semi-micro, analytical and precision balances Explorer Series Standard models with auto-door function, cannot be calibrated, 220 g, EX224/AD (W) | 1 | 1 | 5563.2 | Carl Roth | APA9.1 | https://www.carlroth.com/com/en/
APC0.1 | Semi-micro, analytical and precision balances Explorer Series Standard models with auto-door function, cannot be calibrated, 320 g, EX324/AD (W) | 1 | 1 | 6190.2 | Carl Roth | APC0.1 | https://www.carlroth.com/com/en/
APC2.1 | Semi-micro, analytical and precision balances Explorer Series Standard models with auto door function, calibrated ex works, 220 g, EX224M/AD (W) | 1 | 1 | 5871 | Carl Roth | APC2.1 | https://www.carlroth.com/com/en/
APC3.1 | Semi-micro, analytical and precision balances Explorer Series Standard models with auto door function, calibrated ex works, 320 g, EX324M/AD (W) | 1 | 1 | 6498 | Carl Roth | APC3.1 | https://www.carlroth.com/com/en/
AX07.1 | Precision balances EW series, external calibration, 0,001 g, 220 g, EW 220-3 NM (W) | 1 | 1 | 706.8 | Carl Roth | AX07.1 | https://www.carlroth.com/com/en/
AX08.1 | Precision balances EW series, external calibration, 0,001 g, 420 g, EW 420-3 NM (W) | 1 | 1 | 786.6 | Carl Roth | AX08.1 | https://www.carlroth.com/com/en/
AX09.1 | Precision balances EW series, external calibration, 0,001 g, 620 g, EW 620-3 NM (W) | 1 | 1 | 877.8 | Carl Roth | AX09.1 | https://www.carlroth.com/com/en/
AX10.1 | Precision balances EW series, external calibration, 0,01 g, 820 g, EW 820-2 NM | 1 | 1 | 615.6 | Carl Roth | AX10.1 | https://www.carlroth.com/com/en/
AX11.1 | Precision balances EW series, external calibration, 0,01 g, 2200 g, EW 2200-2 NM | 1 | 1 | 752.4 | Carl Roth | AX11.1 | https://www.carlroth.com/com/en/
AX12.1 | Precision balances EW series, external calibration, 0,01 g, 4200 g, EW 4200-2 NM | 1 | 1 | 866.4 | Carl Roth | AX12.1 | https://www.carlroth.com/com/en/
AX13.1 | Precision balances EG series, internal calibration, 0,001 g, 220 g, EG 220-3 NM (W) | 1 | 1 | 866.4 | Carl Roth | AX13.1 | https://www.carlroth.com/com/en/
AX14.1 | Precision balances EG series, internal calibration, 0,001 g, 420 g, EG 420-3 NM (W) | 1 | 1 | 946.2 | Carl Roth | AX14.1 | https://www.carlroth.com/com/en/
AX15.1 | Precision balances EG series, internal calibration, 0,001 g, 620 g, EG 620-3 NM (W) | 1 | 1 | 1060.2 | Carl Roth | AX15.1 | https://www.carlroth.com/com/en/
AX16.1 | Precision balances EG series, internal calibration, 0,01 g, 2200 g, EG 2200-2 NM | 1 | 1 | 912 | Carl Roth | AX16.1 | https://www.carlroth.com/com/en/
AX17.1 | Precision balances EG series, internal calibration, 0,01 g, 4200 g, EG 4200-2 NM | 1 | 1 | 1003.2 | Carl Roth | AX17.1 | https://www.carlroth.com/com/en/
CCE5.1 | Analytical and precision balances Adventurer® Series Models with external calibration cannot be calibrated, 0,0001 g, 120 g, AX124 (W) | 1 | 1 | 2205.9 | Carl Roth | CCE5.1 | https://www.carlroth.com/com/en/
CCE6.1 | Analytical and precision balances Adventurer® Series Models with external calibration cannot be calibrated, 0,0001 g, 220 g, AX224 (W) | 1 | 1 | 2325.6 | Carl Roth | CCE6.1 | https://www.carlroth.com/com/en/
CCE7.1 | Analytical and precision balances Adventurer® Series Models with external calibration cannot be calibrated, 0,001 g, 220 g, AX223 (W) | 1 | 1 | 1413.6 | Carl Roth | CCE7.1 | https://www.carlroth.com/com/en/
CCE8.1 | Analytical and precision balances Adventurer® Series Models with external calibration cannot be calibrated, 0,001 g, 420 g, AX423 (W) | 1 | 1 | 1670.1 | Carl Roth | CCE8.1 | https://www.carlroth.com/com/en/
CCE9.1 | Analytical and precision balances Adventurer® Series Models with external calibration cannot be calibrated, 0,001 g, 520 g, AX523 (W) | 1 | 1 | 1926.6 | Carl Roth | CCE9.1 | https://www.carlroth.com/com/en/
CCH1.1 | Analytical and precision balances Adventurer® Series Models with external calibration cannot be calibrated, 0,01 g, 1520 g, AX1502 | 1 | 1 | 1407.9 | Carl Roth | CCH1.1 | https://www.carlroth.com/com/en/
CCH2.1 | Analytical and precision balances Adventurer® Series Models with external calibration cannot be calibrated, 0,01 g, 2200 g, AX2202 | 1 | 1 | 1430.7 | Carl Roth | CCH2.1 | https://www.carlroth.com/com/en/
CCH3.1 | Analytical and precision balances Adventurer® Series Models with external calibration cannot be calibrated, 0,01 g, 4200 g, AX4202 | 1 | 1 | 1664.4 | Carl Roth | CCH3.1 | https://www.carlroth.com/com/en/
CCH4.1 | Analytical and precision balances Adventurer® Series Models with internal calibration cannot be calibrated, 0,0001 g, 120 g, AX124 (W) | 1 | 1 | 2519.4 | Carl Roth | CCH4.1 | https://www.carlroth.com/com/en/
CCH5.1 | Analytical and precision balances Adventurer® Series Models with internal calibration cannot be calibrated, 0,0001 g, 220 g, AX224 (W) | 1 | 1 | 2633.4 | Carl Roth | CCH5.1 | https://www.carlroth.com/com/en/
CCH6.1 | Analytical and precision balances Adventurer® Series Models with internal calibration cannot be calibrated, 0,0001 g, 320 g, AX324 (W) | 1 | 1 | 2787.3 | Carl Roth | CCH6.1 | https://www.carlroth.com/com/en/
CCH7.1 | Analytical and precision balances Adventurer® Series Models with internal calibration cannot be calibrated, 0,001 g, 220 g, AX223 (W) | 1 | 1 | 1772.7 | Carl Roth | CCH7.1 | https://www.carlroth.com/com/en/
CCH8.1 | Analytical and precision balances Adventurer® Series Models with internal calibration cannot be calibrated, 0,001 g, 420 g, AX423 (W) | 1 | 1 | 2006.4 | Carl Roth | CCH8.1 | https://www.carlroth.com/com/en/
CCH9.1 | Analytical and precision balances Adventurer® Series Models with internal calibration cannot be calibrated, 0,001 g, 520 g, AX523 (W) | 1 | 1 | 2268.6 | Carl Roth | CCH9.1 | https://www.carlroth.com/com/en/
CCK1.1 | Analytical and precision balances Adventurer® Series Models with internal calibration cannot be calibrated, 0.01 g, 1520 g, AX1502 | 1 | 1 | 1744.2 | Carl Roth | CCK1.1 | https://www.carlroth.com/com/en/
CCK2.1 | Analytical and precision balances Adventurer® Series Models with internal calibration cannot be calibrated, 0.01 g, 2200 g, AX2202 | 1 | 1 | 1767 | Carl Roth | CCK2.1 | https://www.carlroth.com/com/en/
CCK3.1 | Analytical and precision balances Adventurer® Series Models with internal calibration cannot be calibrated, 0.01 g, 4200 g, AX4202 | 1 | 1 | 2000.7 | Carl Roth | CCK3.1 | https://www.carlroth.com/com/en/
CCK4.1 | Analytical and precision balances Adventurer® Series Models with internal calibration cannot be calibrated, 0.01 g, 5200 g, AX5202 | 1 | 1 | 2268.6 | Carl Roth | CCK4.1 | https://www.carlroth.com/com/en/
CET5.1 | Ionizer for balances | 1 | 1 | 1014.6 | Carl Roth | CET5.1 | https://www.carlroth.com/com/en/
CHH7.1 | Precision balances EWJ series Models cannot be calibrated, 0,001 g, 300 g, EWJ 300-3 (W) | 1 | 1 | 513 | Carl Roth | CHH7.1 | https://www.carlroth.com/com/en/
CHH8.1 | Precision balances EWJ series Models cannot be calibrated, 0,01 g, 600 g, EWJ 600-2M (W) | 1 | 1 | 410.4 | Carl Roth | CHH8.1 | https://www.carlroth.com/com/en/
CHH9.1 | Precision balances EWJ series Models cannot be calibrated, 0,01 g, 3000 g, EWJ 3000-2 | 1 | 1 | 490.2 | Carl Roth | CHH9.1 | https://www.carlroth.com/com/en/
CHK0.1 | Precision balances EWJ series Models cannot be calibrated, 0,1 g, 6000 g, EWJ 6000-1M | 1 | 1 | 399 | Carl Roth | CHK0.1 | https://www.carlroth.com/com/en/
CHK1.1 | Precision balances EWJ series Calibrated ex works, 0,01 g, 600 g, EWJ 600-2M (W) | 1 | 1 | 490.2 | Carl Roth | CHK1.1 | https://www.carlroth.com/com/en/
CHK2.1 | Precision balances EWJ series Calibrated ex works, 0,1 g, 6000 g, EWJ 6000-1M | 1 | 1 | 492.5 | Carl Roth | CHK2.1 | https://www.carlroth.com/com/en/
CNH8.1 | Semi-micro, analytical and precision balances Quintix® series Semi-micro balances, models cannot be calibrated, 0,00001 g, 30 g, 35-1S (W) | 1 | 1 | 5517.6 | Carl Roth | CNH8.1 | https://www.carlroth.com/com/en/
CNK0.1 | Semi-micro, analytical and precision balances Quintix® series Semi-micro balances, models cannot be calibrated, 0,00001/0,00001 g, 40 / 60 g, 65-1S (W) | 1 | 1 | 6099 | Carl Roth | CNK0.1 | https://www.carlroth.com/com/en/
CNK2.1 | Semi-micro, analytical and precision balances Quintix® series Semi-micro balances, models cannot be calibrated, 40 / 60 / 120 g, 125D-1S (W) | 1 | 1 | 6634.8 | Carl Roth | CNK2.1 | https://www.carlroth.com/com/en/
CNK3.1 | Semi-micro, analytical and precision balances Quintix® series Semi-micro balances, models calibrated ex works | 1 | 1 | 7318.8 | Carl Roth | CNK3.1 | https://www.carlroth.com/com/en/
CNK4.1 | Semi-micro, analytical and precision balances Secura® Series Semi-micro balances, models cannot be calibrated, 0.00001/0.00001 g, 60/120 g, 125-1S | 1 | 1 | 7455.6 | Carl Roth | CNK4.1 | https://www.carlroth.com/com/en/
CNK5.1 | Semi-micro, analytical and precision balances Secura® Series Semi-micro balances, models calibrated ex works, 0.00001/0.00001 g, 60/120 g, 125-1CEU | 1 | 1 | 8162.4 | Carl Roth | CNK5.1 | https://www.carlroth.com/com/en/
CNK6.1 | Semi-micro, analytical and precision balances Secura® Series Semi-micro balances, models cannot be calibrated, 0.00001/0.00001/0.0001 g, 60/120/220 g, 225D-1S | 1 | 1 | 7854.6 | Carl Roth | CNK6.1 | https://www.carlroth.com/com/en/
CNK7.1 | Semi-micro, analytical and precision balances Secura® Series Semi-micro balances, models calibrated ex works, 0.00001/0.00001/0.0001 g, 60/120/220 g, 225D-1CEU | 1 | 1 | 8572.8 | Carl Roth | CNK7.1 | https://www.carlroth.com/com/en/
CT06.1 | Compact balances EMB series, 0,01 g, 200 g, EMB 200-2 | 1 | 1 | 142.5 | Carl Roth | CT06.1 | https://www.carlroth.com/com/en/
CT72.1 | Precision balances EW series, external calibration, 0,01 g, 6200 g, EW 6200-2 NM | 1 | 1 | 923.4 | Carl Roth | CT72.1 | https://www.carlroth.com/com/en/
CT73.1 | Precision balances EW series, external calibration, 0,1 g, 12000 g, EW 12000-1 NM | 1 | 1 | 718.2 | Carl Roth | CT73.1 | https://www.carlroth.com/com/en/
CTE2.1 | Analytical balances HR series Models with external calibration, 0,0001 / 0,001 g, 62 / 252 g, HR-251A | 1 | 1 | 1306.4 | Carl Roth | CTE2.1 | https://www.carlroth.com/com/en/
CTE3.1 | Analytical balances HR series Models with external calibration, 0,0001 g, 102 g, HR-100A | 1 | 1 | 1306.4 | Carl Roth | CTE3.1 | https://www.carlroth.com/com/en/
CTE4.1 | Analytical balances HR series Models with external calibration, 0,0001 g, 152 g, HR-150A | 1 | 1 | 1393.4 | Carl Roth | CTE4.1 | https://www.carlroth.com/com/en/
CTE5.1 | Analytical balances HR series Models with external calibration, 0,0001 g, 252 g, HR-250A | 1 | 1 | 1670.4 | Carl Roth | CTE5.1 | https://www.carlroth.com/com/en/
CTE6.1 | Analytical balances HR series Models with internal calibration, 0,0001 / 0,001 g, 62 / 252 g, HR-251AZ (W) | 1 | 1 | 1578.5 | Carl Roth | CTE6.1 | https://www.carlroth.com/com/en/
CTE7.1 | Analytical balances HR series Models with internal calibration, 0,0001 g, 102 g, HR-100AZ (W) | 1 | 1 | 1578.5 | Carl Roth | CTE7.1 | https://www.carlroth.com/com/en/
CTE8.1 | Analytical balances HR series Models with internal calibration, 0.0001 g, 152 g, HR-150AZ (W) | 1 | 1 | 1650.8 | Carl Roth | CTE8.1 | https://www.carlroth.com/com/en/
CTE9.1 | Analytical balances HR series Models with internal calibration, 0.0001 g, 252 g, HR-250AZ (W) | 1 | 1 | 1935.1 | Carl Roth | CTE9.1 | https://www.carlroth.com/com/en/
CTH0.1 | Semi-micro and analytical balances GR series, 0,00001/0,0001 g, 42 / 210 g, GR-202 (W) | 1 | 1 | 4033.2 | Carl Roth | CTH0.1 | https://www.carlroth.com/com/en/
CTH1.1 | Semi-micro and analytical balances GR series, 0,0001 g, 120 g, GR-120 (W) | 1 | 1 | 2840.7 | Carl Roth | CTH1.1 | https://www.carlroth.com/com/en/
CTH2.1 | Semi-micro and analytical balances GR series, 0,0001 g, 210 g, GR-200 (W) | 1 | 1 | 3029.4 | Carl Roth | CTH2.1 | https://www.carlroth.com/com/en/
CTH3.1 | Semi-micro and analytical balances GR series, 0,0001 g, 310 g, GR-300 (W) | 1 | 1 | 4235.3 | Carl Roth | CTH3.1 | https://www.carlroth.com/com/en/
CTH4.1 | Precision balances FX series models have external calibration, 0,001 g, 122 g, FX-120i (W) | 1 | 1 | 795.4 | Carl Roth | CTH4.1 | https://www.carlroth.com/com/en/
CTH5.1 | Precision balances FX series models with external calibration, dust and water protection acc. to IP 65, 0,001 g, 122 g, FX-120i-WP (W) | 1 | 1 | 1326 | Carl Roth | CTH5.1 | https://www.carlroth.com/com/en/
CTH6.1 | Precision balances FX series models have external calibration, 0,001 g, 220 g, FX-200i (W) | 1 | 1 | 821.1 | Carl Roth | CTH6.1 | https://www.carlroth.com/com/en/
CTH7.1 | Precision balances FX series models with external calibration, dust and water protection acc. to IP 65, 0,001 g, 220 g, FX-200i-WP (W) | 1 | 1 | 1440 | Carl Roth | CTH7.1 | https://www.carlroth.com/com/en/
CTH8.1 | Precision balances FX series models have external calibration, 0,001 g, 320 g, FX-300i (W) | 1 | 1 | 877.5 | Carl Roth | CTH8.1 | https://www.carlroth.com/com/en/
CTH9.1 | Precision balances FX series models with external calibration, dust and water protection acc. to IP 65, 0,001 g, 320 g, FX-300i-WP (W) | 1 | 1 | 1552.7 | Carl Roth | CTH9.1 | https://www.carlroth.com/com/en/
CTK0.1 | Precision balances FX series models have external calibration, 0,01 g, 1220 g, FX-1200i | 1 | 1 | 795.4 | Carl Roth | CTK0.1 | https://www.carlroth.com/com/en/
CTK1.1 | Precision balances FX series models with external calibration, dust and water protection acc. to IP 65, 0,01 g, 1220 g, FX-1200i-WP | 1 | 1 | 1326 | Carl Roth | CTK1.1 | https://www.carlroth.com/com/en/
CTK2.1 | Precision balances FX series models have external calibration, 0,01 g, 2200 g, FX-2000i | 1 | 1 | 821.1 | Carl Roth | CTK2.1 | https://www.carlroth.com/com/en/
CTK3.1 | Precision balances FX series models with external calibration, dust and water protection acc. to IP 65, 0,01 g, 2200 g, FX-2000i-WP | 1 | 1 | 1452.3 | Carl Roth | CTK3.1 | https://www.carlroth.com/com/en/
CTK4.1 | Precision balances FX series models have external calibration, 0,01 g, 3200 g, FX-3000i | 1 | 1 | 877.5 | Carl Roth | CTK4.1 | https://www.carlroth.com/com/en/
CTK5.1 | Precision balances FX series models with external calibration, dust and water protection acc. to IP 65, 0,01 g, 3200 g, FX-3000i-WP | 1 | 1 | 1552.7 | Carl Roth | CTK5.1 | https://www.carlroth.com/com/en/
CTK6.1 | Precision balances FX series models with internal calibration, dust and water protection acc. to IP 65, 0,001 g, 122 g, FZ-120i-WP (W) | 1 | 1 | 1452.3 | Carl Roth | CTK6.1 | https://www.carlroth.com/com/en/
CTK7.1 | Precision balances FX series models with internal calibration, dust and water protection acc. to IP 65, 0,001 g, 220 g, FZ-200i-WP (W) | 1 | 1 | 1616.5 | Carl Roth | CTK7.1 | https://www.carlroth.com/com/en/
CTK8.1 | Precision balances FX series models with internal calibration, dust and water protection acc. to IP 65, 0,001 g, 320 g, FZ-300i-WP (W) | 1 | 1 | 1730.4 | Carl Roth | CTK8.1 | https://www.carlroth.com/com/en/
CTK9.1 | Precision balances FX series models with internal calibration, dust and water protection acc. to IP 65, 0,01 g, 1220 g, FZ-1200i-WP | 1 | 1 | 1452.3 | Carl Roth | CTK9.1 | https://www.carlroth.com/com/en/
CTL0.1 | Precision balances FX series models with internal calibration, dust and water protection acc. to IP 65, 0,01 g, 2200 g, FZ-2000i-WP | 1 | 1 | 1616.5 | Carl Roth | CTL0.1 | https://www.carlroth.com/com/en/
CTL1.1 | Precision balances FX series models with internal calibration, dust and water protection acc. to IP 65, 0,01 g, 3200 g, FZ-3000i-WP | 1 | 1 | 1730.4 | Carl Roth | CTL1.1 | https://www.carlroth.com/com/en/
EEH4.1 | Precision balances BTG series, 0,001 g, 300 g, BTG-303 (W) | 1 | 1 | 469.4 | Carl Roth | EEH4.1 | https://www.carlroth.com/com/en/
EEH5.1 | Precision balances BTG series, 0,01 g, 2000 g, BTG-2002 | 1 | 1 | 386.1 | Carl Roth | EEH5.1 | https://www.carlroth.com/com/en/
EEH6.1 | Precision balances BTG series, 0,1 g, 6000 g, BTG-6001 | 1 | 1 | 337.1 | Carl Roth | EEH6.1 | https://www.carlroth.com/com/en/
EEK2.1 | Moisture analysers DAB series Model DAB 100-3 | 1 | 1 | 1197 | Carl Roth | EEK2.1 | https://www.carlroth.com/com/en/
EHE8.1 | Precision balances Scout Series SKX series, 0,001 g, 120 g, SKX123 (W) | 1 | 1 | 464 | Carl Roth | EHE8.1 | https://www.carlroth.com/com/en/
EHE9.1 | Precision balances Scout Series SKX series, 0,01 g, 220 g, SKX222 | 1 | 1 | 339.7 | Carl Roth | EHE9.1 | https://www.carlroth.com/com/en/
EHH0.1 | Precision balances Scout Series SKX series, 0,01 g, 420 g, SKX422 | 1 | 1 | 404.7 | Carl Roth | EHH0.1 | https://www.carlroth.com/com/en/
EHH1.1 | Precision balances Scout Series SKX series, 0,01 g, 620 g, SKX622 | 1 | 1 | 440 | Carl Roth | EHH1.1 | https://www.carlroth.com/com/en/
EHH2.1 | Precision balances Scout Series SKX series, 0,01 g, 1200 g, SKX1202 | 1 | 1 | 516.4 | Carl Roth | EHH2.1 | https://www.carlroth.com/com/en/
EHH3.1 | Precision balances Scout Series SKX series, 0,01 g, 2200 g, SKX2202 | 1 | 1 | 551.8 | Carl Roth | EHH3.1 | https://www.carlroth.com/com/en/
EHH4.1 | Precision balances Scout Series SKX series, 0,1 g, 420 g, SKX421 | 1 | 1 | 198.4 | Carl Roth | EHH4.1 | https://www.carlroth.com/com/en/
EHH5.1 | Precision balances Scout Series SKX series, 0,1 g, 620 g, SKX621 | 1 | 1 | 222.3 | Carl Roth | EHH5.1 | https://www.carlroth.com/com/en/
EHH6.1 | Precision balances Scout Series SKX series, 0,1 g, 2200 g, SKX2201 | 1 | 1 | 334 | Carl Roth | EHH6.1 | https://www.carlroth.com/com/en/
EHH7.1 | Precision balances Scout Series SKX series, 0,1 g, 6200 g, SKX6201 | 1 | 1 | 451.4 | Carl Roth | EHH7.1 | https://www.carlroth.com/com/en/
EHH8.1 | Precision balances Scout Series SKX series, 1 g, 8200 g, SKX8200 | 1 | 1 | 253.1 | Carl Roth | EHH8.1 | https://www.carlroth.com/com/en/
EHH9.1 | Precision balances Scout Series STX series with touchscreen and additional features, 0,001 g, 120 g, STX123 (W) | 1 | 1 | 735.3 | Carl Roth | EHH9.1 | https://www.carlroth.com/com/en/
EHK0.1 | Precision balances Scout Series STX series with touchscreen and additional features, 0,001 g, 220 g, STX223 (W) | 1 | 1 | 855 | Carl Roth | EHK0.1 | https://www.carlroth.com/com/en/
EHK1.1 | Precision balances Scout Series STX series with touchscreen and additional features, 0,01 g, 220 g, STX222 | 1 | 1 | 562 | Carl Roth | EHK1.1 | https://www.carlroth.com/com/en/
EHK2.1 | Precision balances Scout Series STX series with touchscreen and additional features, 0,01 g, 420 g, STX422 | 1 | 1 | 684 | Carl Roth | EHK2.1 | https://www.carlroth.com/com/en/
EHK3.1 | Precision balances Scout Series STX series with touchscreen and additional features, 0,01 g, 620 g, STX622 | 1 | 1 | 735.3 | Carl Roth | EHK3.1 | https://www.carlroth.com/com/en/
EHK4.1 | Precision balances Scout Series STX series with touchscreen and additional features, 0,01 g, 1200 g, STX1202 | 1 | 1 | 815.1 | Carl Roth | EHK4.1 | https://www.carlroth.com/com/en/
EHK5.1 | Precision balances Scout Series STX series with touchscreen and additional features, 0,01 g, 2200 g, STX2202 | 1 | 1 | 855 | Carl Roth | EHK5.1 | https://www.carlroth.com/com/en/
EHK6.1 | Precision balances Scout Series STX series with touchscreen and additional features, 0,1 g, 420 g, STX421 | 1 | 1 | 311.2 | Carl Roth | EHK6.1 | https://www.carlroth.com/com/en/
EHK7.1 | Precision balances Scout Series STX series with touchscreen and additional features, 0,1 g, 620 g, STX621 | 1 | 1 | 369.4 | Carl Roth | EHK7.1 | https://www.carlroth.com/com/en/
EHK8.1 | Precision balances Scout Series STX series with touchscreen and additional features, 0,1 g, 2200 g, STX2201 | 1 | 1 | 562 | Carl Roth | EHK8.1 | https://www.carlroth.com/com/en/
EHK9.1 | Precision balances Scout Series STX series with touchscreen and additional features, 0,1 g, 6200 g, STX6201 | 1 | 1 | 723.9 | Carl Roth | EHK9.1 | https://www.carlroth.com/com/en/
EHL0.1 | Precision balances Scout Series STX series with touchscreen and additional features, 1 g, 8200 g, STX8200 | 1 | 1 | 815.1 | Carl Roth | EHL0.1 | https://www.carlroth.com/com/en/
EHL1.1 | Accessories Interface installation kit for SKX and STX series precision balances, RS 232 interface kit | 1 | 1 | 73.2 | Carl Roth | EHL1.1 | https://www.carlroth.com/com/en/
EHL2.1 | Accessories Interface installation kit for SKX and STX series precision balances, USB host interface kit | 1 | 1 | 110.9 | Carl Roth | EHL2.1 | https://www.carlroth.com/com/en/
EHL3.1 | Accessories Interface installation kit for SKX and STX series precision balances, USB device interface kit | 1 | 1 | 85.1 | Carl Roth | EHL3.1 | https://www.carlroth.com/com/en/
EHL4.1 | Accessories Interface installation kit for SKX and STX series precision balances, Bluetooth interface kit | 1 | 1 | 138.5 | Carl Roth | EHL4.1 | https://www.carlroth.com/com/en/
EHP8.1 | Precision balances FZ series models have internal calibration, 0,001 g, 122 g, FZ-120i (W) | 1 | 1 | 1003.7 | Carl Roth | EHP8.1 | https://www.carlroth.com/com/en/
EHP9.1 | Precision balances FZ series models have internal calibration, 0,001 g, 220 g, FZ-200i (W) | 1 | 1 | 1055.2 | Carl Roth | EHP9.1 | https://www.carlroth.com/com/en/
EHT0.1 | Precision balances FZ series models have internal calibration, 0,001 g, 320 g, FZ-300i (W) | 1 | 1 | 1105.4 | Carl Roth | EHT0.1 | https://www.carlroth.com/com/en/
EHT1.1 | Precision balances FZ series models have internal calibration, 0,01 g, 1220 g, FZ-1200i | 1 | 1 | 1003.7 | Carl Roth | EHT1.1 | https://www.carlroth.com/com/en/
EHT2.1 | Precision balances FZ series models have internal calibration, 0,01 g, 2200 g, FZ-2000i | 1 | 1 | 1055.2 | Carl Roth | EHT2.1 | https://www.carlroth.com/com/en/
EHT3.1 | Precision balances FZ series models have internal calibration, 0,01 g, 3200 g, FZ-3000i | 1 | 1 | 1105.4 | Carl Roth | EHT3.1 | https://www.carlroth.com/com/en/
EKH8.1 | Analytical and precision balances Adventurer® Series Models with external calibration cannot be calibrated, 0,01 g, 420 g, AX422 | 1 | 1 | 1083 | Carl Roth | EKH8.1 | https://www.carlroth.com/com/en/
EKH9.1 | Analytical and precision balances Adventurer® Series Models with external calibration cannot be calibrated, 0,01 g, 820 g, AX822 | 1 | 1 | 1236.9 | Carl Roth | EKH9.1 | https://www.carlroth.com/com/en/
EKK0.1 | Analytical and precision balances Adventurer® Series Models with external calibration cannot be calibrated, 0,1 g, 2200 g, AX2201 | 1 | 1 | 1020.3 | Carl Roth | EKK0.1 | https://www.carlroth.com/com/en/
EKK1.1 | Analytical and precision balances Adventurer® Series Models with external calibration cannot be calibrated, 0,1 g, 4200 g, AX4201 | 1 | 1 | 1242.6 | Carl Roth | EKK1.1 | https://www.carlroth.com/com/en/
EKK2.1 | Analytical and precision balances Adventurer® Series Models with external calibration cannot be calibrated, 0,1 g, 8200 g, AX8201 | 1 | 1 | 1373.7 | Carl Roth | EKK2.1 | https://www.carlroth.com/com/en/
EKK3.1 | Analytical and precision balances Adventurer® Series Models with internal calibration cannot be calibrated, 0.01 g, 420 g, AX422 | 1 | 1 | 1425 | Carl Roth | EKK3.1 | https://www.carlroth.com/com/en/
EKK4.1 | Analytical and precision balances Adventurer® Series Models with internal calibration cannot be calibrated, 0.01 g, 820 g, AX822 | 1 | 1 | 1573.2 | Carl Roth | EKK4.1 | https://www.carlroth.com/com/en/
EKK5.1 | Analytical and precision balances Adventurer® Series Models with internal calibration cannot be calibrated, 0,1 g, 2200 g, AX2201 | 1 | 1 | 1362.3 | Carl Roth | EKK5.1 | https://www.carlroth.com/com/en/
EKK6.1 | Analytical and precision balances Adventurer® Series Models with internal calibration cannot be calibrated, 0,1 g, 4200 g, AX4201 | 1 | 1 | 1584.6 | Carl Roth | EKK6.1 | https://www.carlroth.com/com/en/
EKK7.1 | Analytical and precision balances Adventurer® Series Models with internal calibration cannot be calibrated, 0,1 g, 8200 g, AX8201 | 1 | 1 | 1710 | Carl Roth | EKK7.1 | https://www.carlroth.com/com/en/
EKK8.1 | Analytical and precision balances Adventurer® Series Models with internal calibration, calibrated ex works, 0,0001 g, 120 g, AX124 (W) | 1 | 1 | 2787.3 | Carl Roth | EKK8.1 | https://www.carlroth.com/com/en/
EKK9.1 | Analytical and precision balances Adventurer® Series Models with internal calibration, calibrated ex works, 0,0001 g, 220 g, AX224 (W) | 1 | 1 | 2901.3 | Carl Roth | EKK9.1 | https://www.carlroth.com/com/en/
EKL0.1 | Analytical and precision balances Adventurer® Series Models with internal calibration, calibrated ex works, 0,0001 g, 320 g, AX324 (W) | 1 | 1 | 3055.2 | Carl Roth | EKL0.1 | https://www.carlroth.com/com/en/
EKL1.1 | Analytical and precision balances Adventurer® Series Models with internal calibration, calibrated ex works, 0,001 g, 220 g, AX223 (W) | 1 | 1 | 2023.5 | Carl Roth | EKL1.1 | https://www.carlroth.com/com/en/
EKL2.1 | Analytical and precision balances Adventurer® Series Models with internal calibration, calibrated ex works, 0,001 g, 420 g, AX423 (W) | 1 | 1 | 2262.9 | Carl Roth | EKL2.1 | https://www.carlroth.com/com/en/
EKL3.1 | Analytical and precision balances Adventurer® Series Models with internal calibration, calibrated ex works, 0,001 g, 520 g, AX523 (W) | 1 | 1 | 2519.4 | Carl Roth | EKL3.1 | https://www.carlroth.com/com/en/
EKL4.1 | Analytical and precision balances Adventurer® Series Models with internal calibration, calibrated ex works, 0,01 g, 1520 g, AX1502 | 1 | 1 | 1995 | Carl Roth | EKL4.1 | https://www.carlroth.com/com/en/
EKL5.1 | Analytical and precision balances Adventurer® Series Models with internal calibration, calibrated ex works, 0,01 g, 2200 g, AX2202 | 1 | 1 | 2017.8 | Carl Roth | EKL5.1 | https://www.carlroth.com/com/en/
EKL6.1 | Analytical and precision balances Adventurer® Series Models with internal calibration, calibrated ex works, 0,01 g, 4200 g, AX4202 | 1 | 1 | 2257.2 | Carl Roth | EKL6.1 | https://www.carlroth.com/com/en/
EKL7.1 | Analytical and precision balances Adventurer® Series Models with internal calibration, calibrated ex works, 0,01 g, 5200 g, AX5202 | 1 | 1 | 2519.4 | Carl Roth | EKL7.1 | https://www.carlroth.com/com/en/
EKL8.1 | Analytical and precision balances Adventurer® Series Models with internal calibration, calibrated ex works, 0,1 g, 8200 g, AX8201 | 1 | 1 | 1960.8 | Carl Roth | EKL8.1 | https://www.carlroth.com/com/en/
ENH3.1 | Precision balances PNJ series Models cannot be calibrated, 0,001 g, 620 g, PNJ 600-3M (W) | 1 | 1 | 843.6 | Carl Roth | ENH3.1 | https://www.carlroth.com/com/en/
ENH4.1 | Precision balances PNJ series Models cannot be calibrated, 0,01 g, 3200 g, PNJ 3000-2M | 1 | 1 | 803.7 | Carl Roth | ENH4.1 | https://www.carlroth.com/com/en/
ENH5.1 | Precision balances PNJ series Models cannot be calibrated, 0,1 g, 12000 g, PNJ 12000-1M | 1 | 1 | 803.7 | Carl Roth | ENH5.1 | https://www.carlroth.com/com/en/
ENH6.1 | Precision balances PNJ series Models calibrated ex works, 0,001 g, 620 g, PNJ 600-3M (W) | 1 | 1 | 923.4 | Carl Roth | ENH6.1 | https://www.carlroth.com/com/en/
ENH7.1 | Precision balances PNJ series Models calibrated ex works, 0,01 g, 3200 g, PNJ 3000-2M | 1 | 1 | 883.5 | Carl Roth | ENH7.1 | https://www.carlroth.com/com/en/
ENH8.1 | Precision balances PNJ series Models calibrated ex works, 0,1 g, 12000 g, PNJ 12000-1M | 1 | 1 | 897.2 | Carl Roth | ENH8.1 | https://www.carlroth.com/com/en/
ET19.1 | Compact balances EMB series, 0,01 g, 600 g, EMB 600-2 | 1 | 1 | 182.4 | Carl Roth | ET19.1 | https://www.carlroth.com/com/en/
ET20.1 | Compact balances EMB series, 0,1 g, 500 g, EMB 500-1 | 1 | 1 | 62.7 | Carl Roth | ET20.1 | https://www.carlroth.com/com/en/
ET21.1 | Compact balances EMB series, 0,1 g, 1200 g, EMB 1200-1 | 1 | 1 | 88.9 | Carl Roth | ET21.1 | https://www.carlroth.com/com/en/
ET22.1 | Compact balances EMB series, 1 g, 5200 g, EMB 5.2 K 1 | 1 | 1 | 68.4 | Carl Roth | ET22.1 | https://www.carlroth.com/com/en/
EX28.1 | Test weight OIML class M1 Without certificate, 50 g | 1 | 1 | 14.8 | Carl Roth | EX28.1 | https://www.carlroth.com/com/en/
EX29.1 | Test weight OIML class M1 Without certificate, 100 g | 1 | 1 | 17.7 | Carl Roth | EX29.1 | https://www.carlroth.com/com/en/
EX30.1 | Test weight OIML class M1 Without certificate, 200 g | 1 | 1 | 23.4 | Carl Roth | EX30.1 | https://www.carlroth.com/com/en/
EX31.1 | Test weight OIML class M1 Without certificate, 500 g | 1 | 1 | 43.3 | Carl Roth | EX31.1 | https://www.carlroth.com/com/en/
EX32.1 | Test weight OIML class M1 Without certificate, 1000 g | 1 | 1 | 60.4 | Carl Roth | EX32.1 | https://www.carlroth.com/com/en/
EX33.1 | Test weight OIML class M1 Without certificate, 2000 g | 1 | 1 | 109.3 | Carl Roth | EX33.1 | https://www.carlroth.com/com/en/
EX34.1 | Test weight OIML class M1 Without certificate, 5000 g | 1 | 1 | 226.9 | Carl Roth | EX34.1 | https://www.carlroth.com/com/en/
EX35.1 | Test weight OIML class M1 With certificate, 50 g | 1 | 1 | 35.1 | Carl Roth | EX35.1 | https://www.carlroth.com/com/en/
EX36.1 | Test weight OIML class M1 With certificate, 100 g | 1 | 1 | 39.3 | Carl Roth | EX36.1 | https://www.carlroth.com/com/en/
EX37.1 | Test weight OIML class M1 With certificate, 200 g | 1 | 1 | 46.6 | Carl Roth | EX37.1 | https://www.carlroth.com/com/en/
EX38.1 | Test weight OIML class M1 With certificate, 500 g | 1 | 1 | 62.7 | Carl Roth | EX38.1 | https://www.carlroth.com/com/en/
EX39.1 | Test weight OIML class M1 With certificate, 1000 g | 1 | 1 | 85.3 | Carl Roth | EX39.1 | https://www.carlroth.com/com/en/
EX40.1 | Test weight OIML class M1 With certificate, 2000 g | 1 | 1 | 122.7 | Carl Roth | EX40.1 | https://www.carlroth.com/com/en/
EX41.1 | Test weight OIML class M1 With certificate, 5000 g | 1 | 1 | 256.5 | Carl Roth | EX41.1 | https://www.carlroth.com/com/en/
EXC0.1 | Precision balances, explosion protected EK series, 0,01 g, 300 g, EK-300AEP | 1 | 1 | 1761.1 | Carl Roth | EXC0.1 | https://www.carlroth.com/com/en/
EXC1.1 | Precision balances, explosion protected EK series, 0,1 g, 3000 g, EK-3000AEP | 1 | 1 | 1761.1 | Carl Roth | EXC1.1 | https://www.carlroth.com/com/en/
EXC2.1 | Precision balances, explosion protected EK series, 1 g, 12000 g, EK-12KAEP | 1 | 1 | 1761.1 | Carl Roth | EXC2.1 | https://www.carlroth.com/com/en/
H723.1 | Precision balances 440 series, 0,01 g, 200 g, 440-33N | 1 | 1 | 330.6 | Carl Roth | H723.1 | https://www.carlroth.com/com/en/
H724.1 | Precision balances 440 series, 0,1 g, 1000 g, 440-45N | 1 | 1 | 279.3 | Carl Roth | H724.1 | https://www.carlroth.com/com/en/
H725.1 | Precision balances 440 series, 0,1 g, 2000 g, 440-47N | 1 | 1 | 307.8 | Carl Roth | H725.1 | https://www.carlroth.com/com/en/
HAP1.1 | Moisture analysers MB-series Model MB 90 | 1 | 1 | 2889.9 | Carl Roth | HAP1.1 | https://www.carlroth.com/com/en/
HAP2.1 | Moisture analysers MB-series Model MB 120 | 1 | 1 | 4343.4 | Carl Roth | HAP2.1 | https://www.carlroth.com/com/en/
HEH0.1 | Precision balances PCD series, 0,001 g, 350 g, PCD 300-3 (W) | 1 | 1 | 399 | Carl Roth | HEH0.1 | https://www.carlroth.com/com/en/
HEH1.1 | Precision balances PCD series, 0,01 g, 3500 g, PCD 3000-2 | 1 | 1 | 399 | Carl Roth | HEH1.1 | https://www.carlroth.com/com/en/
HEH2.1 | Precision balances PCD series, 0,1 g, 6000 g, PCD 6K-4 | 1 | 1 | 296.4 | Carl Roth | HEH2.1 | https://www.carlroth.com/com/en/
HEH3.1 | Precision balances PCD series, 1 g, 10000 g, PCD 10K-3 | 1 | 1 | 216.6 | Carl Roth | HEH3.1 | https://www.carlroth.com/com/en/
HK43.1 | Hanging balances HDB series electronic, 5 g, 5 kg, HDB 5K5N | 1 | 1 | 68.4 | Carl Roth | HK43.1 | https://www.carlroth.com/com/en/
HK44.1 | Hanging balances HDB series electronic, 10 g, 10 kg, HDB 10K10N | 1 | 1 | 68.4 | Carl Roth | HK44.1 | https://www.carlroth.com/com/en/
HK92.1 | Precision balances PCB series, 0,001 g, 100 g, PCB 100-3 | 1 | 1 | 302.1 | Carl Roth | HK92.1 | https://www.carlroth.com/com/en/
HK93.1 | Precision balances PCB series, 0,01 g, 200 g, PCB 200-2 | 1 | 1 | 262.2 | Carl Roth | HK93.1 | https://www.carlroth.com/com/en/
HK97.1 | Precision balances PCB series, 0,01 g, 1000 g, PCB 1000-2 | 1 | 1 | 319.2 | Carl Roth | HK97.1 | https://www.carlroth.com/com/en/
HK99.1 | Precision balances PCB series, 0,1 g, 1000 g, PCB 1000-1 | 1 | 1 | 210.9 | Carl Roth | HK99.1 | https://www.carlroth.com/com/en/
HL00.1 | Precision balances PCB series, 0,1 g, 2000 g, PCB 2000-1 | 1 | 1 | 245.1 | Carl Roth | HL00.1 | https://www.carlroth.com/com/en/
HL02.1 | Precision balances PCB series, 0,1 g, 6000 g, PCB 6000-1 | 1 | 1 | 273.6 | Carl Roth | HL02.1 | https://www.carlroth.com/com/en/
HL05.1 | Precision balances PCB series, 1 g, 6000 g, PCB 6000-0 | 1 | 1 | 210.9 | Carl Roth | HL05.1 | https://www.carlroth.com/com/en/
HL50.1 | Pocket balance TEE 150-1 | 1 | 1 | 45.6 | Carl Roth | HL50.1 | https://www.carlroth.com/com/en/
HL85.1 | Semi-micro balances ABT series Models cannot be calibrated | 1 | 1 | 2280 | Carl Roth | HL85.1 | https://www.carlroth.com/com/en/
HL86.1 | Semi-micro balances ABT series Models calibrated ex works | 1 | 1 | 2416.8 | Carl Roth | HL86.1 | https://www.carlroth.com/com/en/
HPC4.1 | Semi-micro, analytical and precision balances Explorer Series Semi-micro balance models, cannot be calibrated | 1 | 1 | 8983.2 | Carl Roth | HPC4.1 | https://www.carlroth.com/com/en/
HPC5.1 | Semi-micro, analytical and precision balances Explorer Series Semi-micro balances, models calibrated ex works | 1 | 1 | 9376.5 | Carl Roth | HPC5.1 | https://www.carlroth.com/com/en/
HPP9.1 | Analytical balances ADB series With external calibration function, 120 g, ADB 100-4 (W) | 1 | 1 | 706.8 | Carl Roth | HPP9.1 | https://www.carlroth.com/com/en/
HPT0.1 | Analytical balances ADB series With external calibration function, 210 g, ADB 200-4 (W) | 1 | 1 | 729.6 | Carl Roth | HPT0.1 | https://www.carlroth.com/com/en/
HPT1.1 | Semi-micro and analytical balances ALJ series Standard design, 0.00001/0.0001 g, 80/220 g, ALJ 200-5DA (W) | 1 | 1 | 1926.6 | Carl Roth | HPT1.1 | https://www.carlroth.com/com/en/
HPT2.1 | Semi-micro and analytical balances ALJ series Standard design, 0.0001 g, 250 g, ALJ 250-4A (W) | 1 | 1 | 1208.4 | Carl Roth | HPT2.1 | https://www.carlroth.com/com/en/
HPT3.1 | Semi-micro and analytical balances ALJ series Standard design, 0.0001 g, 310 g, ALJ 310-4A (W) | 1 | 1 | 1254 | Carl Roth | HPT3.1 | https://www.carlroth.com/com/en/
HPT4.1 | Semi-micro and analytical balances ALJ series Standard design, 0.0001 g, 510 g, ALJ 500-4A (W) | 1 | 1 | 2120.4 | Carl Roth | HPT4.1 | https://www.carlroth.com/com/en/
HPT5.1 | Semi-micro and analytical balances ALJ series Comfort design with ionizer, 0.00001/0.0001 g, 80/220 g, ALJ 200-5DA (W) | 1 | 1 | 2633.4 | Carl Roth | HPT5.1 | https://www.carlroth.com/com/en/
HPT6.1 | Semi-micro and analytical balances ALJ series Comfort design with ionizer, 0.0001 g, 250 g, ALJ 250-4A (W) | 1 | 1 | 1915.2 | Carl Roth | HPT6.1 | https://www.carlroth.com/com/en/
HPT7.1 | Semi-micro and analytical balances ALJ series Comfort design with ionizer, 0.0001 g, 310 g, ALJ 310-4A (W) | 1 | 1 | 1960.8 | Carl Roth | HPT7.1 | https://www.carlroth.com/com/en/
HPT8.1 | Semi-micro and analytical balances ALJ series Comfort design with ionizer, 0.0001 g, 510 g, ALJ 500-4A (W) | 1 | 1 | 2827.2 | Carl Roth | HPT8.1 | https://www.carlroth.com/com/en/
HT19.1 | Precision balances 572 series, 0,001 g, 300 g, 572-31 | 1 | 1 | 604.2 | Carl Roth | HT19.1 | https://www.carlroth.com/com/en/
HT20.1 | Precision balances 572 series, 0,001 g, 420 g, 572-32 | 1 | 1 | 615.6 | Carl Roth | HT20.1 | https://www.carlroth.com/com/en/
HT21.1 | Precision balances 572 series, 0,01 g, 3000 g, 572-37 | 1 | 1 | 581.4 | Carl Roth | HT21.1 | https://www.carlroth.com/com/en/
KAC6.1 | Semi-micro, analytical and precision balances Pioneer® Series Models with external calibration cannot be calibrated, 0.0001 g, 120 g, PX124 (W) | 1 | 1 | 1345.2 | Carl Roth | KAC6.1 | https://www.carlroth.com/com/en/
KAC7.1 | Semi-micro, analytical and precision balances Pioneer® Series Models with external calibration cannot be calibrated, 0.0001 g, 220 g, PX224 (W) | 1 | 1 | 1476.3 | Carl Roth | KAC7.1 | https://www.carlroth.com/com/en/
KAC8.1 | Semi-micro, analytical and precision balances Pioneer® Series Models with external calibration cannot be calibrated, 0.001 g, 320 g, PX323 (W) | 1 | 1 | 946.2 | Carl Roth | KAC8.1 | https://www.carlroth.com/com/en/
KAC9.1 | Semi-micro, analytical and precision balances Pioneer® Series Models with external calibration cannot be calibrated, 0.001 g, 520 g, PX523 (W) | 1 | 1 | 1020.3 | Carl Roth | KAC9.1 | https://www.carlroth.com/com/en/
KAE0.1 | Semi-micro, analytical and precision balances Pioneer® Series Models with external calibration cannot be calibrated, 0.01 g, 3200 g, PX3202 | 1 | 1 | 963.3 | Carl Roth | KAE0.1 | https://www.carlroth.com/com/en/
KAE1.1 | Semi-micro, analytical and precision balances Pioneer® Series Models with external calibration cannot be calibrated, 0.01 g, 5200 g, PX5202 | 1 | 1 | 1060.2 | Carl Roth | KAE1.1 | https://www.carlroth.com/com/en/
KAE2.1 | Semi-micro, analytical and precision balances Pioneer® Series Models with external calibration cannot be calibrated, 0.1 g, 4200 g, PX4201 | 1 | 1 | 900.6 | Carl Roth | KAE2.1 | https://www.carlroth.com/com/en/
KAE3.1 | Semi-micro, analytical and precision balances Pioneer® Series Models with internal calibration cannot be calibrated, 0.00001/0.0001 g, 52/120 g, PX125D (W) | 1 | 1 | 3066.6 | Carl Roth | KAE3.1 | https://www.carlroth.com/com/en/
KAE4.1 | Semi-micro, analytical and precision balances Pioneer® Series Models with internal calibration cannot be calibrated, 0.00001 g, 82 g, PX85 (W) | 1 | 1 | 3174.9 | Carl Roth | KAE4.1 | https://www.carlroth.com/com/en/
KAE5.1 | Semi-micro, analytical and precision balances Pioneer® Series Models with internal calibration cannot be calibrated, 0.00001/0.0001 g, 82/220 g, PX225D (W) | 1 | 1 | 3294.6 | Carl Roth | KAE5.1 | https://www.carlroth.com/com/en/
KAE6.1 | Semi-micro, analytical and precision balances Pioneer® Series Models with internal calibration cannot be calibrated, 0.0001 g, 120 g, PX124 (W) | 1 | 1 | 1550.4 | Carl Roth | KAE6.1 | https://www.carlroth.com/com/en/
KAE7.1 | Semi-micro, analytical and precision balances Pioneer® Series Models with internal calibration cannot be calibrated, 0.0001 g, 220 g, PX224 (W) | 1 | 1 | 1675.8 | Carl Roth | KAE7.1 | https://www.carlroth.com/com/en/
KAE8.1 | Semi-micro, analytical and precision balances Pioneer® Series Models with internal calibration cannot be calibrated, 0.001 g, 320 g, PX323 (W) | 1 | 1 | 1174.2 | Carl Roth | KAE8.1 | https://www.carlroth.com/com/en/
KAE9.1 | Semi-micro, analytical and precision balances Pioneer® Series Models with internal calibration cannot be calibrated, 0.001 g, 520 g, PX523 (W) | 1 | 1 | 1248.3 | Carl Roth | KAE9.1 | https://www.carlroth.com/com/en/
KAH0.1 | Semi-micro, analytical and precision balances Pioneer® Series Models with internal calibration cannot be calibrated, 0.01 g, 3200 g, PX3202 | 1 | 1 | 1191.3 | Carl Roth | KAH0.1 | https://www.carlroth.com/com/en/
KAH1.1 | Semi-micro, analytical and precision balances Pioneer® Series Models with internal calibration cannot be calibrated, 0.01 g, 5200 g, PX5202 | 1 | 1 | 1271.1 | Carl Roth | KAH1.1 | https://www.carlroth.com/com/en/
KAH2.1 | Semi-micro, analytical and precision balances Pioneer® Series Models with internal calibration cannot be calibrated, 0.1 g, 4200 g, PX4201 | 1 | 1 | 1128.6 | Carl Roth | KAH2.1 | https://www.carlroth.com/com/en/
KAH3.1 | Semi-micro, analytical and precision balances Pioneer® Series Models with internal calibration, calibrated ex works, 0.00001/0.0001 g, 52/120 g, PX125D (W) | 1 | 1 | 3300.3 | Carl Roth | KAH3.1 | https://www.carlroth.com/com/en/
KAH4.1 | Semi-micro, analytical and precision balances Pioneer® Series Models with internal calibration, calibrated ex works, 0.00001 g, 82 g, PX85 (W) | 1 | 1 | 3414.3 | Carl Roth | KAH4.1 | https://www.carlroth.com/com/en/
KAH5.1 | Semi-micro, analytical and precision balances Pioneer® Series Models with internal calibration, calibrated ex works, 0.00001/0.0001 g, 82/220 g, PX225D (W) | 1 | 1 | 3528.3 | Carl Roth | KAH5.1 | https://www.carlroth.com/com/en/
KAH6.1 | Semi-micro, analytical and precision balances Pioneer® Series Models with internal calibration, calibrated ex works, 0.0001 g, 120 g, PX124 (W) | 1 | 1 | 1778.4 | Carl Roth | KAH6.1 | https://www.carlroth.com/com/en/
KAH7.1 | Semi-micro, analytical and precision balances Pioneer® Series Models with internal calibration, calibrated ex works, 0.0001 g, 220 g, PX224 (W) | 1 | 1 | 1909.5 | Carl Roth | KAH7.1 | https://www.carlroth.com/com/en/
KAH8.1 | Semi-micro, analytical and precision balances Pioneer® Series Models with internal calibration, calibrated ex works, 0.001 g, 320 g, PX323 (W) | 1 | 1 | 1368 | Carl Roth | KAH8.1 | https://www.carlroth.com/com/en/
KAH9.1 | Semi-micro, analytical and precision balances Pioneer® Series Models with internal calibration, calibrated ex works, 0.001 g, 520 g, PX523 (W) | 1 | 1 | 1436.4 | Carl Roth | KAH9.1 | https://www.carlroth.com/com/en/
KAK0.1 | Semi-micro, analytical and precision balances Pioneer® Series Models with internal calibration, calibrated ex works, 0.01 g, 3200 g, PX3202 | 1 | 1 | 1407.9 | Carl Roth | KAK0.1 | https://www.carlroth.com/com/en/
KAK1.1 | Semi-micro, analytical and precision balances Pioneer® Series Models with internal calibration, calibrated ex works, 0.01 g, 5200 g, PX5202 | 1 | 1 | 1487.7 | Carl Roth | KAK1.1 | https://www.carlroth.com/com/en/
KAK2.1 | Semi-micro, analytical and precision balances Pioneer® Series Models with internal calibration, calibrated ex works, 0.1 g, 4200 g, PX4201 | 1 | 1 | 1316.7 | Carl Roth | KAK2.1 | https://www.carlroth.com/com/en/
KEH1.1 | Precision balances Navigator™, 0.01 g, 220 g, NV222 | 1 | 1 | 256.5 | Carl Roth | KEH1.1 | https://www.carlroth.com/com/en/
KEH2.1 | Precision balances Navigator™, 0.01 g, 420 g, NV422 | 1 | 1 | 267.9 | Carl Roth | KEH2.1 | https://www.carlroth.com/com/en/
KEH3.1 | Precision balances Navigator™, 0.01 g, 620 g, NV622 | 1 | 1 | 280.4 | Carl Roth | KEH3.1 | https://www.carlroth.com/com/en/
KEH4.1 | Precision balances Navigator™, 0.1 g, 220 g, NV221 | 1 | 1 | 140.2 | Carl Roth | KEH4.1 | https://www.carlroth.com/com/en/
KEH5.1 | Precision balances Navigator™, 0.1 g, 620 g, NV621 | 1 | 1 | 174.4 | Carl Roth | KEH5.1 | https://www.carlroth.com/com/en/
KEH6.1 | Precision balances Navigator™, 0.1 g, 1200 g, NV1201 | 1 | 1 | 209.8 | Carl Roth | KEH6.1 | https://www.carlroth.com/com/en/
KEH7.1 | Precision balances Navigator™, 0.1 g, 2200 g, NVT2201 | 1 | 1 | 253.1 | Carl Roth | KEH7.1 | https://www.carlroth.com/com/en/
KEH8.1 | Precision balances Navigator™, 0.1 g, 4200 g, NVT4201 | 1 | 1 | 264.5 | Carl Roth | KEH8.1 | https://www.carlroth.com/com/en/
KEH9.1 | Precision balances Navigator™, 0.1 g, 6200 g, NVT6201 | 1 | 1 | 275.9 | Carl Roth | KEH9.1 | https://www.carlroth.com/com/en/
KEK0.1 | Precision balances Navigator™, 1 g, 2200 g, NVT2200 | 1 | 1 | 140.2 | Carl Roth | KEK0.1 | https://www.carlroth.com/com/en/
KEK1.1 | Precision balances Navigator™, 1 g, 6200 g, NVT6200 | 1 | 1 | 151.6 | Carl Roth | KEK1.1 | https://www.carlroth.com/com/en/
KEK2.1 | Precision balances Navigator™, 1 g, 12000 g, NVT12000 | 1 | 1 | 233.7 | Carl Roth | KEK2.1 | https://www.carlroth.com/com/en/
KEK3.1 | Precision balances Navigator™, 1 g, 22000 g, NVT22000 | 1 | 1 | 253.1 | Carl Roth | KEK3.1 | https://www.carlroth.com/com/en/
KEX4.1 | Compact balances CX series, 0.1 g, 220 g, CX221 | 1 | 1 | 70.7 | Carl Roth | KEX4.1 | https://www.carlroth.com/com/en/
KEX5.1 | Compact balances CX series, 0.1 g, 620 g, CX621 | 1 | 1 | 70.7 | Carl Roth | KEX5.1 | https://www.carlroth.com/com/en/
KEX6.1 | Compact balances CX series, 0.1 g, 1200 g, CX1201 | 1 | 1 | 88.9 | Carl Roth | KEX6.1 | https://www.carlroth.com/com/en/
KEX7.1 | Compact balances CX series, 1 g, 2200 g, CX2200 | 1 | 1 | 70.7 | Carl Roth | KEX7.1 | https://www.carlroth.com/com/en/
KEX8.1 | Compact balances CX series, 1 g, 5200 g, CX5200 | 1 | 1 | 76.4 | Carl Roth | KEX8.1 | https://www.carlroth.com/com/en/
KEX9.1 | Accessories CX series for CX-Series | 1 | 1 | 23.7 | Carl Roth | KEX9.1 | https://www.carlroth.com/com/en/
KHE2.1 | Moisture analysers DAB series Model DAB 200-2 | 1 | 1 | 1083 | Carl Roth | KHE2.1 | https://www.carlroth.com/com/en/
KHE3.1 | Analytical balances ADJ series with internal automatic calibration, either after a change of temperature >=2 °C or time-controlled, 120 g, ADJ 100-4 (W) | 1 | 1 | 855 | Carl Roth | KHE3.1 | https://www.carlroth.com/com/en/
KHE4.1 | Analytical balances ADJ series with internal automatic calibration, either after a change of temperature >=2 °C or time-controlled, 210 g, ADJ 200-4 (W) | 1 | 1 | 900.6 | Carl Roth | KHE4.1 | https://www.carlroth.com/com/en/
KHH9.1 | Analytical and precision balances PR series Models with internal adjustment, cannot be calibrated, 0.0001 g, 220 g, PR224 (W) | 1 | 1 | 1271.1 | Carl Roth | KHH9.1 | https://www.carlroth.com/com/en/
KHK0.1 | Analytical and precision balances PR series Models with internal adjustment, cannot be calibrated, 0.001 g, 520 g, PR523 (W) | 1 | 1 | 940.5 | Carl Roth | KHK0.1 | https://www.carlroth.com/com/en/
KHK1.1 | Analytical and precision balances PR series Models with internal adjustment, cannot be calibrated, 0.01 g, 2200 g, PR2202 | 1 | 1 | 923.4 | Carl Roth | KHK1.1 | https://www.carlroth.com/com/en/
KHK2.1 | Analytical and precision balances PR series Models with internal adjustment, cannot be calibrated, 0.01 g, 4200 g, PR4202 | 1 | 1 | 974.7 | Carl Roth | KHK2.1 | https://www.carlroth.com/com/en/
KHK3.1 | Analytical and precision balances PR series Models with internal adjustment, cannot be calibrated, 0.1 g, 4200 g, PR4201 | 1 | 1 | 849.3 | Carl Roth | KHK3.1 | https://www.carlroth.com/com/en/
KHK4.1 | Analytical and precision balances PR series Models with internal adjustment, cannot be calibrated, 0.1 g, 6200 g, PR6201 | 1 | 1 | 877.8 | Carl Roth | KHK4.1 | https://www.carlroth.com/com/en/
KHK5.1 | Analytical and precision balances PR series Models with internal adjustment, calibrated ex works, 0.0001 g, 220 g, PR224M (W) | 1 | 1 | 1436.4 | Carl Roth | KHK5.1 | https://www.carlroth.com/com/en/
KHK6.1 | Analytical and precision balances PR series Models with internal adjustment, calibrated ex works, 0.001 g, 520 g, PR523M (W) | 1 | 1 | 1083 | Carl Roth | KHK6.1 | https://www.carlroth.com/com/en/
KHK7.1 | Analytical and precision balances PR series Models with internal adjustment, calibrated ex works, 0.01 g, 2200 g, PR2202M | 1 | 1 | 1083 | Carl Roth | KHK7.1 | https://www.carlroth.com/com/en/
KHK8.1 | Analytical and precision balances PR series Models with internal adjustment, calibrated ex works, 0.01 g, 4200 kg, PR4202M | 1 | 1 | 1117.2 | Carl Roth | KHK8.1 | https://www.carlroth.com/com/en/
KHK9.1 | Analytical and precision balances PR series Models with internal adjustment, calibrated ex works, 0.1 g, 4200 g, PR4201M | 1 | 1 | 991.8 | Carl Roth | KHK9.1 | https://www.carlroth.com/com/en/
KHL0.1 | Analytical and precision balances PR series Models with internal adjustment, calibrated ex works, 0.1 g, 6200 g, PR6201M | 1 | 1 | 1020.3 | Carl Roth | KHL0.1 | https://www.carlroth.com/com/en/
KLK2.1 | Analytical and precision balances Entris® II series Models with external calibration, cannot be calibrated, 0.0001 g, 60 g, BCE64-1S (W) | 1 | 1 | 1824 | Carl Roth | KLK2.1 | https://www.carlroth.com/com/en/
KLK3.1 | Analytical and precision balances Entris® II series Models with external calibration, cannot be calibrated, 0.0001 g, 120 g, BCE124-1S (W) | 1 | 1 | 1938 | Carl Roth | KLK3.1 | https://www.carlroth.com/com/en/
KLK4.1 | Analytical and precision balances Entris® II series Models with external calibration, cannot be calibrated, 0.0001 g, 220 g, BCE224-1S (W) | 1 | 1 | 2063.4 | Carl Roth | KLK4.1 | https://www.carlroth.com/com/en/
KLK5.1 | Analytical and precision balances Entris® II series Models with external calibration, cannot be calibrated, 0.001 g, 220 g, BCE223-1S (W) | 1 | 1 | 1114.9 | Carl Roth | KLK5.1 | https://www.carlroth.com/com/en/
KLK6.1 | Analytical and precision balances Entris® II series Models with external calibration, cannot be calibrated, 0.001 g, 320 g, BCE323-1S (W) | 1 | 1 | 1231.2 | Carl Roth | KLK6.1 | https://www.carlroth.com/com/en/
KLK7.1 | Analytical and precision balances Entris® II series Models with external calibration, cannot be calibrated, 0.001 g, 420 g, BCE423-1S (W) | 1 | 1 | 1356.6 | Carl Roth | KLK7.1 | https://www.carlroth.com/com/en/
KLK8.1 | Analytical and precision balances Entris® II series Models with external calibration, cannot be calibrated, 0.001 g, 620 g, BCE623-1S (W) | 1 | 1 | 1584.6 | Carl Roth | KLK8.1 | https://www.carlroth.com/com/en/
KLK9.1 | Analytical and precision balances Entris® II series Models with external calibration, cannot be calibrated, 0.01 g, 820 g, BCE822-1S | 1 | 1 | 1114.9 | Carl Roth | KLK9.1 | https://www.carlroth.com/com/en/
KLL0.1 | Analytical and precision balances Entris® II series Models with external calibration, cannot be calibrated, 0.01 g, 1200 g, BCE1202-1S | 1 | 1 | 1231.2 | Carl Roth | KLL0.1 | https://www.carlroth.com/com/en/
KLL1.1 | Analytical and precision balances Entris® II series Models with external calibration, cannot be calibrated, 0.01 g, 2200 g, BCE2202-1S | 1 | 1 | 1356.6 | Carl Roth | KLL1.1 | https://www.carlroth.com/com/en/
KLL2.1 | Analytical and precision balances Entris® II series Models with external calibration, cannot be calibrated, 0.01 g, 3200 g, BCE3202-1S | 1 | 1 | 1470.6 | Carl Roth | KLL2.1 | https://www.carlroth.com/com/en/
KLL3.1 | Analytical and precision balances Entris® II series Models with external calibration, cannot be calibrated, 0.01 g, 4200 g, BCE4202-1S | 1 | 1 | 1584.6 | Carl Roth | KLL3.1 | https://www.carlroth.com/com/en/
KLL4.1 | Analytical and precision balances Entris® II series Models with external calibration, cannot be calibrated, 0.01 g, 6200 g, BCE6202-1S | 1 | 1 | 1824 | Carl Roth | KLL4.1 | https://www.carlroth.com/com/en/
KLL5.1 | Analytical and precision balances Entris® II series Models with external calibration, cannot be calibrated, 0.1 g, 2200 g, BCE2201-1S | 1 | 1 | 1114.9 | Carl Roth | KLL5.1 | https://www.carlroth.com/com/en/
KLL6.1 | Analytical and precision balances Entris® II series Models with external calibration, cannot be calibrated, 0.1 g, 8200 g, BCE8201-1S | 1 | 1 | 1356.6 | Carl Roth | KLL6.1 | https://www.carlroth.com/com/en/
KLL7.1 | Analytical and precision balances Entris® II series Models with internal adjustment, cannot be calibrated, 0.0001 g, 60 g, BCE64i-1S (W) | 1 | 1 | 2120.4 | Carl Roth | KLL7.1 | https://www.carlroth.com/com/en/
KLL8.1 | Analytical and precision balances Entris® II series Models with internal adjustment, cannot be calibrated, 0.0001 g, 120 g, BCE124i-1S (W) | 1 | 1 | 2234.4 | Carl Roth | KLL8.1 | https://www.carlroth.com/com/en/
KLL9.1 | Analytical and precision balances Entris® II series Models with internal adjustment, cannot be calibrated, 0.0001 g, 220 g, BCE224i-1S (W) | 1 | 1 | 2348.4 | Carl Roth | KLL9.1 | https://www.carlroth.com/com/en/
KLN0.1 | Analytical and precision balances Entris® II series Models with internal adjustment, cannot be calibrated, 0.001 g, 220 g, BCE223i-1S (W) | 1 | 1 | 1413.6 | Carl Roth | KLN0.1 | https://www.carlroth.com/com/en/
KLN1.1 | Analytical and precision balances Entris® II series Models with internal adjustment, cannot be calibrated, 0.001 g, 320 g, BCE323i-1S (W) | 1 | 1 | 1527.6 | Carl Roth | KLN1.1 | https://www.carlroth.com/com/en/
KLN2.1 | Analytical and precision balances Entris® II series Models with internal adjustment, cannot be calibrated, 0.001 g, 420 g, BCE423i-1S (W) | 1 | 1 | 1641.6 | Carl Roth | KLN2.1 | https://www.carlroth.com/com/en/
KLN3.1 | Analytical and precision balances Entris® II series Models with internal adjustment, cannot be calibrated, 0.001 g, 620 g, BCE623i-1S (W) | 1 | 1 | 1881 | Carl Roth | KLN3.1 | https://www.carlroth.com/com/en/
KLN4.1 | Analytical and precision balances Entris® II series Models with internal adjustment, cannot be calibrated, 0.01 g, 820 g, BCE822i-1S | 1 | 1 | 1413.6 | Carl Roth | KLN4.1 | https://www.carlroth.com/com/en/
KLN5.1 | Analytical and precision balances Entris® II series Models with internal adjustment, cannot be calibrated, 0.01 g, 1200 g, BCE1202i-1S | 1 | 1 | 1527.6 | Carl Roth | KLN5.1 | https://www.carlroth.com/com/en/
KLN6.1 | Analytical and precision balances Entris® II series Models with internal adjustment, cannot be calibrated, 0.01 g, 2200 g, BCE2202i-1S | 1 | 1 | 1641.6 | Carl Roth | KLN6.1 | https://www.carlroth.com/com/en/
KLN7.1 | Analytical and precision balances Entris® II series Models with internal adjustment, cannot be calibrated, 0.01 g, 3200 g, BCE3202i-1S | 1 | 1 | 1767 | Carl Roth | KLN7.1 | https://www.carlroth.com/com/en/
KLN8.1 | Analytical and precision balances Entris® II series Models with internal adjustment, cannot be calibrated, 0.01 g, 4200 g, BCE4202i-1S | 1 | 1 | 1881 | Carl Roth | KLN8.1 | https://www.carlroth.com/com/en/
KLN9.1 | Analytical and precision balances Entris® II series Models with internal adjustment, cannot be calibrated, 0.01 g, 6200 g, BCE6202i-1S | 1 | 1 | 2120.4 | Carl Roth | KLN9.1 | https://www.carlroth.com/com/en/
KLP0.1 | Analytical and precision balances Entris® II series Models with internal adjustment, cannot be calibrated, 0.1 g, 2200 g, BCE2201i-1S | 1 | 1 | 1413.6 | Carl Roth | KLP0.1 | https://www.carlroth.com/com/en/
KLP1.1 | Analytical and precision balances Entris® II series Models with internal adjustment, cannot be calibrated, 0.1 g, 8200 g, BCE8201i-1S | 1 | 1 | 1641.6 | Carl Roth | KLP1.1 | https://www.carlroth.com/com/en/
KLP2.1 | Analytical and precision balances Entris® II series Models with internal adjustment, calibrated ex works, 0.0001 g, 60 g, BCE64i-1CEU (W) | 1 | 1 | 2587.8 | Carl Roth | KLP2.1 | https://www.carlroth.com/com/en/
KLP3.1 | Analytical and precision balances Entris® II series Models with internal adjustment, calibrated ex works, 0.0001 g, 120 g, BCE124i-1CEU (W) | 1 | 1 | 2713.2 | Carl Roth | KLP3.1 | https://www.carlroth.com/com/en/
KLP4.1 | Analytical and precision balances Entris® II series Models with internal adjustment, calibrated ex works, 0.0001 g, 220 g, BCE224i-1CEU (W) | 1 | 1 | 2827.2 | Carl Roth | KLP4.1 | https://www.carlroth.com/com/en/
KLP5.1 | Analytical and precision balances Entris® II series Models with internal adjustment, calibrated ex works, 0.001 g, 220 g, BCE223i-1CEU (W) | 1 | 1 | 1881 | Carl Roth | KLP5.1 | https://www.carlroth.com/com/en/
KLP6.1 | Analytical and precision balances Entris® II series Models with internal adjustment, calibrated ex works, 0.001 g, 320 g, BCE323i-1CEU (W) | 1 | 1 | 1995 | Carl Roth | KLP6.1 | https://www.carlroth.com/com/en/
KLP7.1 | Analytical and precision balances Entris® II series Models with internal adjustment, calibrated ex works, 0.001 g, 420 g, BCE423i-1CEU (W) | 1 | 1 | 2120.4 | Carl Roth | KLP7.1 | https://www.carlroth.com/com/en/
KLP8.1 | Analytical and precision balances Entris® II series Models with internal adjustment, calibrated ex works, 0.001 g, 620 g, BCE623i-1CEU (W) | 1 | 1 | 2348.4 | Carl Roth | KLP8.1 | https://www.carlroth.com/com/en/
KLP9.1 | Analytical and precision balances Entris® II series Models with internal adjustment, calibrated ex works, 0.01 g, 820 g, BCE822i-1CEU | 1 | 1 | 1881 | Carl Roth | KLP9.1 | https://www.carlroth.com/com/en/
KLT0.1 | Analytical and precision balances Entris® II series Models with internal adjustment, calibrated ex works, 0.01 g, 1200 g, BCE1202i-1CEU | 1 | 1 | 1995 | Carl Roth | KLT0.1 | https://www.carlroth.com/com/en/
KLT1.1 | Analytical and precision balances Entris® II series Models with internal adjustment, calibrated ex works, 0.01 g, 2200 g, BCE2202i-1CEU | 1 | 1 | 2120.4 | Carl Roth | KLT1.1 | https://www.carlroth.com/com/en/
KLT2.1 | Analytical and precision balances Entris® II series Models with internal adjustment, calibrated ex works, 0.01 g, 3200 g, BCE3202i-1CEU | 1 | 1 | 2234.4 | Carl Roth | KLT2.1 | https://www.carlroth.com/com/en/
KLT3.1 | Analytical and precision balances Entris® II series Models with internal adjustment, calibrated ex works, 0.01 g, 4200 g, BCE4202i-1CEU | 1 | 1 | 2348.4 | Carl Roth | KLT3.1 | https://www.carlroth.com/com/en/
KLT4.1 | Analytical and precision balances Entris® II series Models with internal adjustment, calibrated ex works, 0.01 g, 6200 g, BCE6202i-1CEU | 1 | 1 | 2587.8 | Carl Roth | KLT4.1 | https://www.carlroth.com/com/en/
KLT5.1 | Analytical and precision balances Entris® II series Models with internal adjustment, calibrated ex works, 0.1 g, 2200 g, BCE2201i-1CEU | 1 | 1 | 1881 | Carl Roth | KLT5.1 | https://www.carlroth.com/com/en/
KLT6.1 | Analytical and precision balances Entris® II series Models with internal adjustment, calibrated ex works, 0.1 g, 8200 g, BCE8201i-1CEU | 1 | 1 | 2120.4 | Carl Roth | KLT6.1 | https://www.carlroth.com/com/en/
KT40.1 | Moisture analysers MB Basic series Model MB 23 | 1 | 1 | 1265.4 | Carl Roth | KT40.1 | https://www.carlroth.com/com/en/
KT41.1 | Moisture analysers MB Basic series Model MB 25 | 1 | 1 | 1778.4 | Carl Roth | KT41.1 | https://www.carlroth.com/com/en/
KT42.1 | Accessories for MB Basic series hygrometer, Sample tray holder for model MB 23 | 1 | 1 | 52.2 | Carl Roth | KT42.1 | https://www.carlroth.com/com/en/
KX09.1 | Compact balances EMB series, 0,001 g, 100 g, EMB 100-3 | 1 | 1 | 222.3 | Carl Roth | KX09.1 | https://www.carlroth.com/com/en/
KX10.1 | Compact balances EMB series, 0,01 g, 1000 g, EMB 1000-2 | 1 | 1 | 222.3 | Carl Roth | KX10.1 | https://www.carlroth.com/com/en/
KX11.1 | Precision balances PCB series, 0,001 g, 250 g, PCB 250-3 | 1 | 1 | 330.6 | Carl Roth | KX11.1 | https://www.carlroth.com/com/en/
KX12.1 | Precision balances PCB series, 0,01 g, 2500 g, PCB 2500-1 | 1 | 1 | 330.6 | Carl Roth | KX12.1 | https://www.carlroth.com/com/en/
KX14.1 | Precision balances 572 series, 0,01 g, 4200 g, 572-39 | 1 | 1 | 592.8 | Carl Roth | KX14.1 | https://www.carlroth.com/com/en/
L961.1 | Precision balances 572 series, 0,01 g, 1600 g, 572-33 | 1 | 1 | 558.6 | Carl Roth | L961.1 | https://www.carlroth.com/com/en/
L962.1 | Precision balances 572 series, 0,01 g, 2400 g, 572-35 | 1 | 1 | 570 | Carl Roth | L962.1 | https://www.carlroth.com/com/en/
L963.1 | Precision balances 572 series, 0,05 g, 12000 g, 572-45 | 1 | 1 | 570 | Carl Roth | L963.1 | https://www.carlroth.com/com/en/
L964.1 | Precision balances 572 series, 0,1 g, 16000 g, 572-49 | 1 | 1 | 570 | Carl Roth | L964.1 | https://www.carlroth.com/com/en/
L966.1 | Precision balances 572 series, 0,1 g, 24000 g, 572-57 | 1 | 1 | 570 | Carl Roth | L966.1 | https://www.carlroth.com/com/en/
LY67.1 | Precision balances PCB series, 0,001 g, 350 g, PCB 350-3 | 1 | 1 | 342 | Carl Roth | LY67.1 | https://www.carlroth.com/com/en/
LY68.1 | Precision balances PCB series, 0,01 g, 3500 g, PCB 3500-2 | 1 | 1 | 342 | Carl Roth | LY68.1 | https://www.carlroth.com/com/en/
LY69.1 | Compact balances EMB series, 0,001 g, 200 g, EMB 200-3 | 1 | 1 | 239.4 | Carl Roth | LY69.1 | https://www.carlroth.com/com/en/
LY70.1 | Compact balances EMB series, 0,01 g, 2000 g, EMB 2000-2 | 1 | 1 | 233.7 | Carl Roth | LY70.1 | https://www.carlroth.com/com/en/
LY71.1 | Compact balances EMB series, 0,1 g, 6000 g, EMB 6000-1 | 1 | 1 | 182.4 | Carl Roth | LY71.1 | https://www.carlroth.com/com/en/
LY72.1 | Precision balances 440 series, 0,001 g, 60 g, 440-21A | 1 | 1 | 399 | Carl Roth | LY72.1 | https://www.carlroth.com/com/en/
LY73.1 | Precision balances 440 series, 0,01 g, 600 g, 440-35A | 1 | 1 | 416.1 | Carl Roth | LY73.1 | https://www.carlroth.com/com/en/
N001.1 | Test weight OIML class F1 Without certificate, 1 g | 1 | 1 | 36.5 | Carl Roth | N001.1 | https://www.carlroth.com/com/en/
N002.1 | Test weight OIML class F1 Without certificate, 2 g | 1 | 1 | 37.6 | Carl Roth | N002.1 | https://www.carlroth.com/com/en/
N003.1 | Test weight OIML class F1 Without certificate, 5 g | 1 | 1 | 39.9 | Carl Roth | N003.1 | https://www.carlroth.com/com/en/
N004.1 | Test weight OIML class F1 Without certificate, 10 g | 1 | 1 | 44.5 | Carl Roth | N004.1 | https://www.carlroth.com/com/en/
N005.1 | Test weight OIML class F1 Without certificate, 20 g | 1 | 1 | 47.9 | Carl Roth | N005.1 | https://www.carlroth.com/com/en/
N006.1 | Test weight OIML class F1 Without certificate, 50 g | 1 | 1 | 51.3 | Carl Roth | N006.1 | https://www.carlroth.com/com/en/
N007.1 | Test weight OIML class F1 Without certificate, 100 g | 1 | 1 | 61.6 | Carl Roth | N007.1 | https://www.carlroth.com/com/en/
N008.1 | Test weight OIML class F1 Without certificate, 200 g | 1 | 1 | 79.8 | Carl Roth | N008.1 | https://www.carlroth.com/com/en/
N009.1 | Test weight OIML class F1 Without certificate, 500 g | 1 | 1 | 130 | Carl Roth | N009.1 | https://www.carlroth.com/com/en/
N010.1 | Test weight OIML class F1 Without certificate, 1000 g | 1 | 1 | 179 | Carl Roth | N010.1 | https://www.carlroth.com/com/en/
N011.1 | Test weight OIML class F1 Without certificate, 2000 g | 1 | 1 | 277 | Carl Roth | N011.1 | https://www.carlroth.com/com/en/
N151.1 | Test weight OIML class F1 With certificate, 1 g | 1 | 1 | 57 | Carl Roth | N151.1 | https://www.carlroth.com/com/en/
N152.1 | Test weight OIML class F1 With certificate, 2 g | 1 | 1 | 58.1 | Carl Roth | N152.1 | https://www.carlroth.com/com/en/
N153.1 | Test weight OIML class F1 With certificate, 5 g | 1 | 1 | 60.4 | Carl Roth | N153.1 | https://www.carlroth.com/com/en/
N154.1 | Test weight OIML class F1 With certificate, 10 g | 1 | 1 | 65 | Carl Roth | N154.1 | https://www.carlroth.com/com/en/
N155.1 | Test weight OIML class F1 With certificate, 20 g | 1 | 1 | 68.4 | Carl Roth | N155.1 | https://www.carlroth.com/com/en/
N156.1 | Test weight OIML class F1 With certificate, 50 g | 1 | 1 | 71.8 | Carl Roth | N156.1 | https://www.carlroth.com/com/en/
N157.1 | Test weight OIML class F1 With certificate, 100 g | 1 | 1 | 84.4 | Carl Roth | N157.1 | https://www.carlroth.com/com/en/
N158.1 | Test weight OIML class F1 With certificate, 200 g | 1 | 1 | 102.6 | Carl Roth | N158.1 | https://www.carlroth.com/com/en/
N159.1 | Test weight OIML class F1 With certificate, 500 g | 1 | 1 | 152.8 | Carl Roth | N159.1 | https://www.carlroth.com/com/en/
N160.1 | Test weight OIML class F1 With certificate, 1000 g | 1 | 1 | 201.8 | Carl Roth | N160.1 | https://www.carlroth.com/com/en/
N161.1 | Test weight OIML class F1 With certificate, 2000 g | 1 | 1 | 305.5 | Carl Roth | N161.1 | https://www.carlroth.com/com/en/
NN45.1 | Analytical and precision balances Practum® Series, 0,0001 g, 220 g, 224-1S (W) | 1 | 1 | 2245.8 | Carl Roth | NN45.1 | https://www.carlroth.com/com/en/
NN46.1 | Analytical and precision balances Practum® Series, 0,0001 g, 120 g, 124-1S (W) | 1 | 1 | 2120.4 | Carl Roth | NN46.1 | https://www.carlroth.com/com/en/
NN47.1 | Analytical and precision balances Practum® Series, 0,001 g, 310 g, 313-1S (W) | 1 | 1 | 1573.2 | Carl Roth | NN47.1 | https://www.carlroth.com/com/en/
NN48.1 | Analytical and precision balances Practum® Series, 0,001 g, 210 g, 213-1S (W) | 1 | 1 | 1390.8 | Carl Roth | NN48.1 | https://www.carlroth.com/com/en/
NN49.1 | Analytical and precision balances Practum® Series, 0,01 g, 2100 g, 2102-1S | 1 | 1 | 1584.6 | Carl Roth | NN49.1 | https://www.carlroth.com/com/en/
NN50.1 | Analytical and precision balances Practum® Series, 0,01 g, 1100 g, 1102-1S | 1 | 1 | 1333.8 | Carl Roth | NN50.1 | https://www.carlroth.com/com/en/
NN51.1 | Analytical and precision balances Practum® Series, 0,01 g, 610 g, 612-1S | 1 | 1 | 1231.2 | Carl Roth | NN51.1 | https://www.carlroth.com/com/en/
NN52.1 | Analytical and precision balances Practum® Series, 0,1 g, 5100 g, 5101-1S | 1 | 1 | 1333.8 | Carl Roth | NN52.1 | https://www.carlroth.com/com/en/
NN53.1 | Analytical and precision balances Practum® Series, 1 g, 5100 g, 5100-1S | 1 | 1 | 1004.3 | Carl Roth | NN53.1 | https://www.carlroth.com/com/en/
NN54.1 | Accessories for balances Practum, Quintix and Secura series, Standard laboratory printer YPD 40 incl. printer paper and connecting cable | 1 | 1 | 565.4 | Carl Roth | NN54.1 | https://www.carlroth.com/com/en/
NN55.1 | Accessories for balances Practum, Quintix and Secura series, Mini-USB/USB A data cable | 1 | 1 | 46.7 | Carl Roth | NN55.1 | https://www.carlroth.com/com/en/
NN56.1 | Accessories for balances Practum, Quintix and Secura series, Printer paper rolls for YDP 40 printer | 1 | 1 | 35 | Carl Roth | NN56.1 | https://www.carlroth.com/com/en/
NN57.1 | Semi-micro, analytical and precision balances Quintix® Series Standard models cannot be calibrated, 0,0001 g, 220 g, 224-1S (W) | 1 | 1 | 4263.6 | Carl Roth | NN57.1 | https://www.carlroth.com/com/en/
NN58.1 | Semi-micro, analytical and precision balances Quintix® Series Standard models, calibrated ex works, 0,0001 g, 220 g, 224-1CEU (W) | 1 | 1 | 4594.2 | Carl Roth | NN58.1 | https://www.carlroth.com/com/en/
NN59.1 | Semi-micro, analytical and precision balances Quintix® Series Standard models cannot be calibrated, 0,0001 g, 120 g, 124-1S (W) | 1 | 1 | 3819 | Carl Roth | NN59.1 | https://www.carlroth.com/com/en/
NN60.1 | Semi-micro, analytical and precision balances Quintix® Series Standard models, calibrated ex works, 0,0001 g, 120 g, 124 -1CEU (W) | 1 | 1 | 4206.6 | Carl Roth | NN60.1 | https://www.carlroth.com/com/en/
NN61.1 | Semi-micro, analytical and precision balances Quintix® Series Standard models cannot be calibrated, 0,001 g, 510 g, 513-1S (W) | 1 | 1 | 3568.2 | Carl Roth | NN61.1 | https://www.carlroth.com/com/en/
NN62.1 | Semi-micro, analytical and precision balances Quintix® Series Standard models, calibrated ex works, 0,001 g, 510 g, 513-1CEU (W) | 1 | 1 | 3876 | Carl Roth | NN62.1 | https://www.carlroth.com/com/en/
NN63.1 | Semi-micro, analytical and precision balances Quintix® Series Standard models cannot be calibrated, 0,001 g, 310 g, 313-1S (W) | 1 | 1 | 2986.8 | Carl Roth | NN63.1 | https://www.carlroth.com/com/en/
NN64.1 | Semi-micro, analytical and precision balances Quintix® Series Standard models, calibrated ex works, 0,001 g, 310 g, 313-1CEU (W) | 1 | 1 | 3260.4 | Carl Roth | NN64.1 | https://www.carlroth.com/com/en/
NN65.1 | Semi-micro, analytical and precision balances Quintix® Series Standard models cannot be calibrated, 0,001 g, 210 g, 213-1S (W) | 1 | 1 | 2781.6 | Carl Roth | NN65.1 | https://www.carlroth.com/com/en/
NN66.1 | Semi-micro, analytical and precision balances Quintix® Series Standard models, calibrated ex works, 0,001 g, 210 g, 213-1CEU (W) | 1 | 1 | 3055.2 | Carl Roth | NN66.1 | https://www.carlroth.com/com/en/
NN67.1 | Semi-micro, analytical and precision balances Quintix® Series Standard models cannot be calibrated, 0,01 g, 5100 g, 5102-1S | 1 | 1 | 3762 | Carl Roth | NN67.1 | https://www.carlroth.com/com/en/
NN68.1 | Semi-micro, analytical and precision balances Quintix® Series Standard models, calibrated ex works, 0,01 g, 5100 g, 5102-1CEU | 1 | 1 | 4047 | Carl Roth | NN68.1 | https://www.carlroth.com/com/en/
NN69.1 | Semi-micro, analytical and precision balances Quintix® Series Standard models cannot be calibrated, 0,01 g, 3100 g, 3102-1S | 1 | 1 | 2918.4 | Carl Roth | NN69.1 | https://www.carlroth.com/com/en/
NN70.1 | Semi-micro, analytical and precision balances Quintix® Series Standard models, calibrated ex works, 0,01 g, 3100 g, 3102-1CEU | 1 | 1 | 3180.6 | Carl Roth | NN70.1 | https://www.carlroth.com/com/en/
NN71.1 | Semi-micro, analytical and precision balances Quintix® Series Standard models cannot be calibrated, 0,01 g, 2100 g, 2102-1S | 1 | 1 | 2781.6 | Carl Roth | NN71.1 | https://www.carlroth.com/com/en/
NN72.1 | Semi-micro, analytical and precision balances Quintix® Series Standard models, calibrated ex works, 0,01 g, 2100 g, 2102-1CEU | 1 | 1 | 3055.2 | Carl Roth | NN72.1 | https://www.carlroth.com/com/en/
NN73.1 | Semi-micro, analytical and precision balances Quintix® Series Standard models cannot be calibrated, 0,01 g, 1100 g, 1102-1S | 1 | 1 | 2485.2 | Carl Roth | NN73.1 | https://www.carlroth.com/com/en/
NN74.1 | Semi-micro, analytical and precision balances Quintix® Series Standard models, calibrated ex works, 0,01 g, 1100 g, 1102-1CEU | 1 | 1 | 2770.2 | Carl Roth | NN74.1 | https://www.carlroth.com/com/en/
NN75.1 | Semi-micro, analytical and precision balances Quintix® Series Standard models cannot be calibrated, 0,01 g, 610 g, 612-1S | 1 | 1 | 2211.6 | Carl Roth | NN75.1 | https://www.carlroth.com/com/en/
NN76.1 | Semi-micro, analytical and precision balances Quintix® Series Standard models, calibrated ex works, 0,01 g, 610 g, 612-1CEU | 1 | 1 | 2473.8 | Carl Roth | NN76.1 | https://www.carlroth.com/com/en/
NN77.1 | Semi-micro, analytical and precision balances Quintix® Series Standard models cannot be calibrated, 0,1 g, 5100 g, 5101-1S | 1 | 1 | 2542.2 | Carl Roth | NN77.1 | https://www.carlroth.com/com/en/
NN78.1 | Semi-micro, analytical and precision balances Quintix® Series Standard models, calibrated ex works, 0,1 g, 5100 g, 5101-1CEU | 1 | 1 | 2838.6 | Carl Roth | NN78.1 | https://www.carlroth.com/com/en/
NN79.1 | Semi-micro, analytical and precision balances Quintix® Series Standard models cannot be calibrated, 1 g, 5100 g, 5100-1S | 1 | 1 | 2074.8 | Carl Roth | NN79.1 | https://www.carlroth.com/com/en/
NN80.1 | Semi-micro, analytical and precision balances Quintix® Series Standard models, calibrated ex works, 1 g, 5100 g, 5100-1CEU | 1 | 1 | 2348.4 | Carl Roth | NN80.1 | https://www.carlroth.com/com/en/
NN81.1 | Semi-micro, analytical and precision balances Secura® Series Standard models, not calibrated, 0,0001 g, 220 g, 224-1S (W) | 1 | 1 | 5301 | Carl Roth | NN81.1 | https://www.carlroth.com/com/en/
NN82.1 | Semi-micro, analytical and precision balances Secura® Series Standard models, calibrated ex works, 0,0001 g, 220 g, 224-1CEU (W) | 1 | 1 | 5643 | Carl Roth | NN82.1 | https://www.carlroth.com/com/en/
NN83.1 | Semi-micro, analytical and precision balances Secura® Series Standard models, not calibrated, 0,0001 g, 120 g, 124-1S (W) | 1 | 1 | 4776.6 | Carl Roth | NN83.1 | https://www.carlroth.com/com/en/
NN84.1 | Semi-micro, analytical and precision balances Secura® Series Standard models, calibrated ex works, 0,0001 g, 120 g, 124-1CEU (W) | 1 | 1 | 5130 | Carl Roth | NN84.1 | https://www.carlroth.com/com/en/
NN85.1 | Semi-micro, analytical and precision balances Secura® Series Standard models, not calibrated, 0,001 g, 510 g, 513-1S (W) | 1 | 1 | 4457.4 | Carl Roth | NN85.1 | https://www.carlroth.com/com/en/
NN86.1 | Semi-micro, analytical and precision balances Secura® Series Standard models, calibrated ex works, 0,001 g, 510 g, 513-1CEU (W) | 1 | 1 | 4708.2 | Carl Roth | NN86.1 | https://www.carlroth.com/com/en/
NN87.1 | Semi-micro, analytical and precision balances Secura® Series Standard models, not calibrated, 0,001 g, 310 g, 313-1S (W) | 1 | 1 | 3670.8 | Carl Roth | NN87.1 | https://www.carlroth.com/com/en/
NN88.1 | Semi-micro, analytical and precision balances Secura® Series Standard models, calibrated ex works, 0,001 g, 310 g, 313-1CEU (W) | 1 | 1 | 3933 | Carl Roth | NN88.1 | https://www.carlroth.com/com/en/
NN89.1 | Semi-micro, analytical and precision balances Secura® Series Standard models, not calibrated, 0,001 g, 210 g, 213-1S (W) | 1 | 1 | 3454.2 | Carl Roth | NN89.1 | https://www.carlroth.com/com/en/
NN90.1 | Semi-micro, analytical and precision balances Secura® Series Standard models, calibrated ex works, 0,001 g, 210 g, 213-1CEU (W) | 1 | 1 | 3784.8 | Carl Roth | NN90.1 | https://www.carlroth.com/com/en/
NN91.1 | Semi-micro, analytical and precision balances Secura® Series Standard models, not calibrated, 0,01 g, 5100 g, 5102-1S | 1 | 1 | 4639.8 | Carl Roth | NN91.1 | https://www.carlroth.com/com/en/
NN92.1 | Semi-micro, analytical and precision balances Secura® Series Standard models, calibrated ex works, 0,01 g, 5100 g, 5102-1CEU | 1 | 1 | 4913.4 | Carl Roth | NN92.1 | https://www.carlroth.com/com/en/
NN93.1 | Semi-micro, analytical and precision balances Secura® Series Standard models, not calibrated, 0,01 g, 3100 g, 3102-1S | 1 | 1 | 3602.4 | Carl Roth | NN93.1 | https://www.carlroth.com/com/en/
NN94.1 | Semi-micro, analytical and precision balances Secura® Series Standard models, calibrated ex works, 0,01 g, 3100 g, 3102-1CEU | 1 | 1 | 3864.6 | Carl Roth | NN94.1 | https://www.carlroth.com/com/en/
NN95.1 | Semi-micro, analytical and precision balances Secura® Series Standard models, not calibrated, 0,01 g, 2100 g, 2102-1S | 1 | 1 | 3374.4 | Carl Roth | NN95.1 | https://www.carlroth.com/com/en/
NN96.1 | Semi-micro, analytical and precision balances Secura® Series Standard models, calibrated ex works, 0,01 g, 2100 g, 2102-1CEU | 1 | 1 | 3648 | Carl Roth | NN96.1 | https://www.carlroth.com/com/en/
NN97.1 | Semi-micro, analytical and precision balances Secura® Series Standard models, not calibrated, 0,01 g, 1100 g, 1102-1S | 1 | 1 | 3100.8 | Carl Roth | NN97.1 | https://www.carlroth.com/com/en/
NN98.1 | Semi-micro, analytical and precision balances Secura® Series Standard models, calibrated ex works, 0,01 g, 1100 g, 1102-1CEU | 1 | 1 | 3363 | Carl Roth | NN98.1 | https://www.carlroth.com/com/en/
NT00.1 | Moisture analysers MA35M | 1 | 1 | 2861.4 | Carl Roth | NT00.1 | https://www.carlroth.com/com/en/
P923.1 | Pocket balance CM series, 0,1 g, 320 g, CM 320-1N | 1 | 1 | 62.7 | Carl Roth | P923.1 | https://www.carlroth.com/com/en/
P924.1 | Pocket balance CM series, 1 g, 1000 g, CM 1 K1N | 1 | 1 | 59.3 | Carl Roth | P924.1 | https://www.carlroth.com/com/en/
P936.1 | Precision balances 440 series, 0,1 g, 400 g, 440-43N | 1 | 1 | 245.1 | Carl Roth | P936.1 | https://www.carlroth.com/com/en/
P937.1 | Precision balances 440 series, 1 g, 4000 g, 440-51N | 1 | 1 | 182.4 | Carl Roth | P937.1 | https://www.carlroth.com/com/en/
P938.1 | Precision balances 440 series, 1 g, 6000 g, 440-53N | 1 | 1 | 239.4 | Carl Roth | P938.1 | https://www.carlroth.com/com/en/
P961.1 | Pocket balance CM series, 0,1 g, 150 g, CM 150-1N | 1 | 1 | 57 | Carl Roth | P961.1 | https://www.carlroth.com/com/en/
PA30.1 | Table balances FCE Series with weighing plate made of plastic (ABS), 1 g, 3000 g, FCE 3K1N | 1 | 1 | 125.4 | Carl Roth | PA30.1 | https://www.carlroth.com/com/en/
PA31.1 | Table balances FCE Series with weighing plate made of plastic (ABS), 2 g, 6000 g, FCE 6K2N | 1 | 1 | 125.4 | Carl Roth | PA31.1 | https://www.carlroth.com/com/en/
PA32.1 | Table balances FCE Series with weighing plate made of plastic (ABS), 5 g, 15000 g, FCE 15K5N | 1 | 1 | 125.4 | Carl Roth | PA32.1 | https://www.carlroth.com/com/en/
PA33.1 | Table balances FCE Series with weighing plate made of plastic (ABS), 10 g, 30000 g, FCE 30K10N | 1 | 1 | 125.4 | Carl Roth | PA33.1 | https://www.carlroth.com/com/en/
PA34.1 | Table balances FCB Series with stainless steel weighing plate, 0,1 g, 3000 g, FCB 3K0.1 | 1 | 1 | 245.1 | Carl Roth | PA34.1 | https://www.carlroth.com/com/en/
PA35.1 | Table balances FCB Series with stainless steel weighing plate, 0,5 g, 6000 g, FCB 6K0.5 | 1 | 1 | 222.3 | Carl Roth | PA35.1 | https://www.carlroth.com/com/en/
PA36.1 | Table balances FCB Series with stainless steel weighing plate, 1 g, 12000 g, FCB 12K1 | 1 | 1 | 210.9 | Carl Roth | PA36.1 | https://www.carlroth.com/com/en/
PA37.1 | Table balances FCB Series with stainless steel weighing plate, 1 g, 30000 g, FCB 30K1 | 1 | 1 | 250.8 | Carl Roth | PA37.1 | https://www.carlroth.com/com/en/
PA38.1 | Platform balances DE series Standard balances DE-A series, 0,5 g, 6000 g, DE 6K0.5A | 1 | 1 | 245.1 | Carl Roth | PA38.1 | https://www.carlroth.com/com/en/
PA39.1 | Platform balances DE series Standard balances DE-A series, 1 g, 12000 g, DE 12K1A | 1 | 1 | 245.1 | Carl Roth | PA39.1 | https://www.carlroth.com/com/en/
PA40.1 | Platform balances DE series Standard balances DE-A series, 2 g, 24000 g, DE 24K2A | 1 | 1 | 245.1 | Carl Roth | PA40.1 | https://www.carlroth.com/com/en/
PA41.1 | Platform balances DE series Standard balances DE-A series, 5 g, 60000 g, DE 60K5A | 1 | 1 | 245.1 | Carl Roth | PA41.1 | https://www.carlroth.com/com/en/
PA42.1 | Platform balances DE series Standard balances DE-A series, 10 g, 120000 g, DE 120K10A | 1 | 1 | 245.1 | Carl Roth | PA42.1 | https://www.carlroth.com/com/en/
PA43.1 | Platform balances DE series Dual range balances DE-D series, 1 / 2 g, 3000 / 6000 g, DE 6K1D | 1 | 1 | 210.9 | Carl Roth | PA43.1 | https://www.carlroth.com/com/en/
PA44.1 | Platform balances DE series Dual range balances DE-D series, 2 / 5 g, 6000 / 15000 g, DE 15K2D | 1 | 1 | 210.9 | Carl Roth | PA44.1 | https://www.carlroth.com/com/en/
PA45.1 | Platform balances DE series Dual range balances DE-D series, 5 / 10 g, 15000 / 35000 g, DE 35K5D | 1 | 1 | 210.9 | Carl Roth | PA45.1 | https://www.carlroth.com/com/en/
PA46.1 | Platform balances DE series Dual range balances DE-D series, 10 / 20 g, 30000 / 60000 kg, DE 60K10D | 1 | 1 | 210.9 | Carl Roth | PA46.1 | https://www.carlroth.com/com/en/
PA47.1 | Platform balances DE series Dual range balances DE-D series, 20 / 50 g, 60000 / 150000 g, DE 150K20D | 1 | 1 | 222.3 | Carl Roth | PA47.1 | https://www.carlroth.com/com/en/
PA48.1 | Accessories Stand for DE-A and DE-D series platform balances | 1 | 1 | 114 | Carl Roth | PA48.1 | https://www.carlroth.com/com/en/
PH78.1 | Accessories for Navigator™ precision balances, Ethernet port, installation kit with cable | 1 | 1 | 82.7 | Carl Roth | PH78.1 | https://www.carlroth.com/com/en/
PX18.1 | Table balances GAB, calibrated | 1 | 1 | 336.3 | Carl Roth | PX18.1 | https://www.carlroth.com/com/en/
PX41.1 | Semi-micro, analytical and precision balances Explorer Series Standard models cannot be calibrated, 0,0001 g, 220 g, EX224 (W) | 1 | 1 | 4503 | Carl Roth | PX41.1 | https://www.carlroth.com/com/en/
PX42.1 | Semi-micro, analytical and precision balances Explorer Series Standard models cannot be calibrated, 0,0001 g, 320 g, EX324 (W) | 1 | 1 | 5135.7 | Carl Roth | PX42.1 | https://www.carlroth.com/com/en/
PX43.1 | Semi-micro, analytical and precision balances Explorer Series Standard models cannot be calibrated, 0,001 g, 420 g, EX423 (W) | 1 | 1 | 3727.8 | Carl Roth | PX43.1 | https://www.carlroth.com/com/en/
PX44.1 | Semi-micro, analytical and precision balances Explorer Series Standard models cannot be calibrated, 0,001 g, 1100 g, EX1103 (W) | 1 | 1 | 5443.5 | Carl Roth | PX44.1 | https://www.carlroth.com/com/en/
PX45.1 | Semi-micro, analytical and precision balances Explorer Series Standard models cannot be calibrated, 0,01 g, 4200 g, EX4202 | 1 | 1 | 3693.6 | Carl Roth | PX45.1 | https://www.carlroth.com/com/en/
PX46.1 | Semi-micro, analytical and precision balances Explorer Series Standard models cannot be calibrated, 0,01 g, 10200 g, EX10202 | 1 | 1 | 5084.4 | Carl Roth | PX46.1 | https://www.carlroth.com/com/en/
PX47.1 | Semi-micro, analytical and precision balances Explorer Series Standard models cannot be calibrated, 0,1 g, 10200 g, EX10201 | 1 | 1 | 3368.7 | Carl Roth | PX47.1 | https://www.carlroth.com/com/en/
PX48.1 | Semi-micro, analytical and precision balances Explorer Series Standard models, calibrated ex works, 0,0001 g, 220 g, EX224M (W) | 1 | 1 | 4816.5 | Carl Roth | PX48.1 | https://www.carlroth.com/com/en/
PX49.1 | Semi-micro, analytical and precision balances Explorer Series Standard models, calibrated ex works, 0,0001 g, 320 g, EX324M (W) | 1 | 1 | 5443.5 | Carl Roth | PX49.1 | https://www.carlroth.com/com/en/
PX50.1 | Semi-micro, analytical and precision balances Explorer Series Standard models, calibrated ex works, 0,001 g, 420 g, EX423M (W) | 1 | 1 | 4001.4 | Carl Roth | PX50.1 | https://www.carlroth.com/com/en/
PX51.1 | Semi-micro, analytical and precision balances Explorer Series Standard models, calibrated ex works, 0,001 g, 1100 g, EX1103M (W) | 1 | 1 | 5717.1 | Carl Roth | PX51.1 | https://www.carlroth.com/com/en/
PX52.1 | Semi-micro, analytical and precision balances Explorer Series Standard models, calibrated ex works, 0,01 g, 4200 g, EX4202M | 1 | 1 | 3967.2 | Carl Roth | PX52.1 | https://www.carlroth.com/com/en/
PX53.1 | Semi-micro, analytical and precision balances Explorer Series Standard models, calibrated ex works, 0,01 g, 10200 g, EX10202M | 1 | 1 | 5358 | Carl Roth | PX53.1 | https://www.carlroth.com/com/en/
PX54.1 | Semi-micro, analytical and precision balances Explorer Series Standard models, calibrated ex works, 0,1 g, 10200 g, EX10201M | 1 | 1 | 3642.3 | Carl Roth | PX54.1 | https://www.carlroth.com/com/en/
TA62.1 | Compact balances EMB series, 0,1 g, 3000 g, EMB 3000-1 | 1 | 1 | 142.5 | Carl Roth | TA62.1 | https://www.carlroth.com/com/en/
TA63.1 | Analytical balances ABS-N series models with external calibration, 80 g, ABS 80-4N (W) | 1 | 1 | 1048.8 | Carl Roth | TA63.1 | https://www.carlroth.com/com/en/
TA64.1 | Analytical balances ABS-N series models with external calibration, 120 g, ABS 120-4N (W) | 1 | 1 | 1140 | Carl Roth | TA64.1 | https://www.carlroth.com/com/en/
TA65.1 | Analytical balances ABS-N series models with external calibration, 220 g, ABS 220-4N (W) | 1 | 1 | 1219.8 | Carl Roth | TA65.1 | https://www.carlroth.com/com/en/
TA66.1 | Analytical balances ABS-N series models with external calibration, 320 g, ABS 320-4N (W) | 1 | 1 | 1368 | Carl Roth | TA66.1 | https://www.carlroth.com/com/en/
TA67.1 | Analytical balances ABJ-NM series models with internal calibration, cannot be calibrated, 120 g, ABJ 120-4NM (W) | 1 | 1 | 1197 | Carl Roth | TA67.1 | https://www.carlroth.com/com/en/
TA68.1 | Analytical balances ABJ-NM series models with internal calibration, cannot be calibrated, 220 g, ABJ 220-4NM (W) | 1 | 1 | 1311 | Carl Roth | TA68.1 | https://www.carlroth.com/com/en/
TA69.1 | Analytical balances ABJ-NM series models with internal calibration, cannot be calibrated, 320 g, ABJ 320-4NM (W) | 1 | 1 | 1504.8 | Carl Roth | TA69.1 | https://www.carlroth.com/com/en/
TA71.1 | Analytical balances ABJ-NM series models with internal calibration, calibrated ex works, 220 g, ABJ 220-4NM (W) | 1 | 1 | 1447.8 | Carl Roth | TA71.1 | https://www.carlroth.com/com/en/
TA73.1 | Accessories RS 232 interface installation kit with interface cable for ABS-N and ABJ-NM series | 1 | 1 | 102.6 | Carl Roth | TA73.1 | https://www.carlroth.com/com/en/
TE06.1 | Moisture analysers DBS 60-3 | 1 | 1 | 1447.8 | Carl Roth | TE06.1 | https://www.carlroth.com/com/en/
TE07.1 | Accessories For moisture analyser DBS 60-3 Temperature calibration set | 1 | 1 | 513 | Carl Roth | TE07.1 | https://www.carlroth.com/com/en/
X415.1 | Compact balances EMB series, 1 g, 2200 g, EMB 2200-0 | 1 | 1 | 65 | Carl Roth | X415.1 | https://www.carlroth.com/com/en/
X416.1 | Compact balances EMB series, 5 g, 5200 g, EMB 5.2 K 5 | 1 | 1 | 62.7 | Carl Roth | X416.1 | https://www.carlroth.com/com/en/
X417.1 | Accessories Power supply unit for EMB series compact balances | 1 | 1 | 36.5 | Carl Roth | X417.1 | https://www.carlroth.com/com/en/
X837.1 | Accessories For moisture analyser Disposable aluminium sample pans, 90 x H 7 mm | 1 | 1 | 39 | Carl Roth | X837.1 | https://www.carlroth.com/com/en/
X838.1 | Accessories Glass fibre filter 90 mm | 1 | 1 | 56.7 | Carl Roth | X838.1 | https://www.carlroth.com/com/en/
X840.1 | Accessories for MB Basic series hygrometer, Temperature calibration set | 1 | 1 | 379.6 | Carl Roth | X840.1 | https://www.carlroth.com/com/en/
Y113.1 | Test weight OIML class E2 Without certificate, 20 g, No | 1 | 1 | 107.2 | Carl Roth | Y113.1 | https://www.carlroth.com/com/en/
Y114.1 | Test weight OIML class E2 With certificate, 20 g, No | 1 | 1 | 137.9 | Carl Roth | Y114.1 | https://www.carlroth.com/com/en/
Y115.1 | Test weight OIML class E2 Without certificate, 50 g, No | 1 | 1 | 118.6 | Carl Roth | Y115.1 | https://www.carlroth.com/com/en/
Y116.1 | Test weight OIML class E2 With certificate, 50 g, Yes | 1 | 1 | 144.8 | Carl Roth | Y116.1 | https://www.carlroth.com/com/en/
Y117.1 | Test weight OIML class E2 Without certificate, 100 g, Yes | 1 | 1 | 126.5 | Carl Roth | Y117.1 | https://www.carlroth.com/com/en/
Y118.1 | Test weight OIML class E2 With certificate, 100 g, Yes | 1 | 1 | 175.6 | Carl Roth | Y118.1 | https://www.carlroth.com/com/en/
Y119.1 | Test weight OIML class E2 Without certificate, 200 g, Yes | 1 | 1 | 152.8 | Carl Roth | Y119.1 | https://www.carlroth.com/com/en/
Y120.1 | Test weight OIML class E2 With certificate, 200 g, Yes | 1 | 1 | 188.1 | Carl Roth | Y120.1 | https://www.carlroth.com/com/en/
Y121.1 | Set of weights OIML class M1 Without certificate, 9 weights from 1 to 100 g | 1 | 1 | 153.9 | Carl Roth | Y121.1 | https://www.carlroth.com/com/en/
Y122.1 | Set of weights OIML class M1 With certificate, 9 weights from 1 to 100 g | 1 | 1 | 209.8 | Carl Roth | Y122.1 | https://www.carlroth.com/com/en/
Y123.1 | Set of weights OIML class M1 Without certificate, 12 weights from 1 to 500 g | 1 | 1 | 226.9 | Carl Roth | Y123.1 | https://www.carlroth.com/com/en/
Y124.1 | Set of weights OIML class M1 With certificate, 12 weights from 1 to 500 g | 1 | 1 | 304.4 | Carl Roth | Y124.1 | https://www.carlroth.com/com/en/
Y125.1 | Set of weights OIML class M1 Without certificate, 15 weights from 1 to 2000 g | 1 | 1 | 570 | Carl Roth | Y125.1 | https://www.carlroth.com/com/en/
Y126.1 | Set of weights OIML class M1 With certificate, 15 weights from 1 to 2000 g | 1 | 1 | 671.5 | Carl Roth | Y126.1 | https://www.carlroth.com/com/en/
Y127.1 | Set of weights OIML class M2 Without certificate, 8 weights from 1 to 50 g | 1 | 1 | 106 | Carl Roth | Y127.1 | https://www.carlroth.com/com/en/
Y128.1 | Set of weights OIML class M2 With certificate, 8 weights from 1 to 50 g | 1 | 1 | 153.9 | Carl Roth | Y128.1 | https://www.carlroth.com/com/en/
Y129.1 | Set of weights OIML class M2 Without certificate, 9 weights from 1 to 100 g | 1 | 1 | 128.8 | Carl Roth | Y129.1 | https://www.carlroth.com/com/en/
Y130.1 | Set of weights OIML class M2 With certificate, 9 weights from 1 to 100 g | 1 | 1 | 184.7 | Carl Roth | Y130.1 | https://www.carlroth.com/com/en/
Y131.1 | Set of weights OIML class M2 Without certificate, 12 weights from 1 to 500 g | 1 | 1 | 225.7 | Carl Roth | Y131.1 | https://www.carlroth.com/com/en/
Y132.1 | Set of weights OIML class M2 With certificate, 12 weights from 1 to 500 g | 1 | 1 | 303.2 | Carl Roth | Y132.1 | https://www.carlroth.com/com/en/
Y133.1 | Set of weights OIML class M2 Without certificate, 13 weights from 1 to 1000 g | 1 | 1 | 359.1 | Carl Roth | Y133.1 | https://www.carlroth.com/com/en/
Y134.1 | Set of weights OIML class M2 With certificate, 13 weights from 1 to 1000 g | 1 | 1 | 443.5 | Carl Roth | Y134.1 | https://www.carlroth.com/com/en/
Y135.1 | Set of weights OIML class M2 Without certificate, 15 weights from 1 to 2000 g | 1 | 1 | 564.3 | Carl Roth | Y135.1 | https://www.carlroth.com/com/en/
Y136.1 | Set of weights OIML class M2 With certificate, 15 weights from 1 to 2000 g | 1 | 1 | 665.8 | Carl Roth | Y136.1 | https://www.carlroth.com/com/en/
Y530.1 | Precision balances 440 series, 0,1 g, 4000 g, 440-49N | 1 | 1 | 376.2 | Carl Roth | Y530.1 | https://www.carlroth.com/com/en/
Y609.1 | Accessories for Navigator™ precision balances, RS 232 port, installation kit with cable | 1 | 1 | 40.1 | Carl Roth | Y609.1 | https://www.carlroth.com/com/en/
Y610.1 | Accessories for Navigator™ precision balances, USB port, installation kit with cable | 1 | 1 | 40.1 | Carl Roth | Y610.1 | https://www.carlroth.com/com/en/
YC31.1 | Precision balances PCD series, 0,001 g, 250 g, PCD 250-3 (W) | 1 | 1 | 347.7 | Carl Roth | YC31.1 | https://www.carlroth.com/com/en/
YC32.1 | Precision balances PCD series, 0,01 g, 2500 g, PCD 2500-2 | 1 | 1 | 336.3 | Carl Roth | YC32.1 | https://www.carlroth.com/com/en/
YC33.1 | Precision balances PCD series, 0,1 g, 10000 g, PCD 10K0.1 | 1 | 1 | 273.6 | Carl Roth | YC33.1 | https://www.carlroth.com/com/en/
YC34.1 | Accessories Stand for PCD series precision balances | 1 | 1 | 57 | Carl Roth | YC34.1 | https://www.carlroth.com/com/en/
YC92.1 | Table balances 6 x series, 0,03 g, 6000 g, FKB 6K0.02 | 1 | 1 | 592.8 | Carl Roth | YC92.1 | https://www.carlroth.com/com/en/
YC93.1 | Table balances 6 x series, 0,05 g, 8000 g, FKB 8K0.05 | 1 | 1 | 547.2 | Carl Roth | YC93.1 | https://www.carlroth.com/com/en/
YC94.1 | Table balances 6 x series, 0,05 g, 16000 g, FKB 16K0.05 | 1 | 1 | 661.2 | Carl Roth | YC94.1 | https://www.carlroth.com/com/en/
YC95.1 | Table balances 6 x series, 0,1 g, 16000 g, FKB 16K0.1 | 1 | 1 | 547.2 | Carl Roth | YC95.1 | https://www.carlroth.com/com/en/
YC96.1 | Table balances 6 x series, 0,1 g, 36000 g, FKB 36K0.1 | 1 | 1 | 627 | Carl Roth | YC96.1 | https://www.carlroth.com/com/en/
YC97.1 | Table balances 6 x series, 0,2 g, 36000 g, FKB 36K0.2 | 1 | 1 | 581.4 | Carl Roth | YC97.1 | https://www.carlroth.com/com/en/
YC98.1 | Table balances 6 x series, 0,2 g, 65000 g, FKB 65K0.2 | 1 | 1 | 627 | Carl Roth | YC98.1 | https://www.carlroth.com/com/en/
YC99.1 | Table balances 6 x series, 0,5 g, 65000 g, FKB 65K0.5 | 1 | 1 | 581.4 | Carl Roth | YC99.1 | https://www.carlroth.com/com/en/
YP75.1 | Set of weights OIML class E2 Without certificate | 1 | 1 | 364.8 | Carl Roth | YP75.1 | https://www.carlroth.com/com/en/
YP76.1 | Set of weights OIML class E2 With certificate | 1 | 1 | 581.4 | Carl Roth | YP76.1 | https://www.carlroth.com/com/en/
YP77.1 | Set of weights OIML class F1 Without certificate, 1 to 50 g with 8 weights | 1 | 1 | 456 | Carl Roth | YP77.1 | https://www.carlroth.com/com/en/
YP78.1 | Set of weights OIML class F1 Without certificate, 1 to 100 g with 9 weights | 1 | 1 | 518.7 | Carl Roth | YP78.1 | https://www.carlroth.com/com/en/
YP79.1 | Set of weights OIML class F1 Without certificate, 1 to 200 g with 11 weights | 1 | 1 | 649.8 | Carl Roth | YP79.1 | https://www.carlroth.com/com/en/
YP80.1 | Set of weights OIML class F1 Without certificate, 1 to 500 g with 12 weights | 1 | 1 | 820.8 | Carl Roth | YP80.1 | https://www.carlroth.com/com/en/
YP81.1 | Set of weights OIML class F1 Without certificate, 1 to 1000 g with 13 weights | 1 | 1 | 1014.6 | Carl Roth | YP81.1 | https://www.carlroth.com/com/en/
YP82.1 | Set of weights OIML class F1 With certificate, 1 to 50 g with 8 weights | 1 | 1 | 532.4 | Carl Roth | YP82.1 | https://www.carlroth.com/com/en/
YP83.1 | Set of weights OIML class F1 With certificate, 1 to 100 g with 9 weights | 1 | 1 | 606.5 | Carl Roth | YP83.1 | https://www.carlroth.com/com/en/
YP84.1 | Set of weights OIML class F1 With certificate, 1 to 200 g with 11 weights | 1 | 1 | 761.5 | Carl Roth | YP84.1 | https://www.carlroth.com/com/en/
YP85.1 | Set of weights OIML class F1 With certificate, 1 to 500 g with 12 weights | 1 | 1 | 945.1 | Carl Roth | YP85.1 | https://www.carlroth.com/com/en/
YP86.1 | Set of weights OIML class F1 With certificate, 1 to 1000 g with 13 weights | 1 | 1 | 1150.3 | Carl Roth | YP86.1 | https://www.carlroth.com/com/en/
YY18.1 | Accessories for moisture analyser DAB 100-3 | 1 | 1 | 62.7 | Carl Roth | YY18.1 | https://www.carlroth.com/com/en/
YY32.1 | Platform balances Ranger® 3000 series Models cannot be calibrated, 0,05 g, 1500 g, R31P1502 | 1 | 1 | 444.6 | Carl Roth | YY32.1 | https://www.carlroth.com/com/en/
YY33.1 | Platform balances Ranger® 3000 series Models cannot be calibrated, 0,1 g, 3000 g, R31P3 | 1 | 1 | 444.6 | Carl Roth | YY33.1 | https://www.carlroth.com/com/en/
YY34.1 | Platform balances Ranger® 3000 series Models cannot be calibrated, 0,2 g, 6000 g, R31P6 | 1 | 1 | 444.6 | Carl Roth | YY34.1 | https://www.carlroth.com/com/en/
YY35.1 | Platform balances Ranger® 3000 series Models cannot be calibrated, 0,5 g, 15000 g, R31P15 | 1 | 1 | 444.6 | Carl Roth | YY35.1 | https://www.carlroth.com/com/en/
YY36.1 | Platform balances Ranger® 3000 series Models cannot be calibrated, 1 g, 30000 g, R31P30 | 1 | 1 | 444.6 | Carl Roth | YY36.1 | https://www.carlroth.com/com/en/
YY37.1 | Platform balances Ranger® 3000 series Models calibrated ex works, 0,5 g, 1500 g, R31P1502-M | 1 | 1 | 524.4 | Carl Roth | YY37.1 | https://www.carlroth.com/com/en/
YY38.1 | Platform balances Ranger® 3000 series Models calibrated ex works, 1 g, 3000 g, R31P3-M | 1 | 1 | 524.4 | Carl Roth | YY38.1 | https://www.carlroth.com/com/en/
YY39.1 | Platform balances Ranger® 3000 series Models calibrated ex works, 2 g, 6000 g, R31P6-M | 1 | 1 | 524.4 | Carl Roth | YY39.1 | https://www.carlroth.com/com/en/
YY40.1 | Platform balances Ranger® 3000 series Models calibrated ex works, 5 g, 15000 g, R31P15-M | 1 | 1 | 524.4 | Carl Roth | YY40.1 | https://www.carlroth.com/com/en/
YY41.1 | Platform balances Ranger® 3000 series Models calibrated ex works, 10 g, 30000 g, R31P30-M | 1 | 1 | 524.4 | Carl Roth | YY41.1 | https://www.carlroth.com/com/en/
1285.1 | Measuring magnifying glass | 1 | 1 | 124.2 | Carl Roth | 1285.1 | https://www.carlroth.com/com/en/
1EC4.1 | Magnifier lamp Tevisio, 784 mm | 1 | 1 | 803.9 | Carl Roth | 1EC4.1 | https://www.carlroth.com/com/en/
1EC5.1 | Magnifier lamp Tevisio, 984 mm | 1 | 1 | 839.5 | Carl Roth | 1EC5.1 | https://www.carlroth.com/com/en/
1EHC.1 | Accessories Plastic lens for Tevisio | 1 | 1 | 52.8 | Carl Roth | 1EHC.1 | https://www.carlroth.com/com/en/
1EHE.1 | Accessories Table clamp for Tevisio | 1 | 1 | 32.4 | Carl Roth | 1EHE.1 | https://www.carlroth.com/com/en/
1EHH.1 | Accessories Wall holder for Tevisio | 1 | 1 | 42.7 | Carl Roth | 1EHH.1 | https://www.carlroth.com/com/en/
AEA3.1 | Magnifier lamp varioLEDflex | 1 | 1 | 504.9 | Carl Roth | AEA3.1 | https://www.carlroth.com/com/en/
AXL6.1 | Handheld magnifying glass With spare lens, 2.5x | 1 | 1 | 20.2 | Carl Roth | AXL6.1 | https://www.carlroth.com/com/en/
AXL7.1 | Handheld magnifying glass With spare lens, 2.25x | 1 | 1 | 29.4 | Carl Roth | AXL7.1 | https://www.carlroth.com/com/en/
CCE1.1 | Illuminated ring magnifier LED | 1 | 1 | 496.4 | Carl Roth | CCE1.1 | https://www.carlroth.com/com/en/
H506.1 | Pocket illuminated magnifying glass Bulb, 7x | 1 | 1 | 48.9 | Carl Roth | H506.1 | https://www.carlroth.com/com/en/
H507.1 | Pocket illuminated magnifying glass Bulb, 10x | 1 | 1 | 48.9 | Carl Roth | H507.1 | https://www.carlroth.com/com/en/
H568.1 | Precision illuminated magnifying glass | 1 | 1 | 97.1 | Carl Roth | H568.1 | https://www.carlroth.com/com/en/
H570.1 | Precision measuring magnifier, 7x | 1 | 1 | 122.3 | Carl Roth | H570.1 | https://www.carlroth.com/com/en/
H571.1 | Precision measuring magnifier, 10x | 1 | 1 | 145.9 | Carl Roth | H571.1 | https://www.carlroth.com/com/en/
H572.1 | Accessories LED lighting For precision measuring magnifier | 1 | 1 | 92.9 | Carl Roth | H572.1 | https://www.carlroth.com/com/en/
H573.1 | Precision linen tester, 10x | 1 | 1 | 55.2 | Carl Roth | H573.1 | https://www.carlroth.com/com/en/
H574.1 | Precision linen tester, 5x | 1 | 1 | 73.5 | Carl Roth | H574.1 | https://www.carlroth.com/com/en/
H576.1 | Linen tester | 1 | 1 | 30 | Carl Roth | H576.1 | https://www.carlroth.com/com/en/
H577.1 | Magnifiers for glasses Binocular, 3x | 1 | 1 | 77.2 | Carl Roth | H577.1 | https://www.carlroth.com/com/en/
HE06.1 | Magnifying glasses MaxDetail | 1 | 1 | 122.5 | Carl Roth | HE06.1 | https://www.carlroth.com/com/en/
KC50.1 | Pocket illuminated magnifying glass easyPOCKET, silver | 1 | 1 | 71.7 | Carl Roth | KC50.1 | https://www.carlroth.com/com/en/
KC51.1 | Pocket illuminated magnifying glass easyPOCKET, black | 1 | 1 | 71.7 | Carl Roth | KC51.1 | https://www.carlroth.com/com/en/
KHE1.1 | Magnifier lamp LED | 1 | 1 | 141 | Carl Roth | KHE1.1 | https://www.carlroth.com/com/en/
KLX1.1 | Magnifier lamp MAULviso | 1 | 1 | 116.5 | Carl Roth | KLX1.1 | https://www.carlroth.com/com/en/
KLX2.1 | Magnifier lamp MAULcrystal | 1 | 1 | 268.2 | Carl Roth | KLX2.1 | https://www.carlroth.com/com/en/
KLX3.1 | Magnifier lamp LL6 UV | 1 | 1 | 877.5 | Carl Roth | KLX3.1 | https://www.carlroth.com/com/en/
KLX4.1 | Spotlight IL 11 LED, 450 mm | 1 | 1 | 280.7 | Carl Roth | KLX4.1 | https://www.carlroth.com/com/en/
KLX5.1 | Spotlight IL 11 LED, 600 mm | 1 | 1 | 305.2 | Carl Roth | KLX5.1 | https://www.carlroth.com/com/en/
KLX6.1 | Accessories X-foot with stand rod (Ø 12 mm, L 100 mm) For IL 11 LED spotlight | 1 | 1 | 116.5 | Carl Roth | KLX6.1 | https://www.carlroth.com/com/en/
KLX7.1 | Accessories Stand plate with rod (Ø 12 mm, L 200 mm) For IL 11 LED spotlight | 1 | 1 | 120.1 | Carl Roth | KLX7.1 | https://www.carlroth.com/com/en/
KLX8.1 | Accessories Microscope column attachment (25 mm) For IL 11 LED spotlight | 1 | 1 | 89.5 | Carl Roth | KLX8.1 | https://www.carlroth.com/com/en/
KLX9.1 | Accessories Microscope column attachment (32 mm) For IL 11 LED spotlight | 1 | 1 | 89.5 | Carl Roth | KLX9.1 | https://www.carlroth.com/com/en/
KP29.1 | Stand magnifier Mini, 10x | 1 | 1 | 26.9 | Carl Roth | KP29.1 | https://www.carlroth.com/com/en/
LK23.1 | Accessories Table clamp LED illuminated ring magnifier | 1 | 1 | 47.2 | Carl Roth | LK23.1 | https://www.carlroth.com/com/en/
LK24.1 | Accessories Table base LED illuminated ring magnifier | 1 | 1 | 112.5 | Carl Roth | LK24.1 | https://www.carlroth.com/com/en/
NK01.1 | Magnifier lamp LED compact, white | 1 | 1 | 93 | Carl Roth | NK01.1 | https://www.carlroth.com/com/en/
NK02.1 | Magnifier lamp LED compact, black | 1 | 1 | 93 | Carl Roth | NK02.1 | https://www.carlroth.com/com/en/
NL23.1 | Stand magnifier | 1 | 1 | 117.3 | Carl Roth | NL23.1 | https://www.carlroth.com/com/en/
P103.1 | Magnifiers for glasses Binocular, 1.7x | 1 | 1 | 77.2 | Carl Roth | P103.1 | https://www.carlroth.com/com/en/
P104.1 | Magnifiers for glasses Binocular, 2x | 1 | 1 | 77.2 | Carl Roth | P104.1 | https://www.carlroth.com/com/en/
P105.1 | Magnifiers for glasses Binocular, 2.5x | 1 | 1 | 77.2 | Carl Roth | P105.1 | https://www.carlroth.com/com/en/
P106.1 | Headband magnifiers, 1.7x | 1 | 1 | 125 | Carl Roth | P106.1 | https://www.carlroth.com/com/en/
P107.1 | Headband magnifiers, 2x | 1 | 1 | 125 | Carl Roth | P107.1 | https://www.carlroth.com/com/en/
P108.1 | Headband magnifiers, 2.5x | 1 | 1 | 125 | Carl Roth | P108.1 | https://www.carlroth.com/com/en/
P109.1 | Headband magnifiers, 3x | 1 | 1 | 125 | Carl Roth | P109.1 | https://www.carlroth.com/com/en/
PK48.1 | Tabletop magnifier LED | 1 | 1 | 33.1 | Carl Roth | PK48.1 | https://www.carlroth.com/com/en/
PT98.1 | Pocket illuminated magnifying glass White-light LED, 10x | 1 | 1 | 77.2 | Carl Roth | PT98.1 | https://www.carlroth.com/com/en/
PT99.1 | Pocket illuminated magnifying glass White-light LED, 12.5x | 1 | 1 | 80.3 | Carl Roth | PT99.1 | https://www.carlroth.com/com/en/
PX00.1 | Folding magnifier with PXM® lens | 1 | 1 | 38.9 | Carl Roth | PX00.1 | https://www.carlroth.com/com/en/
X294.1 | Stand magnifier Mini, 8x | 1 | 1 | 21.2 | Carl Roth | X294.1 | https://www.carlroth.com/com/en/
0613.1 | Accessories Insert tub For Elmasonic S, P and xtra ultrasonic cleaning units, Suitable for: S 30, S 30H, P 30 H, xtra | 1 | 1 | 23.9 | Carl Roth | 0613.1 | https://www.carlroth.com/com/en/
5454.1 | Pneumatic blow gun | 1 | 1 | 19.8 | Carl Roth | 5454.1 | https://www.carlroth.com/com/en/
5776.1 | Pneumatic vacuum gun | 1 | 1 | 305.2 | Carl Roth | 5776.1 | https://www.carlroth.com/com/en/
5777.1 | Accessories Spare parts for pneumatic suction gun | 1 | 1 | 104.2 | Carl Roth | 5777.1 | https://www.carlroth.com/com/en/
C309.1 | Accessories Insert tub For Elmasonic S, P and xtra ultrasonic cleaning units, Suitable for: S 15, S 15H | 1 | 1 | 21.5 | Carl Roth | C309.1 | https://www.carlroth.com/com/en/
C310.1 | Accessories Insert tub For Elmasonic S, P and xtra ultrasonic cleaning units, Suitable for: S 40, S 40H | 1 | 1 | 23.9 | Carl Roth | C310.1 | https://www.carlroth.com/com/en/
CC84.1 | Ultrasonic cleaning unit Elmasonic S without heating, 0.8 l, S10 | 1 | 1 | 343.1 | Carl Roth | CC84.1 | https://www.carlroth.com/com/en/
CC85.1 | Ultrasonic cleaning unit Elmasonic S with heating, 0.8 l, S 10 H | 1 | 1 | 416.7 | Carl Roth | CC85.1 | https://www.carlroth.com/com/en/
CC86.1 | Ultrasonic cleaning unit Elmasonic S without heating, 1.75 l, S 15 | 1 | 1 | 612.8 | Carl Roth | CC86.1 | https://www.carlroth.com/com/en/
CC87.1 | Ultrasonic cleaning unit Elmasonic S with heating, 1.75 l, S 15 H | 1 | 1 | 723.1 | Carl Roth | CC87.1 | https://www.carlroth.com/com/en/
CC88.1 | Ultrasonic cleaning unit Elmasonic S without heating, 2.75 l, S 30 | 1 | 1 | 692.4 | Carl Roth | CC88.1 | https://www.carlroth.com/com/en/
CC89.1 | Ultrasonic cleaning unit Elmasonic S with heating, 2.75 l, S 30 H | 1 | 1 | 766 | Carl Roth | CC89.1 | https://www.carlroth.com/com/en/
CC90.1 | Ultrasonic cleaning unit Elmasonic S without heating, 4.25 l, S 40 | 1 | 1 | 992.7 | Carl Roth | CC90.1 | https://www.carlroth.com/com/en/
CC91.1 | Ultrasonic cleaning unit Elmasonic S with heating, 4.25 l, S 40 H | 1 | 1 | 1145.9 | Carl Roth | CC91.1 | https://www.carlroth.com/com/en/
CC92.1 | Ultrasonic cleaning unit Elmasonic S without heating, 5.75 l, S 60 | 1 | 1 | 1145.9 | Carl Roth | CC92.1 | https://www.carlroth.com/com/en/
CC93.1 | Ultrasonic cleaning unit Elmasonic S with heating, 5.75 l, S 60 H | 1 | 1 | 1348.1 | Carl Roth | CC93.1 | https://www.carlroth.com/com/en/
CC94.1 | Ultrasonic cleaning unit Elmasonic S without heating, 6.9 l, S 70 | 1 | 1 | 1323.5 | Carl Roth | CC94.1 | https://www.carlroth.com/com/en/
CC95.1 | Ultrasonic cleaning unit Elmasonic S with heating, 6.9 l, S 70 H | 1 | 1 | 1440 | Carl Roth | CC95.1 | https://www.carlroth.com/com/en/
CC96.1 | Ultrasonic cleaning unit Elmasonic S without heating, 9.4 l, S 80 | 1 | 1 | 1440 | Carl Roth | CC96.1 | https://www.carlroth.com/com/en/
CC97.1 | Ultrasonic cleaning unit Elmasonic S with heating, 9.4 l, S 80 H | 1 | 1 | 1666.7 | Carl Roth | CC97.1 | https://www.carlroth.com/com/en/
CC98.1 | Ultrasonic cleaning unit Elmasonic S without heating, 18.0 l, S 180 | 1 | 1 | 1960.8 | Carl Roth | CC98.1 | https://www.carlroth.com/com/en/
CC99.1 | Ultrasonic cleaning unit Elmasonic S with heating, 18.0 l, S 180 H | 1 | 1 | 2261.1 | Carl Roth | CC99.1 | https://www.carlroth.com/com/en/
CE01.1 | Accessories Lid For Elmasonic S and P ultrasonic cleaning units, Suitable for: S 15 / S 15H | 1 | 1 | 22.7 | Carl Roth | CE01.1 | https://www.carlroth.com/com/en/
CE02.1 | Accessories Lid For Elmasonic S and P ultrasonic cleaning units, Suitable for: S 30 / S 30H / S 40 / S 40H / P 30H | 1 | 1 | 25.8 | Carl Roth | CE02.1 | https://www.carlroth.com/com/en/
CE03.1 | Accessories Lid For Elmasonic S and P ultrasonic cleaning units, Suitable for: S 60 / S 60H / P60 H | 1 | 1 | 31.9 | Carl Roth | CE03.1 | https://www.carlroth.com/com/en/
CE04.1 | Accessories Lid For Elmasonic S and P ultrasonic cleaning units, Suitable for: S 70 / S 70H / S 80 / S 80H / P 70 H | 1 | 1 | 41.7 | Carl Roth | CE04.1 | https://www.carlroth.com/com/en/
CE05.1 | Accessories Lid For Elmasonic S and P ultrasonic cleaning units, Suitable for: S 180 / S 180H / P 180H | 1 | 1 | 44.1 | Carl Roth | CE05.1 | https://www.carlroth.com/com/en/
CE06.1 | Accessories Insertion basket For Elmasonic S, P and EASY ultrasonic cleaning units, Suitable for: S 10/S 10H, EASY 10/10H | 1 | 1 | 44.1 | Carl Roth | CE06.1 | https://www.carlroth.com/com/en/
CE07.1 | Accessories Insertion basket For Elmasonic S, P and EASY ultrasonic cleaning units, Suitable for: S 15/S 15H, EASY 10/10H | 1 | 1 | 49 | Carl Roth | CE07.1 | https://www.carlroth.com/com/en/
CE08.1 | Accessories Insertion basket For Elmasonic S, P and EASY ultrasonic cleaning units, Suitable for: S 30/S 30H/P 30H, P 30H, EASY 30H | 1 | 1 | 56.4 | Carl Roth | CE08.1 | https://www.carlroth.com/com/en/
CE09.1 | Accessories Insertion basket For Elmasonic S, P and EASY ultrasonic cleaning units, Suitable for: S 40/S 40H, EASY 40H | 1 | 1 | 63.7 | Carl Roth | CE09.1 | https://www.carlroth.com/com/en/
CE10.1 | Accessories Insertion basket For Elmasonic S, P and EASY ultrasonic cleaning units, Suitable for: S 60/S 60H, P 60H, EASY 60H | 1 | 1 | 79.7 | Carl Roth | CE10.1 | https://www.carlroth.com/com/en/
CE11.1 | Accessories Insertion basket For Elmasonic S, P and EASY ultrasonic cleaning units, Suitable for: S 70/S 70H, P 70H | 1 | 1 | 190 | Carl Roth | CE11.1 | https://www.carlroth.com/com/en/
CE12.1 | Accessories Insertion basket For Elmasonic S, P and EASY ultrasonic cleaning units, Suitable for: S 80 / S 80H | 1 | 1 | 220.6 | Carl Roth | CE12.1 | https://www.carlroth.com/com/en/
CE13.1 | Accessories Insertion basket For Elmasonic S, P and EASY ultrasonic cleaning units, Suitable for: S 180/S 180H, P 180H, EASY 180H | 1 | 1 | 196.1 | Carl Roth | CE13.1 | https://www.carlroth.com/com/en/
CLL5.1 | Ultrasonic cleaning unit Mini With heating | 1 | 1 | 223.1 | Carl Roth | CLL5.1 | https://www.carlroth.com/com/en/
CPK5.1 | Ultrasonic cleaning unit H-series, 1.65 l, H 22 | 1 | 1 | 360.3 | Carl Roth | CPK5.1 | https://www.carlroth.com/com/en/
CPK6.1 | Ultrasonic cleaning unit H-series, 2.6 l, H 30 | 1 | 1 | 517.2 | Carl Roth | CPK6.1 | https://www.carlroth.com/com/en/
CPK7.1 | Ultrasonic cleaning unit H-series, 3.55 l, H 40 | 1 | 1 | 632.4 | Carl Roth | CPK7.1 | https://www.carlroth.com/com/en/
CPK8.1 | Ultrasonic cleaning unit H-series, 5.3 l, H 60 | 1 | 1 | 762.3 | Carl Roth | CPK8.1 | https://www.carlroth.com/com/en/
CPK9.1 | Ultrasonic cleaning unit H-series, 9 l, H 120 | 1 | 1 | 1155.7 | Carl Roth | CPK9.1 | https://www.carlroth.com/com/en/
CPL1.1 | Ultrasonic cleaning unit D-series, 2.6 l, D 30 | 1 | 1 | 697.3 | Carl Roth | CPL1.1 | https://www.carlroth.com/com/en/
CPL2.1 | Ultrasonic cleaning unit D-series, 3.55 l, D 40 | 1 | 1 | 893.4 | Carl Roth | CPL2.1 | https://www.carlroth.com/com/en/
CPL3.1 | Ultrasonic cleaning unit D-series, 5.3 l, D 60 | 1 | 1 | 1007.4 | Carl Roth | CPL3.1 | https://www.carlroth.com/com/en/
CPL5.1 | Ultrasonic cleaning unit D-series, 13.0 l, D 130 | 1 | 1 | 1995.1 | Carl Roth | CPL5.1 | https://www.carlroth.com/com/en/
CPL6.1 | Ultrasonic cleaning unit D-series, 28.0 l, D 280 | 1 | 1 | 2463.3 | Carl Roth | CPL6.1 | https://www.carlroth.com/com/en/
ECY0.1 | Ultrasonic pipette cleaner SONOREX PR 140 D/DH, PR 140 DH | 1 | 1 | 4202.3 | Carl Roth | ECY0.1 | https://www.carlroth.com/com/en/
EXH1.1 | Ultrasonic cleaning unit Mini | 1 | 1 | 82.4 | Carl Roth | EXH1.1 | https://www.carlroth.com/com/en/
H555.1 | Accessories Insert lid, for 2 beakers, Suitable for: S 10, S 10H | 1 | 1 | 33.1 | Carl Roth | H555.1 | https://www.carlroth.com/com/en/
H556.1 | Accessories Insert lid, for 1 beaker, Suitable for: S 15, S 15H | 1 | 1 | 42.3 | Carl Roth | H556.1 | https://www.carlroth.com/com/en/
H557.1 | Accessories Insert lid, for 2 beakers, Suitable for: S 30, S 30H, S 40, S 40H, P 30 H | 1 | 1 | 53.4 | Carl Roth | H557.1 | https://www.carlroth.com/com/en/
H558.1 | Accessories Immersion basket Polyethylene | 1 | 1 | 11.7 | Carl Roth | H558.1 | https://www.carlroth.com/com/en/
H559.1 | Accessories Immersion basket Stainless steel, mesh size 0.8 mm | 1 | 1 | 49 | Carl Roth | H559.1 | https://www.carlroth.com/com/en/
HE28.1 | Ultrasonic cleaning unit SONOREX DIGITEC, without heating, 0.9 l, DT 31 | 1 | 1 | 471.9 | Carl Roth | HE28.1 | https://www.carlroth.com/com/en/
HE29.1 | Ultrasonic cleaning unit SONOREX DIGITEC, with heating, 0.9 l, DT 31 H | 1 | 1 | 539.2 | Carl Roth | HE29.1 | https://www.carlroth.com/com/en/
HE30.1 | Ultrasonic cleaning unit SONOREX DIGITEC, without heating, 1.8 l, DT 52 | 1 | 1 | 678.9 | Carl Roth | HE30.1 | https://www.carlroth.com/com/en/
HE31.1 | Ultrasonic cleaning unit SONOREX DIGITEC, with heating, 1.8 l, DT 52 H | 1 | 1 | 864 | Carl Roth | HE31.1 | https://www.carlroth.com/com/en/
HE32.1 | Ultrasonic cleaning unit SONOREX DIGITEC, without heating, 3 l, DT 100 | 1 | 1 | 757.4 | Carl Roth | HE32.1 | https://www.carlroth.com/com/en/
HE33.1 | Ultrasonic cleaning unit SONOREX DIGITEC, with heating, 3 l, DT 100 H | 1 | 1 | 911.8 | Carl Roth | HE33.1 | https://www.carlroth.com/com/en/
HE34.1 | Ultrasonic cleaning unit SONOREX DIGITEC, with heating, 3 l, DT 102 H | 1 | 1 | 1303.9 | Carl Roth | HE34.1 | https://www.carlroth.com/com/en/
HE35.1 | Ultrasonic cleaning unit SONOREX DIGITEC, with heating, 4 l, DT 103 H | 1 | 1 | 1329.7 | Carl Roth | HE35.1 | https://www.carlroth.com/com/en/
HE36.1 | Ultrasonic cleaning unit SONOREX DIGITEC, without heating, 5.6 l, DT 106 | 1 | 1 | 1158.1 | Carl Roth | HE36.1 | https://www.carlroth.com/com/en/
HE37.1 | Ultrasonic cleaning unit SONOREX DIGITEC, without heating, 6 l, DT 156 | 1 | 1 | 1362.8 | Carl Roth | HE37.1 | https://www.carlroth.com/com/en/
HE38.1 | Ultrasonic cleaning unit SONOREX DIGITEC, with heating, 9 l, DT 156 BH | 1 | 1 | 1834.6 | Carl Roth | HE38.1 | https://www.carlroth.com/com/en/
HE39.1 | Ultrasonic cleaning unit SONOREX DIGITEC, without heating, 5.5 l, DT 255 | 1 | 1 | 1230.4 | Carl Roth | HE39.1 | https://www.carlroth.com/com/en/
HE40.1 | Ultrasonic cleaning unit SONOREX DIGITEC, with heating, 5.5 l, DT 255 H | 1 | 1 | 1495.1 | Carl Roth | HE40.1 | https://www.carlroth.com/com/en/
HE41.1 | Ultrasonic cleaning unit SONOREX DIGITEC, without heating, 9.7 l, DT 510 | 1 | 1 | 1362.8 | Carl Roth | HE41.1 | https://www.carlroth.com/com/en/
HE42.1 | Ultrasonic cleaning unit SONOREX DIGITEC, with heating, 9.7 l, DT 510 H | 1 | 1 | 1676.5 | Carl Roth | HE42.1 | https://www.carlroth.com/com/en/
HE43.1 | Ultrasonic cleaning unit SONOREX DIGITEC, without heating, 13.5 l, DT 514 | 1 | 1 | 1953.5 | Carl Roth | HE43.1 | https://www.carlroth.com/com/en/
HE44.1 | Ultrasonic cleaning unit SONOREX DIGITEC, with heating, 13.5 l, DT 514 H | 1 | 1 | 2285.6 | Carl Roth | HE44.1 | https://www.carlroth.com/com/en/
HE45.1 | Ultrasonic cleaning unit SONOREX DIGITEC, with heating, 18.7 l, DT 514 BH | 1 | 1 | 2359.1 | Carl Roth | HE45.1 | https://www.carlroth.com/com/en/
HE46.1 | Ultrasonic cleaning unit SONOREX DIGITEC, without heating, 28.0 l, DT 1028 | 1 | 1 | 2658.1 | Carl Roth | HE46.1 | https://www.carlroth.com/com/en/
HE47.1 | Ultrasonic cleaning unit SONOREX DIGITEC, with heating, 28.0 l, DT 1028 H | 1 | 1 | 3078.5 | Carl Roth | HE47.1 | https://www.carlroth.com/com/en/
HHH7.1 | Ultrasonic cleaning unit Elmasonic xtra TT, 2 l, xtra TT 30 H | 1 | 1 | 1127.5 | Carl Roth | HHH7.1 | https://www.carlroth.com/com/en/
HHH8.1 | Ultrasonic cleaning unit Elmasonic xtra TT, 5 l, xtra TT 60 H | 1 | 1 | 1507.4 | Carl Roth | HHH8.1 | https://www.carlroth.com/com/en/
HHH9.1 | Ultrasonic cleaning unit Elmasonic xtra TT, 10 l, xtra TT 120 H | 1 | 1 | 2261.1 | Carl Roth | HHH9.1 | https://www.carlroth.com/com/en/
HHK0.1 | Ultrasonic cleaning unit Elmasonic xtra TT, 13 l, xtra TT 200 H | 1 | 1 | 2641 | Carl Roth | HHK0.1 | https://www.carlroth.com/com/en/
HHK1.1 | Accessories Insertion basket For Elmasonic xtra TT ultrasonic cleaning units, Suitable for: xtra TT 30 H | 1 | 1 | 99.3 | Carl Roth | HHK1.1 | https://www.carlroth.com/com/en/
HHK2.1 | Accessories Insertion basket For Elmasonic xtra TT ultrasonic cleaning units, Suitable for: xtra TT 60 H | 1 | 1 | 134.8 | Carl Roth | HHK2.1 | https://www.carlroth.com/com/en/
HHK3.1 | Accessories Insertion basket For Elmasonic xtra TT ultrasonic cleaning units, Suitable for: xtra TT 120 H | 1 | 1 | 165.5 | Carl Roth | HHK3.1 | https://www.carlroth.com/com/en/
HHK4.1 | Accessories Insertion basket For Elmasonic xtra TT ultrasonic cleaning units, Suitable for: xtra TT 200 H | 1 | 1 | 202.2 | Carl Roth | HHK4.1 | https://www.carlroth.com/com/en/
HNP5.1 | Wet and dry battery-operated vacuum cleaner | 1 | 1 | 94.2 | Carl Roth | HNP5.1 | https://www.carlroth.com/com/en/
KCY8.1 | Floor vacuum cleaner bagless | 1 | 1 | 484.1 | Carl Roth | KCY8.1 | https://www.carlroth.com/com/en/
KHA2.1 | Accessories Insertion basket For Elmasonic S, P and EASY ultrasonic cleaning units, Suitable for: EASY 100H | 1 | 1 | 171.6 | Carl Roth | KHA2.1 | https://www.carlroth.com/com/en/
KHA3.1 | Ultrasonic cleaning unit Elmasonic EASY, 0.8 l, EASY 10 | 1 | 1 | 318.6 | Carl Roth | KHA3.1 | https://www.carlroth.com/com/en/
KHA4.1 | Ultrasonic cleaning unit Elmasonic EASY, 0.8 l, EASY 10H | 1 | 1 | 398.3 | Carl Roth | KHA4.1 | https://www.carlroth.com/com/en/
KHA5.1 | Ultrasonic cleaning unit Elmasonic EASY, 1.75 l, EASY 20 | 1 | 1 | 386.1 | Carl Roth | KHA5.1 | https://www.carlroth.com/com/en/
KHA6.1 | Ultrasonic cleaning unit Elmasonic EASY, 1.75 l, EASY 20H | 1 | 1 | 459.6 | Carl Roth | KHA6.1 | https://www.carlroth.com/com/en/
KHA7.1 | Ultrasonic cleaning unit Elmasonic EASY, 2.75 l, EASY 30H | 1 | 1 | 496.4 | Carl Roth | KHA7.1 | https://www.carlroth.com/com/en/
KHA8.1 | Ultrasonic cleaning unit Elmasonic EASY, 4.25 l, EASY 40H | 1 | 1 | 723.1 | Carl Roth | KHA8.1 | https://www.carlroth.com/com/en/
KHA9.1 | Ultrasonic cleaning unit Elmasonic EASY, 5.75 l, EASY 60H | 1 | 1 | 851.8 | Carl Roth | KHA9.1 | https://www.carlroth.com/com/en/
KHC0.1 | Ultrasonic cleaning unit Elmasonic EASY, 9.5 l, EASY 100H | 1 | 1 | 1017.2 | Carl Roth | KHC0.1 | https://www.carlroth.com/com/en/
KHC1.1 | Ultrasonic cleaning unit Elmasonic EASY, 12.75 l, EASY 120H | 1 | 1 | 1311.3 | Carl Roth | KHC1.1 | https://www.carlroth.com/com/en/
KHC2.1 | Ultrasonic cleaning unit Elmasonic EASY, 18 l, EASY 180H | 1 | 1 | 1433.8 | Carl Roth | KHC2.1 | https://www.carlroth.com/com/en/
KHC3.1 | Ultrasonic cleaning unit Elmasonic EASY, 28 l, EASY 300H | 1 | 1 | 1801.5 | Carl Roth | KHC3.1 | https://www.carlroth.com/com/en/
LX70.1 | Ultrasonic cleaning unit Elmasonic P, 2.75 l, P 30H | 1 | 1 | 1188.7 | Carl Roth | LX70.1 | https://www.carlroth.com/com/en/
LX71.1 | Ultrasonic cleaning unit Elmasonic P, 5.75 l, P 60H | 1 | 1 | 1636.1 | Carl Roth | LX71.1 | https://www.carlroth.com/com/en/
LX72.1 | Ultrasonic cleaning unit Elmasonic P, 6.9 l, P 70H | 1 | 1 | 1728 | Carl Roth | LX72.1 | https://www.carlroth.com/com/en/
LX73.1 | Ultrasonic cleaning unit Elmasonic P, 12.75 l, P 120H | 1 | 1 | 2469.4 | Carl Roth | LX73.1 | https://www.carlroth.com/com/en/
LX74.1 | Ultrasonic cleaning unit Elmasonic P, 18.0 l, P 180H | 1 | 1 | 2714.5 | Carl Roth | LX74.1 | https://www.carlroth.com/com/en/
LX75.1 | Ultrasonic cleaning unit Elmasonic P, 28.0 l, P 300H | 1 | 1 | 3149.5 | Carl Roth | LX75.1 | https://www.carlroth.com/com/en/
LX84.1 | Accessories Lid For Elmasonic S and P ultrasonic cleaning units, Suitable for: P 120H | 1 | 1 | 41.7 | Carl Roth | LX84.1 | https://www.carlroth.com/com/en/
LX85.1 | Accessories Lid For Elmasonic S and P ultrasonic cleaning units, Suitable for: P 300H | 1 | 1 | 51.5 | Carl Roth | LX85.1 | https://www.carlroth.com/com/en/
LX86.1 | Accessories Insertion basket For Elmasonic S, P and EASY ultrasonic cleaning units, Suitable for: S 120/S 120H, P 120H, EASY 120H | 1 | 1 | 171.6 | Carl Roth | LX86.1 | https://www.carlroth.com/com/en/
LX87.1 | Accessories Insertion basket For Elmasonic S, P and EASY ultrasonic cleaning units, Suitable for: P 300H, EASY 300H | 1 | 1 | 220.6 | Carl Roth | LX87.1 | https://www.carlroth.com/com/en/
P390.1 | Ultrasonic cleaning unit SONOREX SUPER, without heating, 0.9 l, RK 31 | 1 | 1 | 386.1 | Carl Roth | P390.1 | https://www.carlroth.com/com/en/
P391.1 | Ultrasonic cleaning unit SONOREX SUPER, with heating, 0.9 l, RK 31 H | 1 | 1 | 453.4 | Carl Roth | P391.1 | https://www.carlroth.com/com/en/
P392.1 | Ultrasonic cleaning unit SONOREX SUPER, without heating, 1.8 l, RK 52 | 1 | 1 | 672.8 | Carl Roth | P392.1 | https://www.carlroth.com/com/en/
P393.1 | Ultrasonic cleaning unit SONOREX SUPER, with heating, 1.8 l, RK 52 H | 1 | 1 | 857.9 | Carl Roth | P393.1 | https://www.carlroth.com/com/en/
P394.1 | Ultrasonic cleaning unit SONOREX SUPER, with heating, 3.0 l, RK 100 H | 1 | 1 | 904.4 | Carl Roth | P394.1 | https://www.carlroth.com/com/en/
P395.1 | Ultrasonic cleaning unit SONOREX SUPER, with heating, 3.0 l, RK 102 H | 1 | 1 | 1290.5 | Carl Roth | P395.1 | https://www.carlroth.com/com/en/
P396.1 | Ultrasonic cleaning unit SONOREX SUPER, with heating, 4.0 l, RK 103 H | 1 | 1 | 1316.2 | Carl Roth | P396.1 | https://www.carlroth.com/com/en/
P397.1 | Ultrasonic cleaning unit SONOREX SUPER, with heating, 5.5 l, RK 255 H | 1 | 1 | 1481.7 | Carl Roth | P397.1 | https://www.carlroth.com/com/en/
P398.1 | Ultrasonic cleaning unit SONOREX SUPER, without heating, 5.6 l, RK 106 | 1 | 1 | 1143.4 | Carl Roth | P398.1 | https://www.carlroth.com/com/en/
P399.1 | Ultrasonic cleaning unit SONOREX SUPER, without heating, 6.0 l, RK 156 | 1 | 1 | 1348.1 | Carl Roth | P399.1 | https://www.carlroth.com/com/en/
P400.1 | Ultrasonic cleaning unit SONOREX SUPER, with heating, 9.0 l, RK 156 BH | 1 | 1 | 1815 | Carl Roth | P400.1 | https://www.carlroth.com/com/en/
P401.1 | Ultrasonic cleaning unit SONOREX SUPER, without heating, 9.7 l, RK 510 | 1 | 1 | 1348.1 | Carl Roth | P401.1 | https://www.carlroth.com/com/en/
P402.1 | Ultrasonic cleaning unit SONOREX SUPER, with heating, 9.7 l, RK 510 H | 1 | 1 | 1661.8 | Carl Roth | P402.1 | https://www.carlroth.com/com/en/
P403.1 | Ultrasonic cleaning unit SONOREX SUPER, with heating, 13.5 l, RK 514 H | 1 | 1 | 2273.3 | Carl Roth | P403.1 | https://www.carlroth.com/com/en/
P404.1 | Ultrasonic cleaning unit SONOREX SUPER, with heating, 18.7 l, RK 514 BH | 1 | 1 | 2346.9 | Carl Roth | P404.1 | https://www.carlroth.com/com/en/
P405.1 | Ultrasonic cleaning unit SONOREX SUPER, with heating, 28.0 l, RK 1028 H | 1 | 1 | 3062.6 | Carl Roth | P405.1 | https://www.carlroth.com/com/en/
P406.1 | Accessories Lid For SONOREX ultrasonic cleaning unit, Suitable for: RK/DT 31, RK/DT 31 H | 1 | 1 | 24.5 | Carl Roth | P406.1 | https://www.carlroth.com/com/en/
P407.1 | Accessories Lid For SONOREX ultrasonic cleaning unit, Suitable for: RK/DT 52, RK/DT 52 H | 1 | 1 | 46.6 | Carl Roth | P407.1 | https://www.carlroth.com/com/en/
P408.1 | Accessories Lid For SONOREX ultrasonic cleaning unit, Suitable for: DT 100, RK/DT 100 H, RK/DT102 H, RK/DT 103 H | 1 | 1 | 46.6 | Carl Roth | P408.1 | https://www.carlroth.com/com/en/
P411.1 | Accessories Lid For SONOREX ultrasonic cleaning unit, Suitable for: DT 255, RK/DT 255 H | 1 | 1 | 57.6 | Carl Roth | P411.1 | https://www.carlroth.com/com/en/
P412.1 | Accessories Lid For SONOREX ultrasonic cleaning unit, Suitable for: RK/DT 106 | 1 | 1 | 73.5 | Carl Roth | P412.1 | https://www.carlroth.com/com/en/
P413.1 | Accessories Lid For SONOREX ultrasonic cleaning unit, Suitable for: RK/DT 156, RK/DT 156 BH | 1 | 1 | 79.7 | Carl Roth | P413.1 | https://www.carlroth.com/com/en/
P415.1 | Accessories Lid For SONOREX ultrasonic cleaning unit, Suitable for: RK/DT 510, RK/DT 510 H | 1 | 1 | 67.4 | Carl Roth | P415.1 | https://www.carlroth.com/com/en/
P416.1 | Accessories Lid For SONOREX ultrasonic cleaning unit, Suitable for: RK/DT 514, RK/DT 514 H, RK/DT 514 BH | 1 | 1 | 78.4 | Carl Roth | P416.1 | https://www.carlroth.com/com/en/
P418.1 | Accessories Lid For SONOREX ultrasonic cleaning unit, Suitable for: DT 1028, RK/DT 1028 H | 1 | 1 | 89.5 | Carl Roth | P418.1 | https://www.carlroth.com/com/en/
P419.1 | Accessories Insertion basket For SONOREX ultrasonic cleaning unit, Suitable for: RK/DT 31, RK/DT 31 H | 1 | 1 | 46.6 | Carl Roth | P419.1 | https://www.carlroth.com/com/en/
P420.1 | Accessories Insertion basket For SONOREX ultrasonic cleaning unit, Suitable for: RK/DT 52, RK/DT 52 H | 1 | 1 | 61.3 | Carl Roth | P420.1 | https://www.carlroth.com/com/en/
P421.1 | Accessories Insertion basket For SONOREX ultrasonic cleaning unit, Suitable for: DT 100, RK/DT 100 H, RK/DT102 H | 1 | 1 | 72.3 | Carl Roth | P421.1 | https://www.carlroth.com/com/en/
P423.1 | Accessories Insertion basket For SONOREX ultrasonic cleaning unit, Suitable for: RK/DT 103 H | 1 | 1 | 78.4 | Carl Roth | P423.1 | https://www.carlroth.com/com/en/
P424.1 | Accessories Insertion basket For SONOREX ultrasonic cleaning unit, Suitable for: DT 255, RK/DT 255 H | 1 | 1 | 85.8 | Carl Roth | P424.1 | https://www.carlroth.com/com/en/
P425.1 | Accessories Insertion basket For SONOREX ultrasonic cleaning unit, Suitable for: RK/DT 106 | 1 | 1 | 136.1 | Carl Roth | P425.1 | https://www.carlroth.com/com/en/
P426.1 | Accessories Insertion basket For SONOREX ultrasonic cleaning unit, Suitable for: RK/DT 156 | 1 | 1 | 231.7 | Carl Roth | P426.1 | https://www.carlroth.com/com/en/
P427.1 | Accessories Insertion basket For SONOREX ultrasonic cleaning unit, Suitable for: RK/DT 156 BH | 1 | 1 | 234.1 | Carl Roth | P427.1 | https://www.carlroth.com/com/en/
P428.1 | Accessories Insertion basket For SONOREX ultrasonic cleaning unit, Suitable for: RK/DT 510, RK/DT 510 H | 1 | 1 | 205.9 | Carl Roth | P428.1 | https://www.carlroth.com/com/en/
P429.1 | Accessories Insertion basket For SONOREX ultrasonic cleaning unit, Suitable for: DT 514, RK/DT 514 H | 1 | 1 | 228 | Carl Roth | P429.1 | https://www.carlroth.com/com/en/
P430.1 | Accessories Insertion basket For SONOREX ultrasonic cleaning unit, Suitable for: RK/DT 514 BH | 1 | 1 | 230.4 | Carl Roth | P430.1 | https://www.carlroth.com/com/en/
P431.1 | Accessories Insertion basket For SONOREX ultrasonic cleaning unit, Suitable for: DT 1028, RK/DT 1028 H | 1 | 1 | 297.8 | Carl Roth | P431.1 | https://www.carlroth.com/com/en/
T712.1 | Ultrasonic cleaning unit Transsonic TI-H, 3.5 l, TI-H-5 | 1 | 1 | 2316.2 | Carl Roth | T712.1 | https://www.carlroth.com/com/en/
T713.1 | Ultrasonic cleaning unit Transsonic TI-H, 8.6 l, TI-H-10 | 1 | 1 | 2598.1 | Carl Roth | T713.1 | https://www.carlroth.com/com/en/
T714.1 | Ultrasonic cleaning unit Transsonic TI-H, 12.2 l, TI-H-15 | 1 | 1 | 2904.4 | Carl Roth | T714.1 | https://www.carlroth.com/com/en/
T715.1 | Ultrasonic cleaning unit Transsonic TI-H, 16.8 l, TI-H-20 | 1 | 1 | 3051.5 | Carl Roth | T715.1 | https://www.carlroth.com/com/en/
T716.1 | Accessories Lid For Transsonic TI-H ultrasonic cleaning units, Suitable for: TI-H-5 | 1 | 1 | 46.6 | Carl Roth | T716.1 | https://www.carlroth.com/com/en/
T717.1 | Accessories Lid For Transsonic TI-H ultrasonic cleaning units, Suitable for: TI-H-10 | 1 | 1 | 53.4 | Carl Roth | T717.1 | https://www.carlroth.com/com/en/
T718.1 | Accessories Lid For Transsonic TI-H ultrasonic cleaning units, Suitable for: TI-H-15 | 1 | 1 | 53.4 | Carl Roth | T718.1 | https://www.carlroth.com/com/en/
T719.1 | Accessories Lid For Transsonic TI-H ultrasonic cleaning units, Suitable for: TI-H-20 | 1 | 1 | 59.5 | Carl Roth | T719.1 | https://www.carlroth.com/com/en/
T720.1 | Accessories Insertion basket For Transsonic TI-H ultrasonic cleaning units, Suitable for: TI-H-5 | 1 | 1 | 147.1 | Carl Roth | T720.1 | https://www.carlroth.com/com/en/
T721.1 | Accessories Insertion basket For Transsonic TI-H ultrasonic cleaning units, Suitable for: TI-H-10 | 1 | 1 | 208.3 | Carl Roth | T721.1 | https://www.carlroth.com/com/en/
T722.1 | Accessories Insertion basket For Transsonic TI-H ultrasonic cleaning units, Suitable for: TI-H-15 | 1 | 1 | 208.3 | Carl Roth | T722.1 | https://www.carlroth.com/com/en/
T723.1 | Accessories Insertion basket For Transsonic TI-H ultrasonic cleaning units, Suitable for: TI-H-20 | 1 | 1 | 232.9 | Carl Roth | T723.1 | https://www.carlroth.com/com/en/
X247.1 | Multi-purpose vacuum cleaners NSG uClean 1432 ST | 1 | 1 | 395.9 | Carl Roth | X247.1 | https://www.carlroth.com/com/en/
X248.1 | Accessories for NSG uClean 1432 ST all-purpose vacuum cleaner, Replacement fluted filter cartridge FP 3600 | 1 | 1 | 51.4 | Carl Roth | X248.1 | https://www.carlroth.com/com/en/
X249.1 | Accessories for NSG uClean 1432 ST all-purpose vacuum cleaner, Replacement fleece filter bag FBV rd 30-35 | 1 | 1 | 57.6 | Carl Roth | X249.1 | https://www.carlroth.com/com/en/
X250.1 | Accessories for NSG uClean 1432 ST all-purpose vacuum cleaner, Replacement foam filter FSS 1200 | 1 | 1 | 25.3 | Carl Roth | X250.1 | https://www.carlroth.com/com/en/
YE61.1 | Ultrasonic cleaning unit Elmasonic S 50 R | 1 | 1 | 1047.8 | Carl Roth | YE61.1 | https://www.carlroth.com/com/en/
YE62.1 | Accessories Lid For Elmasonic S 50 R ultrasonic cleaning unit | 1 | 1 | 32.5 | Carl Roth | YE62.1 | https://www.carlroth.com/com/en/
YE63.1 | Accessories Perforated lid For Elmasonic S 50 R ultrasonic cleaning unit | 1 | 1 | 32.5 | Carl Roth | YE63.1 | https://www.carlroth.com/com/en/
YE64.1 | Accessories Rubber ring For Elmasonic S 50 R ultrasonic cleaning unit | 1 | 1 | 3.9 | Carl Roth | YE64.1 | https://www.carlroth.com/com/en/
YE65.1 | Accessories sieve holder for laboratory sieves For Elmasonic S 50 R ultrasonic cleaning unit | 1 | 1 | 73.5 | Carl Roth | YE65.1 | https://www.carlroth.com/com/en/
YE66.1 | Accessories Insertion basket For Elmasonic S 50 R ultrasonic cleaning unit | 1 | 1 | 99.3 | Carl Roth | YE66.1 | https://www.carlroth.com/com/en/
YE67.1 | Accessories Set of fixtures for glass flasks for HPLC degassing For Elmasonic S 50 R ultrasonic cleaning unit | 1 | 1 | 61.3 | Carl Roth | YE67.1 | https://www.carlroth.com/com/en/
YP19.1 | Noise protection box For ultrasonic cleaning units, Noise protection box size M | 1 | 1 | 710.8 | Carl Roth | YP19.1 | https://www.carlroth.com/com/en/
YP20.1 | Noise protection box For ultrasonic cleaning units, Noise protection box L | 1 | 1 | 759.8 | Carl Roth | YP20.1 | https://www.carlroth.com/com/en/
MSCHOICE7 | Multi Sub Choice, 15 x 7cm UV Tray, 2 x 20 sample, 1mm thick combs, casting dams, loading guides | 1 | 1 | 389.1 | Cleaver Scientific | MSCHOICE7 | https://www.cleaverscientific.com/
MSCHOICE10 | Multi Sub Choice, 15 x 10cm UV Tray, 2 x 20 sample, 1mm thick combs, casting dams, loading guides | 1 | 1 | 389.1 | Cleaver Scientific | MSCHOICE10 | https://www.cleaverscientific.com/
MSCHOICE15 | Multi Sub Choice, 15 x 15cm UV Tray, 2 x 20 sample, 1mm thick combs, casting dams, loading guides | 1 | 1 | 389.1 | Cleaver Scientific | MSCHOICE15 | https://www.cleaverscientific.com/
MSCHOICETRIO | Multi Sub Choice Trio, 15 x 7,10 & 15cm UV Tray, 2 X 20 sample, 1mm thick combs, casting dams, loading guides | 1 | 1 | 442.9 | Cleaver Scientific | MSCHOICETRIO | https://www.cleaverscientific.com/
MSCHOICETRIO15 | 3 x 15cm UV tray, 2x 20 sample combs, loading guides and dams | 1 | 1 | 442.9 | Cleaver Scientific | MSCHOICETRIO15 | https://www.cleaverscientific.com/
MSCHOICEST20 | Multi Sub Choice Stretch 20, 15 x 20cm UV Tray, 4 X 28 sample combs, casting dams, loading guides | 1 | 1 | 449.6 | Cleaver Scientific | MSCHOICEST20 | https://www.cleaverscientific.com/
MSCHOICEST25 | Multi Sub Choice Stretch 25, 15 x 25cm UV Tray, 4 X 28 sample combs, casting dams, loading guides | 1 | 1 | 449.6 | Cleaver Scientific | MSCHOICEST25 | https://www.cleaverscientific.com/
MSMAXI10 | Multi Sub Maxi, 20 x 10cm UV Tray, 2 x 20 sample, 1mm thick combs, casting dams, loading guides | 1 | 1 | 631.2 | Cleaver Scientific | MSMAXI10 | https://www.cleaverscientific.com/
MSMAXI15 | Multi Sub Maxi, 20 x 15cm UV Tray, 2 x 20 sample, 1mm thick combs, casting dams, loading guides | 1 | 1 | 631.2 | Cleaver Scientific | MSMAXI15 | https://www.cleaverscientific.com/
MSMAXI20 | Multi Sub Maxi, 20 x 20cm UV Tray, 2 x 20 sample, 1mm thick combs, casting dams, loading guides | 1 | 1 | 631.2 | Cleaver Scientific | MSMAXI20 | https://www.cleaverscientific.com/
MSMAXIDUO | Multi Sub Maxi, 20 x 10 & 20 x 20cm UV Tray, 2 x 20 sample, 1mm thick combs, casting dams, loading guides | 1 | 1 | 686.3 | Cleaver Scientific | MSMAXIDUO | https://www.cleaverscientific.com/
MSMAXI25 | Multi Sub Maxi, 20 x 25cm UV Tray, 2 x 20 sample, 1mm thick combs, casting dams, loading guides | 1 | 1 | 705.4 | Cleaver Scientific | MSMAXI25 | https://www.cleaverscientific.com/
MSSCREEN32 | Multi SUB Screen, 26 x 32cm UV Tray, 6 x 28 sample combs, loading guides & MS26-FC | 1 | 1 | 971.2 | Cleaver Scientific | MSSCREEN32 | https://www.cleaverscientific.com/
MSSCREEN32-NC | Multi SUB Screen, 26 x 32cm UV Tray, 6 x 28 sample combs, loading guides (NO CASTER) | 1 | 1 | 791.6 | Cleaver Scientific | MSSCREEN32-NC | https://www.cleaverscientific.com/
MSSCREEN24 | Multi SUB Screen, 26 x 24cm UV Tray, 6 x 28 sample combs, loading guides &MS26-FC | 1 | 1 | 971.2 | Cleaver Scientific | MSSCREEN24 | https://www.cleaverscientific.com/
MSSCREEN24-NC | Multi SUB Screen, 26 x 24cm UV Tray, 6 x 28 sample combs, loading guides (NO CASTER) | 1 | 1 | 791.6 | Cleaver Scientific | MSSCREEN24-NC | https://www.cleaverscientific.com/
MSSCREEN16 | Multi SUB Screen, 26 x 16cm UV Tray, 6 x 28 sample combs, loading guides, & MS26-FC | 1 | 1 | 971.2 | Cleaver Scientific | MSSCREEN16 | https://www.cleaverscientific.com/
MSSCREEN16-NC | Multi SUB Screen, 26 x 16cm UV Tray, 6 x 28 sample combs, loading guides (NO CASTER) | 1 | 1 | 791.6 | Cleaver Scientific | MSSCREEN16-NC | https://www.cleaverscientific.com/
MSSCREENTRIO | Multi SUB Screen, 26x16cm, 26x24cm, 26x32cm UV Trays, 6 x 28 sample combs, loading guides & MS26-FC | 1 | 1 | 1148.4 | Cleaver Scientific | MSSCREENTRIO | https://www.cleaverscientific.com/
MSSCREENTRIO-NC | Multi SUB Screen, 26x16cm, 26x24cm, 26x32cm UV Trays, 6 x 28 sample combs, loading guides (NO CASTER) | 1 | 1 | 966.4 | Cleaver Scientific | MSSCREENTRIO-NC | https://www.cleaverscientific.com/
MSMINI7CS | ClearSight MSMINI7, Fan & power source. | 1 | 1 | 404.8 | Cleaver Scientific | MSMINI7CS | https://www.cleaverscientific.com/
MSMINI10CS | ClearSight MSMINI10, Fan & power source | 1 | 1 | 404.8 | Cleaver Scientific | MSMINI10CS | https://www.cleaverscientific.com/
MSMINIDUOCS | ClearSight MSMINIDUO, Fan & power source. | 1 | 1 | 427.2 | Cleaver Scientific | MSMINIDUOCS | https://www.cleaverscientific.com/
MSMIDI7CS | ClearSight MSMINI7, Fan & power source. | 1 | 1 | 433.9 | Cleaver Scientific | MSMIDI7CS | https://www.cleaverscientific.com/
MSMIDI10CS | ClearSight MSMIDI10, Fan & power source. | 1 | 1 | 433.9 | Cleaver Scientific | MSMIDI10CS | https://www.cleaverscientific.com/
MSMIDIDUOCS | ClearSight MSMIDIDUO, Fan & power source. | 1 | 1 | 458.6 | Cleaver Scientific | MSMIDIDUOCS | https://www.cleaverscientific.com/
MSCHOICE7CS | ClearSight MSCHOICE7, Fan & power source. | 1 | 1 | 445.1 | Cleaver Scientific | MSCHOICE7CS | https://www.cleaverscientific.com/
MSCHOICE10CS | ClearSight MSCHOICE10, Fan & power source. | 1 | 1 | 445.1 | Cleaver Scientific | MSCHOICE10CS | https://www.cleaverscientific.com/
MSCHOICE15CS | ClearSight MSCHOICE15, Fan & power source. | 1 | 1 | 445.1 | Cleaver Scientific | MSCHOICE15CS | https://www.cleaverscientific.com/
MSCHOICETRIOCS | ClearSight MSCHOICETRIO, Fan & power source. | 1 | 1 | 501.2 | Cleaver Scientific | MSCHOICETRIOCS | https://www.cleaverscientific.com/
MSCHOICETRIO15CS | ClearSight MSCHOICETRIO15, Fan & power source. | 1 | 1 | 501.2 | Cleaver Scientific | MSCHOICETRIO15CS | https://www.cleaverscientific.com/
MSCHOICEST20CS | ClearSight MSCHOICEST20, Fan & power source. | 1 | 1 | 510.1 | Cleaver Scientific | MSCHOICEST20CS | https://www.cleaverscientific.com/
MSCHOICEST25CS | ClearSight MSCHOICEST25, Fan & power source. | 1 | 1 | 510.1 | Cleaver Scientific | MSCHOICEST25CS | https://www.cleaverscientific.com/
MSMAXIDUOCS | ClearSight MSMAXIDUO, Fan & power source. | 1 | 1 | 714.1 | Cleaver Scientific | MSMAXIDUOCS | https://www.cleaverscientific.com/
MSMIDI96CS | ClearSight MSMIDI96, Fan & power source. | 1 | 1 | 490 | Cleaver Scientific | MSMIDI96CS | https://www.cleaverscientific.com/
MSMINIONE | Includes multiSUB™miniONE electrophoresis system with Built in power supply 2 x MSO-UVL, 4 x MSO-UVS, 1 x MSO-GCL, 1 x MSO-GCS, 2 x MSO-1-5/9DS, 2 x MSO-1-12/22DS | 1 | 1 | 488.6 | Cleaver Scientific | MSMINIONE | https://www.cleaverscientific.com/
MSMIDI96 | Multi Sub Midi96, UV tray , Comb block with 12 x 8 sample, 1mm thick combs , casting dams | 1 | 1 | 438.4 | Cleaver Scientific | MSMIDI96 | https://www.cleaverscientific.com/
MSMIDI961.5 | Multi Sub Midi96, UV tray , Comb block with 12 x 8 sample, 1.5mm thick combs , casting dams. Combs have one marker lane. | 1 | 1 | 438.4 | Cleaver Scientific | MSMIDI961.5 | https://www.cleaverscientific.com/
MSMIDI96/2M | Multi Sub Midi96, UV tray , Comb block with 12 x 8 sample, 1mm thick combs , casting dams. Combs have two marker lanes. | 1 | 1 | 438.4 | Cleaver Scientific | MSMIDI96/2M | https://www.cleaverscientific.com/
MSMIDI96/1.5/2M | Multi Sub Midi96, UV tray , Comb block with 12 x 8 sample, 1.5mm thick combs , casting dams. Combs have two marker lanes. | 1 | 1 | 438.4 | Cleaver Scientific | MSMIDI96/1.5/2M | https://www.cleaverscientific.com/
MSMIDI96ST | Multi Sub Midi96 STRETCH, UV tray , Comb block with 12 x 8 sample, 1mm thick combs , casting dams | 1 | 1 | 490 | Cleaver Scientific | MSMIDI96ST | https://www.cleaverscientific.com/
MSMIDI96ST1.5 | Multi Sub Midi96 STRETCH, UV tray , Comb block with 12 x 8 sample, 1.5mm thick combs , casting dams. Combs have one marker lane. | 1 | 1 | 490 | Cleaver Scientific | MSMIDI96ST1.5 | https://www.cleaverscientific.com/
MSMIDI96ST/2M | Multi Sub Midi96 STRETCH, UV tray , Comb block with 12 x 8 sample, 1mm thick combs , casting dams. Combs have two marker lanes. | 1 | 1 | 490 | Cleaver Scientific | MSMIDI96ST/2M | https://www.cleaverscientific.com/
MSMIDI96ST/1.5/2M | Multi Sub Midi96 STRETCH, UV tray , Comb block with 12 x 8 sample, 1.5mm thick combs , casting dams. Combs have two marker lanes. | 1 | 1 | 490 | Cleaver Scientific | MSMIDI96ST/1.5/2M | https://www.cleaverscientific.com/
MSMIDI96STDBL | Multi Sub Midi96 STRETCH DOUBLE, UV tray , Comb block with 24 x 8 sample, 1mm thick combs , casting dams | 1 | 1 | 490 | Cleaver Scientific | MSMIDI96STDBL | https://www.cleaverscientific.com/
MSMINIDUO-NANO300 | Mini Horizontal Electophoresis Package, Includes: MSMINIDUO & nanoPAC-300. | 1 | 1 | 737.1 | Cleaver Scientific | MSMINIDUO-NANO300 | https://www.cleaverscientific.com/
MSMINIDUO-NANO300KIT | Mini Horizontal Electrophoresis Package with electrophoresis Starter Kit Inc: MSMINIDUO-NANO300, CSL-LOADDYE, CSL-MDNA-1kb, CSL-AG100, CSL-TBEP | 1 | 1 | 890.2 | Cleaver Scientific | MSMINIDUO-NANO300KIT | https://www.cleaverscientific.com/
MSMIDIDUO-NANO300 | Midi Horizontal Electophoresis Package, Includes :MSMIDIDUO & nanoPAC-300. | 1 | 1 | 761.4 | Cleaver Scientific | MSMIDIDUO-NANO300 | https://www.cleaverscientific.com/
MSMIDIDUO-NANO300KIT | Midi Horizontal Electrophoresis Package with electrophoresis Starter Kit Inc: MSMIDIDUO-NANO300KIT, CSL-LOADDYE, CSL-MDNA-1kb, CSL-AG100, CSL-TBEP | 1 | 1 | 914.5 | Cleaver Scientific | MSMIDIDUO-NANO300KIT | https://www.cleaverscientific.com/
MSCHOICETRIO-PP300 | Choice Horizontal Electrophoresis Package Inc: MSCHOICETRIO + PP300V | 1 | 1 | 950.9 | Cleaver Scientific | MSCHOICETRIO-PP300 | https://www.cleaverscientific.com/
MSCHOICETRIO-PP300KIT | Choice Horizontal Electrophoresis Package with Starter Kit Inc: MSCHOICETRIO, PP300V, CSL-LOADDYE, CSL-MDNA-1kb, CSL-AG100, CSL-TBEP | 1 | 1 | 1104 | Cleaver Scientific | MSCHOICETRIO-PP300KIT | https://www.cleaverscientific.com/
MSMAXIDUO-PP300 | Maxi Horizontal Electrophoresis Package Inc: MSMAXIDUO + PP300V | 1 | 1 | 1125.8 | Cleaver Scientific | MSMAXIDUO-PP300 | https://www.cleaverscientific.com/
MSMAXIDUO-PP300KIT | Maxi Horizontal Electrophoresis Package with Starter Kit Inc: MSMAXIDUO, PP300V, CSL-LOADDYE, CSL-MDNA-1kb, CSL-AG100, CSL-TBEP | 1 | 1 | 1278.9 | Cleaver Scientific | MSMAXIDUO-PP300KIT | https://www.cleaverscientific.com/
MSSCREENTRIO-PP500 | Screen Horizontal Electrophoresis Package Inc: MSSCREENTRIO + PP500V | 1 | 1 | 1967.7 | Cleaver Scientific | MSSCREENTRIO-PP500 | https://www.cleaverscientific.com/
MSSCREENTRIO-PP500KIT | REPLACED WITH MSSCREENTRIO-PP500KIT | 1 | 1 | 2100.8 | Cleaver Scientific | MSSCREENTRIO-PP500KIT | https://www.cleaverscientific.com/
MSMIDI96-PP300 | Midi96 Horizontal Electrophoresis Package Inc: MSMIDI96 + PP300V | 1 | 1 | 946.1 | Cleaver Scientific | MSMIDI96-PP300 | https://www.cleaverscientific.com/
MSMIDI96-PP300KIT | Midi96 Horizontal Electrophoresis Package with Starter Kit Inc: MSMIDI96, PP300V, CSL-LOADDYE, CSL-MDNA-1kb, CSL-AG100, CSL-TBEP | 1 | 1 | 1099.1 | Cleaver Scientific | MSMIDI96-PP300KIT | https://www.cleaverscientific.com/
FMMS10 | Fast Mini Sub, 10 x 8cm, 2 x 8 sample, 1.5mm thick combs | 1 | 1 | 317.4 | Cleaver Scientific | FMMS10 | https://www.cleaverscientific.com/
CSL-MULTISUB4 | multiSUB4, multi-level Gel Chamber, includes 4x 18cm UV Trays, 8x 18/8 Sample 1.5mm Combs (TAPE UV TRAYS TO SEAL) | 1 | 1 | 825.2 | Cleaver Scientific | CSL-MULTISUB4 | https://www.cleaverscientific.com/
CSL-MULTISUB4EXCAS | multiSUB4, AS ABOVE BUT WITH EXTERNAL CASTER FOR 4 GELS | 1 | 1 | 966.7 | Cleaver Scientific | CSL-MULTISUB4EXCAS | https://www.cleaverscientific.com/
CSL-RVMSCHOICE7 | runVIEW system complete with 15 x 7cm gel tray & 8 combs. | 1 | 1 | 1553.4 | Cleaver Scientific | CSL-RVMSCHOICE7 | https://www.cleaverscientific.com/
CSL-RVMSCHOICE10 | runVIEW system complete with 15 x 10cm gel tray & 8 combs. | 1 | 1 | 1553.4 | Cleaver Scientific | CSL-RVMSCHOICE10 | https://www.cleaverscientific.com/
CSL-RVMSCHOICE15 | runVIEW system complete with 15 x 15cm gel tray & 8 combs | 1 | 1 | 1553.4 | Cleaver Scientific | CSL-RVMSCHOICE15 | https://www.cleaverscientific.com/
CSL-RVMSCHOICETRIO | runVIEW system complete with 15 x 7cm, 15 x 10 & 15 x 15 gel tray & 8 combs. | 1 | 1 | 1577.7 | Cleaver Scientific | CSL-RVMSCHOICETRIO | https://www.cleaverscientific.com/
CSL-RVHOOD | runVIEW VIEWING HOOD | 1 | 1 | 254.5 | Cleaver Scientific | CSL-RVHOOD | https://www.cleaverscientific.com/
CSL-RVSTATION | runSTATION complete with CSL-RVGELDOC & CSL-RVMSCHOICETRIO | 1 | 1 | 2979.6 | Cleaver Scientific | CSL-RVSTATION | https://www.cleaverscientific.com/
CSL-RVGDCOMPLETE | RVGDCOMPLETE includes RVGELDOCSYSTEM and RVMSCHOICETRIO | 1 | 1 | 4245 | Cleaver Scientific | CSL-RVGDCOMPLETE | https://www.cleaverscientific.com/
CSL-RVMSMINI-S | CSL-RVBSBVLID-MINI plus MSMINIDUO tank with 7x7 & 7x10cm trays, 1 set of casting dams and 2x 8-sample combs | 1 | 1 | 715.4 | Cleaver Scientific | CSL-RVMSMINI-S | https://www.cleaverscientific.com/
CSL-RVMSMIDI-S | CSL-RVBSBVLID-MIDI plus MSMIDIDUO tank with 10x7 & 10x10cm trays, 1 set of casting dams and 2x 16-sample combs | 1 | 1 | 783.4 | Cleaver Scientific | CSL-RVMSMIDI-S | https://www.cleaverscientific.com/
CSL-RVBSBV-LID-MINI | runVIEW® base station & bluVIEW lid for MSMINI systems | 1 | 1 | 443.2 | Cleaver Scientific | CSL-RVBSBV-LID-MINI | https://www.cleaverscientific.com/
CSL-RVBSBV-LID-MIDI | runVIEW® base station & bluVIEW lid for MSIDI systems. | 1 | 1 | 465.9 | Cleaver Scientific | CSL-RVBSBV-LID-MIDI | https://www.cleaverscientific.com/
CVS10DSYS | omniPAGE Mini, 10 x 10cm Dual, 2 sets of Glass Plates, 1mm thick bonded Spacers, 2 x 12 sample, 1mm thick combs including caster. CLAMP VERSION | 1 | 1 | 614.4 | Cleaver Scientific | CVS10DSYS | https://www.cleaverscientific.com/
CVS10D | omniPAGE Mini, 10 x 10cm Dual, 2 sets of Glass Plates, 1mm thick bonded Spacers, 2 x 12 sample, 1mm thick combs. CLAMP VERSION | 1 | 1 | 533 | Cleaver Scientific | CVS10D | https://www.cleaverscientific.com/
CVS10PRE | omniPAGE Mini, 10 x 10cm Dual. No accessories. CLAMP VERSION | 1 | 1 | 504.3 | Cleaver Scientific | CVS10PRE | https://www.cleaverscientific.com/
CVS10DSYS-CU | omniPAGE Mini, 10 x 10cm Dual, 2 sets of Glass Plates, 1mm thick bonded Spacers, 2 x 12 sample, 1mm thick combs including caster. CLAMP VERSION, with external casting upstand. | 1 | 1 | 664.7 | Cleaver Scientific | CVS10DSYS-CU | https://www.cleaverscientific.com/
CVS10CES | Complete system for Mini Vertical Electrophoresis including: Vertical unit, blotting insert, capillary insert & accessories. CLAMP VERSION | 1 | 1 | 1180.5 | Cleaver Scientific | CVS10CES | https://www.cleaverscientific.com/
CVS10C2DS | Complete Mini 2-D System including: Vertical unit, capillary insert & accessories. CLAMPS | 1 | 1 | 891.1 | Cleaver Scientific | CVS10C2DS | https://www.cleaverscientific.com/
CVS10CBS | Complete system for Mini Vertical Electrophoresis & Blotting including: Vertical unit, Blotting insert & accessories. CLAMP VERSION. | 1 | 1 | 920.3 | Cleaver Scientific | CVS10CBS | https://www.cleaverscientific.com/
CVS10CBS-HI | Complete system for Mini Vertical Electrophoresis & HI Blotting including: Vertical unit, HI Blotting insert & accessories. CLAMP VERSION. | 1 | 1 | 987.5 | Cleaver Scientific | CVS10CBS-HI | https://www.cleaverscientific.com/
SB10 | omniBlot Mini 10 x 10cm Blotting System | 1 | 1 | 584.1 | Cleaver Scientific | SB10 | https://www.cleaverscientific.com/
VS10WD | omniPAGE Mini Wide, 20 x 10cm Dual, 2 sets of Glass Plates with 1mm thick bonded Spacers, 2 x 24 sample, 1mm thick combs | 1 | 1 | 741 | Cleaver Scientific | VS10WD | https://www.cleaverscientific.com/
VS10WDSYS | omniPAGE Mini Wide, 20 x 10cm Dual, 2 sets of Glass Plates with 1mm thick bonded Spacers, 2 x 24 sample, 1mm thick combs including caster | 1 | 1 | 823.9 | Cleaver Scientific | VS10WDSYS | https://www.cleaverscientific.com/
VS10WDSYS-CU | omniPAGE Mini Wide, 20 x 10cm Dual, 2 sets of Glass Plates, 1mm thick bonded Spacers, 2 x 24 sample, 1mm thick combs including caster, External casting upstand. | 1 | 1 | 844.3 | Cleaver Scientific | VS10WDSYS-CU | https://www.cleaverscientific.com/
VS10WCES | Complete system for Mini Wide Vertical Electrophoresis including: Vertical unit, blotting insert, capillary insert & accessories | 1 | 1 | 1541.6 | Cleaver Scientific | VS10WCES | https://www.cleaverscientific.com/
VS10WCBS | Complete system for Mini Wide Vertical Electrophoresis & Blotting including: Vertical unit, Blotting insert & accessories. | 1 | 1 | 1340.9 | Cleaver Scientific | VS10WCBS | https://www.cleaverscientific.com/
VS10WC2DS | Complete Mini Wide 2-D System including: Vertical unit, capillary insert & accessories. | 1 | 1 | 1153.3 | Cleaver Scientific | VS10WC2DS | https://www.cleaverscientific.com/
VS10WDC | omniPAGE Mini Wide, Tube Unit | 1 | 1 | 849.6 | Cleaver Scientific | VS10WDC | https://www.cleaverscientific.com/
VS20WAVESYS | VS20WAVESYS incl. Glass plates, 2 x 24 well combs, cooling coil & Casting Base. | 1 | 1 | 1180.5 | Cleaver Scientific | VS20WAVESYS | https://www.cleaverscientific.com/
VS20WAVESYS-CU | VS20 WAVE Maxi, 20 x 20cm Dual, 2 sets of Glass Plates, 1mm thick bonded spacers, 2x 24 sample, 1mm thick combs, cooling coil, dummy plate; includes caster and external casting upstand | 1 | 1 | 1454.4 | Cleaver Scientific | VS20WAVESYS-CU | https://www.cleaverscientific.com/
VS20WAVED | VS20WAVED incl. Glass plates, 2 x 24 well combs, cooling coil | 1 | 1 | 1043.5 | Cleaver Scientific | VS20WAVED | https://www.cleaverscientific.com/
VS20WAVECES | Complete WAVE Maxi Sysytem for 2-D electrophoresis and Blotting | 1 | 1 | 1989.8 | Cleaver Scientific | VS20WAVECES | https://www.cleaverscientific.com/
VS20WAVECES-HI | Complete WAVE Maxi Sysytem for 2-D electrophoresis and High Intensity Blotting | 1 | 1 | 1816.9 | Cleaver Scientific | VS20WAVECES-HI | https://www.cleaverscientific.com/
VS20WAVEC2DS | Complete WAVE Maxi 2-D System | 1 | 1 | 1666.1 | Cleaver Scientific | VS20WAVEC2DS | https://www.cleaverscientific.com/
VS20CBS | Complete system for Maxi Vertical Electrophoresis & Blotting including: Vertical unit, Blotting insert & accessories | 1 | 1 | 1458.2 | Cleaver Scientific | VS20CBS | https://www.cleaverscientific.com/
VS20CBS-HI | Complete Wave Maxi System for High Intensity electrophoresis & blotting | 1 | 1 | 1783.1 | Cleaver Scientific | VS20CBS-HI | https://www.cleaverscientific.com/
CSL-GM15 | Gradient Mixer, total volume 15ml | 1 | 1 | 487.5 | Cleaver Scientific | CSL-GM15 | https://www.cleaverscientific.com/
CSL-GM25 | Gradient Mixer, total volume 25ml | 1 | 1 | 513.4 | Cleaver Scientific | CSL-GM25 | https://www.cleaverscientific.com/
CSL-GM50 | Gradient Mixer, total volume 50ml | 1 | 1 | 541.8 | Cleaver Scientific | CSL-GM50 | https://www.cleaverscientific.com/
CSL-GM100 | Gradient Mixer, total volume 100ml | 1 | 1 | 186.4 | Cleaver Scientific | CSL-GM100 | https://www.cleaverscientific.com/
CSL-GM500 | Gradient Mixer, total volume 500ml | 1 | 1 | 642.7 | Cleaver Scientific | CSL-GM500 | https://www.cleaverscientific.com/
VS30DSYS | omniPAGE Maxi Plus, 30 x 22cm Dual, 2 sets of Glass Plates, 1mm thick bonded Spacers, 2 x 28 sample & 2 x 2-D 1mm thick combs including caster | 1 | 1 | 1323.2 | Cleaver Scientific | VS30DSYS | https://www.cleaverscientific.com/
VS30D | omniPAGE Maxi Plus, 30 x 22cm Dual, 2 sets of Glass Plates, 1mm thick bonded Spacers, 2 x 28 sample & 2 x 2-D 1mm thick combs | 1 | 1 | 1231.7 | Cleaver Scientific | VS30D | https://www.cleaverscientific.com/
CVS10TETRAD0.75 | OmniPAGE TETRAD Mini-Protein Electrophoresis Package for 0.75mm self-cast gels, inc: CVS10DSYS-CU, VS10-12-0.75, VS10PGS0.75, VS10NG, VS10NGS0.75 | 1 | 1 | 753 | Cleaver Scientific | CVS10TETRAD0.75 | https://www.cleaverscientific.com/
CVS10TETRAD1 | OmniPAGE TETRAD Mini-Protein Electrophoresis Package for 1mm self-cast gels, inc: CVS10DSYS-CU, VS10-12-1, VS10PGS1, VS10NG, VS10NGS1 | 1 | 1 | 753 | Cleaver Scientific | CVS10TETRAD1 | https://www.cleaverscientific.com/
CVS10TETRAD1.5 | OmniPAGE TETRAD Mini-Protein Electrophoresis Package for 1.5mm self-cast gels, inc: CVS10DSYS-CU, VS10-12-1.5, VS10PGS1.5, VS10NG, VS10NGS1.5 | 1 | 1 | 753 | Cleaver Scientific | CVS10TETRAD1.5 | https://www.cleaverscientific.com/
CVS10TETRAD2 | OmniPAGE TETRAD Mini-Protein Electrophoresis Package for 2mm self-cast gels, inc: CVS10DSYS-CU, VS10-12-2, VS10PGS2, VS10NG, VS10NGS2 | 1 | 1 | 753 | Cleaver Scientific | CVS10TETRAD2 | https://www.cleaverscientific.com/
CVS10TETRAD0.75CBS | OmniPAGE TETRAD with interchangable 4-blot module, inc: CVS10TETRAD0.75, VS10BI | 1 | 1 | 1014.2 | Cleaver Scientific | CVS10TETRAD0.75CBS | https://www.cleaverscientific.com/
CVS10TETRAD1CBS | OmniPAGE TETRAD with interchangable 4-blot module, inc: CVS10TETRAD1, VS10BI | 1 | 1 | 1014.2 | Cleaver Scientific | CVS10TETRAD1CBS | https://www.cleaverscientific.com/
CVS10TETRAD1.5CBS | OmniPAGE TETRAD with interchangable 4-blot module, inc: CVS10TETRAD1.5, VS10BI | 1 | 1 | 1014.2 | Cleaver Scientific | CVS10TETRAD1.5CBS | https://www.cleaverscientific.com/
CVS10TETRAD2CBS | OmniPAGE TETRAD with interchangable 4-blot module, inc: CVS10TETRAD2, VS10BI | 1 | 1 | 1014.2 | Cleaver Scientific | CVS10TETRAD2CBS | https://www.cleaverscientific.com/
CVS10DSYS-PP300 | Pre-cast and hand cast gel mini-vertical electrophoresis package, inc: CVS10DSYS, POWERPRO300 | 1 | 1 | 1274.1 | Cleaver Scientific | CVS10DSYS-PP300 | https://www.cleaverscientific.com/
CVS10CBS-PP300 | Mini-vertical, power supply and blotting package, inc: CVS10CBS, POWERPRO300 | 1 | 1 | 1476.3 | Cleaver Scientific | CVS10CBS-PP300 | https://www.cleaverscientific.com/
WAVETETRAD1 | VS20WAVE-CU, 2 X VS20NGS1 & 2 X VS20-24-1 | 1 | 1 | 1741.7 | Cleaver Scientific | WAVETETRAD1 | https://www.cleaverscientific.com/
WAVETETRAD1CBS | WAVETETRAD1 & WAVEBI | 1 | 1 | 1851.9 | Cleaver Scientific | WAVETETRAD1CBS | https://www.cleaverscientific.com/
WAVETETRAD1-PP500 | WAVETETRAD1 & POWERPRO500 | 1 | 1 | 2841.3 | Cleaver Scientific | WAVETETRAD1-PP500 | https://www.cleaverscientific.com/
EBM10 | Electro Blot Mini, 10 x 10cm Five Position, including 5 cassettes | 1 | 1 | 651.3 | Cleaver Scientific | EBM10 | https://www.cleaverscientific.com/
EBM20 | Electro Blot Maxi, 20 x 20cm Five Position, including 5 cassettes | 1 | 1 | 785.8 | Cleaver Scientific | EBM20 | https://www.cleaverscientific.com/
SD10 | Semi Dry Mini, 10 x 10cm System | 1 | 1 | 561.7 | Cleaver Scientific | SD10 | https://www.cleaverscientific.com/
SD20 | Semi Dry Maxi, 20 x 20cm System | 1 | 1 | 1099.6 | Cleaver Scientific | SD20 | https://www.cleaverscientific.com/
SD10-PP3AMP | SD10 AND POWERPRO3AMP | 1 | 1 | 1634.5 | Cleaver Scientific | SD10-PP3AMP | https://www.cleaverscientific.com/
SD20-PP3AMP | SD20 AND POWERPRO3AMP | 1 | 1 | 1895.2 | Cleaver Scientific | SD20-PP3AMP | https://www.cleaverscientific.com/
CSL-D48 | Dot Botter, 48 Sample | 1 | 1 | 547 | Cleaver Scientific | CSL-D48 | https://www.cleaverscientific.com/
CSL-D96 | Dot Blotter, 96 Sample | 1 | 1 | 637.5 | Cleaver Scientific | CSL-D96 | https://www.cleaverscientific.com/
CSL-S24 | Slot Blotter, 24 Sample | 1 | 1 | 637.5 | Cleaver Scientific | CSL-S24 | https://www.cleaverscientific.com/
CSL-S48 | Slot Blotter, 48 Sample | 1 | 1 | 676.3 | Cleaver Scientific | CSL-S48 | https://www.cleaverscientific.com/
SB10 | OmniBlot Mini, 10 x 10cm Blotting System, including 4 cassettes | 1 | 1 | 584.1 | Cleaver Scientific | SB10 | https://www.cleaverscientific.com/
SB10W | OmniBlot Mini Wide 20 x 10cm Blotting System, including 3 cassettes | 1 | 1 | 763.4 | Cleaver Scientific | SB10W | https://www.cleaverscientific.com/
SB20 | OmniBlot Maxi, 20 x 20cm Blotting System, including 4 cassettes | 1 | 1 | 1058 | Cleaver Scientific | SB20 | https://www.cleaverscientific.com/
SB10-HI | omniPAGE Blot Mini, 10 x 10cm, High Intensity System including tank and lid, 2 casettes, 8 firbe pad, cooling pack | 1 | 1 | 684.9 | Cleaver Scientific | SB10-HI | https://www.cleaverscientific.com/
SB20-HI | WAVE Sub Blot, 20 x 20cm, High Intensity System including tank and lid, 1 casettes, 6 firbe pads, cooling coil | 1 | 1 | 1095.8 | Cleaver Scientific | SB20-HI | https://www.cleaverscientific.com/
CSL-IEF | Flatbed IEF system for IEF strips and gels | 1 | 1 | 1701.1 | Cleaver Scientific | CSL-IEF | https://www.cleaverscientific.com/
CSL-CHILLER | Chiller System, -20 - 100oC, inc tubing & clips - 240V | 1 | 1 | 3956.8 | Cleaver Scientific | CSL-CHILLER | https://www.cleaverscientific.com/
CSL-CHILLER$ | Chiller System, -20 - 100oC, inc tubing & clips - 115V | 1 | 1 | 3956.8 | Cleaver Scientific | CSL-CHILLER$ | https://www.cleaverscientific.com/
CSL-IEF-KIT | 1-D Combination Package, includes CSL-IEF, CSL-CHILLER and EV3330 (220V) | 1 | 1 | 6941 | Cleaver Scientific | CSL-IEF-KIT | https://www.cleaverscientific.com/
CSL-IEF-KIT$ | 1-D Combination Package, includes CSL-IEF, CSL-CHILLER$ and EV3330$ (110V) | 1 | 1 | 6941 | Cleaver Scientific | CSL-IEF-KIT$ | https://www.cleaverscientific.com/
EV2320 | Maxi Power Supply, 4 Outputs, 3000Volts, 150 mAmps, 150 watts - 230V | 1 | 1 | 1291.9 | Cleaver Scientific | EV2320 | https://www.cleaverscientific.com/
EV2320$ | Maxi Power Supply, 4 Outputs, 3000Volts, 150 mAmps, 150 watts - 110V | 1 | 1 | 1291.9 | Cleaver Scientific | EV2320$ | https://www.cleaverscientific.com/
CSL-IEF-KIT-MINI | CSL-IEF-KIT and CVS10DSYS | 1 | 1 | 7270.1 | Cleaver Scientific | CSL-IEF-KIT-MINI | https://www.cleaverscientific.com/
CSL-IEF-KIT-MINIWIDE | CSL-IEF-KIT and VS10WDSYS | 1 | 1 | 7379.8 | Cleaver Scientific | CSL-IEF-KIT-MINIWIDE | https://www.cleaverscientific.com/
CSL-IEF-KIT-WAVE | CSL-IEF-KIT and VS20WAVESYS and IPG Converter Kit | 1 | 1 | 7665 | Cleaver Scientific | CSL-IEF-KIT-WAVE | https://www.cleaverscientific.com/
CSL-IEF-KIT-MAXIPLUS | CSL-IEF-KIT and VS30DSYS | 1 | 1 | 7972.2 | Cleaver Scientific | CSL-IEF-KIT-MAXIPLUS | https://www.cleaverscientific.com/
CSQ20 | DNA Sequencing unit, 20cm wide (NO CASTER INCLUDED) | 1 | 1 | 1264.4 | Cleaver Scientific | CSQ20 | https://www.cleaverscientific.com/
CSQ20TG | DNA Sequencing unit, 20cm wide with Toughened Glass (NO CASTER INCLUDED) | 1 | 1 | 1328.8 | Cleaver Scientific | CSQ20TG | https://www.cleaverscientific.com/
CSQ33 | DNA Sequencing unit, 33cm wide (NO CASTER INCLUDED) | 1 | 1 | 1286.2 | Cleaver Scientific | CSQ33 | https://www.cleaverscientific.com/
CSQ33TG | DNA Sequencing unit, 33cm wide with Toughened Glass (NO CASTER INCLUDED) | 1 | 1 | 1328.8 | Cleaver Scientific | CSQ33TG | https://www.cleaverscientific.com/
CSL-FHS | Fan heater kit for large format vertical units CSQ20 and CSQ33 - 230V | 1 | 1 | 1102 | Cleaver Scientific | CSL-FHS | https://www.cleaverscientific.com/
CSL-FHS$ | Fan heater kit for large format vertical units CSQ20 and CSQ33 - 110V | 1 | 1 | 1102 | Cleaver Scientific | CSL-FHS$ | https://www.cleaverscientific.com/
VS20WAVE-DGGE | Complete Denaturing Gradient Gel Electrophoresis System, 20x20cm; include: temperature control unit, cam castingbase, glass plates with 1mm bonded spacers,2x 24-sample combs and gradient mixer -240 VAC version | 1 | 1 | 2916.3 | Cleaver Scientific | VS20WAVE-DGGE | https://www.cleaverscientific.com/
VS20WAVE-DGGE$ | Complete Denaturing Gradient Gel Electrophoresis System, 20x20cm; include: temperature control unit, cam castingbase, glass plates with 1mm bonded spacers,2x 24-sample combs and gradient mixer -100 VAC version | 1 | 1 | 2916.3 | Cleaver Scientific | VS20WAVE-DGGE$ | https://www.cleaverscientific.com/
VS20WAVE-DGGETC | VS20WAVE-DGGE Temperature Control Unit - 240VAC version | 1 | 1 | 1573.7 | Cleaver Scientific | VS20WAVE-DGGETC | https://www.cleaverscientific.com/
VS20WAVE-DGGETC$ | VS20WAVE-DGGE Temperature Control Unit - 115VAC version | 1 | 1 | 1573.7 | Cleaver Scientific | VS20WAVE-DGGETC$ | https://www.cleaverscientific.com/
VS20WAVE-DGGEKIT | VS20WAVE PACKAGE DEAL: INC. VS20WAVE-DGGE, CSL-STIR, PP1, CS-500V - 240V | 1 | 1 | 6214.3 | Cleaver Scientific | VS20WAVE-DGGEKIT | https://www.cleaverscientific.com/
VS20WAVE-DGGEKIT$ | VS20WAVE PACKAGE DEAL: INC. VS20WAVE-DGGE, CSL-STIR, PP1, CS-500V - 110V | 1 | 1 | 6214.3 | Cleaver Scientific | VS20WAVE-DGGEKIT$ | https://www.cleaverscientific.com/
nanoPAC-300P | CLEAVER OmniPAC, MINi 300V 400mA 60W - 110/230V | 1 | 1 | 466.6 | Cleaver Scientific | nanoPAC-300P | https://www.cleaverscientific.com/
nanoPAC-500 | CLEAVER OmniPAC, MINi 500V 400mA 120W - 110/230V | 1 | 1 | 839.8 | Cleaver Scientific | nanoPAC-500 | https://www.cleaverscientific.com/
POWERPRO300 | OmniPAC, MIDi 300V 700mA 150W - 110/230V | 1 | 1 | 584.7 | Cleaver Scientific | POWERPRO300 | https://www.cleaverscientific.com/
POWERPRO500 | OmniPAC, MAXi 500V 400mA 200W - 110/230V | 1 | 1 | 1320.2 | Cleaver Scientific | POWERPRO500 | https://www.cleaverscientific.com/
POWERPRO3AMP | OmniPAC, MAXi 300V 3000mA 300W - 110/230V | 1 | 1 | 1050.2 | Cleaver Scientific | POWERPRO3AMP | https://www.cleaverscientific.com/
EV1450 | Mini Power Supply, 3 Outputs, 400Volts, 500 mAmps, 50 watts - 230V | 1 | 1 | 829 | Cleaver Scientific | EV1450 | https://www.cleaverscientific.com/
EV1450$ | Mini Power Supply, 3 Outputs, 400Volts, 500 mAmps, 50 watts - 110V | 1 | 1 | 829 | Cleaver Scientific | EV1450$ | https://www.cleaverscientific.com/
EV2310 | Maxi Power Supply, 4 Outputs, 300Volts, 1000 mAmps, 150 watts - 230V | 1 | 1 | 988 | Cleaver Scientific | EV2310 | https://www.cleaverscientific.com/
EV2310$ | Maxi Power Supply, 4 Outputs, 300Volts, 1000 mAmps, 150 watts - 110V | 1 | 1 | 988 | Cleaver Scientific | EV2310$ | https://www.cleaverscientific.com/
EV3020 | Maxi Power Supply, 4 Outputs, 300Volts, 2000 mAmps, 300 watts - 230V | 1 | 1 | 1378.5 | Cleaver Scientific | EV3020 | https://www.cleaverscientific.com/
EV3020$ | Maxi Power Supply, 4 Outputs, 300Volts, 2000 mAmps, 300 watts - 110V | 1 | 1 | 1378.5 | Cleaver Scientific | EV3020$ | https://www.cleaverscientific.com/
EV2650 | Maxi Power Supply, 4 Outputs, 600Volts, 500 mAmps, 150 watts - 230V | 1 | 1 | 1011.8 | Cleaver Scientific | EV2650 | https://www.cleaverscientific.com/
EV2650$ | Maxi Power Supply, 4 Outputs, 600Volts, 500 mAmps, 150 watts - 110V | 1 | 1 | 1011.8 | Cleaver Scientific | EV2650$ | https://www.cleaverscientific.com/
EV3610 | Maxi Power Supply, 4 Outputs, 600Volts, 1000 mAmps, 300 watts - 230V | 1 | 1 | 1378.5 | Cleaver Scientific | EV3610 | https://www.cleaverscientific.com/
EV3610$ | Maxi Power Supply, 4 Outputs, 600Volts, 1000 mAmps, 300 watts - 110V | 1 | 1 | 1378.5 | Cleaver Scientific | EV3610$ | https://www.cleaverscientific.com/
EV3150 | Maxi Power Supply, 4 Outputs, 1200Volts, 500 mAmps, 300 watts - 230V | 1 | 1 | 1378.5 | Cleaver Scientific | EV3150 | https://www.cleaverscientific.com/
EV3150$ | Maxi Power Supply, 4 Outputs, 1200Volts, 500 mAmps, 300 watts - 110V | 1 | 1 | 1378.5 | Cleaver Scientific | EV3150$ | https://www.cleaverscientific.com/
EV3330 | Maxi Power Supply, 4 Outputs, 3000Volts, 300 mAmps, 300 watts -230V | 1 | 1 | 1859.6 | Cleaver Scientific | EV3330 | https://www.cleaverscientific.com/
EV3330$ | Maxi Power Supply, 4 Outputs, 3000Volts, 300 mAmps, 300 watts - 110V | 1 | 1 | 1859.6 | Cleaver Scientific | EV3330$ | https://www.cleaverscientific.com/
EV3620 | Maxi Power Supply, 4 Outputs, 6000Volts, 150 mAmps, 300 watts - 230V | 1 | 1 | 1859.6 | Cleaver Scientific | EV3620 | https://www.cleaverscientific.com/
EV3620$ | Maxi Power Supply, 4 Outputs, 6000Volts, 150 mAmps, 300 watts - 110V | 1 | 1 | 1859.6 | Cleaver Scientific | EV3620$ | https://www.cleaverscientific.com/
EV2320 | Maxi Power Supply, 4 Outputs, 3000Volts, 150 mAmps, 150 watts - 230V | 1 | 1 | 1291.9 | Cleaver Scientific | EV2320 | https://www.cleaverscientific.com/
EV2320$ | Maxi Power Supply, 4 Outputs, 3000Volts, 150 mAmps, 150 watts - 110V | 1 | 1 | 1291.9 | Cleaver Scientific | EV2320$ | https://www.cleaverscientific.com/
EV2230 | Maxi Power Supply, 4 Outputs, 1500Volts, 300 mAmps, 150 watts - 230V | 1 | 1 | 1291.9 | Cleaver Scientific | EV2230 | https://www.cleaverscientific.com/
EV2230$ | Maxi Power Supply, 4 Outputs, 1500Volts, 300 mAmps, 150 watts - 110V | 1 | 1 | 1291.9 | Cleaver Scientific | EV2230$ | https://www.cleaverscientific.com/
CSL-MICRODOC | Compact Gel documentation system -110/230V | 1 | 1 | 2971.8 | Cleaver Scientific | CSL-MICRODOC | https://www.cleaverscientific.com/
CSL-MDOCUV312 | microDOC® System with UV Transilluminator (UVTS312) | 1 | 1 | 4057.1 | Cleaver Scientific | CSL-MDOCUV312 | https://www.cleaverscientific.com/
CSL-MDOCUV254 | microDOC® System with UV Transilluminator (UVTS254) | 1 | 1 | 4057.1 | Cleaver Scientific | CSL-MDOCUV254 | https://www.cleaverscientific.com/
CSL-MDOCUV365 | microDOC® System with UV Transilluminator (UVTS365) | 1 | 1 | 4057.1 | Cleaver Scientific | CSL-MDOCUV365 | https://www.cleaverscientific.com/
CSL-MDOCUV254/312 | microDOC® System with UV Transilluminator (UVTS254/312) | 1 | 1 | 4199 | Cleaver Scientific | CSL-MDOCUV254/312 | https://www.cleaverscientific.com/
CSL-MDOCUV254/365 | microDOC® System with UV Transilluminator (UVTS254/365) | 1 | 1 | 4199 | Cleaver Scientific | CSL-MDOCUV254/365 | https://www.cleaverscientific.com/
CSL-MDOCUV312/365 | microDOC® System with UV Transilluminator (UVTS312/365) | 1 | 1 | 4199 | Cleaver Scientific | CSL-MDOCUV312/365 | https://www.cleaverscientific.com/
CSL-MDOCBASIC | microDOC® Basic System with lift-off dark room hood and camera only | 1 | 1 | 1795.3 | Cleaver Scientific | CSL-MDOCBASIC | https://www.cleaverscientific.com/
CSL-MICRODOC1D | CSL-MICRODOC including TotalLab1D Analysis Software | 1 | 1 | 3276.1 | Cleaver Scientific | CSL-MICRODOC1D | https://www.cleaverscientific.com/
CSL-MDOCUV3121D | CSL-MDOCUV312 including TotalLab1D Analysis Software | 1 | 1 | 4493.2 | Cleaver Scientific | CSL-MDOCUV3121D | https://www.cleaverscientific.com/
CSL-MDOCUV2541D | CSL-MDOCUV254 including TotalLab1D Analysis Software | 1 | 1 | 4493.2 | Cleaver Scientific | CSL-MDOCUV2541D | https://www.cleaverscientific.com/
CSL-MDOCUV3651D | CSL-MDOCUV365 including TotalLab1D Analysis Software | 1 | 1 | 4493.2 | Cleaver Scientific | CSL-MDOCUV3651D | https://www.cleaverscientific.com/
CSL-MDOCUV254/3121D | CSL-MDOCUV254/312 including TotalLab1D Analysis Software | 1 | 1 | 4645.3 | Cleaver Scientific | CSL-MDOCUV254/3121D | https://www.cleaverscientific.com/
CSL-MDOCUV254/3651D | CSL-MDOCUV254/365 including TotalLab1D Analysis Software | 1 | 1 | 4645.3 | Cleaver Scientific | CSL-MDOCUV254/3651D | https://www.cleaverscientific.com/
CSL-MDOCUV312/3651D | CSL-MDOCUV312/365 including TotalLab1D Analysis Software | 1 | 1 | 4645.3 | Cleaver Scientific | CSL-MDOCUV312/3651D | https://www.cleaverscientific.com/
CSL-MDOCBASIC1D | CSL-MDOC Basic System with lift-off dark room hood and camera only including TotalLab1D Analysis Software | 1 | 1 | 2160.4 | Cleaver Scientific | CSL-MDOCBASIC1D | https://www.cleaverscientific.com/
CSL-PRINTUSB | Mitsubishi Thermal Printer for USB input - NOT MICRODOC!- 110 - 240v | 1 | 1 | 1995.6 | Cleaver Scientific | CSL-PRINTUSB | https://www.cleaverscientific.com/
OMNIDOC | Omnidoc Gel doc system, EtBr Filter, Viewing Window, 560nm, (PC Required) | 1 | 1 | 5575 | Cleaver Scientific | OMNIDOC | https://www.cleaverscientific.com/
OMNIDOCSAFE | OMNIDOC plus Blue LED Epi-illumination Module (OMNIDOC-BL), and 520, 560 & 580nm filters (OMNIDOC-SYBR, -AF560 & -AF580) | 1 | 1 | 6202.7 | Cleaver Scientific | OMNIDOCSAFE | https://www.cleaverscientific.com/
OMNIDOCPRO | OMNIDOC plus White Light Table (OMNIDOC-WLT) | 1 | 1 | 5888.8 | Cleaver Scientific | OMNIDOCPRO | https://www.cleaverscientific.com/
OMNIDOCPROSAFE | OMNIDOC plus Blue LED Epi-illumination Module (OMNIDOC-BL), and 520, 560 & 580nm filters (OMNIDOC-SYBR, -AF560 & -AF580); and White Light Table (OMNIDOC-WLT) | 1 | 1 | 6305.2 | Cleaver Scientific | OMNIDOCPROSAFE | https://www.cleaverscientific.com/
CLIQS | Core Laboratory Image Quantification Software (1D Image Analysis of DNA & protein, Western blotting . Colony counting and basic 2D spot measurement ) | 1 | 1 | 683 | Cleaver Scientific | CLIQS | https://www.cleaverscientific.com/
CLIQS1DPRO | Core Laboratory Image Quantification PRO Software (Accurate comparison of banding patterns in samples across multiple gels/experiments) | 1 | 1 | 4162.6 | Cleaver Scientific | CLIQS1DPRO | https://www.cleaverscientific.com/
CLIQS1D21CFR | Core Laboratory Image Quantification PRO Software (Accurate comparison of banding patterns in samples across multiple gels/experiments)21CFR compliance for GLP/GMP laboratories Automated detection algorithms for fast and accurate image analysis | 1 | 1 | 4913.9 | Cleaver Scientific | CLIQS1D21CFR | https://www.cleaverscientific.com/
SAFEVIEW-MINI2 | Blue Light Transilluminator 15.3 x 15.3cm, with filter and Hood | 1 | 1 | 607.4 | Cleaver Scientific | SAFEVIEW-MINI2 | https://www.cleaverscientific.com/
proBLUEVIEW | BLUE Light Transilluminator, 12 x 18cm (110-240V) | 1 | 1 | 681.4 | Cleaver Scientific | proBLUEVIEW | https://www.cleaverscientific.com/
PP1 | Peristaltic Pump, 0.07-1330ml/min, 0.1-350rpm -230V | 1 | 1 | 953 | Cleaver Scientific | PP1 | https://www.cleaverscientific.com/
PP1$ | Peristaltic Pump, 0.07-1330ml/min, 0.1-350rpm -110V | 1 | 1 | 953 | Cleaver Scientific | PP1$ | https://www.cleaverscientific.com/
CSLUVTS254 | UV Transilluminator small, 21 x 21 cm, 254 nm - 110/230V | 1 | 1 | 1332.3 | Cleaver Scientific | CSLUVTS254 | https://www.cleaverscientific.com/
CSLUVTS312 | UV Transilluminator small, 21 x 21 cm, 312 nm- 110/230V | 1 | 1 | 1307.3 | Cleaver Scientific | CSLUVTS312 | https://www.cleaverscientific.com/
CSLUVTS365 | UV Transilluminator small, 21 x 21 cm, 365 nm- 110/230V | 1 | 1 | 1332.3 | Cleaver Scientific | CSLUVTS365 | https://www.cleaverscientific.com/
CSLUVTSDUO | UV Transilluminator small, 21 x 21 cm, 254/365 nm - 110/230V | 1 | 1 | 1395.8 | Cleaver Scientific | CSLUVTSDUO | https://www.cleaverscientific.com/
CSLUVTSDUO365 | UV Transilluminator small, 21 x 21 cm, 312/365 nm - 110/230V | 1 | 1 | 1395.8 | Cleaver Scientific | CSLUVTSDUO365 | https://www.cleaverscientific.com/
CSLUVTS254L | UV Transilluminator large, 26x 21 cm, 254nm - 110/230V | 1 | 1 | 1590.8 | Cleaver Scientific | CSLUVTS254L | https://www.cleaverscientific.com/
CSLUVTS312L | UV Transilluminator large, 26 x 21 cm, 312nm - 110/230V | 1 | 1 | 1590.8 | Cleaver Scientific | CSLUVTS312L | https://www.cleaverscientific.com/
CSLUVTS365L | UV Transilluminator large, 26 x 21 cm, 365nm - 110/230V | 1 | 1 | 1590.8 | Cleaver Scientific | CSLUVTS365L | https://www.cleaverscientific.com/
CSLUVTSDUOL | UV Transilluminator large, 26x 21 cm, 254/365nm - 110/230V | 1 | 1 | 1590.8 | Cleaver Scientific | CSLUVTSDUOL | https://www.cleaverscientific.com/
CSLUVTSDUO312 | UV Transilluminator small, 21 x 21 cm, 254/312 nm - 110/230V | 1 | 1 | 1395.8 | Cleaver Scientific | CSLUVTSDUO312 | https://www.cleaverscientific.com/
CSLUVTSDUO312L | UV Transilluminator large, 26x 21 cm, 254/312nm - 110/230V | 1 | 1 | 1590.8 | Cleaver Scientific | CSLUVTSDUO312L | https://www.cleaverscientific.com/
CSLUVTSDUO365L | UV Transilluminator small, 26 x 21 cm, 312/365 nm - 110/230V | 1 | 1 | 1590.8 | Cleaver Scientific | CSLUVTSDUO365L | https://www.cleaverscientific.com/
CSL-GDVH | Vacuum Heated Gel Dryer 21 x 31 cm - 230V | 1 | 1 | 1690.6 | Cleaver Scientific | CSL-GDVH | https://www.cleaverscientific.com/
CSL-GDVH$ | Vacuum Heated Gel Dryer 21 x 31 cm - 110V | 1 | 1 | 1690.6 | Cleaver Scientific | CSL-GDVH$ | https://www.cleaverscientific.com/
CSL-GDVH35 | Vacuum Heated Gel Dryer 35 x 45 cm - 230V | 1 | 1 | 1992.7 | Cleaver Scientific | CSL-GDVH35 | https://www.cleaverscientific.com/
CSL-GDVH35$ | Vacuum Heated Gel Dryer 35 x 45 cm - 110V | 1 | 1 | 1992.7 | Cleaver Scientific | CSL-GDVH35$ | https://www.cleaverscientific.com/
CSL-GDPUMP | GELDRYER PUMP - 732502 MZ 2C NT +2AK - 230V - (No Tubing) | 1 | 1 | 3146.5 | Cleaver Scientific | CSL-GDPUMP | https://www.cleaverscientific.com/
CSL-GDPUMP$ | GELDRYER PUMP - 732502 MZ 2C NT +2AK - 110V - (No Tubing) | 1 | 1 | 3146.5 | Cleaver Scientific | CSL-GDPUMP$ | https://www.cleaverscientific.com/
CL-508.G | Shortwave crosslinker, 254nm, 240V | 1 | 1 | 2539.4 | Cleaver Scientific | CL-508.G | https://www.cleaverscientific.com/
CL-508.M | Midrange crosslinker, 302nm, 240V | 1 | 1 | 2747.6 | Cleaver Scientific | CL-508.M | https://www.cleaverscientific.com/
CL-508.BL | Longwave crosslinker, 365nm, 240V | 1 | 1 | 2539.4 | Cleaver Scientific | CL-508.BL | https://www.cleaverscientific.com/
CL-508.G$ | Shortwave crosslinker, 254nm, 110V | 1 | 1 | 2539.4 | Cleaver Scientific | CL-508.G$ | https://www.cleaverscientific.com/
CL-508.M$ | Midrange crosslinker, 302nm, 110V | 1 | 1 | 2747.6 | Cleaver Scientific | CL-508.M$ | https://www.cleaverscientific.com/
CL-508.BL$ | Longwave crosslinker, 365nm, 110V | 1 | 1 | 2539.4 | Cleaver Scientific | CL-508.BL$ | https://www.cleaverscientific.com/
CV2 | Cleaver Pipette - Volume; 0.2 - 2ul | 1 | 1 | 162.4 | Cleaver Scientific | CV2 | https://www.cleaverscientific.com/
CV10 | Cleaver Pipette - Volume; 0.5 - 10ul | 1 | 1 | 162.4 | Cleaver Scientific | CV10 | https://www.cleaverscientific.com/
CV20 | Cleaver Pipette - Volume; 2 - 20ul | 1 | 1 | 162.4 | Cleaver Scientific | CV20 | https://www.cleaverscientific.com/
CV50 | Cleaver Pipette - Volume; 5 - 50ul | 1 | 1 | 162.4 | Cleaver Scientific | CV50 | https://www.cleaverscientific.com/
CV100 | Cleaver Pipette - Volume; 10 - 100ul | 1 | 1 | 162.4 | Cleaver Scientific | CV100 | https://www.cleaverscientific.com/
CV200 | Cleaver Pipette - Volume; 20 - 200ul | 1 | 1 | 162.4 | Cleaver Scientific | CV200 | https://www.cleaverscientific.com/
CV1000 | Cleaver Pipette - Volume; 100 - 1000ul | 1 | 1 | 162.4 | Cleaver Scientific | CV1000 | https://www.cleaverscientific.com/
CV5000 | Cleaver Pipette - Volume; 1000 - 5000ul | 1 | 1 | 162.4 | Cleaver Scientific | CV5000 | https://www.cleaverscientific.com/
CV10000 | Cleaver Pipette - Volume; 1000 - 10,000ul | 1 | 1 | 162.4 | Cleaver Scientific | CV10000 | https://www.cleaverscientific.com/
CV8-10 | Cleaver Pipette - Volume; 0.5 - 10ul | 1 | 1 | 395.7 | Cleaver Scientific | CV8-10 | https://www.cleaverscientific.com/
CV8-50 | Cleaver Pipette - Volume; 5 - 50ul | 1 | 1 | 395.7 | Cleaver Scientific | CV8-50 | https://www.cleaverscientific.com/
CV8-200 | Cleaver Pipette - Volume; 20 - 200ul | 1 | 1 | 395.7 | Cleaver Scientific | CV8-200 | https://www.cleaverscientific.com/
CV8-300 | Cleaver Pipette - Volume; 50 - 300ul | 1 | 1 | 395.7 | Cleaver Scientific | CV8-300 | https://www.cleaverscientific.com/
CV12-10 | Cleaver Pipette - Volume; 0.5 - 10ul | 1 | 1 | 523.2 | Cleaver Scientific | CV12-10 | https://www.cleaverscientific.com/
CV12-50 | Cleaver Pipette - Volume; 5 - 50ul | 1 | 1 | 523.2 | Cleaver Scientific | CV12-50 | https://www.cleaverscientific.com/
CV12-200 | Cleaver Pipette - Volume; 20 - 200ul | 1 | 1 | 523.2 | Cleaver Scientific | CV12-200 | https://www.cleaverscientific.com/
CV12-300 | Cleaver Pipette - Volume; 50 - 300ul | 1 | 1 | 523.2 | Cleaver Scientific | CV12-300 | https://www.cleaverscientific.com/
CV-RS | Rotating Stand | 1 | 1 | 156 | Cleaver Scientific | CV-RS | https://www.cleaverscientific.com/
CV-1POS | 1 Position Stand for Single or MC pipette. | 1 | 1 | 60.9 | Cleaver Scientific | CV-1POS | https://www.cleaverscientific.com/
CV-4POS | 4 Position Stand for Single Channel Pipettes | 1 | 1 | 86.8 | Cleaver Scientific | CV-4POS | https://www.cleaverscientific.com/
CV-MS | Multiple Stand for 3 x Multi Channel pipettes | 1 | 1 | 95.5 | Cleaver Scientific | CV-MS | https://www.cleaverscientific.com/
MFVP-5 | Mini Fixed Volume Pipette 5ul, with 1 tip | 1 | 1 | 54.5 | Cleaver Scientific | MFVP-5 | https://www.cleaverscientific.com/
MFVP-10 | Mini Fixed Volume Pipette 10ul, with 1 tip | 1 | 1 | 54.5 | Cleaver Scientific | MFVP-10 | https://www.cleaverscientific.com/
MFVP-20 | Mini Fixed Volume Pipette 20ul, with 1 tip | 1 | 1 | 54.5 | Cleaver Scientific | MFVP-20 | https://www.cleaverscientific.com/
MFVP-40 | Mini Fixed Volume Pipette 40ul, with 1 tip | 1 | 1 | 54.5 | Cleaver Scientific | MFVP-40 | https://www.cleaverscientific.com/
MFVP-50 | Mini Fixed Volume Pipette 50ul, with 1 tip | 1 | 1 | 54.5 | Cleaver Scientific | MFVP-50 | https://www.cleaverscientific.com/
MFVP-100 | Mini Fixed Volume Pipette 100ul, with 1 tip | 1 | 1 | 54.5 | Cleaver Scientific | MFVP-100 | https://www.cleaverscientific.com/
MFVP-200 | Mini Fixed Volume Pipette 200ul, with 1 tip | 1 | 1 | 54.5 | Cleaver Scientific | MFVP-200 | https://www.cleaverscientific.com/
Omnipet | OmniPET (with charging cable) | 1 | 1 | 284.5 | Cleaver Scientific | Omnipet | https://www.cleaverscientific.com/
Omnipet-CS | Charging Stand for Omnipet | 1 | 1 | 64.5 | Cleaver Scientific | Omnipet-CS | https://www.cleaverscientific.com/
CSLVORTEX | Cleaver Vortex Mixer with general purpose head, 230V | 1 | 1 | 316.2 | Cleaver Scientific | CSLVORTEX | https://www.cleaverscientific.com/
CSLVORTEX$ | Cleaver Vortex Mixer with general purpose head, 110V | 1 | 1 | 316.2 | Cleaver Scientific | CSLVORTEX$ | https://www.cleaverscientific.com/
S0200-21 | OPTIONAL HEAD ATTACHMENT FOR 24 X 1.5/2.0mL TUBES, 24 X 0.5mL TUBES AND 32 X 0.2mL TUBES (OR 4 TUBE STRIPS) | 1 | 1 | 93.9 | Cleaver Scientific | S0200-21 | https://www.cleaverscientific.com/
S0200-22 | OPTIONAL HEAD ATTACHMENT FOR 1 MICROPLATE OR 64 X 0.2mL TUBES OR 8 X 0.2mL TUBE STRIPS | 1 | 1 | 93.9 | Cleaver Scientific | S0200-22 | https://www.cleaverscientific.com/
S0200-23 | OPTIONAL HEAD ATTACHMENT FOR 8 X 15mL AND 8 X 12/13mm DIAMETER TUBES. | 1 | 1 | 103 | Cleaver Scientific | S0200-23 | https://www.cleaverscientific.com/
S0200-24 | OPTIONAL HEAD ATTACHMENT FOR 6 X 50mL TUBES | 1 | 1 | 103 | Cleaver Scientific | S0200-24 | https://www.cleaverscientific.com/
S0200-25 | OPTIONAL HEAD ATTACHMENT FOR 12 X 1.5/2.0mL TUBES, HELD HORIZONTALLY | 1 | 1 | 103 | Cleaver Scientific | S0200-25 | https://www.cleaverscientific.com/
S0200-26 | OPTIONAL HEAD ATTACHMENT FOR 4 X 15mL TUBES, HELD HORIZONTALLY | 1 | 1 | 103 | Cleaver Scientific | S0200-26 | https://www.cleaverscientific.com/
S0200-27 | OPTIONAL HEAD ATTACHMENT FOR 2 X 50mL TUBES, HELD HORIZONTALLY | 1 | 1 | 103 | Cleaver Scientific | S0200-27 | https://www.cleaverscientific.com/
MINIVORTEX | Mini Vortex Mixer 100-240VAC, 50/60Hz Universal, Grey/Purple | 1 | 1 | 162.4 | Cleaver Scientific | MINIVORTEX | https://www.cleaverscientific.com/
ORBITAL2 | Digital Orbital Shaker 100-240VAC, 50/60Hz Universal Plug, Purple/Grey | 1 | 1 | 1051.5 | Cleaver Scientific | ORBITAL2 | https://www.cleaverscientific.com/
CSL3DSHAKER | Cleaver 3-D shaker with non-slip mat and two blotting boxes, 230V | 1 | 1 | 502.2 | Cleaver Scientific | CSL3DSHAKER | https://www.cleaverscientific.com/
CSL3DSHAKER$ | Cleaver 3-D shaker with non-slip mat and two blotting boxes, 110V | 1 | 1 | 502.2 | Cleaver Scientific | CSL3DSHAKER$ | https://www.cleaverscientific.com/
CSL-BB9X6 | Gel/Blot box, 9.1 x 6.6cm, 3-5ml capacity, 10/pack | 1 | 1 | 108.5 | Cleaver Scientific | CSL-BB9X6 | https://www.cleaverscientific.com/
CSL-BB11X8 | Gel/Blot box, 11.7 x 8.9cm, 3-10ml capacity, 10/pack | 1 | 1 | 120.7 | Cleaver Scientific | CSL-BB11X8 | https://www.cleaverscientific.com/
CSL-BB12X12 | Gel/Blot box 12 x 12cm 1/pack | 1 | 1 | 128.1 | Cleaver Scientific | CSL-BB12X12 | https://www.cleaverscientific.com/
CSL-BB20X16.5 | Gel/Blot box 20 x 16.5cm 1/pack | 1 | 1 | 152.6 | Cleaver Scientific | CSL-BB20X16.5 | https://www.cleaverscientific.com/
CSL-HOTPLATE | CSL Hotplate, 7.5 x 7.5 in. - 230V | 1 | 1 | 419.5 | Cleaver Scientific | CSL-HOTPLATE | https://www.cleaverscientific.com/
CSL-HOTPLATE$ | CSL Hotplate, 7.5 x 7.5 in. - 110V | 1 | 1 | 419.5 | Cleaver Scientific | CSL-HOTPLATE$ | https://www.cleaverscientific.com/
CSL-STIR | CSL Magnetic Stirrer, 7.5 x 7.5 in.- 230V | 1 | 1 | 419.5 | Cleaver Scientific | CSL-STIR | https://www.cleaverscientific.com/
CSL-STIR$ | CSL Magnetic Stirrer, 7.5 x 7.5 in.- 110V | 1 | 1 | 419.5 | Cleaver Scientific | CSL-STIR$ | https://www.cleaverscientific.com/
CSL-HOTSTIR | CSL Hotplate Magnetic Stirrer 7.5 x 7.5 inch. - 230V | 1 | 1 | 611.1 | Cleaver Scientific | CSL-HOTSTIR | https://www.cleaverscientific.com/
CSL-HOTSTIR$ | CSL Hotplate Magnetic Stirrer 7.5 x 7.5 inch. - 110V | 1 | 1 | 611.1 | Cleaver Scientific | CSL-HOTSTIR$ | https://www.cleaverscientific.com/
CSL-DHOTPLATE | Digital Hotplate, 7.5 x 7.5 in. - 230V | 1 | 1 | 378.6 | Cleaver Scientific | CSL-DHOTPLATE | https://www.cleaverscientific.com/
CSL-DHOTPLATE$ | Digital Hotplate, 7.5 x 7.5 in. - 110V | 1 | 1 | 378.6 | Cleaver Scientific | CSL-DHOTPLATE$ | https://www.cleaverscientific.com/
CSL-DSTIR | Digital Magnetic Stirrer, 7.5 x 7.5 in.- 230V | 1 | 1 | 350.4 | Cleaver Scientific | CSL-DSTIR | https://www.cleaverscientific.com/
CSL-DSTIR$ | Digital Magnetic Stirrer, 7.5 x 7.5 in.- 110V | 1 | 1 | 350.4 | Cleaver Scientific | CSL-DSTIR$ | https://www.cleaverscientific.com/
CSL-DHOTSTIR | Digital Hotplate Magnetic Stirrer 7.5 x 7.5 inch. - 230V | 1 | 1 | 517.2 | Cleaver Scientific | CSL-DHOTSTIR | https://www.cleaverscientific.com/
CSL-DHOTSTIR$ | Digital Hotplate Magnetic Stirrer 7.5 x 7.5 inch. - 110V | 1 | 1 | 517.2 | Cleaver Scientific | CSL-DHOTSTIR$ | https://www.cleaverscientific.com/
TEMPROBE | Optional Temperature probe. | 1 | 1 | 184 | Cleaver Scientific | TEMPROBE | https://www.cleaverscientific.com/
SUPPROD | Optional Support Rod | 1 | 1 | 95.5 | Cleaver Scientific | SUPPROD | https://www.cleaverscientific.com/
ISTIR2 | Magnetic Induction Stirrer, Grey/Purple | 1 | 1 | 512.4 | Cleaver Scientific | ISTIR2 | https://www.cleaverscientific.com/
MINISTIR | Mini Stirrer 100-240VAC, 50/60Hz Universal, Grey/Purple | 1 | 1 | 164.6 | Cleaver Scientific | MINISTIR | https://www.cleaverscientific.com/
MAGFUGE | High Speed Centrifuge & 3L Stirrer, Grey/Purple | 1 | 1 | 1270.5 | Cleaver Scientific | MAGFUGE | https://www.cleaverscientific.com/
quickSPINPLUS | New Mini Centrifuge complete with 1.5/2.0 ml rotor, strip tube rotor, 0.5 and 0.4 ml adapters, 110/230V | 1 | 1 | 294.2 | Cleaver Scientific | quickSPINPLUS | https://www.cleaverscientific.com/
QUICKSPIN2 | Mini-Centrifuge 100-240VAC, 50/60Hz Universal Plug, Blue | 1 | 1 | 248.8 | Cleaver Scientific | QUICKSPIN2 | https://www.cleaverscientific.com/
CSL-multiFUGE | multiFUGE Mini Centrifuge with duoROTOR for microtubes and PCR strips/tubes (100v to 240V) | 1 | 1 | 510.2 | Cleaver Scientific | CSL-multiFUGE | https://www.cleaverscientific.com/
MBDB-01 | microBLOCK Digital Dry Bath, with block lifter (No Block Supplied) 100- 240V | 1 | 1 | 294.2 | Cleaver Scientific | MBDB-01 | https://www.cleaverscientific.com/
SWB-10L-1 | Stirring Water Bath 10L with 1 built-in stirrer, lid incl. - 230V | 1 | 1 | 1350.4 | Cleaver Scientific | SWB-10L-1 | https://www.cleaverscientific.com/
SWB-10L-1$ | Stirring Water Bath 10L with 1 built-in stirrer, lid incl. - 110V | 1 | 1 | 1350.4 | Cleaver Scientific | SWB-10L-1$ | https://www.cleaverscientific.com/
SWB-10L-2 | Stirring Water Bath 10L with 2 built-in stirrers, lid incl. - 230V | 1 | 1 | 1736 | Cleaver Scientific | SWB-10L-2 | https://www.cleaverscientific.com/
SWB-10L-2$ | Stirring Water Bath 10L with 2 built-in stirrers, lid incl. -110V | 1 | 1 | 1736 | Cleaver Scientific | SWB-10L-2$ | https://www.cleaverscientific.com/
SWB-20L-1 | Stirring Water Bath 20L with 1 built-in stirrer, lid incl. - 230V | 1 | 1 | 1849.4 | Cleaver Scientific | SWB-20L-1 | https://www.cleaverscientific.com/
SWB-20L-1$ | Stirring Water Bath 20L with 1 built-in stirrer, lid incl. - 110V | 1 | 1 | 1849.4 | Cleaver Scientific | SWB-20L-1$ | https://www.cleaverscientific.com/
SWB-20L-3 | Stirring Water Bath 20L with 3 built-in stirrers, lid incl. - 230V | 1 | 1 | 1982.9 | Cleaver Scientific | SWB-20L-3 | https://www.cleaverscientific.com/
SWB-20L-3$ | Stirring Water Bath 20L with 3 built-in stirrers, lid incl. - 110V | 1 | 1 | 1982.9 | Cleaver Scientific | SWB-20L-3$ | https://www.cleaverscientific.com/
TCDB-01 | The Cube Dry Bath Incubator (one block unit); without block 220V | 1 | 1 | 499.4 | Cleaver Scientific | TCDB-01 | https://www.cleaverscientific.com/
TCDB-01$ | The Cube Dry Bath Incubator (one block unit); without block 110V | 1 | 1 | 499.4 | Cleaver Scientific | TCDB-01$ | https://www.cleaverscientific.com/
TCDB-02 | The Cube Dry Bath Incubator (dual block unit); without block 220V | 1 | 1 | 629 | Cleaver Scientific | TCDB-02 | https://www.cleaverscientific.com/
TCDB-02$ | The Cube Dry Bath Incubator (dual block unit); without block 220V | 1 | 1 | 629 | Cleaver Scientific | TCDB-02$ | https://www.cleaverscientific.com/
CSL-GB24 | Standard 2 port glove box 24" x 24" x 24" - no valves , mains inlet port. 1 door on side | 1 | 1 | 2021.4 | Cleaver Scientific | CSL-GB24 | https://www.cleaverscientific.com/
CSL-GB24A | As 1 above but with airlock on one end - no valves | 1 | 1 | 2526.6 | Cleaver Scientific | CSL-GB24A | https://www.cleaverscientific.com/
CSL-GB36 | Standard 2 port glove box 36" x 24" x 24" - no valves, mains inlet port. 1 door on side. | 1 | 1 | 2246.8 | Cleaver Scientific | CSL-GB36 | https://www.cleaverscientific.com/
CSL-GB36A | As 4 above but with airlock on one end - no valves | 1 | 1 | 2763.3 | Cleaver Scientific | CSL-GB36A | https://www.cleaverscientific.com/
CSL-GB48 | Standard 2 port glove box 48" x 24" x 24" - no valves , mains inlet port. 1 door on side | 1 | 1 | 2481.6 | Cleaver Scientific | CSL-GB48 | https://www.cleaverscientific.com/
CSL-GB48A | As 8 above but with airlock on one end - no valves | 1 | 1 | 2842.2 | Cleaver Scientific | CSL-GB48A | https://www.cleaverscientific.com/
CSL-GB60 | Standard 2 port glove box 60" x 24" x 24" - no valves , mains inlet port. 1 door on side | 1 | 1 | 2650.6 | Cleaver Scientific | CSL-GB60 | https://www.cleaverscientific.com/
CSL-GB60A | As 12 above but with airlock on one end - no valves | 1 | 1 | 2979.3 | Cleaver Scientific | CSL-GB60A | https://www.cleaverscientific.com/
CSL-COMBIBOX | UV & White Light Combination Glove box 24" with 2 ports - 240VAC | 1 | 1 | 2763.3 | Cleaver Scientific | CSL-COMBIBOX | https://www.cleaverscientific.com/
CSL-COMBIBOX-A | UV & White Light Combination Glove box 24" with 2 ports - 110VAC | 1 | 1 | 2763.3 | Cleaver Scientific | CSL-COMBIBOX-A | https://www.cleaverscientific.com/
CSL-COMBIBOX36 | UV & White Light Combination Glove box 36" with 2 ports - 240VAC | 1 | 1 | 3050.7 | Cleaver Scientific | CSL-COMBIBOX36 | https://www.cleaverscientific.com/
CSL-COMBIBOX36-A | UV & White Light Combination Glove box 36" with 2 ports - 110VAC | 1 | 1 | 3050.7 | Cleaver Scientific | CSL-COMBIBOX36-A | https://www.cleaverscientific.com/
COMBIBOX-MINI | Small UV & White Light Combination Glove box 20" with 2 ports - 240VAC | 1 | 1 | 2190.4 | Cleaver Scientific | COMBIBOX-MINI | https://www.cleaverscientific.com/
GTC96S | GTC96S thermal cycler with 96-well block, 240VAC | 1 | 1 | 4303.5 | Cleaver Scientific | GTC96S | https://www.cleaverscientific.com/
GTC96S$ | GTC96S thermal cycler with 96-well block, 120VAC | 1 | 1 | 4303.5 | Cleaver Scientific | GTC96S$ | https://www.cleaverscientific.com/
CSL-PCRKIT | PCR package includes GTC96S thermal cycler, MSMIDI96 96-well electrophoresis unit and nanoPAC-500 power supply | 1 | 1 | 5186.3 | Cleaver Scientific | CSL-PCRKIT | https://www.cleaverscientific.com/
CSL-PCRKIT$ | PCR package includes GTC96S$ thermal cycler, MSMIDI96 96-well electrophoresis unit and nanoPAC-500 power supply | 1 | 1 | 5186.3 | Cleaver Scientific | CSL-PCRKIT$ | https://www.cleaverscientific.com/
CSL-CLEANCAB | Complete PCR package with low cost clean room. Includes GTC96S, CSL-UVCAB, CV2, CV20, CV200, CV1000 and CV8-200 pipettes, MSMIDI96 and nanoPAC-500. | 1 | 1 | 7672.1 | Cleaver Scientific | CSL-CLEANCAB | https://www.cleaverscientific.com/
CSL-CLEANCAB$ | Complete PCR package with low cost clean room. Includes GTC96S$, CSL-UVCAB$, CV2, CV20, CV200, CV1000 and CV8-200 pipettes, MSMIDI96 and nanoPAC-500. | 1 | 1 | 7672.1 | Cleaver Scientific | CSL-CLEANCAB$ | https://www.cleaverscientific.com/
CSL-UVCAB | UV sterilisation cabinet with timer, four UV lights and white light, no Tray - 230V | 1 | 1 | 1658.1 | Cleaver Scientific | CSL-UVCAB | https://www.cleaverscientific.com/
CSL-UVCAB$ | UV sterilisation cabinet with timer, four UV lights and white light, no Tray - 110V | 1 | 1 | 1658.1 | Cleaver Scientific | CSL-UVCAB$ | https://www.cleaverscientific.com/
CSL-UVCABTY4 | UV sterilisation cabinet with timer, four UV lights, white light, CSR-TY4 Tray - 230V | 1 | 1 | 1723.4 | Cleaver Scientific | CSL-UVCABTY4 | https://www.cleaverscientific.com/
CSL-UVCABTY4$ | UV sterilisation cabinet with timer, four UV lights, white light, CSR-TY4 Tray - 110V | 1 | 1 | 1723.4 | Cleaver Scientific | CSL-UVCABTY4$ | https://www.cleaverscientific.com/
CSL-UVCABMIDI | Midi UV sterilisation cabinet with timer, four UV lights and white light, no Tray - 230V | 1 | 1 | 1757.1 | Cleaver Scientific | CSL-UVCABMIDI | https://www.cleaverscientific.com/
CSL-UVCABMIDI$ | Midi UV sterilisation cabinet with timer, four UV lights and white light, no Tray - 110V | 1 | 1 | 1757.1 | Cleaver Scientific | CSL-UVCABMIDI$ | https://www.cleaverscientific.com/
CSL-UVCABMIDITY4 | Midi UV sterilisation cabinet with timer, four UV lights, white light, CSR-TY4 Tray - 230V | 1 | 1 | 1828.2 | Cleaver Scientific | CSL-UVCABMIDITY4 | https://www.cleaverscientific.com/
CSL-UVCABMIDITY4$ | Midi UV sterilisation cabinet with timer, four UV lights, white light, CSR-TY4 Tray - 110V | 1 | 1 | 1828.2 | Cleaver Scientific | CSL-UVCABMIDITY4$ | https://www.cleaverscientific.com/
CSL-UVCABMINI | Mini UV sterilisation cabinet with timer, four UV lights and white light, no Tray - 230V | 1 | 1 | 1694.1 | Cleaver Scientific | CSL-UVCABMINI | https://www.cleaverscientific.com/
CSL-UVCABMINI$ | Mini UV sterilisation cabinet with timer, four UV lights and white light, no Tray - 110V | 1 | 1 | 1694.1 | Cleaver Scientific | CSL-UVCABMINI$ | https://www.cleaverscientific.com/
CSL-UVCABMTY4 | Mini UV sterilisation cabinet with timer, four UV lights, white light, CSR-TY4 Tray - 230V | 1 | 1 | 1768.7 | Cleaver Scientific | CSL-UVCABMTY4 | https://www.cleaverscientific.com/
CSL-UVCABMTY4$ | Mini UV sterilisation cabinet with timer, four UV lights, white light, CSR-TY4 Tray - 110V | 1 | 1 | 1768.7 | Cleaver Scientific | CSL-UVCABMTY4$ | https://www.cleaverscientific.com/
MP55127 | Micronic Tube Reader DT300 | 1 | 1 | 750 | Micronic | MP55127 | https://micronic.com/
MP55126 | Micronic Tube Reader DT500 | 1 | 1 | 1800 | Micronic | MP55126 | https://micronic.com/
MP35220 | Micronic Rack Reader DR500 | 1 | 1 | 4920 | Micronic | MP35220 | https://micronic.com/
MP35221 | Micronic Rack Reader DR505 | 1 | 1 | 5340 | Micronic | MP35221 | https://micronic.com/
MP35230 | Micronic Rack Reader DR700 | 1 | 1 | 5880 | Micronic | MP35230 | https://micronic.com/
MP35240 | Micronic Side Barcode Reader for DR500 line | 1 | 1 | 1380 | Micronic | MP35240 | https://micronic.com/
MP35250 | Micronic Side Barcode Reader for DR700 line | 1 | 1 | 1380 | Micronic | MP35250 | https://micronic.com/
MP35260 | Micronic Rack Reader DR500 & Side Barcode Reader Pack | 1 | 1 | 6000 | Micronic | MP35260 | https://micronic.com/
MP35261 | Micronic Rack Reader DR505 & Side Barcode Reader Pack | 1 | 1 | 6444 | Micronic | MP35261 | https://micronic.com/
MP35262 | Micronic Rack Reader DR700 & Side Barcode Reader Pack | 1 | 1 | 6984 | Micronic | MP35262 | https://micronic.com/
MP35050 | Micronic Push Cap Capper CP400 (for each tube size an adapter is needed) (price including 1 adapter free of charge) | 1 | 1 | 2112 | Micronic | MP35050 | https://micronic.com/
MP35051 | Micronic 1.40ml Adapter for Push Cap Capper CP400 | 1 | 1 | 57.6 | Micronic | MP35051 | https://micronic.com/
MP35052 | Micronic 1.10ml Adapter for Push Cap Capper CP400 | 1 | 1 | 57.6 | Micronic | MP35052 | https://micronic.com/
MP35053 | Micronic 0.75ml Adapter for Push Cap Capper CP400 | 1 | 1 | 57.6 | Micronic | MP35053 | https://micronic.com/
MP35054 | Micronic 0.50ml Adapter for Push Cap Capper CP400 | 1 | 1 | 57.6 | Micronic | MP35054 | https://micronic.com/
MP35055 | Matrix 1.40ml Adapter for Push Cap Capper CP400 | 1 | 1 | 57.6 | Micronic | MP35055 | https://micronic.com/
MP35056 | Matrix 0.75ml Adapter for Push Cap Capper CP400 | 1 | 1 | 57.6 | Micronic | MP35056 | https://micronic.com/
MP35057 | Matrix 1.40ml Deepwell Plate Adapter for Push Cap Capper CP400 | 1 | 1 | 57.6 | Micronic | MP35057 | https://micronic.com/
MP35058 | Nunc 1.40ml Deepwell Plate Adapter for Push Cap Capper CP400 | 1 | 1 | 57.6 | Micronic | MP35058 | https://micronic.com/
MP35060 | Micronic 1.40ml TRE Adapter for Push Cap Capper CP400 | 1 | 1 | 57.6 | Micronic | MP35060 | https://micronic.com/
MP35061 | Micronic 1.10ml TRE Adapter for Push Cap Capper CP400 | 1 | 1 | 57.6 | Micronic | MP35061 | https://micronic.com/
MP35062 | Micronic 0.80ml TRE Adapter for Push Cap Capper CP400 | 1 | 1 | 57.6 | Micronic | MP35062 | https://micronic.com/
MP35063 | Micronic 0.75ml TRE Adapter for Push Cap Capper CP400 | 1 | 1 | 57.6 | Micronic | MP35063 | https://micronic.com/
MP35064 | Micronic 0.40ml TRE Adapter for Push Cap Capper CP400 | 1 | 1 | 57.6 | Micronic | MP35064 | https://micronic.com/
MP35065 | Micronic 0.30ml TRE Adapter for Push Cap Capper CP400 | 1 | 1 | 57.6 | Micronic | MP35065 | https://micronic.com/
MP54000 | Manual Decapper-1 | 1 | 1 | 51 | Micronic | MP54000 | https://micronic.com/
MP54001 | Manual Decapper-8 | 1 | 1 | 66 | Micronic | MP54001 | https://micronic.com/
MP65010 | Manual Decapper-8 Aluminum | 1 | 1 | 300 | Micronic | MP65010 | https://micronic.com/
MP35480 | Micronic Screw Cap Recapper CS100 for Micronic Screw Caps (TRE) | 1 | 1 | 228 | Micronic | MP35480 | https://micronic.com/
MP35481 | Micronic Screw Cap Recapper CS100 for Micronic Screw Caps (TRI) | 1 | 1 | 228 | Micronic | MP35481 | https://micronic.com/
MP35482 | Micronic Screw Cap Recapper CS100 for Micronic Low Profile Screw Caps (TRI) | 1 | 1 | 228 | Micronic | MP35482 | https://micronic.com/
MP35483 | Micronic Screw Cap Recapper CS100 for Matrix Screw Caps (TRI) | 1 | 1 | 228 | Micronic | MP35483 | https://micronic.com/
MP35484 | Micronic Screw Cap Recapper CS100 for FluidX Screw Caps (TRE) | 1 | 1 | 228 | Micronic | MP35484 | https://micronic.com/
MP35485 | Micronic Screw Cap Recapper CS100 for FluidX Screw Caps (TRI) | 1 | 1 | 228 | Micronic | MP35485 | https://micronic.com/
MP35486 | Micronic Screw Cap Recapper CS100 for FluidX 2K Screw Caps (TRI) | 1 | 1 | 228 | Micronic | MP35486 | https://micronic.com/
MP35487 | Micronic Screw Cap Recapper CS100 for LVL Screw Caps (TRE) | 1 | 1 | 228 | Micronic | MP35487 | https://micronic.com/
MP35488 | Micronic Screw Cap Recapper CS100 for LVL Screw Caps (TRI) | 1 | 1 | 228 | Micronic | MP35488 | https://micronic.com/
MP35489 | Micronic Screw Cap Recapper CS100 for Nunc Screw Caps (TRI) | 1 | 1 | 228 | Micronic | MP35489 | https://micronic.com/
MP35498 | Micronic Screw Cap Recapper CS100 for Eppendorf Screw Caps (TRE) | 1 | 1 | 228 | Micronic | MP35498 | https://micronic.com/
MP35490 | Micronic Screw Cap Recapper CS110 for Micronic Screw Caps (TRE) | 1 | 1 | 228 | Micronic | MP35490 | https://micronic.com/
MP35491 | Micronic Screw Cap Recapper CS110 for Micronic Screw Caps (TRI) | 1 | 1 | 228 | Micronic | MP35491 | https://micronic.com/
MP35494 | Micronic Screw Cap Recapper CS110 for Eppendorf Screw Caps (TRE) | 1 | 1 | 228 | Micronic | MP35494 | https://micronic.com/
MP35492 | Micronic Screw Cap Recapper CS120 for Micronic Screw Caps (TRE) | 1 | 1 | 228 | Micronic | MP35492 | https://micronic.com/
MP35493 | Micronic Screw Cap Recapper CS120 for Micronic Screw Caps (TRI) | 1 | 1 | 228 | Micronic | MP35493 | https://micronic.com/
MP54004 | Screw Cap Remover | 1 | 1 | 25.2 | Micronic | MP54004 | https://micronic.com/
MP54006 | Low Profile Screw Cap Remover | 1 | 1 | 29.4 | Micronic | MP54006 | https://micronic.com/
MP35020 | Micronic Push Cap Capper CP600 (for tubes sizes up to 1.40ml in 96-format) | 1 | 1 | 5142 | Micronic | MP35020 | https://micronic.com/
MP35021 | Micronic Push Cap Capper CP610 (for tubes sizes up to 2.00ml in 96-format) | 1 | 1 | 6000 | Micronic | MP35021 | https://micronic.com/
MP35420 | Micronic Screw Cap Recapper CS500 for Micronic Screw Caps (TRE) | 1 | 1 | 4632 | Micronic | MP35420 | https://micronic.com/
MP35421 | Micronic Screw Cap Recapper CS500 for Micronic Screw Caps (TRI) | 1 | 1 | 4632 | Micronic | MP35421 | https://micronic.com/
MP35422 | Micronic Screw Cap Recapper CS500 for Micronic Low Profile Screw Caps (TRI) | 1 | 1 | 4632 | Micronic | MP35422 | https://micronic.com/
MP35423 | Micronic Screw Cap Recapper CS500 for Matrix Screw Caps (TRI) | 1 | 1 | 4632 | Micronic | MP35423 | https://micronic.com/
MP35424 | Micronic Screw Cap Recapper CS500 for FluidX Screw Caps (TRE) | 1 | 1 | 4632 | Micronic | MP35424 | https://micronic.com/
MP35425 | Micronic Screw Cap Recapper CS500 for FluidX Screw Caps (TRI) | 1 | 1 | 4632 | Micronic | MP35425 | https://micronic.com/
MP35426 | Micronic Screw Cap Recapper CS500 for FluidX 2K Screw Caps (TRI) | 1 | 1 | 4632 | Micronic | MP35426 | https://micronic.com/
MP35427 | Micronic Screw Cap Recapper CS500 for LVL Screw Caps (TRE) | 1 | 1 | 4632 | Micronic | MP35427 | https://micronic.com/
MP35428 | Micronic Screw Cap Recapper CS500 for LVL Screw Caps (TRI) | 1 | 1 | 4632 | Micronic | MP35428 | https://micronic.com/
MP35429 | Micronic Screw Cap Recapper CS500 for Nunc Screw Caps (TRI) | 1 | 1 | 4632 | Micronic | MP35429 | https://micronic.com/
MP35440 | Micronic Screw Cap Recapper CS510 for Micronic Screw Caps (TRE) | 1 | 1 | 4632 | Micronic | MP35440 | https://micronic.com/
MP35441 | Micronic Screw Cap Recapper CS510 for Micronic Screw Caps (TRI) | 1 | 1 | 4632 | Micronic | MP35441 | https://micronic.com/
MP35445 | Micronic Screw Cap Recapper CS520 for Micronic Screw Caps (TRE) | 1 | 1 | 4632 | Micronic | MP35445 | https://micronic.com/
MP35446 | Micronic Screw Cap Recapper CS520 for Micronic Screw Caps (TRI) | 1 | 1 | 4632 | Micronic | MP35446 | https://micronic.com/
MP35495 | Micronic Docking Station for CS500 line | 1 | 1 | 3600 | Micronic | MP35495 | https://micronic.com/
MP54007 | Tube Selector Tool | 1 | 1 | 3552 | Micronic | MP54007 | https://micronic.com/
PER07S | LABORATORINIS ŠALDYTUVAS | 1 | 1 | 1600 | Infrico Medcare | PER07S | https://infricomedcare.com/en/
PER07G | LABORATORINIS ŠALDYTUVAS | 1 | 1 | 1700 | Infrico Medcare | PER07G | https://infricomedcare.com/en/
PER15S | LABORATORINIS ŠALDYTUVAS | 1 | 1 | 1800 | Infrico Medcare | PER15S | https://infricomedcare.com/en/
PER15G | LABORATORINIS ŠALDYTUVAS | 1 | 1 | 1900 | Infrico Medcare | PER15G | https://infricomedcare.com/en/
PER36S | LABORATORINIS ŠALDYTUVAS | 1 | 1 | 2200 | Infrico Medcare | PER36S | https://infricomedcare.com/en/
PER36G | LABORATORINIS ŠALDYTUVAS | 1 | 1 | 2300 | Infrico Medcare | PER36G | https://infricomedcare.com/en/
PTR17IS | FARMACINIS ŠALDYTUVAS | 1 | 1 | 3230 | Infrico Medcare | PTR17IS | https://infricomedcare.com/en/
PTR17IG | FARMACINIS ŠALDYTUVAS | 1 | 1 | 3340 | Infrico Medcare | PTR17IG | https://infricomedcare.com/en/
PTR25IS | FARMACINIS ŠALDYTUVAS | 1 | 1 | 3230 | Infrico Medcare | PTR25IS | https://infricomedcare.com/en/
PTR25IG | FARMACINIS ŠALDYTUVAS | 1 | 1 | 3550 | Infrico Medcare | PTR25IG | https://infricomedcare.com/en/
PTR30IS | FARMACINIS ŠALDYTUVAS | 1 | 1 | 3440 | Infrico Medcare | PTR30IS | https://infricomedcare.com/en/
PTR30IG | FARMACINIS ŠALDYTUVAS | 1 | 1 | 3550 | Infrico Medcare | PTR30IG | https://infricomedcare.com/en/
PTR40IS | FARMACINIS ŠALDYTUVAS | 1 | 1 | 3550 | Infrico Medcare | PTR40IS | https://infricomedcare.com/en/
PTR40IG | FARMACINIS ŠALDYTUVAS | 1 | 1 | 3550 | Infrico Medcare | PTR40IG | https://infricomedcare.com/en/
PTR50IS | FARMACINIS ŠALDYTUVAS | 1 | 1 | 3760 | Infrico Medcare | PTR50IS | https://infricomedcare.com/en/
PTR50IG | FARMACINIS ŠALDYTUVAS | 1 | 1 | 3970 | Infrico Medcare | PTR50IG | https://infricomedcare.com/en/
PTR65IS | FARMACINIS ŠALDYTUVAS | 1 | 1 | 4610 | Infrico Medcare | PTR65IS | https://infricomedcare.com/en/
PTR65IG | FARMACINIS ŠALDYTUVAS | 1 | 1 | 4830 | Infrico Medcare | PTR65IG | https://infricomedcare.com/en/
PTR80IS | FARMACINIS ŠALDYTUVAS | 1 | 1 | 5040 | Infrico Medcare | PTR80IS | https://infricomedcare.com/en/
PTR80IG | FARMACINIS ŠALDYTUVAS | 1 | 1 | 5150 | Infrico Medcare | PTR80IG | https://infricomedcare.com/en/
PTR130IS | FARMACINIS ŠALDYTUVAS | 1 | 1 | 5780 | Infrico Medcare | PTR130IS | https://infricomedcare.com/en/
PTR130IG | FARMACINIS ŠALDYTUVAS | 1 | 1 | 5890 | Infrico Medcare | PTR130IG | https://infricomedcare.com/en/
BBTR17S | KRAUJO ŠALDYTUVAS | 1 | 1 | 3120 | Infrico Medcare | BBTR17S | https://infricomedcare.com/en/
BBTR17G | KRAUJO ŠALDYTUVAS | 1 | 1 | 3230 | Infrico Medcare | BBTR17G | https://infricomedcare.com/en/
BBTR25S | KRAUJO ŠALDYTUVAS | 1 | 1 | 3550 | Infrico Medcare | BBTR25S | https://infricomedcare.com/en/
BBTR25G | KRAUJO ŠALDYTUVAS | 1 | 1 | 3660 | Infrico Medcare | BBTR25G | https://infricomedcare.com/en/
BBTR40S | KRAUJO ŠALDYTUVAS | 1 | 1 | 4190 | Infrico Medcare | BBTR40S | https://infricomedcare.com/en/
BBTR40G | KRAUJO ŠALDYTUVAS | 1 | 1 | 4400 | Infrico Medcare | BBTR40G | https://infricomedcare.com/en/
BBTR70S | KRAUJO ŠALDYTUVAS | 1 | 1 | 4290 | Infrico Medcare | BBTR70S | https://infricomedcare.com/en/
BBTR70G | KRAUJO ŠALDYTUVAS | 1 | 1 | 4510 | Infrico Medcare | BBTR70G | https://infricomedcare.com/en/
BBTR140S | KRAUJO ŠALDYTUVAS | 1 | 1 | 5890 | Infrico Medcare | BBTR140S | https://infricomedcare.com/en/
BBTR140G | KRAUJO ŠALDYTUVAS | 1 | 1 | 6420 | Infrico Medcare | BBTR140G | https://infricomedcare.com/en/
LER07S | LABORATORINIS ŠALDYTUVAS | 1 | 1 | 1630 | Infrico Medcare | LER07S | https://infricomedcare.com/en/
LER07G | LABORATORINIS ŠALDYTUVAS | 1 | 1 | 1630 | Infrico Medcare | LER07G | https://infricomedcare.com/en/
LER15S | LABORATORINIS ŠALDYTUVAS | 1 | 1 | 1740 | Infrico Medcare | LER15S | https://infricomedcare.com/en/
LER15G | LABORATORINIS ŠALDYTUVAS | 1 | 1 | 1850 | Infrico Medcare | LER15G | https://infricomedcare.com/en/
LER36S | LABORATORINIS ŠALDYTUVAS | 1 | 1 | 2170 | Infrico Medcare | LER36S | https://infricomedcare.com/en/
LER36G | LABORATORINIS ŠALDYTUVAS | 1 | 1 | 2270 | Infrico Medcare | LER36G | https://infricomedcare.com/en/
LTR17SD | LABORATORINIS ŠALDYTUVAS | 1 | 1 | 2170 | Infrico Medcare | LTR17SD | https://infricomedcare.com/en/
LTR17GD | LABORATORINIS ŠALDYTUVAS | 1 | 1 | 2270 | Infrico Medcare | LTR17GD | https://infricomedcare.com/en/
LTR25SD | LABORATORINIS ŠALDYTUVAS | 1 | 1 | 2380 | Infrico Medcare | LTR25SD | https://infricomedcare.com/en/
LTR25GD | LABORATORINIS ŠALDYTUVAS | 1 | 1 | 2490 | Infrico Medcare | LTR25GD | https://infricomedcare.com/en/
LTR40SD | LABORATORINIS ŠALDYTUVAS | 1 | 1 | 2700 | Infrico Medcare | LTR40SD | https://infricomedcare.com/en/
LTR40GD | LABORATORINIS ŠALDYTUVAS | 1 | 1 | 2910 | Infrico Medcare | LTR40GD | https://infricomedcare.com/en/
LTR50SD | LABORATORINIS ŠALDYTUVAS | 1 | 1 | 2700 | Infrico Medcare | LTR50SD | https://infricomedcare.com/en/
LTR50GD | LABORATORINIS ŠALDYTUVAS | 1 | 1 | 2910 | Infrico Medcare | LTR50GD | https://infricomedcare.com/en/
LTR65SD | LABORATORINIS ŠALDYTUVAS | 1 | 1 | 3230 | Infrico Medcare | LTR65SD | https://infricomedcare.com/en/
LTR65GD | LABORATORINIS ŠALDYTUVAS | 1 | 1 | 3440 | Infrico Medcare | LTR65GD | https://infricomedcare.com/en/
LTR80SD | LABORATORINIS ŠALDYTUVAS | 1 | 1 | 3340 | Infrico Medcare | LTR80SD | https://infricomedcare.com/en/
LTR80GD | LABORATORINIS ŠALDYTUVAS | 1 | 1 | 3660 | Infrico Medcare | LTR80GD | https://infricomedcare.com/en/
LTR130SD | LABORATORINIS ŠALDYTUVAS | 1 | 1 | 4400 | Infrico Medcare | LTR130SD | https://infricomedcare.com/en/
LTR130GD | LABORATORINIS ŠALDYTUVAS | 1 | 1 | 4720 | Infrico Medcare | LTR130GD | https://infricomedcare.com/en/
LEF15S | LABORATORINIS ŠALDIKLIS | 1 | 1 | 2060 | Infrico Medcare | LEF15S | https://infricomedcare.com/en/
LTF25SD | LABORATORINIS ŠALDIKLIS | 1 | 1 | 2700 | Infrico Medcare | LTF25SD | https://infricomedcare.com/en/
LTF40SD | LABORATORINIS ŠALDIKLIS | 1 | 1 | 3230 | Infrico Medcare | LTF40SD | https://infricomedcare.com/en/
LTF43SD | LABORATORINIS ŠALDIKLIS | 1 | 1 | 2380 | Infrico Medcare | LTF43SD | https://infricomedcare.com/en/
LEF60S | LABORATORINIS ŠALDIKLIS | 1 | 1 | 3020 | Infrico Medcare | LEF60S | https://infricomedcare.com/en/
LTF65SD | LABORATORINIS ŠALDIKLIS | 1 | 1 | 3970 | Infrico Medcare | LTF65SD | https://infricomedcare.com/en/
LTF65GD | LABORATORINIS ŠALDIKLIS | 1 | 1 | 4080 | Infrico Medcare | LTF65GD | https://infricomedcare.com/en/
LTF80SD | LABORATORINIS ŠALDIKLIS | 1 | 1 | 4290 | Infrico Medcare | LTF80SD | https://infricomedcare.com/en/
LTF130SD | LABORATORINIS ŠALDIKLIS | 1 | 1 | 4400 | Infrico Medcare | LTF130SD | https://infricomedcare.com/en/
LTRF130SD | LABORATORINIS ŠALDIKLIS | 1 | 1 | 5680 | Infrico Medcare | LTRF130SD | https://infricomedcare.com/en/
LEUF60S | LABORATORINIS ŠALDIKLIS | 1 | 1 | 3340 | Infrico Medcare | LEUF60S | https://infricomedcare.com/en/
LTUF25S | LABORATORINIS ŠALDIKLIS | 1 | 1 | 3970 | Infrico Medcare | LTUF25S | https://infricomedcare.com/en/
LTUF40S | LABORATORINIS ŠALDIKLIS | 1 | 1 | 4610 | Infrico Medcare | LTUF40S | https://infricomedcare.com/en/
LTUF65S | LABORATORINIS ŠALDIKLIS | 1 | 1 | 5460 | Infrico Medcare | LTUF65S | https://infricomedcare.com/en/
LTUF80S | LABORATORINIS ŠALDIKLIS | 1 | 1 | 7060 | Infrico Medcare | LTUF80S | https://infricomedcare.com/en/
ULF50040 | LABORATORINIS ŠALDIKLIS | 1 | 1 | 8120 | Infrico Medcare | ULF50040 | https://infricomedcare.com/en/
ULF70040 | LABORATORINIS ŠALDIKLIS | 1 | 1 | 8870 | Infrico Medcare | ULF70040 | https://infricomedcare.com/en/
ULF11086 | ULTRA ŽEMOS TEMPERATŪROS ŠALDIKLIS | 1 | 1 | 5890 | Infrico Medcare | ULF11086 | https://infricomedcare.com/en/
ULF40086 | ULTRA ŽEMOS TEMPERATŪROS ŠALDIKLIS | 1 | 1 | 8020 | Infrico Medcare | ULF40086 | https://infricomedcare.com/en/
ULF50086 | ULTRA ŽEMOS TEMPERATŪROS ŠALDIKLIS | 1 | 1 | 8760 | Infrico Medcare | ULF50086 | https://infricomedcare.com/en/
ULF70086 | ULTRA ŽEMOS TEMPERATŪROS ŠALDIKLIS | 1 | 1 | 9510 | Infrico Medcare | ULF70086 | https://infricomedcare.com/en/
ULF80086 | ULTRA ŽEMOS TEMPERATŪROS ŠALDIKLIS | 1 | 1 | 10470 | Infrico Medcare | ULF80086 | https://infricomedcare.com/en/
CLF50086 | ULTRA ŽEMOS TEMPERATŪROS ŠALDIKLIS | 1 | 1 | 8020 | Infrico Medcare | CLF50086 | https://infricomedcare.com/en/
CLF70086 | ULTRA ŽEMOS TEMPERATŪROS ŠALDIKLIS | 1 | 1 | 8760 | Infrico Medcare | CLF70086 | https://infricomedcare.com/en/
507F01 | ŠALDYTUVO / ŠALDIKLIO STOVAS | 1 | 1 | 710 | Infrico Medcare | 507F01 | https://infricomedcare.com/en/
507F03 | ŠALDYTUVO / ŠALDIKLIO STOVAS | 1 | 1 | 710 | Infrico Medcare | 507F03 | https://infricomedcare.com/en/
507F10 | ŠALDYTUVO / ŠALDIKLIO STOVAS | 1 | 1 | 700 | Infrico Medcare | 507F10 | https://infricomedcare.com/en/
507F14 | ŠALDYTUVO / ŠALDIKLIO STOVAS | 1 | 1 | 700 | Infrico Medcare | 507F14 | https://infricomedcare.com/en/
507F15 | ŠALDYTUVO / ŠALDIKLIO STOVAS | 1 | 1 | 700 | Infrico Medcare | 507F15 | https://infricomedcare.com/en/
507F20 | ŠALDYTUVO / ŠALDIKLIO STOVAS | 1 | 1 | 730 | Infrico Medcare | 507F20 | https://infricomedcare.com/en/
507F21 | ŠALDYTUVO / ŠALDIKLIO STOVAS | 1 | 1 | 700 | Infrico Medcare | 507F21 | https://infricomedcare.com/en/
507F02 | ŠALDYTUVO / ŠALDIKLIO STOVAS | 1 | 1 | 710 | Infrico Medcare | 507F02 | https://infricomedcare.com/en/
507F04 | ŠALDYTUVO / ŠALDIKLIO STOVAS | 1 | 1 | 680 | Infrico Medcare | 507F04 | https://infricomedcare.com/en/
507F05 | ŠALDYTUVO / ŠALDIKLIO STOVAS | 1 | 1 | 670 | Infrico Medcare | 507F05 | https://infricomedcare.com/en/
507F06 | ŠALDYTUVO / ŠALDIKLIO STOVAS | 1 | 1 | 650 | Infrico Medcare | 507F06 | https://infricomedcare.com/en/
507F07 | ŠALDYTUVO / ŠALDIKLIO STOVAS | 1 | 1 | 660 | Infrico Medcare | 507F07 | https://infricomedcare.com/en/
507F08 | ŠALDYTUVO / ŠALDIKLIO STOVAS | 1 | 1 | 700 | Infrico Medcare | 507F08 | https://infricomedcare.com/en/
507F09 | ŠALDYTUVO / ŠALDIKLIO STOVAS | 1 | 1 | 690 | Infrico Medcare | 507F09 | https://infricomedcare.com/en/
507F11 | ŠALDYTUVO / ŠALDIKLIO STOVAS | 1 | 1 | 700 | Infrico Medcare | 507F11 | https://infricomedcare.com/en/
507F12 | ŠALDYTUVO / ŠALDIKLIO STOVAS | 1 | 1 | 680 | Infrico Medcare | 507F12 | https://infricomedcare.com/en/
507F13 | ŠALDYTUVO / ŠALDIKLIO STOVAS | 1 | 1 | 660 | Infrico Medcare | 507F13 | https://infricomedcare.com/en/
507F16 | ŠALDYTUVO / ŠALDIKLIO STOVAS | 1 | 1 | 680 | Infrico Medcare | 507F16 | https://infricomedcare.com/en/
507F17 | ŠALDYTUVO / ŠALDIKLIO STOVAS | 1 | 1 | 660 | Infrico Medcare | 507F17 | https://infricomedcare.com/en/
507F18 | ŠALDYTUVO / ŠALDIKLIO STOVAS | 1 | 1 | 660 | Infrico Medcare | 507F18 | https://infricomedcare.com/en/
507F19 | ŠALDYTUVO / ŠALDIKLIO STOVAS | 1 | 1 | 640 | Infrico Medcare | 507F19 | https://infricomedcare.com/en/
INF-PRIED | ŠALDYTUVO / ŠALDIKLIO PRIEDAI | 1 | 1 | 1630 | Infrico Medcare | INF-PRIED | https://infricomedcare.com/en/
7010101001 | Mechaninės pipetės -TopPette 0.1-2.5μl | 1 | 1 | 60 | Dlab | 7010101001 | http://www.dlabsci.com/english/index.htm
7010101004 | Mechaninės pipetės -TopPette0.5-10μl | 1 | 1 | 60 | Dlab | 7010101004 | http://www.dlabsci.com/english/index.htm
7010101006 | Mechaninės pipetės -TopPette 5-50μl | 1 | 1 | 60 | Dlab | 7010101006 | http://www.dlabsci.com/english/index.htm
7010101005 | Mechaninės pipetės -TopPette 2-20μl | 1 | 1 | 60 | Dlab | 7010101005 | http://www.dlabsci.com/english/index.htm
7010101008 | Mechaninės pipetės -TopPette 10-100μl | 1 | 1 | 60 | Dlab | 7010101008 | http://www.dlabsci.com/english/index.htm
7010101009 | Mechaninės pipetės -TopPette 20-200μl | 1 | 1 | 60 | Dlab | 7010101009 | http://www.dlabsci.com/english/index.htm
7010101011 | Mechaninės pipetės -TopPette 50-200μl | 1 | 1 | 60 | Dlab | 7010101011 | http://www.dlabsci.com/english/index.htm
7010101014 | Mechaninės pipetės -TopPette 100-1000μl | 1 | 1 | 60 | Dlab | 7010101014 | http://www.dlabsci.com/english/index.htm
7010101016 | Mechaninės pipetės -TopPette 200-1000μl | 1 | 1 | 60 | Dlab | 7010101016 | http://www.dlabsci.com/english/index.htm
7010101017 | Mechaninės pipetės -TopPette 1000-5000μl | 1 | 1 | 60 | Dlab | 7010101017 | http://www.dlabsci.com/english/index.htm
7010101033 | Mechaninės pipetės -TopPette 2-10ml | 1 | 1 | 60 | Dlab | 7010101033 | http://www.dlabsci.com/english/index.htm
7010102018 | 5μl | 1 | 1 | 50 | Dlab | 7010102018 | http://www.dlabsci.com/english/index.htm
7010102019 | 10μl | 1 | 1 | 50 | Dlab | 7010102019 | http://www.dlabsci.com/english/index.htm
7010102020 | 20μl | 1 | 1 | 50 | Dlab | 7010102020 | http://www.dlabsci.com/english/index.htm
7010102021 | 25μl | 1 | 1 | 50 | Dlab | 7010102021 | http://www.dlabsci.com/english/index.htm
7010102022 | 50μl | 1 | 1 | 50 | Dlab | 7010102022 | http://www.dlabsci.com/english/index.htm
7010102023 | 100μl | 1 | 1 | 50 | Dlab | 7010102023 | http://www.dlabsci.com/english/index.htm
7010102024 | 200μl | 1 | 1 | 50 | Dlab | 7010102024 | http://www.dlabsci.com/english/index.htm
7010102025 | 250μl | 1 | 1 | 50 | Dlab | 7010102025 | http://www.dlabsci.com/english/index.htm
7010102026 | 500μl | 1 | 1 | 50 | Dlab | 7010102026 | http://www.dlabsci.com/english/index.htm
7010102027 | 1000μl | 1 | 1 | 50 | Dlab | 7010102027 | http://www.dlabsci.com/english/index.htm
7010102028 | 2000μl | 1 | 1 | 50 | Dlab | 7010102028 | http://www.dlabsci.com/english/index.htm
7010102029 | 5000μl | 1 | 1 | 50 | Dlab | 7010102029 | http://www.dlabsci.com/english/index.htm
7010103004 | 8 kanalų 0.5-10μl | 1 | 1 | 300 | Dlab | 7010103004 | http://www.dlabsci.com/english/index.htm
7010103006 | 8 kanalų 5-50μl | 1 | 1 | 300 | Dlab | 7010103006 | http://www.dlabsci.com/english/index.htm
7010103012 | 8 kanalų 50-300μl | 1 | 1 | 300 | Dlab | 7010103012 | http://www.dlabsci.com/english/index.htm
7010104004 | 12 kanalų 0.5-10μl | 1 | 1 | 320 | Dlab | 7010104004 | http://www.dlabsci.com/english/index.htm
7010104006 | 12 kanalų 5-50μl | 1 | 1 | 320 | Dlab | 7010104006 | http://www.dlabsci.com/english/index.htm
7010104012 | 12 kanalų 50-300μl | 1 | 1 | 320 | Dlab | 7010104012 | http://www.dlabsci.com/english/index.htm
7016201001 | dPette+ 0.5-10μl | 1 | 1 | 600 | Dlab | 7016201001 | http://www.dlabsci.com/english/index.htm
7016201002 | dPette+5-50μl | 1 | 1 | 600 | Dlab | 7016201002 | http://www.dlabsci.com/english/index.htm
7016201003 | dPette+ 30-300μl | 1 | 1 | 600 | Dlab | 7016201003 | http://www.dlabsci.com/english/index.htm
7016201004 | dPette+100-1000μl | 1 | 1 | 600 | Dlab | 7016201004 | http://www.dlabsci.com/english/index.htm
7035100000 | Vacuum aspiration system SAFEVAC | 1 | 1 | 1000 | Dlab | 7035100000 | http://www.dlabsci.com/english/index.htm
7035200001 | Vacuum aspiration system EcoVAC | 1 | 1 | 700 | Dlab | 7035200001 | http://www.dlabsci.com/english/index.htm
7032100001 | DispensMate -Without Brown reagent bottle 0.5-5ml | 1 | 1 | 200 | Dlab | 7032100001 | http://www.dlabsci.com/english/index.htm
7032100002 | DispensMate -Without Brown reagent bottle 1-10ml | 1 | 1 | 200 | Dlab | 7032100002 | http://www.dlabsci.com/english/index.htm
7032100003 | DispensMate -Without Brown reagent bottle 2.5-25ml | 1 | 1 | 220 | Dlab | 7032100003 | http://www.dlabsci.com/english/index.htm
7032100004 | DispensMate -Without Brown reagent bottle 5-50ml | 1 | 1 | 220 | Dlab | 7032100004 | http://www.dlabsci.com/english/index.htm
7032212005 | DispensMate-S, Second Generation, without Brown Reagent Bottle 10-100ml | 1 | 1 | 350 | Dlab | 7032212005 | http://www.dlabsci.com/english/index.htm
7032212004 | DispensMate-S, Second Generation, without Brown Reagent Bottle 5-50ml | 1 | 1 | 350 | Dlab | 7032212004 | http://www.dlabsci.com/english/index.htm
7032212003 | DispensMate-S, Second Generation, without Brown Reagent Bottle 2.5-25ml | 1 | 1 | 300 | Dlab | 7032212003 | http://www.dlabsci.com/english/index.htm
7032212002 | DispensMate-S, Second Generation, without Brown Reagent Bottle 1.0-10ml | 1 | 1 | 300 | Dlab | 7032212002 | http://www.dlabsci.com/english/index.htm
7032212001 | DispensMate-S, Second Generation, without Brown Reagent Bottle 0.5-5ml | 1 | 1 | 300 | Dlab | 7032212001 | http://www.dlabsci.com/english/index.htm
7032111005 | DispensMate-Pro, Second Generation, with glass piston, without Brown Reagent Bottle 10-100 ml | 1 | 1 | 450 | Dlab | 7032111005 | http://www.dlabsci.com/english/index.htm
7032111004 | DispensMate-Pro, Second Generation, with glass piston, without Brown Reagent Bottle 5-50 ml | 1 | 1 | 450 | Dlab | 7032111004 | http://www.dlabsci.com/english/index.htm
7032111003 | DispensMate-Pro, Second Generation, with glass piston, without Brown Reagent Bottle 2,5-25 ml | 1 | 1 | 400 | Dlab | 7032111003 | http://www.dlabsci.com/english/index.htm
7032111002 | DispensMate-Pro, Second Generation, with glass piston, without Brown Reagent Bottle 1,0-10 ml | 1 | 1 | 400 | Dlab | 7032111002 | http://www.dlabsci.com/english/index.htm
7032111001 | DispensMate-Pro, Second Generation, with glass piston, without Brown Reagent Bottle 0,5-5 ml | 1 | 1 | 400 | Dlab | 7032111001 | http://www.dlabsci.com/english/index.htm
7017100001 | Digital Burette 0.01-99.99ml | 1 | 1 | 1000 | Dlab | 7017100001 | http://www.dlabsci.com/english/index.htm
7012300001 | Digital Bottle Top Dispenser 0.01-99.99ml | 1 | 1 | 700 | Dlab | 7012300001 | http://www.dlabsci.com/english/index.htm
5032101200 | HB120-S | 1 | 1 | 400 | Dlab | 5032101200 | http://www.dlabsci.com/english/index.htm
18900218 | Heating block, used for 0.2mL tubes, 54 holes | 1 | 1 | 200 | Dlab | 18900218 | http://www.dlabsci.com/english/index.htm
18900219 | Heating block, used for 0.5mL tubes, 40 holes | 1 | 1 | 200 | Dlab | 18900219 | http://www.dlabsci.com/english/index.htm
18900253 | Heating block, used for 1.5mL tubes, 40 holes | 1 | 1 | 200 | Dlab | 18900253 | http://www.dlabsci.com/english/index.htm
18900220 | Heating block, used for 2mL tubes, 40 holes | 1 | 1 | 200 | Dlab | 18900220 | http://www.dlabsci.com/english/index.htm
18900546 | Heating block, used for 5mL blood collection tube, 45 holes | 1 | 1 | 200 | Dlab | 18900546 | http://www.dlabsci.com/english/index.htm
18900221 | Heating block, used for 5/15mL tubes, 28 holes | 1 | 1 | 200 | Dlab | 18900221 | http://www.dlabsci.com/english/index.htm
18900222 | Heating block, used for 50mL tubes, 8 holes | 1 | 1 | 200 | Dlab | 18900222 | http://www.dlabsci.com/english/index.htm
18900223 | Heating block, used for 96/384 microplate | 1 | 1 | 200 | Dlab | 18900223 | http://www.dlabsci.com/english/index.htm
18900224 | Heating block, used for 0.2mL, 0.5mL and 1.5/2mL tubes , 18 holes each volume | 1 | 1 | 200 | Dlab | 18900224 | http://www.dlabsci.com/english/index.htm
18900274 | Heating block, used for 0.2mL tubes, 54 holes (thin) | 1 | 1 | 200 | Dlab | 18900274 | http://www.dlabsci.com/english/index.htm
18900275 | Heating block, used for 0.5mL tubes, 40 holes (thin) | 1 | 1 | 200 | Dlab | 18900275 | http://www.dlabsci.com/english/index.htm
18900276 | Heating block, used for 1.5mL tubes, 40 holes (thin) | 1 | 1 | 200 | Dlab | 18900276 | http://www.dlabsci.com/english/index.htm
18900277 | Heating block, used for 2mL tubes, 40 holes (thin) | 1 | 1 | 200 | Dlab | 18900277 | http://www.dlabsci.com/english/index.htm
18900279 | Heating block, used for 96/384 microplate (thin) | 1 | 1 | 200 | Dlab | 18900279 | http://www.dlabsci.com/english/index.htm
18900278 | Heating block, used for 0.2mL, 0.5mL and 1.5/2mL tubes , 18 holes each volume (thin) | 1 | 1 | 200 | Dlab | 18900278 | http://www.dlabsci.com/english/index.htm
18900504 | Heating block, used for 8 PCR strips and 96 PCR microplate (thin) | 1 | 1 | 200 | Dlab | 18900504 | http://www.dlabsci.com/english/index.htm
5032101210 | HB150-S1 | 1 | 1 | 450 | Dlab | 5032101210 | http://www.dlabsci.com/english/index.htm
5032111210 | HB150-S2 | 1 | 1 | 650 | Dlab | 5032111210 | http://www.dlabsci.com/english/index.htm
5032101213 | HB105-S1 | 1 | 1 | 450 | Dlab | 5032101213 | http://www.dlabsci.com/english/index.htm
5032111213 | HB105-S2 | 1 | 1 | 600 | Dlab | 5032111213 | http://www.dlabsci.com/english/index.htm
5032141212 | HB60-S | 1 | 1 | 400 | Dlab | 5032141212 | http://www.dlabsci.com/english/index.htm
18900459 | Heating block, used for 0.2mL tubes, 30 holes | 1 | 1 | 200 | Dlab | 18900459 | http://www.dlabsci.com/english/index.htm
18900461 | Heating block, used for 1.5mL tubes, 20 holes | 1 | 1 | 200 | Dlab | 18900461 | http://www.dlabsci.com/english/index.htm
18900462 | Heating block, used for 2mL tubes, 20 holes | 1 | 1 | 200 | Dlab | 18900462 | http://www.dlabsci.com/english/index.htm
18900460 | Heating block, used for 0.5mL tubes, 20 holes-H | 1 | 1 | 200 | Dlab | 18900460 | http://www.dlabsci.com/english/index.htm
18900463 | Heating block, used for 5mL tubes, 12 holes-H | 1 | 1 | 200 | Dlab | 18900463 | http://www.dlabsci.com/english/index.htm
18900464 | Heating block, used for 15mL tubes, 12 holes-H | 1 | 1 | 200 | Dlab | 18900464 | http://www.dlabsci.com/english/index.htm
18900465 | Heating block, used for 50mL tubes, 4 holes-H | 1 | 1 | 200 | Dlab | 18900465 | http://www.dlabsci.com/english/index.htm
18900522 | Two-in-one block，bead bath/water bath, for HB105/150-S1 | 1 | 1 | 100 | Dlab | 18900522 | http://www.dlabsci.com/english/index.htm
18900523 | Two-in-one block，bead bath/water bath, for HB120,HB105/150-S2 | 1 | 1 | 100 | Dlab | 18900523 | http://www.dlabsci.com/english/index.htm
18900520 | Aluminum beads, 1kg, used for Two-in-one block | 1 | 1 | 100 | Dlab | 18900520 | http://www.dlabsci.com/english/index.htm
5062103100 | HCM100-Pro | 1 | 1 | 2000 | Dlab | 5062103100 | http://www.dlabsci.com/english/index.htm
5062102100 | HC110-Pro | 1 | 1 | 2000 | Dlab | 5062102100 | http://www.dlabsci.com/english/index.htm
5062104100 | HM100-Pro | 1 | 1 | 2000 | Dlab | 5062104100 | http://www.dlabsci.com/english/index.htm
5062101111 | H100-Pro | 1 | 1 | 2000 | Dlab | 5062101111 | http://www.dlabsci.com/english/index.htm
5042101111 | MiniH100 | 1 | 1 | 600 | Dlab | 5042101111 | http://www.dlabsci.com/english/index.htm
5042102111 | MiniHC100 | 1 | 1 | 700 | Dlab | 5042102111 | http://www.dlabsci.com/english/index.htm
5042132111 | MiniHCL100 | 1 | 1 | 800 | Dlab | 5042132111 | http://www.dlabsci.com/english/index.htm
18900414 | Heating block, used for 0.2mL tubes, 40 holes | 1 | 1 | 170 | Dlab | 18900414 | http://www.dlabsci.com/english/index.htm
18900415 | Heating block, used for 0.5mL tubes, 24 holes | 1 | 1 | 170 | Dlab | 18900415 | http://www.dlabsci.com/english/index.htm
18900416 | Heating block, used for 1.5mL tubes, 15 holes(cone bottom) | 1 | 1 | 170 | Dlab | 18900416 | http://www.dlabsci.com/english/index.htm
18900428 | Heating block, used for 2mL tubes, 15 holes ( round bottom) | 1 | 1 | 170 | Dlab | 18900428 | http://www.dlabsci.com/english/index.htm
18900417 | Heating block, used for 5mL tubes, 6 holes | 1 | 1 | 170 | Dlab | 18900417 | http://www.dlabsci.com/english/index.htm
18900426 | Heating block, used for 15mL tubes, 4 holes | 1 | 1 | 170 | Dlab | 18900426 | http://www.dlabsci.com/english/index.htm
18900427 | Heating block, used for 50ml tubes, 2 holes | 1 | 1 | 170 | Dlab | 18900427 | http://www.dlabsci.com/english/index.htm
18900502 | PCR 8 strips block（0.2ml×40 holes） | 1 | 1 | 170 | Dlab | 18900502 | http://www.dlabsci.com/english/index.htm
18900469 | Heating block, used for 8-well ELISA strip | 1 | 1 | 170 | Dlab | 18900469 | http://www.dlabsci.com/english/index.htm
5042151111 | MiniH100 include 8-well ELISA strip block | 1 | 1 | 550 | Dlab | 5042151111 | http://www.dlabsci.com/english/index.htm
5042161111 | MiniH100 include PCR 8 strips block | 1 | 1 | 550 | Dlab | 5042161111 | http://www.dlabsci.com/english/index.htm
5033101210 | DWB20-S | 1 | 1 | 800 | Dlab | 5033101210 | http://www.dlabsci.com/english/index.htm
5046101100 | ST800-S | 1 | 1 | 800 | Dlab | 5046101100 | http://www.dlabsci.com/english/index.htm
5065101100 | ST800-SA | 1 | 1 | 500 | Dlab | 5065101100 | http://www.dlabsci.com/english/index.htm
5046101000 | ST800-E | 1 | 1 | 500 | Dlab | 5046101000 | http://www.dlabsci.com/english/index.htm
5065101000 | ST800-EA | 1 | 1 | 500 | Dlab | 5065101000 | http://www.dlabsci.com/english/index.htm
5064102300 | TC1000-G | 1 | 1 | 5000 | Dlab | 5064102300 | http://www.dlabsci.com/english/index.htm
5064101300 | TC1000-S | 1 | 1 | 4500 | Dlab | 5064101300 | http://www.dlabsci.com/english/index.htm
5084102300 | Accurate96-x4 | 1 | 1 | 33000 | Dlab | 5084102300 | http://www.dlabsci.com/english/index.htm
5084202300 | Accurate96-x6 | 1 | 1 | 42000 | Dlab | 5084202300 | http://www.dlabsci.com/english/index.htm
4041100000 | Accurate16-T | 1 | 1 | 9000 | Dlab | 4041100000 | http://www.dlabsci.com/english/index.htm
8030101212 | MS-H280-Pro | 1 | 1 | 400 | Dlab | 8030101212 | http://www.dlabsci.com/english/index.htm
8130101212 | MS-H280-Pro package 1 | 1 | 1 | 420 | Dlab | 8130101212 | http://www.dlabsci.com/english/index.htm
8030284200 | MS-PA | 1 | 1 | 250 | Dlab | 8030284200 | http://www.dlabsci.com/english/index.htm
8030294000 | MS-PB | 1 | 1 | 250 | Dlab | 8030294000 | http://www.dlabsci.com/english/index.htm
8030184000 | Flatspin | 1 | 1 | 250 | Dlab | 8030184000 | http://www.dlabsci.com/english/index.htm
18100990 | Protective cover use with MS-H280-Pro | 1 | 1 | 40 | Dlab | 18100990 | http://www.dlabsci.com/english/index.htm
18900016 | Temperature sensor for digital hotplate models,length of 230mm, used for MS-H280-Pro, MS-H-Pro +,MS-H-ProT, MS7-H550-Pro, MS7-H550-S | 1 | 1 | 90 | Dlab | 18900016 | http://www.dlabsci.com/english/index.htm
18900136 | Temperature sensor with glass coated, length of 230mm, used for digital hotplate models, used for MS-H-Pro +, MS-H-ProT,MS7-H550-Pro, MS7-H550-S, MS-H280-Pro | 1 | 1 | 100 | Dlab | 18900136 | http://www.dlabsci.com/english/index.htm
18900084 | Temperature sensor, length of 100mm, used for digital hotplate models, used for MS-H-Pro +,MS-H-ProT, MS7-H550-Pro, MS7-H550-S, MS-H280-Pro | 1 | 1 | 100 | Dlab | 18900084 | http://www.dlabsci.com/english/index.htm
18900540 | Support clamp of PT1000, use with MS-H280-Pro and MS-H380-Pro | 1 | 1 | 50 | Dlab | 18900540 | http://www.dlabsci.com/english/index.htm
18900294 | Set includs support clamp of PT1000, use with MS-H280-Pro and PT1000Temperature sensor | 1 | 1 | 120 | Dlab | 18900294 | http://www.dlabsci.com/english/index.htm
18101006 | Reaction block for 50ml round bottom flask (one flask capacity), suitable for MS-H-Pro+ and MS-H280-Pro | 1 | 1 | 120 | Dlab | 18101006 | http://www.dlabsci.com/english/index.htm
18101007 | Reaction block for 100ml round bottom flask (one flask capacity), suitable for MS-H-Pro+ and MS-H280-Pro | 1 | 1 | 120 | Dlab | 18101007 | http://www.dlabsci.com/english/index.htm
18101008 | Reaction block for 250ml round bottom flask (one flask capacity), suitable for MS-H-Pro+ and MS-H280-Pro | 1 | 1 | 120 | Dlab | 18101008 | http://www.dlabsci.com/english/index.htm
18101009 | Reaction block for 500ml round bottom flask (one flask capacity), suitable for MS-H-Pro+ and MS-H280-Pro | 1 | 1 | 120 | Dlab | 18101009 | http://www.dlabsci.com/english/index.htm
18900259 | Reaction block for 1000ml round bottom flask (one flask capacity), suitable for MS-H-Pro+ and MS-H280-Pro | 1 | 1 | 120 | Dlab | 18900259 | http://www.dlabsci.com/english/index.htm
18900260 | Reaction block for 2000ml round bottom flask (one flask capacity), suitable for MS-H-Pro+ and MS-H280-Pro | 1 | 1 | 120 | Dlab | 18900260 | http://www.dlabsci.com/english/index.htm
8030201110 | MS-H-ProT | 1 | 1 | 650 | Dlab | 8030201110 | http://www.dlabsci.com/english/index.htm
8130231110 | MS-H-ProT package 1 | 1 | 1 | 670 | Dlab | 8130231110 | http://www.dlabsci.com/english/index.htm
8030101110 | MS-H-Pro+ | 1 | 1 | 680 | Dlab | 8030101110 | http://www.dlabsci.com/english/index.htm
8130221110 | MS-H-Pro+ package 1 | 1 | 1 | 680 | Dlab | 8130221110 | http://www.dlabsci.com/english/index.htm
8060221110 | MS-H-ProA | 1 | 1 | 680 | Dlab | 8060221110 | http://www.dlabsci.com/english/index.htm
8030106110 | MS-H-Pro+ | 1 | 1 | 680 | Dlab | 8030106110 | http://www.dlabsci.com/english/index.htm
8130106110 | MS-H-Pro+ aluminum | 1 | 1 | 680 | Dlab | 8130106110 | http://www.dlabsci.com/english/index.htm
8030211010 | MS-H-S | 1 | 1 | 500 | Dlab | 8030211010 | http://www.dlabsci.com/english/index.htm
8030211000 | MS-S | 1 | 1 | 500 | Dlab | 8030211000 | http://www.dlabsci.com/english/index.htm
8030261115 | MS-H380-Pro | 1 | 1 | 500 | Dlab | 8030261115 | http://www.dlabsci.com/english/index.htm
8130261115 | MS-H380-Pro package 1 | 1 | 1 | 520 | Dlab | 8130261115 | http://www.dlabsci.com/english/index.htm
5031151114 | HP380-Pro | 1 | 1 | 450 | Dlab | 5031151114 | http://www.dlabsci.com/english/index.htm
5131151114 | HP380-Pro package 1 | 1 | 1 | 470 | Dlab | 5131151114 | http://www.dlabsci.com/english/index.htm
8030261100 | MS6-Pro | 1 | 1 | 400 | Dlab | 8030261100 | http://www.dlabsci.com/english/index.htm
8030122111 | MS7-H550-Pro | 1 | 1 | 800 | Dlab | 8030122111 | http://www.dlabsci.com/english/index.htm
8130122111 | MS7-H550-Pro package 1 | 1 | 1 | 830 | Dlab | 8130122111 | http://www.dlabsci.com/english/index.htm
8030122211 | MS7-H550-S | 1 | 1 | 700 | Dlab | 8030122211 | http://www.dlabsci.com/english/index.htm
8130122211 | MS7-H550-S package 1 | 1 | 1 | 720 | Dlab | 8130122211 | http://www.dlabsci.com/english/index.htm
5031122211 | HP550-S | 1 | 1 | 550 | Dlab | 5031122211 | http://www.dlabsci.com/english/index.htm
5131122211 | HP550-S package 1 | 1 | 1 | 570 | Dlab | 5131122211 | http://www.dlabsci.com/english/index.htm
8030122000 | MS7-S | 1 | 1 | 550 | Dlab | 8030122000 | http://www.dlabsci.com/english/index.htm
8010194000 | EcoStir(with round work plate) | 1 | 1 | 150 | Dlab | 8010194000 | http://www.dlabsci.com/english/index.htm
8030197000 | EcoStir(with square work plate) | 1 | 1 | 150 | Dlab | 8030197000 | http://www.dlabsci.com/english/index.htm
18900001 | Blue carrying plate，suitable for hotplate，used with MS135.2-7, suitable for MS-H-Pro+ | 1 | 1 | 170 | Dlab | 18900001 | http://www.dlabsci.com/english/index.htm
18900065 | Blue Fixed ring，suitable for hotplate，used with MS135.2-7,suitable for MS-H-Pro+ | 1 | 1 | 170 | Dlab | 18900065 | http://www.dlabsci.com/english/index.htm
18900002 | Red quarter pie, 11 holes，4 ml reaction vessel，Ø15.2mm，20mm depth, used with MS135.1 and MS 135.8,suitable for MS-H-Pro+,MS-H550-Pro, MS7-H550-S | 1 | 1 | 150 | Dlab | 18900002 | http://www.dlabsci.com/english/index.htm
18900003 | Purple quarter pie, 4 holes，20 ml reaction vessel，Ø28mm，24mm depth, used with MS135.1 and MS 135.8 ,suitable for MS-H-Pro+,MS-H550-Pro and MS7-H550-S | 1 | 1 | 150 | Dlab | 18900003 | http://www.dlabsci.com/english/index.htm
18900004 | Blue quarter pie, 4 holes, 30 ml reaction vessel，Ø28mm，30mm depth, used with MS 135.1 and MS 135.8,suitable for MS-H-Pro+,MS-H550-Pro and MS7-H550-S | 1 | 1 | 150 | Dlab | 18900004 | http://www.dlabsci.com/english/index.htm
18900005 | Black quarter pie, 4 holes, 40 ml reaction vessel，Ø28mm，43mm depth, used with MS 135.1 and MS 135.8,suitable for MS-H-Pro+,MS-H550-Pro and MS7-H550-S | 1 | 1 | 120 | Dlab | 18900005 | http://www.dlabsci.com/english/index.htm
18900048 | Green quarter pie，6 holes, 8ml reaction vessel，Ø17.8mm，26mm depth, used with MS135.1 and MS135.8,suitable for MS-H-Pro+,MS-H550-Pro and MS7-H550-S | 1 | 1 | 120 | Dlab | 18900048 | http://www.dlabsci.com/english/index.htm
18900049 | Golden quarter pie，4 holes, 16ml reaction vessel，Ø21.6mm，31.7mm depth, used with MS 135.1 and MS 135.8,suitable for MS-H-Pro+,MS-H550-Pro and MS7-H550-S | 1 | 1 | 120 | Dlab | 18900049 | http://www.dlabsci.com/english/index.htm
18101007 | Reaction block for 100ml round bottom flask (one flask capacity), suitable for MS-H-Pro+ and MS-H280-Pro and MS-H380-Pro | 1 | 1 | 160 | Dlab | 18101007 | http://www.dlabsci.com/english/index.htm
18101008 | Reaction block for 250ml round bottom flask (one flask capacity), suitable for MS-H-Pro+ and MS-H280-Pro and MS-H380-Pro | 1 | 1 | 160 | Dlab | 18101008 | http://www.dlabsci.com/english/index.htm
18101009 | Reaction block for 500ml round bottom flask (one flask capacity), suitable for MS-H-Pro+ and MS-H280-Pro and MS-H380-Pro | 1 | 1 | 160 | Dlab | 18101009 | http://www.dlabsci.com/english/index.htm
18900512 | Aluminum alloy beads 1kg（500ml） | 1 | 1 | 600 | Dlab | 18900512 | http://www.dlabsci.com/english/index.htm
18900513 | 500ml aluminum alloy bead bath block, without beads | 1 | 1 | 400 | Dlab | 18900513 | http://www.dlabsci.com/english/index.htm
18900514 | 1000ml aluminum alloy bead bath block, without beads | 1 | 1 | 700 | Dlab | 18900514 | http://www.dlabsci.com/english/index.htm
18900516 | 500ml aluminum alloy bead bath block, with 500ml beads (18900513 + 18900512) | 1 | 1 | 400 | Dlab | 18900516 | http://www.dlabsci.com/english/index.htm
18900517 | 1000ml aluminum alloy bead bath block, with 1000ml beads (18900514 + 18900512 x 2) | 1 | 1 | 800 | Dlab | 18900517 | http://www.dlabsci.com/english/index.htm
8030271110 | MS-H340-S4 | 1 | 1 | 1800 | Dlab | 8030271110 | http://www.dlabsci.com/english/index.htm
8030140013 | MS-M-S10 | 1 | 1 | 1200 | Dlab | 8030140013 | http://www.dlabsci.com/english/index.htm
8030140000 | MS-H-S10 | 1 | 1 | 1500 | Dlab | 8030140000 | http://www.dlabsci.com/english/index.htm
8033300100 | OS70-Pro | 1 | 1 | 1300 | Dlab | 8033300100 | http://www.dlabsci.com/english/index.htm
8033200200 | OS40-S | 1 | 1 | 1000 | Dlab | 8033200200 | http://www.dlabsci.com/english/index.htm
8033100200 | OS20-S | 1 | 1 | 800 | Dlab | 8033100200 | http://www.dlabsci.com/english/index.htm
8031102000 | MX-S | 1 | 1 | 240 | Dlab | 8031102000 | http://www.dlabsci.com/english/index.htm
8031101000 | MX-F | 1 | 1 | 240 | Dlab | 8031101000 | http://www.dlabsci.com/english/index.htm
8031211000 | MX-E | 1 | 1 | 240 | Dlab | 8031211000 | http://www.dlabsci.com/english/index.htm
8031122000 | MX-C | 1 | 1 | 240 | Dlab | 8031122000 | http://www.dlabsci.com/english/index.htm
18900034 | Standard top cup，for <Ø30mm tubes and small vessels | 1 | 1 | 30 | Dlab | 18900034 | http://www.dlabsci.com/english/index.htm
18900044 | Tube holding rod, used with VTI.3.1 to VTI.3.5 | 1 | 1 | 30 | Dlab | 18900044 | http://www.dlabsci.com/english/index.htm
18900505 | Universal top plate and vacuum suction foot package(include one top plate and four suction foot) | 1 | 1 | 30 | Dlab | 18900505 | http://www.dlabsci.com/english/index.htm
18900020 | Tube adapter, for 48 holes test tubes, Ø6mm, used with VT1.3/ VT1.2/PS1.1 | 1 | 1 | 30 | Dlab | 18900020 | http://www.dlabsci.com/english/index.htm
18900021 | Tube adapter, for 15 holes test tubes, Ø10mm, used with VT1.3/ VT1.2/PS1.1 | 1 | 1 | 30 | Dlab | 18900021 | http://www.dlabsci.com/english/index.htm
18900395 | Tube adapter, for 24 holes test tubes, Ø10mm, used with VT1.3/ VT1.2/PS1.1 | 1 | 1 | 30 | Dlab | 18900395 | http://www.dlabsci.com/english/index.htm
18900022 | Tube adapter, for 16 holes test tubes, Ø12mm , used with VT1.3/ VT1.2/PS1.1 | 1 | 1 | 30 | Dlab | 18900022 | http://www.dlabsci.com/english/index.htm
18900023 | Tube adapter, for 8 holes test tubes, Ø16mm, used with VT1.3/ VT1.2/PS1.1 | 1 | 1 | 30 | Dlab | 18900023 | http://www.dlabsci.com/english/index.htm
18900024 | Tube adapter, for 8 holes test tubes, Ø20mm, used with VT1.3/ VT1.2/PS1.1 | 1 | 1 | 30 | Dlab | 18900024 | http://www.dlabsci.com/english/index.htm
18900043 | Platform pad, for <Ø99mm tubes and small vessels | 1 | 1 | 30 | Dlab | 18900043 | http://www.dlabsci.com/english/index.htm
18900158 | Rubber vacuum suction foot with screw, 1pc | 1 | 1 | 30 | Dlab | 18900158 | http://www.dlabsci.com/english/index.htm
8031202000 | MX-M | 1 | 1 | 500 | Dlab | 8031202000 | http://www.dlabsci.com/english/index.htm
18900067 | Universal top plate(round)，used with VT1.3.1--5 | 1 | 1 | 30 | Dlab | 18900067 | http://www.dlabsci.com/english/index.htm
18900020 | Tube adapter, for 48 holes test tubes, Ø6mm (0.5ml), used with VT 1.3/ VT 1.2/PS1.1 | 1 | 1 | 30 | Dlab | 18900020 | http://www.dlabsci.com/english/index.htm
18900021 | Tube adapter, for 18 holes test tubes, Ø10mm (1.5-2.0ml), used with VT 1.3/ VT 1.2/PS1.1 | 1 | 1 | 30 | Dlab | 18900021 | http://www.dlabsci.com/english/index.htm
18900022 | Tube adapter, for 12 holes test tubes, Ø12mm (2-7ml) , used with VT 1.3/ VT 1.2/PS1.1 | 1 | 1 | 30 | Dlab | 18900022 | http://www.dlabsci.com/english/index.htm
18900023 | Tube adapter, for 8 holes test tubes, Ø16mm (4-15ml), used with VT 1.3/ VT 1.2/PS1.1 | 1 | 1 | 30 | Dlab | 18900023 | http://www.dlabsci.com/english/index.htm
18900024 | Tube adapter, for 8 holes test tubes, Ø20mm (20ml), used with VT 1.3/ VT 1.2/PS1.1 | 1 | 1 | 30 | Dlab | 18900024 | http://www.dlabsci.com/english/index.htm
18900042 | Microplate clamp | 1 | 1 | 30 | Dlab | 18900042 | http://www.dlabsci.com/english/index.htm
18900079 | Double microplate clamps | 1 | 1 | 30 | Dlab | 18900079 | http://www.dlabsci.com/english/index.htm
8031312100 | MX-T6-Pro | 1 | 1 | 800 | Dlab | 8031312100 | http://www.dlabsci.com/english/index.htm
8031312000 | MX-T6-S | 1 | 1 | 400 | Dlab | 8031312000 | http://www.dlabsci.com/english/index.htm
8031412100 | MX-RD-Pro | 1 | 1 | 800 | Dlab | 8031412100 | http://www.dlabsci.com/english/index.htm
8031402100 | MX-RL-Pro | 1 | 1 | 800 | Dlab | 8031402100 | http://www.dlabsci.com/english/index.htm
8031412000 | MX-RD-E | 1 | 1 | 500 | Dlab | 8031412000 | http://www.dlabsci.com/english/index.htm
8031402000 | MX-RL-E | 1 | 1 | 500 | Dlab | 8031402000 | http://www.dlabsci.com/english/index.htm
8032540000 | SK-R30S-E | 1 | 1 | 400 | Dlab | 8032540000 | http://www.dlabsci.com/english/index.htm
8032550000 | SK-R30L-E | 1 | 1 | 400 | Dlab | 8032550000 | http://www.dlabsci.com/english/index.htm
8032560000 | SK-R30D-E | 1 | 1 | 400 | Dlab | 8032560000 | http://www.dlabsci.com/english/index.htm
18900160 | Disk accessory，for 1.5ml x 60 centrifuge tubes holder, use with MX-RD-Pro | 1 | 1 | 200 | Dlab | 18900160 | http://www.dlabsci.com/english/index.htm
18900161 | Disk accessory，15ml x 16 centrifuge tubes holder, use with MX-RD-Pro | 1 | 1 | 100 | Dlab | 18900161 | http://www.dlabsci.com/english/index.htm
18900162 | Disk accessory，50ml x 8 centrifuge tubes holder, use with MX-RD-Pro | 1 | 1 | 100 | Dlab | 18900162 | http://www.dlabsci.com/english/index.htm
18900140 | Disk support rods, 4 pcs, use with disk accessories | 1 | 1 | 50 | Dlab | 18900140 | http://www.dlabsci.com/english/index.htm
18900142 | Rotisserie accessory，for 1.5ml x 48 centrifuge tubes held horizontally, use with MX-RL-Pro | 1 | 1 | 200 | Dlab | 18900142 | http://www.dlabsci.com/english/index.htm
18900143 | Rotisserie accessory，for 15ml x 24 centrifuge tubes held horizontally, use with MX-RL-Pro | 1 | 1 | 200 | Dlab | 18900143 | http://www.dlabsci.com/english/index.htm
18900144 | Rotisserie accessory，for 50ml x 24 centrifuge tubes held horizontally, use with MX-RL-Pro | 1 | 1 | 200 | Dlab | 18900144 | http://www.dlabsci.com/english/index.htm
18900145 | Rotisserie accessory，for 1.5ml x 32 centrifuge tubes held vertically, use with MX-RL-Pro | 1 | 1 | 200 | Dlab | 18900145 | http://www.dlabsci.com/english/index.htm
18900146 | Rotisserie accessory，for 15ml x 16 centrifuge tubes held vertically, use with MX-RL-Pro | 1 | 1 | 200 | Dlab | 18900146 | http://www.dlabsci.com/english/index.htm
18900147 | Rotisserie accessory，for 50ml x 16 centrifuge tubes held vertically, use with MX-RL-Pro | 1 | 1 | 200 | Dlab | 18900147 | http://www.dlabsci.com/english/index.htm
18900327 | Disk and Rotisserie accessory，for 1.5mlx 12 centrifuge tubes, use with MX-RL-E and MX-RD-E PC | 1 | 1 | 20 | Dlab | 18900327 | http://www.dlabsci.com/english/index.htm
18900328 | Disk and Rotisserie accessory，for 15mlx 12 centrifuge tubes, use with MX-RL-E and MX-RD-E PC | 1 | 1 | 20 | Dlab | 18900328 | http://www.dlabsci.com/english/index.htm
18900329 | Disk and Rotisserie accessory，for 50mlx 12 centrifuge tubes, use with MX-RL-E and MX-RD-E PC | 1 | 1 | 20 | Dlab | 18900329 | http://www.dlabsci.com/english/index.htm
18900196 | 1.5mL metaltube holder,use with MX-RL/RD-Pro | 1 | 1 | 20 | Dlab | 18900196 | http://www.dlabsci.com/english/index.htm
18900197 | 15mL metal tube holder price,use with MX-RL/RD-Pro | 1 | 1 | 20 | Dlab | 18900197 | http://www.dlabsci.com/english/index.htm
18900198 | 50mL metal tube holder price,use with MX-RL/RD-Pro | 1 | 1 | 20 | Dlab | 18900198 | http://www.dlabsci.com/english/index.htm
19900041 | Silicone mattress for 10× 5~10ml blood collection tubes, use with SK-R30S-E , 10pcs/pack | 1 | 1 | 50 | Dlab | 19900041 | http://www.dlabsci.com/english/index.htm
18202852 | Silicone mattress for 10× 5~10ml blood collection tubes,use with SK-R30S-E , MOQ 2pcs | 1 | 1 | 50 | Dlab | 18202852 | http://www.dlabsci.com/english/index.htm
19900043 | Silicone mattress for 4× 50ml test tubes, use with SK-R30S-E,10pcs/pack | 1 | 1 | 50 | Dlab | 19900043 | http://www.dlabsci.com/english/index.htm
18202853 | Silicone mattress for 4× 50ml test tubes, use with SK-R30S-E, MOQ 2pcs | 1 | 1 | 50 | Dlab | 18202853 | http://www.dlabsci.com/english/index.htm
19900040 | Silicone mattress for 16× 5~10ml blood collection tubes, use with SK-R30L-E&SK-R30D-E, 10pcs/pack | 1 | 1 | 50 | Dlab | 19900040 | http://www.dlabsci.com/english/index.htm
18202835 | Silicone mattress for 16× 5~10ml blood collection tubes, use with SK-R30L-E&SK-R30D-E, MOQ 2pcs | 1 | 1 | 50 | Dlab | 18202835 | http://www.dlabsci.com/english/index.htm
19900042 | Silicone mattress for 6× 50ml test tubes use with SK-R30L-E&SK-R30D-E, 10pcs/pack | 1 | 1 | 50 | Dlab | 19900042 | http://www.dlabsci.com/english/index.htm
18202846 | Silicone mattress for 6× 50ml test tubes use with SK-R30L-E&SK-R30D-E, MOQ 2pcs | 1 | 1 | 50 | Dlab | 18202846 | http://www.dlabsci.com/english/index.htm
6030110111 | RE100-Pro Rotary Evaporator with set of glassware vertical free include 18900165 condenser (1000ml) (package seperately) | 1 | 1 | 3400 | Dlab | 6030110111 | http://www.dlabsci.com/english/index.htm
6030110121 | RE100-Pro Rotary Evaporator with set of glassware vertical include 18900173 condenser (1000ml) (package seperately) | 1 | 1 | 3400 | Dlab | 6030110121 | http://www.dlabsci.com/english/index.htm
6030110112 | RE100B-Pro | 1 | 1 | 3400 | Dlab | 6030110112 | http://www.dlabsci.com/english/index.htm
6030110110 | RE100-Pro | 1 | 1 | 3000 | Dlab | 6030110110 | http://www.dlabsci.com/english/index.htm
6030112124 | RE200-Pro Package | 1 | 1 | 8000 | Dlab | 6030112124 | http://www.dlabsci.com/english/index.htm
6030312124 | RE200-Pro Main Unit | 1 | 1 | 7000 | Dlab | 6030312124 | http://www.dlabsci.com/english/index.htm
18900165 | Glassware vertical，including condenser(1700cm²), evaporating flask (NS 29/32) and receiving flask (KS 35/20) | 1 | 1 | 800 | Dlab | 18900165 | http://www.dlabsci.com/english/index.htm
18900166 | Glassware vertical，with anti-explosion film，including condenser(1700cm²), evaporating flask (NS 29/32) and receiving flask (KS 35/20) | 1 | 1 | 800 | Dlab | 18900166 | http://www.dlabsci.com/english/index.htm
18900173 | Glassware vertical，including condenser(1700cm²), evaporating flask (NS 24/40) and receiving flask (KS 35/20) | 1 | 1 | 800 | Dlab | 18900173 | http://www.dlabsci.com/english/index.htm
18900163 | Glassware diagonal，including condenser(1700cm²), evaporating flask (NS 29/32) and receiving flask (KS 35/20) | 1 | 1 | 800 | Dlab | 18900163 | http://www.dlabsci.com/english/index.htm
18900171 | Glassware diagonal，including condenser(1700cm²), evaporating flask (NS 24/40) and receiving flask (KS 35/20) | 1 | 1 | 800 | Dlab | 18900171 | http://www.dlabsci.com/english/index.htm
18202410 | Glassware vertical，including condenser(1200cm²), evaporating flask (NS 29/32) and receiving flask (KS 35/20) | 1 | 1 | 800 | Dlab | 18202410 | http://www.dlabsci.com/english/index.htm
18900476 | Glassware vertical，including condenser(1200cm²), evaporating flask (NS 24/40) and receiving flask (KS 35/20) | 1 | 1 | 800 | Dlab | 18900476 | http://www.dlabsci.com/english/index.htm
18900201 | Heating Bath of RE100-Pro, 220V | 1 | 1 | 500 | Dlab | 18900201 | http://www.dlabsci.com/english/index.htm
18900202 | Heating Bath of RE100-Pro, 110V | 1 | 1 | 500 | Dlab | 18900202 | http://www.dlabsci.com/english/index.htm
18900547 | Heath bath lid, used for RE100-S | 1 | 1 | 100 | Dlab | 18900547 | http://www.dlabsci.com/english/index.htm
6032100210 | CCP5-15 | 1 | 1 | 2200 | Dlab | 6032100210 | http://www.dlabsci.com/english/index.htm
6032100220 | CCP5-20 | 1 | 1 | 2200 | Dlab | 6032100220 | http://www.dlabsci.com/english/index.htm
6031100300 | VC100 | 1 | 1 | 2200 | Dlab | 6031100300 | http://www.dlabsci.com/english/index.htm
18900389 | C410 | 1 | 1 | 2200 | Dlab | 18900389 | http://www.dlabsci.com/english/index.htm
18900231 | MZ 1C | 1 | 1 | 4500 | Dlab | 18900231 | http://www.dlabsci.com/english/index.htm
18900254 | G-M0.5B | 1 | 1 | 1500 | Dlab | 18900254 | http://www.dlabsci.com/english/index.htm
8032110100 | SK-L180-Pro | 1 | 1 | 1000 | Dlab | 8032110100 | http://www.dlabsci.com/english/index.htm
8032210100 | SK-O180-Pro | 1 | 1 | 1000 | Dlab | 8032210100 | http://www.dlabsci.com/english/index.htm
8032110200 | SK-L180-S | 1 | 1 | 500 | Dlab | 8032110200 | http://www.dlabsci.com/english/index.htm
8032210200 | SK-O180-S | 1 | 1 | 500 | Dlab | 8032210200 | http://www.dlabsci.com/english/index.htm
8032120100 | SK-L330-Pro | 1 | 1 | 1000 | Dlab | 8032120100 | http://www.dlabsci.com/english/index.htm
8032220100 | SK-O330-Pro | 1 | 1 | 1000 | Dlab | 8032220100 | http://www.dlabsci.com/english/index.htm
8032320100 | SK-R330-Pro | 1 | 1 | 1000 | Dlab | 8032320100 | http://www.dlabsci.com/english/index.htm
8032422100 | SK-D3309-Pro | 1 | 1 | 1000 | Dlab | 8032422100 | http://www.dlabsci.com/english/index.htm
8032311200 | SK-R1807-S | 1 | 1 | 450 | Dlab | 8032311200 | http://www.dlabsci.com/english/index.htm
8032412000 | SK-D1807-S | 1 | 1 | 450 | Dlab | 8032412000 | http://www.dlabsci.com/english/index.htm
18900027 | Universal attachment with 4 bars | 1 | 1 | 200 | Dlab | 18900027 | http://www.dlabsci.com/english/index.htm
18900036 | Bar for SK330.1 Universal attachment，black | 1 | 1 | 10 | Dlab | 18900036 | http://www.dlabsci.com/english/index.htm
18900028 | Fixing clip attachment | 1 | 1 | 70 | Dlab | 18900028 | http://www.dlabsci.com/english/index.htm
18900040 | Lengthways roller attachment | 1 | 1 | 150 | Dlab | 18900040 | http://www.dlabsci.com/english/index.htm
18900155 | Dish platform with non-slip mat and fixed string(8 pcs) | 1 | 1 | 100 | Dlab | 18900155 | http://www.dlabsci.com/english/index.htm
18202835 | Silicone mattress for 16× 5~15ml tubes, use with SK330.5 | 1 | 1 | 20 | Dlab | 18202835 | http://www.dlabsci.com/english/index.htm
18202846 | Silicone mattress for 6× 50ml tubes, use with SK330.5 | 1 | 1 | 20 | Dlab | 18202846 | http://www.dlabsci.com/english/index.htm
18900025 | SK 180.1 Universal attachment with 3 bars | 1 | 1 | 150 | Dlab | 18900025 | http://www.dlabsci.com/english/index.htm
18900037 | Bar for SK180.1 Universal attachment，black | 1 | 1 | 150 | Dlab | 18900037 | http://www.dlabsci.com/english/index.htm
18900026 | SK180.2 Fixing clip attachment | 1 | 1 | 150 | Dlab | 18900026 | http://www.dlabsci.com/english/index.htm
18900038 | SK180.3 Lengthways roller attachment | 1 | 1 | 150 | Dlab | 18900038 | http://www.dlabsci.com/english/index.htm
18900185 | SK180.4 Dish Attachment with non-slip mat | 1 | 1 | 150 | Dlab | 18900185 | http://www.dlabsci.com/english/index.htm
18900200 | SK180.5 Dish Attachment with non-slip mat 200*300mm | 1 | 1 | 150 | Dlab | 18900200 | http://www.dlabsci.com/english/index.htm
18900326 | SK180.6 Dish Attachment with non-slip mat 280*280mm | 1 | 1 | 150 | Dlab | 18900326 | http://www.dlabsci.com/english/index.htm
18202852 | Silicone mattress for 10× 5~10ml tubes,use with SK180.4,SK180.5, SK180.6 | 1 | 1 | 20 | Dlab | 18202852 | http://www.dlabsci.com/english/index.htm
18202853 | Silicone mattress for 4× 50ml tubes,use with SK180.4,SK180.5, SK180.6 | 1 | 1 | 20 | Dlab | 18202853 | http://www.dlabsci.com/english/index.htm
18900029 | Fixing clip for flask volume 25 ml | 1 | 1 | 20 | Dlab | 18900029 | http://www.dlabsci.com/english/index.htm
18900030 | Fixing clip for flask volume 50 ml | 1 | 1 | 20 | Dlab | 18900030 | http://www.dlabsci.com/english/index.htm
18900031 | Fixing clip for flask volume 100 ml | 1 | 1 | 20 | Dlab | 18900031 | http://www.dlabsci.com/english/index.htm
18900032 | Fixing clip for flask volume 200/250 ml | 1 | 1 | 20 | Dlab | 18900032 | http://www.dlabsci.com/english/index.htm
18900033 | Fixing clip for flask volume 500 ml | 1 | 1 | 20 | Dlab | 18900033 | http://www.dlabsci.com/english/index.htm
18900280 | Connect sticks for double dishes shaker 4pcs/pK | 1 | 1 | 50 | Dlab | 18900280 | http://www.dlabsci.com/english/index.htm
8032220101 | SK-O330-M | 1 | 1 | 600 | Dlab | 8032220101 | http://www.dlabsci.com/english/index.htm
9031001012 | D1008 Mini Centrifuge with blue lid, including two rotors A8-2 & A4-PCR8 and both adapter SA02P2&SA05P2(package contain in the box) | 1 | 1 | 200 | Dlab | 9031001012 | http://www.dlabsci.com/english/index.htm
9031002012 | D1008 Mini Centrifuge with green lid, including two rotors of A8-2 & A4-PCR8 and both adapter SA02P2&SA05P2(package contain in the box) | 1 | 1 | 200 | Dlab | 9031002012 | http://www.dlabsci.com/english/index.htm
19400015 | A08-2 | 1 | 1 | 40 | Dlab | 19400015 | http://www.dlabsci.com/english/index.htm
19400017 | A02-PCR8 | 1 | 1 | 40 | Dlab | 19400017 | http://www.dlabsci.com/english/index.htm
19200811 | A8-2 | 1 | 1 | 40 | Dlab | 19200811 | http://www.dlabsci.com/english/index.htm
19200810 | A04-PCR8 | 1 | 1 | 40 | Dlab | 19200810 | http://www.dlabsci.com/english/index.htm
19400029 | SA02P2 | 1 | 1 | 40 | Dlab | 19400029 | http://www.dlabsci.com/english/index.htm
19400026 | SA05P2 | 1 | 1 | 40 | Dlab | 19400026 | http://www.dlabsci.com/english/index.htm
9032002121 | D2012 plus | 1 | 1 | 1100 | Dlab | 9032002121 | http://www.dlabsci.com/english/index.htm
19400010 | A12-2P | 1 | 1 | 400 | Dlab | 19400010 | http://www.dlabsci.com/english/index.htm
19500001 | A02P2 | 1 | 1 | 80 | Dlab | 19500001 | http://www.dlabsci.com/english/index.htm
19500002 | A05P2 | 1 | 1 | 80 | Dlab | 19500002 | http://www.dlabsci.com/english/index.htm
9033001121 | D3024 High Speed Micro-Centrifuge，with AS24-2 aluminum alloy rotor kit 19400006(package contain in the box) | 1 | 1 | 2000 | Dlab | 9033001121 | http://www.dlabsci.com/english/index.htm
9033000121 | D3024 High Speed Micro-Centrifuge，with one rotor for free (select one size below) | 1 | 1 | 2000 | Dlab | 9033000121 | http://www.dlabsci.com/english/index.htm
9013111121 | D1524R | 1 | 1 | 5000 | Dlab | 9013111121 | http://www.dlabsci.com/english/index.htm
19400073 | AS18-5 | 1 | 1 | 400 | Dlab | 19400073 | http://www.dlabsci.com/english/index.htm
19400070 | AS12-5V | 1 | 1 | 400 | Dlab | 19400070 | http://www.dlabsci.com/english/index.htm
19400069 | AS24-2 | 1 | 1 | 400 | Dlab | 19400069 | http://www.dlabsci.com/english/index.htm
19400071 | AS36-05 | 1 | 1 | 400 | Dlab | 19400071 | http://www.dlabsci.com/english/index.htm
19400072 | AS4-PCR8 | 1 | 1 | 800 | Dlab | 19400072 | http://www.dlabsci.com/english/index.htm
19500001 | A02P2 | 1 | 1 | 80 | Dlab | 19500001 | http://www.dlabsci.com/english/index.htm
19500002 | A05P2 | 1 | 1 | 80 | Dlab | 19500002 | http://www.dlabsci.com/english/index.htm
19500003 | A02P05 | 1 | 1 | 100 | Dlab | 19500003 | http://www.dlabsci.com/english/index.htm
9148001125+Rotor | DM0424 | 1 | 1 | 1000 | Dlab | 9148001125+Rotor | http://www.dlabsci.com/english/index.htm
9149002225 | DM0408 Low speed centrifuge,with A8-15P rotor standard | 1 | 1 | 700 | Dlab | 9149002225 | http://www.dlabsci.com/english/index.htm
9149002228 | DM0408 Low speed centrifuge,with A12-10P rotor(including both adapter A10P15&A10P15 plug) | 1 | 1 | 700 | Dlab | 9149002228 | http://www.dlabsci.com/english/index.htm
9034002129 | DM0506 | 1 | 1 | 700 | Dlab | 9034002129 | http://www.dlabsci.com/english/index.htm
19400082 | S6-15 | 1 | 1 | 500 | Dlab | 19400082 | http://www.dlabsci.com/english/index.htm
19400084 | A8-15P | 1 | 1 | 300 | Dlab | 19400084 | http://www.dlabsci.com/english/index.htm
19400100 | S4-50 | 1 | 1 | 600 | Dlab | 19400100 | http://www.dlabsci.com/english/index.htm
19400101 | A24-15P | 1 | 1 | 500 | Dlab | 19400101 | http://www.dlabsci.com/english/index.htm
19200921 | A12-10P | 1 | 1 | 230 | Dlab | 19200921 | http://www.dlabsci.com/english/index.htm
19500024 | A15P30 | 1 | 1 | 70 | Dlab | 19500024 | http://www.dlabsci.com/english/index.htm
19500021 | A15P22 | 1 | 1 | 60 | Dlab | 19500021 | http://www.dlabsci.com/english/index.htm
19500022 | A5P17 | 1 | 1 | 60 | Dlab | 19500022 | http://www.dlabsci.com/english/index.htm
19500023 | A2P17 | 1 | 1 | 60 | Dlab | 19500023 | http://www.dlabsci.com/english/index.htm
4010110100 | SP-UV1000 | 1 | 1 | 3000 | Dlab | 4010110100 | http://www.dlabsci.com/english/index.htm
4010120100 | SP-UV1100 | 1 | 1 | 4500 | Dlab | 4010120100 | http://www.dlabsci.com/english/index.htm
4010210100 | SP-V1000 | 1 | 1 | 2000 | Dlab | 4010210100 | http://www.dlabsci.com/english/index.htm
4010220100 | SP-V1100 | 1 | 1 | 3000 | Dlab | 4010220100 | http://www.dlabsci.com/english/index.htm
18900331 | 4-cell holder for 10mm squ.cuvette | 1 | 1 | 300 | Dlab | 18900331 | http://www.dlabsci.com/english/index.htm
18900332 | 4-cell holder for 10mm to 50mm squ.cuvette(A) | 1 | 1 | 300 | Dlab | 18900332 | http://www.dlabsci.com/english/index.htm
18900333 | 4-cell holder for up to 100mm squ.cuvette(A) | 1 | 1 | 300 | Dlab | 18900333 | http://www.dlabsci.com/english/index.htm
18900334 | cylindrical cell holder (ø16mm) (A) | 1 | 1 | 300 | Dlab | 18900334 | http://www.dlabsci.com/english/index.htm
18900335 | 10mm water-jacketed 1-cell holder (A) | 1 | 1 | 304 | Dlab | 18900335 | http://www.dlabsci.com/english/index.htm
18900336 | 10mm water-jacketed 4-cell holder (A) | 1 | 1 | 305 | Dlab | 18900336 | http://www.dlabsci.com/english/index.htm
18900337 | Micro cell holder | 1 | 1 | 500 | Dlab | 18900337 | http://www.dlabsci.com/english/index.htm
18900338 | Test tube holder (ø8-Ø22mm)(A) | 1 | 1 | 600 | Dlab | 18900338 | http://www.dlabsci.com/english/index.htm
18900339 | Solid sample holder (δ1.5mm--3mm，1-POSITION)(A) | 1 | 1 | 230 | Dlab | 18900339 | http://www.dlabsci.com/english/index.htm
18900340 | 8-position auto cell changer | 1 | 1 | 900 | Dlab | 18900340 | http://www.dlabsci.com/english/index.htm
18900341 | 12V20W Halogen lamp（PHILIPS） | 1 | 1 | 150 | Dlab | 18900341 | http://www.dlabsci.com/english/index.htm
18900342 | MILAS DEUTERIUM LAMP10V300mA 30W | 1 | 1 | 700 | Dlab | 18900342 | http://www.dlabsci.com/english/index.htm
18900364 | Professional software | 1 | 1 | 800 | Dlab | 18900364 | http://www.dlabsci.com/english/index.htm
18900368 | Square Cvettes.Glass 10mm , set/4 pcs | 1 | 1 | 100 | Dlab | 18900368 | http://www.dlabsci.com/english/index.htm
18900369 | Square Cvettes.Glass 20mm, set/2 pcs | 1 | 1 | 101 | Dlab | 18900369 | http://www.dlabsci.com/english/index.htm
18900370 | Square Cvettes.Glass 30mm, set/2 pcs | 1 | 1 | 102 | Dlab | 18900370 | http://www.dlabsci.com/english/index.htm
18900371 | Square Cvettes.Glass 50mm, set/2 pcs | 1 | 1 | 103 | Dlab | 18900371 | http://www.dlabsci.com/english/index.htm
18900372 | Square Cvettes.Glass 100mm, set/2 pcs | 1 | 1 | 104 | Dlab | 18900372 | http://www.dlabsci.com/english/index.htm
18900373 | Square Cvettes.Glass 1mm, set/2 pcs | 1 | 1 | 105 | Dlab | 18900373 | http://www.dlabsci.com/english/index.htm
18900374 | Square Cvettes.Glass 2mm, set/2 pcs | 1 | 1 | 106 | Dlab | 18900374 | http://www.dlabsci.com/english/index.htm
18900375 | Square Cvettes.Glass 3mm, set/2 pcs | 1 | 1 | 107 | Dlab | 18900375 | http://www.dlabsci.com/english/index.htm
18900376 | Square Cvettes.Glass 5mm, set/2 pcs | 1 | 1 | 200 | Dlab | 18900376 | http://www.dlabsci.com/english/index.htm
18900377 | Square Cvettes.Quartz 10mm, set/2 pcs | 1 | 1 | 200 | Dlab | 18900377 | http://www.dlabsci.com/english/index.htm
18900378 | Square Cvettes.Quartz 20mm, set/2 pcs | 1 | 1 | 200 | Dlab | 18900378 | http://www.dlabsci.com/english/index.htm
18900379 | Square Cvettes.Quartz 30mm, set/2 pcs | 1 | 1 | 200 | Dlab | 18900379 | http://www.dlabsci.com/english/index.htm
18900380 | Square Cvettes.Quartz 50mm, set/2 pcs | 1 | 1 | 200 | Dlab | 18900380 | http://www.dlabsci.com/english/index.htm
18900381 | Square Cvettes.Quartz 100mm, set/2 pcs | 1 | 1 | 200 | Dlab | 18900381 | http://www.dlabsci.com/english/index.htm
18900382 | Square Cvettes.Quartz 1mm, set/2 pcs | 1 | 1 | 200 | Dlab | 18900382 | http://www.dlabsci.com/english/index.htm
18900383 | Square Cvettes.Quartz 2mm, set/2 pcs | 1 | 1 | 200 | Dlab | 18900383 | http://www.dlabsci.com/english/index.htm
18900384 | Square Cvettes.Quartz 3mm, set/2 pcs | 1 | 1 | 200 | Dlab | 18900384 | http://www.dlabsci.com/english/index.htm
18900385 | Square Cvettes.Quartz 5mm, set/2 pcs | 1 | 1 | 200 | Dlab | 18900385 | http://www.dlabsci.com/english/index.htm
900840 | PHOTOMETRIC ACCURACY FILTER FOR VISIBLE,3PCS/SET, 10%, 20%, 30% @440nm,546nm,635nm | 1 | 1 | 400 | Dlab | 900840 | http://www.dlabsci.com/english/index.htm
900830 | PHOTOMETERIC ACCURACY SOLUTION FOR UV,K2Cr2O7 @235nm,257nm,313nm,350nm | 1 | 1 | 500 | Dlab | 900830 | http://www.dlabsci.com/english/index.htm
900837 | WAVELENGTH ACCURACY SOLUTION, HOMIUM SOLUTION @241nm,361nm,417nm,538nm,641nm±W.A.(W.A.=wavelength accuracy) | 1 | 1 | 700 | Dlab | 900837 | http://www.dlabsci.com/english/index.htm
900834 | STRAY LIGHT FILTER @220nm | 1 | 1 | 500 | Dlab | 900834 | http://www.dlabsci.com/english/index.htm
900835 | STRAY LIGHT FILTER@360nm | 1 | 1 | 500 | Dlab | 900835 | http://www.dlabsci.com/english/index.htm
8034111000 | D-160 Package 1 | 1 | 1 | 1400 | Dlab | 8034111000 | http://www.dlabsci.com/english/index.htm
8034121000 | D-160 Package 2 | 1 | 1 | 1400 | Dlab | 8034121000 | http://www.dlabsci.com/english/index.htm
18900543 | DS-160/5 Dispersing shaft 5mm，for solid/liquid media and volumes from 0.1-50ml | 1 | 1 | 500 | Dlab | 18900543 | http://www.dlabsci.com/english/index.htm
18900544 | DS-160/10 Dispersing shaft 10mm, for solid/liquid media and volumes from 1- 250ml | 1 | 1 | 800 | Dlab | 18900544 | http://www.dlabsci.com/english/index.htm
8034210000 | D-500 Package 1 | 1 | 1 | 1800 | Dlab | 8034210000 | http://www.dlabsci.com/english/index.htm
8034220000 | D-500 Package 2 | 1 | 1 | 1800 | Dlab | 8034220000 | http://www.dlabsci.com/english/index.htm
18201331 | DS-500/1 | 1 | 1 | 900 | Dlab | 18201331 | http://www.dlabsci.com/english/index.htm
18201332 | DS-500/2 | 1 | 1 | 900 | Dlab | 18201332 | http://www.dlabsci.com/english/index.htm
18900117 | DS-500/5 | 1 | 1 | 1500 | Dlab | 18900117 | http://www.dlabsci.com/english/index.htm
18900205 | S20C Stator | 1 | 1 | 300 | Dlab | 18900205 | http://www.dlabsci.com/english/index.htm
18900206 | S20F Stator | 1 | 1 | 300 | Dlab | 18900206 | http://www.dlabsci.com/english/index.htm
18900213 | S30C Stator | 1 | 1 | 300 | Dlab | 18900213 | http://www.dlabsci.com/english/index.htm
18900228 | S30F Stator | 1 | 1 | 300 | Dlab | 18900228 | http://www.dlabsci.com/english/index.htm
18900214 | S40C Stator | 1 | 1 | 300 | Dlab | 18900214 | http://www.dlabsci.com/english/index.htm
18900207 | SR20 Rotor | 1 | 1 | 300 | Dlab | 18900207 | http://www.dlabsci.com/english/index.htm
18900208 | SR30 Rotor | 1 | 1 | 300 | Dlab | 18900208 | http://www.dlabsci.com/english/index.htm
18900215 | CR20 Rotor | 1 | 1 | 300 | Dlab | 18900215 | http://www.dlabsci.com/english/index.htm
18900209 | CR30 Rotor | 1 | 1 | 300 | Dlab | 18900209 | http://www.dlabsci.com/english/index.htm
18900211 | CR40 Rotor | 1 | 1 | 300 | Dlab | 18900211 | http://www.dlabsci.com/english/index.htm
18900216 | MR20 Rotor | 1 | 1 | 300 | Dlab | 18900216 | http://www.dlabsci.com/english/index.htm
18900229 | MR30 Rotor | 1 | 1 | 300 | Dlab | 18900229 | http://www.dlabsci.com/english/index.htm
18900210 | ER20 Rotor | 1 | 1 | 300 | Dlab | 18900210 | http://www.dlabsci.com/english/index.htm
18900212 | ER30 Rotor | 1 | 1 | 300 | Dlab | 18900212 | http://www.dlabsci.com/english/index.htm
4020000000 | GelSMART | 1 | 1 | 1500 | Dlab | 4020000000 | http://www.dlabsci.com/english/index.htm
AHS-50-B | BENCHTOP AUTOCLAVE WITH PRE & POST VACUUM 55L - 1-PHASE 230V | 1 | 1 | 9900 | Raypa | AHS-50-B | https://www.raypa.com/en/
SX-6 MP | FAT EXTRACTION SYSTEM 6 SAMPLES | 1 | 1 | 9900 | Raypa | SX-6 MP | https://www.raypa.com/en/
AE-75-DRY | VERTICAL AUTOCLAVE WITH DRYING 79L - 1-PHASE 230V | 1 | 1 | 9900 | Raypa | AE-75-DRY | https://www.raypa.com/en/
AES-110 | VERTICAL AUTOCLAVE WITHOUT DRYING 115L - 3-PHASE 400V | 1 | 1 | 9900 | Raypa | AES-110 | https://www.raypa.com/en/
AHS-75-DRY | BENCHTOP AUTOCLAVE WITH DRYING 79L - 1-PHASE 230V | 1 | 1 | 9900 | Raypa | AHS-75-DRY | https://www.raypa.com/en/
AE-50-DRY | VERTICAL AUTOCLAVE WITH DRYING 55L - 1-PHASE 230V | 1 | 1 | 9900 | Raypa | AE-50-DRY | https://www.raypa.com/en/
AHS-50-DRY | BENCHTOP AUTOCLAVE WITH DRYING 55L - 1-PHASE 230V | 1 | 1 | 9638.2 | Raypa | AHS-50-DRY | https://www.raypa.com/en/
F-6P | MANUAL FIBRE DETERMINATION SYSTEM WITH PERISTALTIC PUMP | 1 | 1 | 9098.7 | Raypa | F-6P | https://www.raypa.com/en/
AE-28-DRY | VERTICAL AUTOCLAVE WITH DRYING 33L - 1-PHASE 230V | 1 | 1 | 9075.3 | Raypa | AE-28-DRY | https://www.raypa.com/en/
AES-75 | VERTICAL AUTOCLAVE WITHOUT DRYING 79L - 1-PHASE 230V | 1 | 1 | 8067.8 | Raypa | AES-75 | https://www.raypa.com/en/
AHS-75-N | BENCHTOP AUTOCLAVE WITHOUT DRYING 79L - 1-PHASE 230V | 1 | 1 | 7655.7 | Raypa | AHS-75-N | https://www.raypa.com/en/
DAF-635 | FAN ASSISTED OVEN OF 635L (AMB. +5ºC to 250ºC) | 1 | 1 | 7576.4 | Raypa | DAF-635 | https://www.raypa.com/en/
AH-21-B | BENCHTOP AUTOCLAVE WITH PRE & POST VACUUM 21L - 1-PHASE 230V | 1 | 1 | 7534.8 | Raypa | AH-21-B | https://www.raypa.com/en/
AES-50 | VERTICAL AUTOCLAVE WITHOUT DRYING 55L - 1-PHASE 230V | 1 | 1 | 7460.7 | Raypa | AES-50 | https://www.raypa.com/en/
DNP-2000MP | PROTEIN-NITROGEN DISTILLER (SEMIAUTOMATIC) | 1 | 1 | 7178.6 | Raypa | DNP-2000MP | https://www.raypa.com/en/
AHS-50-N | BENCHTOP AUTOCLAVE WITHOUT DRYING 55L - 1-PHASE 230V | 1 | 1 | 7122.7 | Raypa | AHS-50-N | https://www.raypa.com/en/
DAF-425 | FAN ASSISTED OVEN OF 425L (AMB. +5ºC to 250ºC) | 1 | 1 | 6789.9 | Raypa | DAF-425 | https://www.raypa.com/en/
AES-28 | VERTICAL AUTOCLAVE WITHOUT DRYING 33L - 1-PHASE 230V | 1 | 1 | 6519.5 | Raypa | AES-28 | https://www.raypa.com/en/
MBCM-40 | COMPACT DIGESTION SYSTEM OF 40 TUBES Ø26MM | 1 | 1 | 6502.6 | Raypa | MBCM-40 | https://www.raypa.com/en/
ID-720 | STANDARD INCUBATOR OF 720L (AMB. +5ºC to 80ºC) | 1 | 1 | 6245.2 | Raypa | ID-720 | https://www.raypa.com/en/
AH-21-L | BENCHTOP AUTOCLAVE WITH DRYING 21L - 1-PHASE 230V | 1 | 1 | 5829.2 | Raypa | AH-21-L | https://www.raypa.com/en/
EV-50 | VACUUM DRYING OVEN OF 50L (from 35%ºC to 200ºC) | 1 | 1 | 5253.3 | Raypa | EV-50 | https://www.raypa.com/en/
MBC-20/N | COMPACT DIGESTER SYSTEM OF 20 TUBES Ø42MM | 1 | 1 | 5158.4 | Raypa | MBC-20/N | https://www.raypa.com/en/
DAF-250 | FAN ASSISTED OVEN OF 250L (AMB. +5ºC to 250ºC) | 1 | 1 | 5080.4 | Raypa | DAF-250 | https://www.raypa.com/en/
IRE-475 | REFRIGERATED INCUBATOR OF 475L (from 0ºC to 45ºC) | 1 | 1 | 5047.9 | Raypa | IRE-475 | https://www.raypa.com/en/
DNP-1500MP | PROTEIN-NITROGEN DISTILLER (MANUAL) | 1 | 1 | 4967.3 | Raypa | DNP-1500MP | https://www.raypa.com/en/
ID-480 | STANDARD INCUBATOR OF 480L (AMB. +5ºC to 80ºC) | 1 | 1 | 4912.7 | Raypa | ID-480 | https://www.raypa.com/en/
ENODEST | OENOLOGICAL DISTILLER | 1 | 1 | 4837.3 | Raypa | ENODEST | https://www.raypa.com/en/
AH-21-N2 | BENCHTOP AUTOCLAVE WITHOUT DRYING 21L - 1-PHASE 230V | 1 | 1 | 4768.4 | Raypa | AH-21-N2 | https://www.raypa.com/en/
MBCM-24 | COMPACT DIGESTION SYSTEM OF 24 TUBES Ø26MM | 1 | 1 | 4722.9 | Raypa | MBCM-24 | https://www.raypa.com/en/
AES-12 | BENCHTOP AUTOCLAVE VERT. LOAD WITHOUT DRYING 15L 1-PHASE 230V | 1 | 1 | 4665.7 | Raypa | AES-12 | https://www.raypa.com/en/
EF-6P | COLD EXTRACTOR 6 PLACES WITH PERISTALTIC PUMP | 1 | 1 | 4499.3 | Raypa | EF-6P | https://www.raypa.com/en/
MBC-12/N | COMPACT DIGESTER SYSTEM OF 12 TUBES Ø42MM | 1 | 1 | 4342 | Raypa | MBC-12/N | https://www.raypa.com/en/
MBCM-12 | COMPACT DIGESTION SYSTEM OF 12 TUBES Ø26MM | 1 | 1 | 3840.2 | Raypa | MBCM-12 | https://www.raypa.com/en/
MBC-6/N | COMPACT DIGESTER SYSTEM OF 6 TUBES Ø42MM | 1 | 1 | 3172 | Raypa | MBC-6/N | https://www.raypa.com/en/
IRE-240 | REFRIGERATED INCUBATOR OF 240L (from 0ºC to 45ºC) | 1 | 1 | 3021.2 | Raypa | IRE-240 | https://www.raypa.com/en/
DAF-135 | FAN ASSISTED OVEN OF 135L (AMB. +5ºC to 250ºC) | 1 | 1 | 2982.2 | Raypa | DAF-135 | https://www.raypa.com/en/
ID-288 | STANDARD INCUBATOR OF 288L (AMB. +5ºC to 80ºC) | 1 | 1 | 2953.6 | Raypa | ID-288 | https://www.raypa.com/en/
DAF-43-W | FAN ASSISTED OVEN OF 43L WITH WINDOW (AMB. +5ºC to 250ºC) | 1 | 1 | 2733.9 | Raypa | DAF-43-W | https://www.raypa.com/en/
IRE-160 | REFRIGERATED INCUBATOR OF 160L (from 0ºC to 45ºC) | 1 | 1 | 2635.1 | Raypa | IRE-160 | https://www.raypa.com/en/
DAF-78 | FAN ASSISTED OVEN OF 78L (AMB. +5ºC to 250ºC) | 1 | 1 | 2633.8 | Raypa | DAF-78 | https://www.raypa.com/en/
ID-150 | STANDARD INCUBATOR OF 150L (AMB. +5ºC to 80ºC) | 1 | 1 | 2451.8 | Raypa | ID-150 | https://www.raypa.com/en/
DAF-43 | FAN ASSISTED OVEN OF 43L (AMB. +5ºC to 250ºC) | 1 | 1 | 2395.9 | Raypa | DAF-43 | https://www.raypa.com/en/
SCRUBBER | NEUTRALIZATION UNIT WITH SUCTION PUMP | 1 | 1 | 2202.2 | Raypa | SCRUBBER | https://www.raypa.com/en/
DOD-150 | DRYING OVEN OF 150L (AMB. +5ºC to 250ºC) | 1 | 1 | 2181.4 | Raypa | DOD-150 | https://www.raypa.com/en/
ECOPUR-500 | DIRECT ECO-EFFICIENT WATER PURIFIER | 1 | 1 | 2015 | Raypa | ECOPUR-500 | https://www.raypa.com/en/
AES-8 | BENCHTOP AUTOCLAVE VERT. LOAD WITHOUT DRYING 8L 1-PHASE 230V | 1 | 1 | 1956.5 | Raypa | AES-8 | https://www.raypa.com/en/
ID-90 | STANDARD INCUBATOR OF 90L (AMB. +5ºC to 80ºC) | 1 | 1 | 1851.2 | Raypa | ID-90 | https://www.raypa.com/en/
DOD-90 | DRYING OVEN OF 90L (AMB. +5ºC to 250ºC) | 1 | 1 | 1842.1 | Raypa | DOD-90 | https://www.raypa.com/en/
ID-50 | STANDARD INCUBATOR OF 50L (AMB. +5ºC to 80ºC) | 1 | 1 | 1813.5 | Raypa | ID-50 | https://www.raypa.com/en/
ID-40 | STANDARD INCUBATOR OF 40L (AMB. +5ºC to 80ºC) | 1 | 1 | 1775.8 | Raypa | ID-40 | https://www.raypa.com/en/
DOD-50 | DRYING OVEN OF 50L (AMB. +5ºC to 250ºC) | 1 | 1 | 1771.9 | Raypa | DOD-50 | https://www.raypa.com/en/
ID-20 | STANDARD INCUBATOR OF 20L (AMB. +5ºC to 80ºC) | 1 | 1 | 1683.5 | Raypa | ID-20 | https://www.raypa.com/en/
VGS | VACUUM GENERATION SET FOR EV-50 | 1 | 1 | 1654.9 | Raypa | VGS | https://www.raypa.com/en/
DOD-40 | DRYING OVEN OF 40L (AMB. +5ºC to 250ºC) | 1 | 1 | 1638 | Raypa | DOD-40 | https://www.raypa.com/en/
DOD-20 | DRYING OVEN OF 20L (AMB. +5ºC to 250ºC) | 1 | 1 | 1556.1 | Raypa | DOD-20 | https://www.raypa.com/en/
WBD-40 | WATER & OIL THERMOSTATIC BATH OF 40L | 1 | 1 | 1458.6 | Raypa | WBD-40 | https://www.raypa.com/en/
BS-3030 | SAND BATH | 1 | 1 | 1437.8 | Raypa | BS-3030 | https://www.raypa.com/en/
SOFT-TITRA | PC TITRATOR SOFTWARE | 1 | 1 | 1371.5 | Raypa | SOFT-TITRA | https://www.raypa.com/en/
TABLE-AHS | STAINLESS STEEL TABLE FOR BENCHTOP AUTOCLAVE (80x85x80CM) | 1 | 1 | 1210.3 | Raypa | TABLE-AHS | https://www.raypa.com/en/
ELEV-CLAV-R | REINFORCED CRANE FOR BASKETS UP TP 40KG (1) | 1 | 1 | 1167.4 | Raypa | ELEV-CLAV-R | https://www.raypa.com/en/
WBD-20 | WATER & OIL THERMOSTATIC BATH OF 20L | 1 | 1 | 1134.9 | Raypa | WBD-20 | https://www.raypa.com/en/
ITS | TABLE TOP PRINTER | 1 | 1 | 1033.5 | Raypa | ITS | https://www.raypa.com/en/
WBD-12 | WATER & OIL THERMOSTATIC BATH OF 12L | 1 | 1 | 1012.7 | Raypa | WBD-12 | https://www.raypa.com/en/
ELEV-CLAV | BASKETS CRANE UP TO 30%KG(1) | 1 | 1 | 964.6 | Raypa | ELEV-CLAV | https://www.raypa.com/en/
FC-331 | INOX CONTAINER WITH REPLACEABLE FILTER (300x300x110mm) | 1 | 1 | 934.7 | Raypa | FC-331 | https://www.raypa.com/en/
WBD-5 | WATER & OIL THERMOSTATIC BATH OF 5L | 1 | 1 | 919.1 | Raypa | WBD-5 | https://www.raypa.com/en/
FC-338 | INOX CONTAINER WITH REPLACEABLE FILTER (300x300x85mm) | 1 | 1 | 891.8 | Raypa | FC-338 | https://www.raypa.com/en/
ITS-LAB | LABEL PRINTER | 1 | 1 | 858 | Raypa | ITS-LAB | https://www.raypa.com/en/
IT/M | BUILT-IN DOT MATRIX PRINTER | 1 | 1 | 783.9 | Raypa | IT/M | https://www.raypa.com/en/
PT-2-AH | HEART PROBE PT-100 FOR AH-L/B - AHS | 1 | 1 | 757.9 | Raypa | PT-2-AH | https://www.raypa.com/en/
SRA-4 | ADJUSTABLE TRAYS SUPPORT FOR AUTOCLAVE 175L | 1 | 1 | 741 | Raypa | SRA-4 | https://www.raypa.com/en/
PT-2 | HEART PROBE PT-100 | 1 | 1 | 737.1 | Raypa | PT-2 | https://www.raypa.com/en/
SRA-3 | ADJUSTABLE TRAYS SUPPORT FOR AUTOCLAVE 115L | 1 | 1 | 674.7 | Raypa | SRA-3 | https://www.raypa.com/en/
IT | BUILT-IN THERMAL PRINTER | 1 | 1 | 585 | Raypa | IT | https://www.raypa.com/en/
IT/TS | THERMAL PRINTER FOR TOUCHSCREEN MODELS | 1 | 1 | 585 | Raypa | IT/TS | https://www.raypa.com/en/
SRA-2 | ADJUSTABLE TRAYS SUPPORT FOR AUTOCLAVE 79L | 1 | 1 | 583.7 | Raypa | SRA-2 | https://www.raypa.com/en/
SRA-5 | ADJUSTABLE TRAYS SUPPORT FOR AUTOCLAVE 55L | 1 | 1 | 549.9 | Raypa | SRA-5 | https://www.raypa.com/en/
CCI-150 | S.S. NOT PERFORATED BASKET Ø:470MM H:360MM | 1 | 1 | 534.3 | Raypa | CCI-150 | https://www.raypa.com/en/
SERVER | PRIVATE CLOUD SERVER | 1 | 1 | 534.3 | Raypa | SERVER | https://www.raypa.com/en/
KLL-B | AUTOMATIC WATER FILLING KIT FOR AE-B | 1 | 1 | 529.1 | Raypa | KLL-B | https://www.raypa.com/en/
BAT-850 | BACTERIOLOGICAL INCINERATOR | 1 | 1 | 516.1 | Raypa | BAT-850 | https://www.raypa.com/en/
KLL | AUTOMATIC WATER FILLING KIT FOR AE-DRY | 1 | 1 | 514.8 | Raypa | KLL | https://www.raypa.com/en/
WDL-40 | COVER WITH DISK ADAPTERS 12 PLACES FOR BATH 40L | 1 | 1 | 513.5 | Raypa | WDL-40 | https://www.raypa.com/en/
SRA-1 | ADJUSTABLE TRAYS SUPPORT FOR AUTOCLAVE 33L | 1 | 1 | 501.8 | Raypa | SRA-1 | https://www.raypa.com/en/
KLL-AHS | AUTOMATIC WATER FILLING KIT FOR AHS-DRY / B | 1 | 1 | 486.2 | Raypa | KLL-AHS | https://www.raypa.com/en/
WRL-40 | ROOF TYPE COVER FOR BATH OF 40L | 1 | 1 | 445.9 | Raypa | WRL-40 | https://www.raypa.com/en/
GP-20/N | TEST TUBE RACK WITH SUPPORT 20 TUBES Ø42MM | 1 | 1 | 432.9 | Raypa | GP-20/N | https://www.raypa.com/en/
FC-215 | INOX CONTAINER WITH FILTER ON LID (285x185x65mm) | 1 | 1 | 426.4 | Raypa | FC-215 | https://www.raypa.com/en/
PRENSACLAV | PACKING GLAND FOR AUTOCLAVES CALIBRATION (8 HOLES ø2mm) | 1 | 1 | 412.1 | Raypa | PRENSACLAV | https://www.raypa.com/en/
PRENSACLAV2 | PACKING GLAND FOR AUTOCLAVES CALIBRATION (8 HOLES ø4mm) | 1 | 1 | 412.1 | Raypa | PRENSACLAV2 | https://www.raypa.com/en/
TR-TR | TRANSPORT TROLLEY FOR INSTRUMENTS | 1 | 1 | 400.4 | Raypa | TR-TR | https://www.raypa.com/en/
CV-150 | S.S. WIRE BASKET Ø:470MM H:235%MM | 1 | 1 | 397.8 | Raypa | CV-150 | https://www.raypa.com/en/
CR-P2 | POROSITY P-2 CRUCIBLE (6 U.) | 1 | 1 | 364 | Raypa | CR-P2 | https://www.raypa.com/en/
FIL-ID/DOD | HEPA BACTERIOLOGICAL FILTERS FOR ID/DOD OVENS | 1 | 1 | 354.9 | Raypa | FIL-ID/DOD | https://www.raypa.com/en/
CCI-75 | S.S. NON PERFORATED BASKET Ø:370MM H:260MM | 1 | 1 | 351 | Raypa | CCI-75 | https://www.raypa.com/en/
CV-75 | S.S. WIRE BASKET Ø:370MM H:265MM | 1 | 1 | 328.9 | Raypa | CV-75 | https://www.raypa.com/en/
WRL-20 | ROOF TYPE COVER FOR BATH OF 20L | 1 | 1 | 325 | Raypa | WRL-20 | https://www.raypa.com/en/
TBE-48X24 | ROUND DRUMS "SCHIMMELBUSH" Ø:480MM H:240MM | 1 | 1 | 313.3 | Raypa | TBE-48X24 | https://www.raypa.com/en/
RB-AHS-50 | S.S. RECTANGULAR WIRE BASKET FOR AHS-50 | 1 | 1 | 313.3 | Raypa | RB-AHS-50 | https://www.raypa.com/en/
GRA-680 | GRID 6 TUBES Ø80X300MM ENODEST | 1 | 1 | 310.7 | Raypa | GRA-680 | https://www.raypa.com/en/
BE-720 | INOX SHELF FOR ID-720 | 1 | 1 | 291.2 | Raypa | BE-720 | https://www.raypa.com/en/
BE-635 | INOX SHELF FOR DAF-635 | 1 | 1 | 291.2 | Raypa | BE-635 | https://www.raypa.com/en/
KLL-21 | AUTOMATIC WATER FILLING KIT FOR AH-21 L / B | 1 | 1 | 284.7 | Raypa | KLL-21 | https://www.raypa.com/en/
TBE-34X24 | ROUND DRUMS "SCHIMMELBUSH" Ø:340MM H:240MM | 1 | 1 | 271.7 | Raypa | TBE-34X24 | https://www.raypa.com/en/
WDL-20 | COVER WITH DISK ADAPTERS 6 PLACES FOR BATH 20L | 1 | 1 | 260 | Raypa | WDL-20 | https://www.raypa.com/en/
FIL-DAF | HEPA BACTERIOLOGICAL FILTER FOR DAF OVENS | 1 | 1 | 258.7 | Raypa | FIL-DAF | https://www.raypa.com/en/
ADAP-BU | DNP ADAPTER FOR BÜCHI® TUBES | 1 | 1 | 257.4 | Raypa | ADAP-BU | https://www.raypa.com/en/
CCI-28 | S.S. NOT PERFORATED BASKET Ø:270MM H:200MM | 1 | 1 | 249.6 | Raypa | CCI-28 | https://www.raypa.com/en/
CEP-1441 | CYLINDER WITH BASKET FOR STERILIZING PETRI Ø:140MM H:410MM | 1 | 1 | 249.6 | Raypa | CEP-1441 | https://www.raypa.com/en/
CEP-1427 | CYLINDER WITH BASKET FOR STERILIZING PETRI Ø:140MM H:270MM | 1 | 1 | 244.4 | Raypa | CEP-1427 | https://www.raypa.com/en/
BE-480 | INOX SHELF FOR ID-480 | 1 | 1 | 243.1 | Raypa | BE-480 | https://www.raypa.com/en/
BE-425 | INOX SHELF FOR DAF-425 | 1 | 1 | 243.1 | Raypa | BE-425 | https://www.raypa.com/en/
GPL-20 | RACK FOR 20 BAGS | 1 | 1 | 243.1 | Raypa | GPL-20 | https://www.raypa.com/en/
TANK-KLL | EXTERNAL WATER TANK 25L WITH SENSOR | 1 | 1 | 241.8 | Raypa | TANK-KLL | https://www.raypa.com/en/
WRL-12 | ROOF TYPE COVER FOR BATH OF 12L | 1 | 1 | 235.3 | Raypa | WRL-12 | https://www.raypa.com/en/
WDL-12 | COVER WITH DISK ADAPTERS 4 PLACES FOR BATH 12L | 1 | 1 | 231.4 | Raypa | WDL-12 | https://www.raypa.com/en/
CEP-1041 | CYLINDER WITH BASKET FOR STERILIZING PETRI Ø:100MM H:410MM | 1 | 1 | 217.1 | Raypa | CEP-1041 | https://www.raypa.com/en/
GPL-10 | RACK FOR 10 BAGS | 1 | 1 | 214.5 | Raypa | GPL-10 | https://www.raypa.com/en/
CV-28 | S.S. WIRE BASKET Ø:270MM H:185MM | 1 | 1 | 205.4 | Raypa | CV-28 | https://www.raypa.com/en/
CEP-1027 | CYLINDER WITH BASKET FOR STERILIZING PETRI Ø:100MM H:270MM | 1 | 1 | 202.8 | Raypa | CEP-1027 | https://www.raypa.com/en/
GRA-640 | GRID FOR 6 TUBES Ø42X300MM ENODEST | 1 | 1 | 201.5 | Raypa | GRA-640 | https://www.raypa.com/en/
CEPP-1435 | INOX CYLINDER FOR STERILIZING PIPETTES Ø:140MM H:350MM | 1 | 1 | 197.6 | Raypa | CEPP-1435 | https://www.raypa.com/en/
RB-AH-21 | S.S. RECTANGULAR WIRE BASKET FOR AH-21 | 1 | 1 | 189.8 | Raypa | RB-AH-21 | https://www.raypa.com/en/
ALC-0-10 | ALCOHOMETER 0-10% | 1 | 1 | 180.7 | Raypa | ALC-0-10 | https://www.raypa.com/en/
ALC-10-20 | ALCOHOMETER 10-20% | 1 | 1 | 180.7 | Raypa | ALC-10-20 | https://www.raypa.com/en/
ALC-20-30 | ALCOHOMETER 20-30% | 1 | 1 | 180.7 | Raypa | ALC-20-30 | https://www.raypa.com/en/
ALC-30-40 | ALCOHOMETER 30-40% | 1 | 1 | 180.7 | Raypa | ALC-30-40 | https://www.raypa.com/en/
ALC-40-50 | ALCOHOMETER 40-50% | 1 | 1 | 180.7 | Raypa | ALC-40-50 | https://www.raypa.com/en/
ALC-50-60 | ALCOHOMETER 50-60% | 1 | 1 | 180.7 | Raypa | ALC-50-60 | https://www.raypa.com/en/
ALC-60-70 | ALCOHOMETER 60-70% | 1 | 1 | 180.7 | Raypa | ALC-60-70 | https://www.raypa.com/en/
ALC-70-80 | ALCOHOMETER 70-80% | 1 | 1 | 180.7 | Raypa | ALC-70-80 | https://www.raypa.com/en/
ALC-80-90 | ALCOHOMETER 80-90% | 1 | 1 | 180.7 | Raypa | ALC-80-90 | https://www.raypa.com/en/
ALC-90-100 | ALCOHOMETER 90-100% | 1 | 1 | 180.7 | Raypa | ALC-90-100 | https://www.raypa.com/en/
CPP-3690 | BASKET FOR 36 PETRI PLATES ø90 mm | 1 | 1 | 179.4 | Raypa | CPP-3690 | https://www.raypa.com/en/
4WHBR | FOUR GUIDABLE CASTORS WITH FIXING BREAKS IN TWO FOR AES/AE | 1 | 1 | 176.8 | Raypa | 4WHBR | https://www.raypa.com/en/
WRL-5 | ROOF TYPE COVER FOR BATH OF 5L | 1 | 1 | 174.2 | Raypa | WRL-5 | https://www.raypa.com/en/
CPP-3670 | BASKET FOR 36 PETRI PLATES ø70 mm | 1 | 1 | 172.9 | Raypa | CPP-3670 | https://www.raypa.com/en/
SW7000 | CONNECTION SOFTWARE + CABLE | 1 | 1 | 167.7 | Raypa | SW7000 | https://www.raypa.com/en/
SW8000 | SOFTWARE FOR TOUCHSCREEN AUTOCLAVES + ETHERNET CABLE | 1 | 1 | 167.7 | Raypa | SW8000 | https://www.raypa.com/en/
CPP-3660 | BASKET FOR 36 PETRI PLATES ø60 mm | 1 | 1 | 167.7 | Raypa | CPP-3660 | https://www.raypa.com/en/
TBE-24X16 | ROUND DRUMS "SCHIMMELBUSH" Ø:240MM H:165MM | 1 | 1 | 162.5 | Raypa | TBE-24X16 | https://www.raypa.com/en/
BE-288 | INOX SHELF FOR ID-288 | 1 | 1 | 156 | Raypa | BE-288 | https://www.raypa.com/en/
BE-250 | INOX SHELF FOR DAF-250 | 1 | 1 | 156 | Raypa | BE-250 | https://www.raypa.com/en/
TB-80300 | TUBE Ø80 X 300 (400ML) | 1 | 1 | 153.4 | Raypa | TB-80300 | https://www.raypa.com/en/
WDL-5 | COVER WITH DISK ADAPTERS 2 PLACES FOR BATH 5L | 1 | 1 | 152.1 | Raypa | WDL-5 | https://www.raypa.com/en/
CEPP-1025 | INOX CYLINDER FOR STERILIZING PIPETTES Ø:100MM H:250MM | 1 | 1 | 144.3 | Raypa | CEPP-1025 | https://www.raypa.com/en/
CEX | FAT EXTRACTION VESSEL (6 U.) | 1 | 1 | 136.5 | Raypa | CEX | https://www.raypa.com/en/
CD-2526 | BOX OF THIMBLES Ø 26MM (25 U.) | 1 | 1 | 128.7 | Raypa | CD-2526 | https://www.raypa.com/en/
CEPP-726 | INOX CYLINDER FOR STERILIZING PIPETTES Ø:70MM H:260MM | 1 | 1 | 127.4 | Raypa | CEPP-726 | https://www.raypa.com/en/
BI-240 | PLASTIFIED INOX SHELF FOR IRE-240 | 1 | 1 | 124.8 | Raypa | BI-240 | https://www.raypa.com/en/
BI-475 | PLASTIFIED INOX SHELF FOR IRE-475 | 1 | 1 | 124.8 | Raypa | BI-475 | https://www.raypa.com/en/
BI-160 | PLASTIFIED INOX SHELF FOR IRE-160 | 1 | 1 | 123.5 | Raypa | BI-160 | https://www.raypa.com/en/
AE-50-B | VERTICAL AUTOCLAVE WITH PRE & POST VACUUM 55L - 1-PHASE 230V | 1 | 1 | 123 | Raypa | AE-50-B | https://www.raypa.com/en/
CEPP-740 | INOX CYLINDER FOR STERILIZING PIPETTES Ø:70MM H:400MM | 1 | 1 | 109.2 | Raypa | CEPP-740 | https://www.raypa.com/en/
TSRA-4 | TRAY FOR SRA-4 (175L) | 1 | 1 | 106.6 | Raypa | TSRA-4 | https://www.raypa.com/en/
TSRA-2/3 | TRAY FOR SRA-2 AND SRA-3 (79/115L) | 1 | 1 | 102.7 | Raypa | TSRA-2/3 | https://www.raypa.com/en/
GB-24 | RACK BABY'S BOTTLE (24 BABY'S BOTTLE) | 1 | 1 | 96.2 | Raypa | GB-24 | https://www.raypa.com/en/
BAH-75-B | TRAY FOR BENCHTOP AUTOCLAVE 79L | 1 | 1 | 92.3 | Raypa | BAH-75-B | https://www.raypa.com/en/
TSRA-1/5 | TRAY FOR SRA-1 AND SRA-5 (33/55L) | 1 | 1 | 89.7 | Raypa | TSRA-1/5 | https://www.raypa.com/en/
BAH-50-B | TRAY FOR BENCHTOP AUTOCLAVE 55L | 1 | 1 | 89.7 | Raypa | BAH-50-B | https://www.raypa.com/en/
GB-20 | RACK BABY'S BOTTLE (20 BABY'S BOTTLE) | 1 | 1 | 89.7 | Raypa | GB-20 | https://www.raypa.com/en/
PAPER-IT | PAPER ROLL FOR IT, IT/TS & IT/TLV (PACK 10 UNITS) | 1 | 1 | 87.1 | Raypa | PAPER-IT | https://www.raypa.com/en/
PAPER-ITS | PAPER ROLL FOR ITS - IT/M (PACK 10 UNITS) | 1 | 1 | 87.1 | Raypa | PAPER-ITS | https://www.raypa.com/en/
GB-15 | RACK BABY'S BOTTLE (15 BABY'S BOTTLE) | 1 | 1 | 81.9 | Raypa | GB-15 | https://www.raypa.com/en/
GB-12 | RACK BABY'S BOTTLE (12 BABY'S BOTTLE) | 1 | 1 | 80.6 | Raypa | GB-12 | https://www.raypa.com/en/
GF-10L | 10L TANK WITH VALVE | 1 | 1 | 79.3 | Raypa | GF-10L | https://www.raypa.com/en/
TANK-AE | BOTTLE FOR DEPOSIT DRAINAGE 12L | 1 | 1 | 74.1 | Raypa | TANK-AE | https://www.raypa.com/en/
BE-150 | INOX SHELF FOR ID/DOD 150L | 1 | 1 | 74.1 | Raypa | BE-150 | https://www.raypa.com/en/
BE-135 | INOX SHELF FOR DAF-135 | 1 | 1 | 74.1 | Raypa | BE-135 | https://www.raypa.com/en/
GRB-5011 | RACK WITH HANDLES 50 TUBES (10x5) ø11mm | 1 | 1 | 70.2 | Raypa | GRB-5011 | https://www.raypa.com/en/
GRB-5612 | RACK WITH HANDLES 56 TUBES (14x4) ø12mm | 1 | 1 | 70.2 | Raypa | GRB-5612 | https://www.raypa.com/en/
GRB-4816 | RACK WITH HANDLES 48 TUBES (12x4) ø16mm | 1 | 1 | 70.2 | Raypa | GRB-4816 | https://www.raypa.com/en/
GRB-3020 | RACK WITH HANDLES 30 TUBES (10x3) ø20mm | 1 | 1 | 70.2 | Raypa | GRB-3020 | https://www.raypa.com/en/
GB-8 | RACK BABY'S BOTTLE (8 BABY'S BOTTLE) | 1 | 1 | 67.6 | Raypa | GB-8 | https://www.raypa.com/en/
KIT-TITRA-RAY | TITRATOR KIT FOR DNP-2000MP | 1 | 1 | 67 | Raypa | KIT-TITRA-RAY | https://www.raypa.com/en/
MCLL | HANDLE WITH LOCK AND KEY FOR OVENS AND INCUBATORS | 1 | 1 | 63.7 | Raypa | MCLL | https://www.raypa.com/en/
VR-75300 | REACTION VESSEL 250 ml | 1 | 1 | 59.8 | Raypa | VR-75300 | https://www.raypa.com/en/
BE-90 | INOX SHELF FOR ID/DOD 90L | 1 | 1 | 59.8 | Raypa | BE-90 | https://www.raypa.com/en/
BE-78 | INOX SHELF FOR DAF-78 | 1 | 1 | 59.8 | Raypa | BE-78 | https://www.raypa.com/en/
BE-50 | INOX SHELF FOR ID/DOD 50L | 1 | 1 | 53.3 | Raypa | BE-50 | https://www.raypa.com/en/
BE-43 | INOX SHELF FOR DAF-43 | 1 | 1 | 53.3 | Raypa | BE-43 | https://www.raypa.com/en/
TB-42300E | TUBE Ø42 X 300MM REINFORCED FOR WATER ANALYSIS (250ML) | 1 | 1 | 49.4 | Raypa | TB-42300E | https://www.raypa.com/en/
BEV-50 | GALVANIZED ALUMINUM SHELF FOR EV-50 | 1 | 1 | 49.4 | Raypa | BEV-50 | https://www.raypa.com/en/
MB003 | SUPPORT FRAME FOR WATER BATH 20L | 1 | 1 | 48.1 | Raypa | MB003 | https://www.raypa.com/en/
MA-100 | VOLUMETRIC FLASK 100ml | 1 | 1 | 44.2 | Raypa | MA-100 | https://www.raypa.com/en/
MA-200 | VOLUMETRIC FLASK 200ml | 1 | 1 | 44.2 | Raypa | MA-200 | https://www.raypa.com/en/
BE-40 | INOX SHELF FOR ID/DOD 40L | 1 | 1 | 44.2 | Raypa | BE-40 | https://www.raypa.com/en/
BSRA | SET OF BRACKETS FOR SRA (30 UNITS) | 1 | 1 | 41.6 | Raypa | BSRA | https://www.raypa.com/en/
BE-20 | INOX SHELF FOR ID/DOD 20L | 1 | 1 | 41.6 | Raypa | BE-20 | https://www.raypa.com/en/
MB002 | SUPPORT FRAME FOR WATER BATH 12L | 1 | 1 | 41.6 | Raypa | MB002 | https://www.raypa.com/en/
MB001 | SUPPORT FRAME FOR WATER BATH 5L | 1 | 1 | 36.4 | Raypa | MB001 | https://www.raypa.com/en/
TB-42300 | TUBE Ø42 X 300MM (250ML) | 1 | 1 | 31.2 | Raypa | TB-42300 | https://www.raypa.com/en/
TB-26300 | TUBE Ø26 X 300MM (100ML) | 1 | 1 | 29.9 | Raypa | TB-26300 | https://www.raypa.com/en/
PAPER-LAB | PAPER ROLL FOR ITS-LAB (PACK 10 UNITS) | 1 | 1 | 11.7 | Raypa | PAPER-LAB | https://www.raypa.com/en/
MA-250 | VOLUMETRIC FLASK 250ml | 1 | 1 | 5 | Raypa | MA-250 | https://www.raypa.com/en/
GB-6 | RACK BABY'S BOTTLE (6 BABY'S BOTTLE) | 1 | 1 | 5 | Raypa | GB-6 | https://www.raypa.com/en/
29 50 100 | Stand, Table-top Stand for UV Hand Lamps, height freely adjustable from 50 to 270 mm | 1 | 1 | 192 | Herolab | 29 50 100 | https://www.herolab.de/index.php/en/
29 50 400 | UV-Analysis-Hand Lamp 220-240 V, UV-4 S, 4 Watt, 254 nm | 1 | 1 | 427.5 | Herolab | 29 50 400 | https://www.herolab.de/index.php/en/
29 50 410 | UV-Analysis-Hand Lamp 220-240 V, UV-4 +4 S, 2 x 4 Watt, 254 nm | 1 | 1 | 529.5 | Herolab | 29 50 410 | https://www.herolab.de/index.php/en/
29 50 420 | UV-Analysis-Hand Lamp 220-240 V, UV-4 L, 4 Watt, 365 nm | 1 | 1 | 418.5 | Herolab | 29 50 420 | https://www.herolab.de/index.php/en/
29 50 425 | UV-Analysis-Hand Lamp 220-240 V, UV-4 BLB, 4 Watt, 365 nm Black Light | 1 | 1 | 303 | Herolab | 29 50 425 | https://www.herolab.de/index.php/en/
29 50 435 | UV-Analysis-Hand Lamp 220-240 V, UV-4+4 BLB, 2 x 4 Watt, 365 nm Black Light | 1 | 1 | 363 | Herolab | 29 50 435 | https://www.herolab.de/index.php/en/
29 50 440 | UV-Analysis-Hand Lamp 220-240 V, UV-4 SL, 2 x 4 Watt, 254 + 365 nm, separately switchable | 1 | 1 | 522 | Herolab | 29 50 440 | https://www.herolab.de/index.php/en/
29 50 500 | UV-Analysis-Hand Lamp 220-240 V, UV-6 S, 6 Watt, 254 nm | 1 | 1 | 462 | Herolab | 29 50 500 | https://www.herolab.de/index.php/en/
29 50 510 | UV-Analysis-Hand Lamp 220-240 V, UV-6 M, 6 Watt, 312 nm | 1 | 1 | 472.5 | Herolab | 29 50 510 | https://www.herolab.de/index.php/en/
29 50 520 | UV-Analysis-Hand Lamp 220-240 V, UV-6 L, 6 Watt, 365 nm | 1 | 1 | 451.5 | Herolab | 29 50 520 | https://www.herolab.de/index.php/en/
29 50 525 | UV-Analysis-Hand Lamp 220-240 V, UV-6 BLB, 6 Watt, 365 nm Black Light | 1 | 1 | 316.5 | Herolab | 29 50 525 | https://www.herolab.de/index.php/en/
29 50 540 | UV-Analysis-Hand Lamp 220-240 V, UV-6 SL, 2 x 6 Watt, 254 + 365 nm, separately switchable | 1 | 1 | 580.5 | Herolab | 29 50 540 | https://www.herolab.de/index.php/en/
29 50 545 | UV-Analysis-Hand Lamp 220-240 V, UV-6 SM, 2 x 6 Watt, 254 + 312 nm, separately switchable | 1 | 1 | 553.5 | Herolab | 29 50 545 | https://www.herolab.de/index.php/en/
29 50 550 | UV-Analysis-Hand Lamp 220-240 V, UV-12 S, 2 x 6 Watt, 254 nm | 1 | 1 | 540 | Herolab | 29 50 550 | https://www.herolab.de/index.php/en/
29 50 560 | UV-Analysis-Hand Lamp 220-240 V, UV-12 M, 2 x 6 Watt, 312 nm | 1 | 1 | 552 | Herolab | 29 50 560 | https://www.herolab.de/index.php/en/
29 50 570 | UV-Analysis-Hand Lamp 220-240 V, UV-12 L, 2 x 6 Watt, 365 nm | 1 | 1 | 525 | Herolab | 29 50 570 | https://www.herolab.de/index.php/en/
29 50 575 | UV-Analysis-Hand Lamp 220-240 V, UV-12 BLB, 2 x 6 Watt, 365 nm Black Light | 1 | 1 | 525 | Herolab | 29 50 575 | https://www.herolab.de/index.php/en/
29 50 630 | UV-Analysis-Hand Lamp 220-240 V, UV-6 ML, 2 x 6 Watt, 312 + 365 nm, separately switchable | 1 | 1 | 376.5 | Herolab | 29 50 630 | https://www.herolab.de/index.php/en/
29 50 700 | UV-Analysis-Hand Lamp 220-240 V, UV-8 S, 8 Watt, 254 nm | 1 | 1 | 541.5 | Herolab | 29 50 700 | https://www.herolab.de/index.php/en/
29 50 710 | UV-Analysis-Hand Lamp 220-240 V, UV-8 M, 8 Watt, 312 nm | 1 | 1 | 495 | Herolab | 29 50 710 | https://www.herolab.de/index.php/en/
29 50 720 | UV-Analysis-Hand Lamp 220-240 V, UV-8 L, 8 Watt, 365 nm | 1 | 1 | 514.5 | Herolab | 29 50 720 | https://www.herolab.de/index.php/en/
29 50 725 | UV-Analysis-Hand Lamp 220-240 V, UV-8 BLB, 8 Watt, 365 nm Black Light | 1 | 1 | 484.5 | Herolab | 29 50 725 | https://www.herolab.de/index.php/en/
29 50 730 | UV-Analysis-Hand Lamp 220-240 V, UV-8 ML, 2 x 8 Watt, 312 + 365 nm, separately switchable | 1 | 1 | 300 | Herolab | 29 50 730 | https://www.herolab.de/index.php/en/
29 50 740 | UV-Analysis-Hand Lamp 220-240 V, UV-8 SL, 2 x 8 Watt, 254 + 365 nm, separately switchable | 1 | 1 | 603 | Herolab | 29 50 740 | https://www.herolab.de/index.php/en/
29 50 745 | UV-Analysis-Hand Lamp 220-240 V, UV-8 SM, 2 x 8 Watt, 254 + 312 nm, separately switchable | 1 | 1 | 597 | Herolab | 29 50 745 | https://www.herolab.de/index.php/en/
29 50 750 | UV-Analysis-Hand Lamp 220-240 V, UV-16 S, 2 x 8 Watt, 254 nm | 1 | 1 | 603 | Herolab | 29 50 750 | https://www.herolab.de/index.php/en/
29 50 760 | UV-Analysis-Hand Lamp 220-240 V, UV-16 M, 2 x 8 Watt, 312 nm | 1 | 1 | 600 | Herolab | 29 50 760 | https://www.herolab.de/index.php/en/
29 50 770 | UV-Analysis-Hand Lamp 220-240 V, UV-16 L, 2 x 8 Watt, 365 nm | 1 | 1 | 645 | Herolab | 29 50 770 | https://www.herolab.de/index.php/en/
29 50 775 | UV-Analysis-Hand Lamp 220-240 V, UV-16 BLB, 2 x 8 Watt, 365 nm Black Light | 1 | 1 | 589.5 | Herolab | 29 50 775 | https://www.herolab.de/index.php/en/
29 50 800 | UV-Analysis-Hand Lamp 220-240 V, UV-15 S, 15 Watt, 254 nm | 1 | 1 | 468 | Herolab | 29 50 800 | https://www.herolab.de/index.php/en/
29 50 810 | UV-Analysis-Hand Lamp 220-240 V, UV-15 M, 15 Watt, 312 nm | 1 | 1 | 687 | Herolab | 29 50 810 | https://www.herolab.de/index.php/en/
29 50 820 | UV-Analysis-Hand Lamp 220-240 V, UV-15 L, 15 Watt, 365 nm | 1 | 1 | 690 | Herolab | 29 50 820 | https://www.herolab.de/index.php/en/
29 50 825 | UV-Analysis-Hand Lamp 220-240 V, UV-15 BLB, 15 Watt, 365 nm Black Light | 1 | 1 | 679.5 | Herolab | 29 50 825 | https://www.herolab.de/index.php/en/
29 50 830 | UV-Analysis-Hand Lamp 220-240 V, UV-15 ML, 2 x 15 Watt, 312 + 365 nm, separately switchable | 1 | 1 | 400.5 | Herolab | 29 50 830 | https://www.herolab.de/index.php/en/
29 50 840 | UV-Analysis-Hand Lamp 220-240 V, UV-15 SL, 2 x 15 Watt, 254 + 365 nm, separately switchable | 1 | 1 | 813 | Herolab | 29 50 840 | https://www.herolab.de/index.php/en/
29 50 845 | UV-Analysis-Hand Lamp 220-240 V, UV-15 SM, 2 x 15 Watt, 254 + 312 nm, separately switchable | 1 | 1 | 790.5 | Herolab | 29 50 845 | https://www.herolab.de/index.php/en/
29 50 850 | UV-Analysis-Hand Lamp 220-240 V, UV-30 S, 2 x 15 Watt, 254 nm | 1 | 1 | 813 | Herolab | 29 50 850 | https://www.herolab.de/index.php/en/
29 50 860 | UV-Analysis-Hand Lamp 220-240 V, UV-30 M, 2 x 15 Watt, 312 nm | 1 | 1 | 849 | Herolab | 29 50 860 | https://www.herolab.de/index.php/en/
29 50 870 | UV-Analysis-Hand Lamp 220-240 V, UV-30 L, 2 x 15 Watt, 365 nm | 1 | 1 | 873 | Herolab | 29 50 870 | https://www.herolab.de/index.php/en/
29 50 875 | UV-Analysis-Hand Lamp 220-240 V, UV-30 BLB, 2 x 15 Watt, 365 nm Black Light | 1 | 1 | 766.5 | Herolab | 29 50 875 | https://www.herolab.de/index.php/en/
29 50 910 | Replacement filter glass UV-Analysis-Hand Lamp, UV-4, 50 x 100 mm | 1 | 1 | 595.5 | Herolab | 29 50 910 | https://www.herolab.de/index.php/en/
29 50 920 | Replacement filter glass UV-Analysis-Hand Lamp, UV-6/12, 50 x 150 mm | 1 | 1 | 226.5 | Herolab | 29 50 920 | https://www.herolab.de/index.php/en/
29 50 930 | Replacement filter glass UV-Analysis-Hand Lamp, UV-8/16, 50 x 200 mm | 1 | 1 | 246 | Herolab | 29 50 930 | https://www.herolab.de/index.php/en/
29 50 940 | Replacement filter glass UV-Analysis-Hand Lamp, UV-15/30, 70 x 300 mm | 1 | 1 | 312 | Herolab | 29 50 940 | https://www.herolab.de/index.php/en/
29 55 201 | Floor stand with rollers for Germicidal Lamp | 1 | 1 | 546 | Herolab | 29 55 201 | https://www.herolab.de/index.php/en/
29 55 800 | UV Germicidal Lamp LK-30 R, 220-240 V, 1 x 30 Watt, 254 nm, with reflector | 1 | 1 | 627 | Herolab | 29 55 800 | https://www.herolab.de/index.php/en/
29 55 803 | UV Germicidal Lamp LK-30 RC, 220-240 V, 1 x 30 Watt, 254 nm, with reflector and remote control | 1 | 1 | 745.5 | Herolab | 29 55 803 | https://www.herolab.de/index.php/en/
29 55 810 | UV Germicidal Lamp LK-30, 220-240 V, 1 x 30 Watt, 254 nm, without reflector | 1 | 1 | 583.5 | Herolab | 29 55 810 | https://www.herolab.de/index.php/en/
29 55 813 | UV Germicidal Lamp LK-30 C, 220-240 V, 1 x 30 Watt, 254 nm, without reflector, with remote control | 1 | 1 | 787.5 | Herolab | 29 55 813 | https://www.herolab.de/index.php/en/
29 55 815 | UV Germicidal Lamp LK-15 R, 220-240 V, 15 Watt, 1 x 254 nm, with reflector | 1 | 1 | 595.5 | Herolab | 29 55 815 | https://www.herolab.de/index.php/en/
29 55 818 | UV Germicidal Lamp LK-15 RC, 220-240 V, 1 x 15 Watt, 254 nm, with reflector and remote control | 1 | 1 | 799.5 | Herolab | 29 55 818 | https://www.herolab.de/index.php/en/
29 55 820 | UV Germicidal Lamp LK-15, 220-240 V, 1 x 15 Watt, 254 nm, without reflector | 1 | 1 | 469.5 | Herolab | 29 55 820 | https://www.herolab.de/index.php/en/
29 55 823 | UV Germicidal Lamp LK-15 C, 220-240 V, 1 x15 Watt, 254 nm, without reflector, with remote control | 1 | 1 | 673.5 | Herolab | 29 55 823 | https://www.herolab.de/index.php/en/
29 55 830 | UV-Showcase Lamp VL-60 RF, 220-240 V, 2 x 30 Watt, 1 x 254 nm, 1 x 365 nm with filter and reflector and suspension chain | 1 | 1 | 1678.5 | Herolab | 29 55 830 | https://www.herolab.de/index.php/en/
29 55 850 | Set for Suspension from Ceiling for Germicidal Lamp | 1 | 1 | 111.6 | Herolab | 29 55 850 | https://www.herolab.de/index.php/en/
29 55 851 | Wall Mounting for Germicidal Lamp | 1 | 1 | 79.7 | Herolab | 29 55 851 | https://www.herolab.de/index.php/en/
29 55 855 | UV Germicidal Lamp LK-55 , 220-240 V, 1 x 55 Watt, 254 nm, without reflector, without remote control | 1 | 1 | 738 | Herolab | 29 55 855 | https://www.herolab.de/index.php/en/
29 55 856 | UV Germicidal Lamp LK-55 R, 220-240 V, 1 x 55 Watt, 254 nm, with reflector | 1 | 1 | 834 | Herolab | 29 55 856 | https://www.herolab.de/index.php/en/
29 55 858 | UV Germicidal Lamp LK-55 C , 220-240 V, 1 x 55 Watt, 254 nm, without reflector, with remote control | 1 | 1 | 942 | Herolab | 29 55 858 | https://www.herolab.de/index.php/en/
29 55 859 | UV Germicidal Lamp LK-55 RC, 220-240 V, 1 x 55 Watt, 254 nm, with reflector and remote control | 1 | 1 | 1038 | Herolab | 29 55 859 | https://www.herolab.de/index.php/en/
29 55 860 | UV Germicidal Lamp LK-60, 220-240 V, 2 x 30 Watt, 254 nm, without reflector, without remote control | 1 | 1 | 855 | Herolab | 29 55 860 | https://www.herolab.de/index.php/en/
29 55 863 | UV Germicidal Lamp LK-60 C, 220-240 V, 2 x 30 Watt, 254 nm, without reflector, with remote control | 1 | 1 | 1059 | Herolab | 29 55 863 | https://www.herolab.de/index.php/en/
29 55 865 | UV Germicidal Lamp LK-110 , 220-240 V, 2 x 55 Watt, 254 nm, without reflector, without remote control | 1 | 1 | 1099.5 | Herolab | 29 55 865 | https://www.herolab.de/index.php/en/
29 55 868 | UV Germicidal Lamp LK-110 C, 220-240 V, 2 x 55 Watt, 254 nm, without reflector, with remote control | 1 | 1 | 1303.5 | Herolab | 29 55 868 | https://www.herolab.de/index.php/en/
29 83 300 | Replacement UV-Tube, short-wave, 4 Watt, 254 nm | 1 | 1 | 32 | Herolab | 29 83 300 | https://www.herolab.de/index.php/en/
29 83 500 | Replacement UV-Tube, long-wave, 4 Watt, 365 nm | 1 | 1 | 33.8 | Herolab | 29 83 500 | https://www.herolab.de/index.php/en/
29 83 508 | Replacement UV-Tube, long-wave, 4 Watt, 365 nm, Black Light (BLB) | 1 | 1 | 49.7 | Herolab | 29 83 508 | https://www.herolab.de/index.php/en/
29 84 000 | Replacement UV-Tube, short-wave, 15 Watt, 254 nm | 1 | 1 | 56.7 | Herolab | 29 84 000 | https://www.herolab.de/index.php/en/
29 84 030 | Replacement UV-Tube, short-wave, 30 Watt, 254 nm | 1 | 1 | 115.2 | Herolab | 29 84 030 | https://www.herolab.de/index.php/en/
29 84 100 | Replacement UV-Tube, mid-wave, 15 Watt, 312 (302)nm | 1 | 1 | 71 | Herolab | 29 84 100 | https://www.herolab.de/index.php/en/
29 84 115 | Replacement UV-Tube, short-wave, 15 Watt, 254 nm, ozone free, for Germicidal lamps | 1 | 1 | 210 | Herolab | 29 84 115 | https://www.herolab.de/index.php/en/
29 84 130 | Replacement UV-Tube, short-wave, 30 Watt, 254 nm, ozone free, for Germicidal lamps | 1 | 1 | 141.8 | Herolab | 29 84 130 | https://www.herolab.de/index.php/en/
29 84 155 | Replacement UV-Tube, short-wave, 55 Watt, 254 nm, ozone free, for Germicidal lamps | 1 | 1 | 150 | Herolab | 29 84 155 | https://www.herolab.de/index.php/en/
29 84 138 | Replacement UV-Tube, long-wave, 15 Watt, 365 nm, Black Light (BLB) | 1 | 1 | 93.9 | Herolab | 29 84 138 | https://www.herolab.de/index.php/en/
29 84 200 | Replacement UV-Tube, long-wave, 15 Watt, 365 nm | 1 | 1 | 28.4 | Herolab | 29 84 200 | https://www.herolab.de/index.php/en/
29 84 208 | Replacement UV-Tube, long-wave, 15 Watt, 365 nm, Black Light (BLB) | 1 | 1 | 62.1 | Herolab | 29 84 208 | https://www.herolab.de/index.php/en/
29 84 300 | Replacement UV-Tube, short-wave, 8 Watt, 254 nm | 1 | 1 | 39 | Herolab | 29 84 300 | https://www.herolab.de/index.php/en/
29 84 400 | Replacement UV-Tube, mid-wave, 8 Watt, 312 (302)nm | 1 | 1 | 54.9 | Herolab | 29 84 400 | https://www.herolab.de/index.php/en/
29 84 500 | Replacement UV-Tube, long-wave, 8 Watt, 365 nm | 1 | 1 | 26.9 | Herolab | 29 84 500 | https://www.herolab.de/index.php/en/
29 84 508 | Replacement UV-Tube, long-wave, 8 Watt, 365 nm, Black Light (BLB) | 1 | 1 | 62.1 | Herolab | 29 84 508 | https://www.herolab.de/index.php/en/
29 84 800 | Replacement UV-Tube, short-wave, 6 Watt, 254 nm | 1 | 1 | 39 | Herolab | 29 84 800 | https://www.herolab.de/index.php/en/
29 84 900 | Replacement UV-Tube, mid-wave, 6 Watt, 312 (302)nm | 1 | 1 | 53.1 | Herolab | 29 84 900 | https://www.herolab.de/index.php/en/
29 85 000 | Replacement UV-Tube, long-wave, 6 Watt, 365 nm | 1 | 1 | 25.2 | Herolab | 29 85 000 | https://www.herolab.de/index.php/en/
29 85 008 | Replacement UV-Tube, long-wave, 6 Watt, 365 nm, Black Light (BLB) | 1 | 1 | 54.9 | Herolab | 29 85 008 | https://www.herolab.de/index.php/en/
| VISO be PVM |  |  | 12753323
| 21% PVM |  |  | 2678197.83
| VISO su PVM |  |  | 15431520.83