## Sheet1
5 pirkimo dalis - Cleaver Scientific arba lygiavertės laboratorinės priemonės ir reagentai
Eil. Nr. | Kodas pagal katalogą (galima siūlyti ir lygiavertes, savo savybėmis prilygstančias nurodytiems katalogo nr. prekes) | Produkto aprašymas | Kiekis | Kiekio (stulpelis Nr. 4) įkainis EUR, be PVM | Kiekio (stulpelis Nr. 4) įkainis EUR, su 21 % PVM | Gamintojas | Gamintojo kodas (Siūlomos prekės kodas) galima siūlyti ir analogiškas, lygiavertes, savo savybėmis prilygstančias nurodytiems katalogo nr. stulpelyje Nr. 2 prekes | Nuoroda į išsamų prekės aprašymą arba gamintojo svetainę
1 | 2 | 3 | 4 | 5 | 6 | 7 | 8 | 9
1 | MSMINI7 | Multi Sub Mini, 7 x 7cm UV Tray, 2 x 8 sample, 1mm thick combs, casting dams, loading guides | 1 | 542 | 655.82 | Clever Scientific | MSMINI7 | http://www.cleaverscientific.com/
2 | MSMINI10 | Multi Sub Mini, 7 x 10cm UV Tray, 2 x 8 sample, 1mm thick combs, casting dams, loading guides | 1 | 542 | 655.82 | Clever Scientific | MSMINI10 | http://www.cleaverscientific.com/
3 | MSMINIDUO | Multi Sub Mini, 7 x 7cm & 7 x 10cm UV Tray & 2 x 8 sample, 1mm thick combs, casting dams, loading guides | 1 | 588 | 711.48 | Clever Scientific | MSMINIDUO | http://www.cleaverscientific.com/
4 | MS7-UV7 | Multi Sub Mini, 7 x 7cm UV Tray | 1 | 100 | 121 | Clever Scientific | MS7-UV7 | http://www.cleaverscientific.com/
5 | MS7-UV10 | Multi Sub Mini, 7 x 10cm UV Tray | 1 | 123 | 148.83 | Clever Scientific | MS7-UV10 | http://www.cleaverscientific.com/
6 | MS7-UVDAM | Multi Sub Mini, UV Tray Dams | 1 | 98 | 118.58 | Clever Scientific | MS7-UVDAM | http://www.cleaverscientific.com/
7 | MS7-PE | Multi Sub Mini - Positive Electrode | 1 | 163 | 197.23 | Clever Scientific | MS7-PE | http://www.cleaverscientific.com/
8 | MS7-NE | Multi Sub Mini - Negative Electrode | 1 | 163 | 197.23 | Clever Scientific | MS7-NE | http://www.cleaverscientific.com/
9 | MS7-LG | Loading Guides | 1 | 33 | 39.93 | Clever Scientific | MS7-LG | http://www.cleaverscientific.com/
10 | MS7-WP | Viewing Platform | 1 | 25 | 30.25 | Clever Scientific | MS7-WP | http://www.cleaverscientific.com/
11 | MSMINICP | Cool-pack and platform for MSMINI | 1 | 195 | 235.95 | Clever Scientific | MSMINICP | http://www.cleaverscientific.com/
12 | MSMINIBSB | Buffer Saver Blocks for MSMINI, pk/2 saves 100ml of buffer | 1 | 105 | 127.05 | Clever Scientific | MSMINIBSB | http://www.cleaverscientific.com/
13 | MS7/10-FC | Multi Sub Mini/Midi Flexi caster | 1 | 344 | 416.24 | Clever Scientific | MS7/10-FC | http://www.cleaverscientific.com/
14 | MS7-UVS | 7cm UV Gel Scoop | 1 | 78 | 94.38 | Clever Scientific | MS7-UVS | http://www.cleaverscientific.com/
15 | MS7-1-0.75 | Comb Prep 1, Marker 1, 0.75mm thick | 1 | 65 | 78.65 | Clever Scientific | MS7-1-0.75 | http://www.cleaverscientific.com/
16 | MS7-2-0.75 | Comb Prep 2, Marker 2, 0.75mm thick | 1 | 65 | 78.65 | Clever Scientific | MS7-2-0.75 | http://www.cleaverscientific.com/
17 | MS7-4-0.75 | Comb Prep 4, Marker 2, 0.75mm thick | 1 | 65 | 78.65 | Clever Scientific | MS7-4-0.75 | http://www.cleaverscientific.com/
18 | MS7-8MC-0.75 | Comb 8 sample MC, 0.75mm thick | 1 | 65 | 78.65 | Clever Scientific | MS7-8MC-0.75 | http://www.cleaverscientific.com/
19 | MS7-8-0.75 | Comb 8 sample, 0.75mm thick | 1 | 65 | 78.65 | Clever Scientific | MS7-8-0.75 | http://www.cleaverscientific.com/
20 | MS7-10-0.75 | Comb 10 sample, 0.75mm thick | 1 | 65 | 78.65 | Clever Scientific | MS7-10-0.75 | http://www.cleaverscientific.com/
21 | MS7-12MC-0.75 | Comb 12 sample MC, 0.75mm thick | 1 | 65 | 78.65 | Clever Scientific | MS7-12MC-0.75 | http://www.cleaverscientific.com/
22 | MS7-16-0.75 | Comb 16 sample, 0.75mm thick | 1 | 65 | 78.65 | Clever Scientific | MS7-16-0.75 | http://www.cleaverscientific.com/
23 | MS7-1-1 | Comb Prep 1, Marker 1, 1mm thick | 1 | 65 | 78.65 | Clever Scientific | MS7-1-1 | http://www.cleaverscientific.com/
24 | MS7-2-1 | Comb Prep 2, Marker 2, 1mm thick | 1 | 65 | 78.65 | Clever Scientific | MS7-2-1 | http://www.cleaverscientific.com/
25 | MS7-4-1 | Comb Prep 4, Marker 2, 1mm thick | 1 | 65 | 78.65 | Clever Scientific | MS7-4-1 | http://www.cleaverscientific.com/
26 | MS7-8MC-1 | Comb 8 sample MC, 1mm thick | 1 | 65 | 78.65 | Clever Scientific | MS7-8MC-1 | http://www.cleaverscientific.com/
27 | MS7-8-1 | Comb 8 sample, 1mm thick | 1 | 65 | 78.65 | Clever Scientific | MS7-8-1 | http://www.cleaverscientific.com/
28 | MS7-10-1 | Comb 10 sample, 1mm thick | 1 | 65 | 78.65 | Clever Scientific | MS7-10-1 | http://www.cleaverscientific.com/
29 | MS7-12MC-1 | Comb 12 sample MC, 1mm thick | 1 | 65 | 78.65 | Clever Scientific | MS7-12MC-1 | http://www.cleaverscientific.com/
30 | MS7-16-1 | Comb 16 sample, 1mm thick | 1 | 65 | 78.65 | Clever Scientific | MS7-16-1 | http://www.cleaverscientific.com/
31 | MS7-1-1.5 | Comb Prep 1, Marker 1, 1.5mm thick | 1 | 65 | 78.65 | Clever Scientific | MS7-1-1.5 | http://www.cleaverscientific.com/
32 | MS7-2-1.5 | Comb Prep 2, Marker 2, 1.5mm thick | 1 | 65 | 78.65 | Clever Scientific | MS7-2-1.5 | http://www.cleaverscientific.com/
33 | MS7-4-1.5 | Comb Prep 4, Marker 2, 1.5mm thick | 1 | 65 | 78.65 | Clever Scientific | MS7-4-1.5 | http://www.cleaverscientific.com/
34 | MS7-8MC-1.5 | Comb 8 sample MC, 1.5mm thick | 1 | 65 | 78.65 | Clever Scientific | MS7-8MC-1.5 | http://www.cleaverscientific.com/
35 | MS7-8-1.5 | Comb 8 sample, 1.5mm thick | 1 | 65 | 78.65 | Clever Scientific | MS7-8-1.5 | http://www.cleaverscientific.com/
36 | MS7-10-1.5 | Comb 10 sample, 1.5mm thick | 1 | 65 | 78.65 | Clever Scientific | MS7-10-1.5 | http://www.cleaverscientific.com/
37 | MS7-12MC-1.5 | Comb 12 sample MC, 1.5mm thick | 1 | 65 | 78.65 | Clever Scientific | MS7-12MC-1.5 | http://www.cleaverscientific.com/
38 | MS7-16-1.5 | Comb 16 sample, 1.5mm thick | 1 | 65 | 78.65 | Clever Scientific | MS7-16-1.5 | http://www.cleaverscientific.com/
39 | MS7-1-2 | Comb Prep 1, Marker 1, 2mm thick | 1 | 65 | 78.65 | Clever Scientific | MS7-1-2 | http://www.cleaverscientific.com/
40 | MS7-2-2 | Comb Prep 2, Marker 2, 2mm thick | 1 | 65 | 78.65 | Clever Scientific | MS7-2-2 | http://www.cleaverscientific.com/
41 | MS7-4-2 | Comb Prep 4, Marker 2, 2mm thick | 1 | 65 | 78.65 | Clever Scientific | MS7-4-2 | http://www.cleaverscientific.com/
42 | MS7-8MC-2 | Comb 8 sample MC, 2mm thick | 1 | 65 | 78.65 | Clever Scientific | MS7-8MC-2 | http://www.cleaverscientific.com/
43 | MS7-8-2 | Comb 8 sample, 2mm thick | 1 | 65 | 78.65 | Clever Scientific | MS7-8-2 | http://www.cleaverscientific.com/
44 | MS7-10-2 | Comb 10 sample, 2mm thick | 1 | 65 | 78.65 | Clever Scientific | MS7-10-2 | http://www.cleaverscientific.com/
45 | MS7-12MC-2 | Comb 12 sample MC, 2mm thick | 1 | 65 | 78.65 | Clever Scientific | MS7-12MC-2 | http://www.cleaverscientific.com/
46 | MS7-16-2 | Comb 16 sample, 2mm thick | 1 | 65 | 78.65 | Clever Scientific | MS7-16-2 | http://www.cleaverscientific.com/
47 | MS7LID | MS7 lid (No cables) | 1 | 180 | 217.8 | Clever Scientific | MS7LID | http://www.cleaverscientific.com/
48 | MS7TANK | MS7 Tank (including electrodes) | 1 | 324 | 392.04 | Clever Scientific | MS7TANK | http://www.cleaverscientific.com/
49 | CSL-CAB | Electrophoresis cable (Black & Red) | 1 | 118 | 142.78 | Clever Scientific | CSL-CAB | http://www.cleaverscientific.com/
50 | MSMIDI7 | Multi Sub Midi, 10 x 7cm UV Tray, 2 x 16 sample, 1mm thick combs, casting dams, loading guides | 1 | 596 | 721.16 | Clever Scientific | MSMIDI7 | http://www.cleaverscientific.com/
51 | MSMIDI10 | Multi Sub Midi, 10 x 10cm UV Tray, 2 x 16 sample, 1mm thick combs, casting dams, loading guides | 1 | 596 | 721.16 | Clever Scientific | MSMIDI10 | http://www.cleaverscientific.com/
52 | MSMIDIDUO | Multi Sub Midi, 10 x 7cm & 10 x 10cm UV Tray, 2 x 16 sample, 1mm thick combs, casting dams, loading guides | 1 | 640 | 774.4 | Clever Scientific | MSMIDIDUO | http://www.cleaverscientific.com/
53 | MS10-UV7 | Multi Sub Midi, 10 x 7cm UV Tray | 1 | 130 | 157.3 | Clever Scientific | MS10-UV7 | http://www.cleaverscientific.com/
54 | MS10-UV10 | Multi Sub Midi, 10 x 10cm UV Tray | 1 | 138 | 166.98 | Clever Scientific | MS10-UV10 | http://www.cleaverscientific.com/
55 | MS10-UVDAM | Multi Sub Midi, UV Tray Dams | 1 | 130 | 157.3 | Clever Scientific | MS10-UVDAM | http://www.cleaverscientific.com/
56 | MS10-PE | Multi Sub Midi - Positive Electrode | 1 | 175 | 211.75 | Clever Scientific | MS10-PE | http://www.cleaverscientific.com/
57 | MS10-NE | Multi Sub Midi - Negative Electrode | 1 | 175 | 211.75 | Clever Scientific | MS10-NE | http://www.cleaverscientific.com/
58 | MS10-LG | Loading Guides | 1 | 33 | 39.93 | Clever Scientific | MS10-LG | http://www.cleaverscientific.com/
59 | MS10-WP | Viewing Platform | 1 | 33 | 39.93 | Clever Scientific | MS10-WP | http://www.cleaverscientific.com/
60 | MSMIDICP | Cool-pack and platform for MSMIDI | 1 | 248 | 300.08 | Clever Scientific | MSMIDICP | http://www.cleaverscientific.com/
61 | MSMIDIBSB | Buffer Saver Blocks for MSMIDI, pk/2 saves 100ml of buffer | 1 | 123 | 148.83 | Clever Scientific | MSMIDIBSB | http://www.cleaverscientific.com/
62 | MS7/10-FC | Multi Sub Mini/Midi Flexi caster | 1 | 344 | 416.24 | Clever Scientific | MS7/10-FC | http://www.cleaverscientific.com/
63 | MS10-UVS | 10cm UV Gel Scoop | 1 | 90 | 108.9 | Clever Scientific | MS10-UVS | http://www.cleaverscientific.com/
64 | MS10-1-0.75 | Comb Prep 1, Marker 1, 0.75mm thick | 1 | 75 | 90.75 | Clever Scientific | MS10-1-0.75 | http://www.cleaverscientific.com/
65 | MS10-2-0.75 | Comb Prep 2, Marker 2, 0.75mm thick | 1 | 75 | 90.75 | Clever Scientific | MS10-2-0.75 | http://www.cleaverscientific.com/
66 | MS10-4-0.75 | Comb Prep 4, Marker 2, 0.75mm thick | 1 | 75 | 90.75 | Clever Scientific | MS10-4-0.75 | http://www.cleaverscientific.com/
67 | MS10-8-0.75 | Comb 8 sample, 0.75mm thick | 1 | 75 | 90.75 | Clever Scientific | MS10-8-0.75 | http://www.cleaverscientific.com/
68 | MS10-10MC-0.75 | Comb 10 sample MC, 0.75mm thick | 1 | 75 | 90.75 | Clever Scientific | MS10-10MC-0.75 | http://www.cleaverscientific.com/
69 | MS10-12-0.75 | Comb 12 sample, 0.75mm thick | 1 | 75 | 90.75 | Clever Scientific | MS10-12-0.75 | http://www.cleaverscientific.com/
70 | MS10-16-0.75 | Comb 16 sample, 0.75mm thick | 1 | 75 | 90.75 | Clever Scientific | MS10-16-0.75 | http://www.cleaverscientific.com/
71 | MS10-20MC-0.75 | Comb 20 sample MC, 0.75mm thick | 1 | 75 | 90.75 | Clever Scientific | MS10-20MC-0.75 | http://www.cleaverscientific.com/
72 | MS10-25-0.75 | Comb 25 sample, 0.75mm thick | 1 | 75 | 90.75 | Clever Scientific | MS10-25-0.75 | http://www.cleaverscientific.com/
73 | MS10-1-1 | Comb Prep 1, Marker 1, 1mm thick | 1 | 75 | 90.75 | Clever Scientific | MS10-1-1 | http://www.cleaverscientific.com/
74 | MS10-2-1 | Comb Prep 2, Marker 2, 1mm thick | 1 | 75 | 90.75 | Clever Scientific | MS10-2-1 | http://www.cleaverscientific.com/
75 | MS10-4-1 | Comb Prep 4, Marker 2, 1mm thick | 1 | 75 | 90.75 | Clever Scientific | MS10-4-1 | http://www.cleaverscientific.com/
76 | MS10-8-1 | Comb 8 sample, 1mm thick | 1 | 75 | 90.75 | Clever Scientific | MS10-8-1 | http://www.cleaverscientific.com/
77 | MS10-10MC-1 | Comb 10 sample MC, 1mm thick | 1 | 75 | 90.75 | Clever Scientific | MS10-10MC-1 | http://www.cleaverscientific.com/
78 | MS10-12-1 | Comb 12 sample, 1mm thick | 1 | 75 | 90.75 | Clever Scientific | MS10-12-1 | http://www.cleaverscientific.com/
79 | MS10-16-1 | Comb 16 sample, 1mm thick | 1 | 75 | 90.75 | Clever Scientific | MS10-16-1 | http://www.cleaverscientific.com/
80 | MS10-20MC-1 | Comb 20 sample MC, 1mm thick | 1 | 75 | 90.75 | Clever Scientific | MS10-20MC-1 | http://www.cleaverscientific.com/
81 | MS10-25-1 | Comb 25 sample, 1mm thick | 1 | 75 | 90.75 | Clever Scientific | MS10-25-1 | http://www.cleaverscientific.com/
82 | MS10-1-1.5 | Comb Prep 1, Marker 1, 1.5mm thick | 1 | 75 | 90.75 | Clever Scientific | MS10-1-1.5 | http://www.cleaverscientific.com/
83 | MS10-2-1.5 | Comb Prep 2, Marker 2, 1.5mm thick | 1 | 75 | 90.75 | Clever Scientific | MS10-2-1.5 | http://www.cleaverscientific.com/
84 | MS10-4-1.5 | Comb Prep 4, Marker 2, 1.5mm thick | 1 | 75 | 90.75 | Clever Scientific | MS10-4-1.5 | http://www.cleaverscientific.com/
85 | MS10-8-1.5 | Comb 8 sample, 1.5mm thick | 1 | 75 | 90.75 | Clever Scientific | MS10-8-1.5 | http://www.cleaverscientific.com/
86 | MS10-10MC-1.5 | Comb 10 sample MC, 1.5mm thick | 1 | 75 | 90.75 | Clever Scientific | MS10-10MC-1.5 | http://www.cleaverscientific.com/
87 | MS10-12-1.5 | Comb 12 sample, 1.5mm thick | 1 | 75 | 90.75 | Clever Scientific | MS10-12-1.5 | http://www.cleaverscientific.com/
88 | MS10-16-1.5 | Comb 16 sample, 1.5mm thick | 1 | 75 | 90.75 | Clever Scientific | MS10-16-1.5 | http://www.cleaverscientific.com/
89 | MS10-20MC-1.5 | Comb 20 sample MC, 1.5mm thick | 1 | 75 | 90.75 | Clever Scientific | MS10-20MC-1.5 | http://www.cleaverscientific.com/
90 | MS10-25-1.5 | Comb 25 sample, 1.5mm thick | 1 | 75 | 90.75 | Clever Scientific | MS10-25-1.5 | http://www.cleaverscientific.com/
91 | MS10-1-2 | Comb Prep 1, Marker 1, 2mm thick | 1 | 75 | 90.75 | Clever Scientific | MS10-1-2 | http://www.cleaverscientific.com/
92 | MS10-2-2 | Comb Prep 2, Marker 2, 2mm thick | 1 | 75 | 90.75 | Clever Scientific | MS10-2-2 | http://www.cleaverscientific.com/
93 | MS10-4-2 | Comb Prep 4, Marker 2, 2mm thick | 1 | 75 | 90.75 | Clever Scientific | MS10-4-2 | http://www.cleaverscientific.com/
94 | MS10-8-2 | Comb 8 sample, 2mm thick | 1 | 75 | 90.75 | Clever Scientific | MS10-8-2 | http://www.cleaverscientific.com/
95 | MS10-10MC-2 | Comb 10 sample, 2mm thick | 1 | 75 | 90.75 | Clever Scientific | MS10-10MC-2 | http://www.cleaverscientific.com/
96 | MS10-12-2 | Comb 12 sample, 2mm thick | 1 | 75 | 90.75 | Clever Scientific | MS10-12-2 | http://www.cleaverscientific.com/
97 | MS10-16-2 | Comb 16 sample, 2mm thick | 1 | 75 | 90.75 | Clever Scientific | MS10-16-2 | http://www.cleaverscientific.com/
98 | MS10-20MC-2 | Comb 20 sample MC, 2mm thick | 1 | 75 | 90.75 | Clever Scientific | MS10-20MC-2 | http://www.cleaverscientific.com/
99 | MS10-25-2 | Comb 25 sample, 2mm thick | 1 | 75 | 90.75 | Clever Scientific | MS10-25-2 | http://www.cleaverscientific.com/
100 | MS10LID | MS10 lid (No cables) | 1 | 220 | 266.2 | Clever Scientific | MS10LID | http://www.cleaverscientific.com/
101 | MS10TANK | MS10 Tank (including electrodes) | 1 | 352 | 425.92 | Clever Scientific | MS10TANK | http://www.cleaverscientific.com/
102 | CSL-CAB | Electrophoresis cable (Black & Red) | 1 | 118 | 142.78 | Clever Scientific | CSL-CAB | http://www.cleaverscientific.com/
103 | MSCHOICE7 | Multi Sub Choice, 15 x 7cm UV Tray, 2 x 20 sample, 1mm thick combs, casting dams, loading guides | 1 | 616 | 745.36 | Clever Scientific | MSCHOICE7 | http://www.cleaverscientific.com/
104 | MSCHOICE10 | Multi Sub Choice, 15 x 10cm UV Tray, 2 x 20 sample, 1mm thick combs, casting dams, loading guides | 1 | 616 | 745.36 | Clever Scientific | MSCHOICE10 | http://www.cleaverscientific.com/
105 | MSCHOICE15 | Multi Sub Choice, 15 x 15cm UV Tray, 2 x 20 sample, 1mm thick combs, casting dams, loading guides | 1 | 616 | 745.36 | Clever Scientific | MSCHOICE15 | http://www.cleaverscientific.com/
106 | MSCHOICETRIO | Multi Sub Choice Trio, 15 x 7,10 & 15cm UV Tray, 2 X 20 sample, 1mm thick combs, casting dams, loading guides | 1 | 710 | 859.1 | Clever Scientific | MSCHOICETRIO | http://www.cleaverscientific.com/
107 | MSCHOICETRIO15 | 3 x 15cm UV tray, 2x 20 sample combs, loading guides and dams | 1 | 710 | 859.1 | Clever Scientific | MSCHOICETRIO15 | http://www.cleaverscientific.com/
108 | MSCHOICEST20 | Multi Sub Choice Stretch 20, 15 x 20cm UV Tray, 4 X 28 sample combs, casting dams, loading guides | 1 | 722 | 873.62 | Clever Scientific | MSCHOICEST20 | http://www.cleaverscientific.com/
109 | MSCHOICEST25 | Multi Sub Choice Stretch 25, 15 x 25cm UV Tray, 4 X 28 sample combs, casting dams, loading guides | 1 | 722 | 873.62 | Clever Scientific | MSCHOICEST25 | http://www.cleaverscientific.com/
110 | MS15-UV7 | Multi Sub Choice, 15 x 7cm UV Tray | 1 | 153 | 185.13 | Clever Scientific | MS15-UV7 | http://www.cleaverscientific.com/
111 | MS15-UV10 | Multi Sub Choice, 15 x 10cm UV Tray | 1 | 153 | 185.13 | Clever Scientific | MS15-UV10 | http://www.cleaverscientific.com/
112 | MS15-UV15 | Multi Sub Choice, 15 x 15cm UV Tray | 1 | 153 | 185.13 | Clever Scientific | MS15-UV15 | http://www.cleaverscientific.com/
113 | MS15-UVST20 | Multi Sub ChoiceST, 15 x 20cm UV Tray (FITS ONLY STRETCH SYSTEM) | 1 | 208 | 251.68 | Clever Scientific | MS15-UVST20 | http://www.cleaverscientific.com/
114 | MS15-UVST25 | Multi Sub ChoiceST, 15 x 25cm UV Tray (FITS ONLY STRETCH SYSTEM) | 1 | 208 | 251.68 | Clever Scientific | MS15-UVST25 | http://www.cleaverscientific.com/
115 | MS15-UVDAM | Multi Sub Choice, UV Tray Dams | 1 | 130 | 157.3 | Clever Scientific | MS15-UVDAM | http://www.cleaverscientific.com/
116 | MS15-PE | Multi Sub Choice - Positive Electrode | 1 | 195 | 235.95 | Clever Scientific | MS15-PE | http://www.cleaverscientific.com/
117 | MS15-NE | Multi Sub Choice - Negative Electrode | 1 | 195 | 235.95 | Clever Scientific | MS15-NE | http://www.cleaverscientific.com/
118 | MS15-LG | Loading Guides | 1 | 33 | 39.93 | Clever Scientific | MS15-LG | http://www.cleaverscientific.com/
119 | MS15-WP | Viewing Platform | 1 | 33 | 39.93 | Clever Scientific | MS15-WP | http://www.cleaverscientific.com/
120 | MSCHOICECP | Cool-pack and platform for MSCHOICE | 1 | 218 | 263.78 | Clever Scientific | MSCHOICECP | http://www.cleaverscientific.com/
121 | MSCHOICEBSB | Buffer Saver Blocks for MSCHOICE pk/2 saves 190ml of buffer | 1 | 143 | 173.03 | Clever Scientific | MSCHOICEBSB | http://www.cleaverscientific.com/
122 | MS15/20-FC | Multi Sub Choice/Maxi Flexi caster | 1 | 432 | 522.72 | Clever Scientific | MS15/20-FC | http://www.cleaverscientific.com/
123 | MS15-UVS | 15cm UV Gel Scoop | 1 | 123 | 148.83 | Clever Scientific | MS15-UVS | http://www.cleaverscientific.com/
124 | MS15-1-0.75 | Comb Prep 1, Marker 1, 0.75mm thick | 1 | 88 | 106.48 | Clever Scientific | MS15-1-0.75 | http://www.cleaverscientific.com/
125 | MS15-2-0.75 | Comb Prep 2, Marker 2, 0.75mm thick | 1 | 88 | 106.48 | Clever Scientific | MS15-2-0.75 | http://www.cleaverscientific.com/
126 | MS15-4-0.75 | Comb Prep 4, Marker 2, 0.75mm thick | 1 | 88 | 106.48 | Clever Scientific | MS15-4-0.75 | http://www.cleaverscientific.com/
127 | MS15-10-0.75 | Comb 10 sample, 0.75mm thick | 1 | 88 | 106.48 | Clever Scientific | MS15-10-0.75 | http://www.cleaverscientific.com/
128 | MS15-12-0.75 | Comb 12 sample, 0.75mm thick | 1 | 88 | 106.48 | Clever Scientific | MS15-12-0.75 | http://www.cleaverscientific.com/
129 | MS15-20-0.75 | Comb 20 sample, 0.75mm thick | 1 | 88 | 106.48 | Clever Scientific | MS15-20-0.75 | http://www.cleaverscientific.com/
130 | MS15-35-0.75 | Comb 35 sample, 0.75mm thick | 1 | 88 | 106.48 | Clever Scientific | MS15-35-0.75 | http://www.cleaverscientific.com/
131 | MS15-10MC-0.75 | Comb 10 sample MC, 0.75mm thick | 1 | 88 | 106.48 | Clever Scientific | MS15-10MC-0.75 | http://www.cleaverscientific.com/
132 | MS15-14MC-0.75 | Comb 14 sample MC, 0.75mm thick | 1 | 88 | 106.48 | Clever Scientific | MS15-14MC-0.75 | http://www.cleaverscientific.com/
133 | MS15-16MC-0.75 | Comb 16 sample MC, 0.75mm thick | 1 | 88 | 106.48 | Clever Scientific | MS15-16MC-0.75 | http://www.cleaverscientific.com/
134 | MS15-18MC-0.75 | Comb 18 sample MC, 0.75mm thick | 1 | 88 | 106.48 | Clever Scientific | MS15-18MC-0.75 | http://www.cleaverscientific.com/
135 | MS15-28MC-0.75 | Comb 28 sample MC, 0.75mm thick | 1 | 88 | 106.48 | Clever Scientific | MS15-28MC-0.75 | http://www.cleaverscientific.com/
136 | MS15-30MC-0.75 | Comb 30 sample MC, 0.75mm thick | 1 | 88 | 106.48 | Clever Scientific | MS15-30MC-0.75 | http://www.cleaverscientific.com/
137 | MS15-1-1 | Comb Prep 1, Marker 1, 1mm thick | 1 | 88 | 106.48 | Clever Scientific | MS15-1-1 | http://www.cleaverscientific.com/
138 | MS15-2-1 | Comb Prep 2, Marker 2, 1mm thick | 1 | 88 | 106.48 | Clever Scientific | MS15-2-1 | http://www.cleaverscientific.com/
139 | MS15-4-1 | Comb Prep 4, Marker 2, 1mm thick | 1 | 88 | 106.48 | Clever Scientific | MS15-4-1 | http://www.cleaverscientific.com/
140 | MS15-10-1 | Comb 10 sample, 1mm thick | 1 | 88 | 106.48 | Clever Scientific | MS15-10-1 | http://www.cleaverscientific.com/
141 | MS15-12-1 | Comb 12 sample, 1mm thick | 1 | 88 | 106.48 | Clever Scientific | MS15-12-1 | http://www.cleaverscientific.com/
142 | MS15-20-1 | Comb 20 sample, 1mm thick | 1 | 88 | 106.48 | Clever Scientific | MS15-20-1 | http://www.cleaverscientific.com/
143 | MS15-35-1 | Comb 35 sample, 1mm thick | 1 | 88 | 106.48 | Clever Scientific | MS15-35-1 | http://www.cleaverscientific.com/
144 | MS15-10MC-1 | Comb 10 sample MC, 1mm thick | 1 | 88 | 106.48 | Clever Scientific | MS15-10MC-1 | http://www.cleaverscientific.com/
145 | MS15-14MC-1 | Comb 14 sample MC, 1mm thick | 1 | 88 | 106.48 | Clever Scientific | MS15-14MC-1 | http://www.cleaverscientific.com/
146 | MS15-16MC-1 | Comb 16 sample MC, 1mm thick | 1 | 88 | 106.48 | Clever Scientific | MS15-16MC-1 | http://www.cleaverscientific.com/
147 | MS15-18MC-1 | Comb 18 sample MC, 1mm thick | 1 | 88 | 106.48 | Clever Scientific | MS15-18MC-1 | http://www.cleaverscientific.com/
148 | MS15-28MC-1 | Comb 28 sample MC, 1mm thick | 1 | 88 | 106.48 | Clever Scientific | MS15-28MC-1 | http://www.cleaverscientific.com/
149 | MS15-30MC-1 | Comb 30 sample MC, 1mm thick | 1 | 88 | 106.48 | Clever Scientific | MS15-30MC-1 | http://www.cleaverscientific.com/
150 | MS15-1/2-1 | Comb 1 & 2 sample, 1mm thick | 1 | 88 | 106.48 | Clever Scientific | MS15-1/2-1 | http://www.cleaverscientific.com/
151 | MS15-4/10MC-1 | Comb 4 & 10MC sample, 1mm thick | 1 | 88 | 106.48 | Clever Scientific | MS15-4/10MC-1 | http://www.cleaverscientific.com/
152 | MS15-20/28MC-1 | Comb 20 &28MC sample, 1mm thick | 1 | 88 | 106.48 | Clever Scientific | MS15-20/28MC-1 | http://www.cleaverscientific.com/
153 | MS15-1-1.5 | Comb Prep 1, Marker 1, 1.5mm thick | 1 | 88 | 106.48 | Clever Scientific | MS15-1-1.5 | http://www.cleaverscientific.com/
154 | MS15-2-1.5 | Comb Prep 2, Marker 2, 1.5mm thick | 1 | 88 | 106.48 | Clever Scientific | MS15-2-1.5 | http://www.cleaverscientific.com/
155 | MS15-4-1.5 | Comb Prep 4, Marker 2, 1.5mm thick | 1 | 88 | 106.48 | Clever Scientific | MS15-4-1.5 | http://www.cleaverscientific.com/
156 | MS15-10-1.5 | Comb 10 sample, 1.5mm thick | 1 | 88 | 106.48 | Clever Scientific | MS15-10-1.5 | http://www.cleaverscientific.com/
157 | MS15-12-1.5 | Comb 12 sample, 1.5mm thick | 1 | 88 | 106.48 | Clever Scientific | MS15-12-1.5 | http://www.cleaverscientific.com/
158 | MS15-20-1.5 | Comb 20 sample, 1.5mm thick | 1 | 88 | 106.48 | Clever Scientific | MS15-20-1.5 | http://www.cleaverscientific.com/
159 | MS15-35-1.5 | Comb 35 sample, 1.5mm thick | 1 | 88 | 106.48 | Clever Scientific | MS15-35-1.5 | http://www.cleaverscientific.com/
160 | MS15-30MC-1.5 | Comb 30 sample MC, 1.5mm thick | 1 | 88 | 106.48 | Clever Scientific | MS15-30MC-1.5 | http://www.cleaverscientific.com/
161 | MS15-10MC-1.5 | Comb 10 sample MC, 1.5mm thick | 1 | 88 | 106.48 | Clever Scientific | MS15-10MC-1.5 | http://www.cleaverscientific.com/
162 | MS15-14MC-1.5 | Comb 14 sample MC, 1.5mm thick | 1 | 88 | 106.48 | Clever Scientific | MS15-14MC-1.5 | http://www.cleaverscientific.com/
163 | MS15-16MC-1.5 | Comb 16 sample MC, 1.5mm thick | 1 | 88 | 106.48 | Clever Scientific | MS15-16MC-1.5 | http://www.cleaverscientific.com/
164 | MS15-18MC-1.5 | Comb 18 sample MC, 1.5mm thick | 1 | 88 | 106.48 | Clever Scientific | MS15-18MC-1.5 | http://www.cleaverscientific.com/
165 | MS15-28MC-1.5 | Comb 28 sample MC, 1.5mm thick | 1 | 88 | 106.48 | Clever Scientific | MS15-28MC-1.5 | http://www.cleaverscientific.com/
166 | MS15-1-2 | Comb Prep 1, Marker 1, 2mm thick | 1 | 88 | 106.48 | Clever Scientific | MS15-1-2 | http://www.cleaverscientific.com/
167 | MS15-2-2 | Comb Prep 2, Marker 2, 2mm thick | 1 | 88 | 106.48 | Clever Scientific | MS15-2-2 | http://www.cleaverscientific.com/
168 | MS15-4-2 | Comb Prep 4, Marker 2, 2mm thick | 1 | 88 | 106.48 | Clever Scientific | MS15-4-2 | http://www.cleaverscientific.com/
169 | MS15-10-2 | Comb 10 sample, 2mm thick | 1 | 88 | 106.48 | Clever Scientific | MS15-10-2 | http://www.cleaverscientific.com/
170 | MS15-12-2 | Comb 12 sample, 2mm thick | 1 | 88 | 106.48 | Clever Scientific | MS15-12-2 | http://www.cleaverscientific.com/
171 | MS15-16MC-2 | Comb 16 sample MC, 2mm thick | 1 | 88 | 106.48 | Clever Scientific | MS15-16MC-2 | http://www.cleaverscientific.com/
172 | MS15-20-2 | Comb 20 sample, 2mm thick | 1 | 88 | 106.48 | Clever Scientific | MS15-20-2 | http://www.cleaverscientific.com/
173 | MS15-30MC-2 | Comb 30 sample MC, 2mm thick | 1 | 88 | 106.48 | Clever Scientific | MS15-30MC-2 | http://www.cleaverscientific.com/
174 | MS15-10MC-2 | Comb 10 sample MC, 2mm thick | 1 | 88 | 106.48 | Clever Scientific | MS15-10MC-2 | http://www.cleaverscientific.com/
175 | MS15-14MC-2 | Comb 14 sample MC, 2mm thick | 1 | 88 | 106.48 | Clever Scientific | MS15-14MC-2 | http://www.cleaverscientific.com/
176 | MS15-18MC-2 | Comb 18 sample MC, 2mm thick | 1 | 88 | 106.48 | Clever Scientific | MS15-18MC-2 | http://www.cleaverscientific.com/
177 | MS15-28MC-2 | Comb 28 sample MC, 2mm thick | 1 | 88 | 106.48 | Clever Scientific | MS15-28MC-2 | http://www.cleaverscientific.com/
178 | MS15-35-2 | Comb 35 sample, 2mm thick | 1 | 88 | 106.48 | Clever Scientific | MS15-35-2 | http://www.cleaverscientific.com/
179 | MS15-20/28MC-2 | Comb 20 &28MC sample, 2mm thick | 1 | 88 | 106.48 | Clever Scientific | MS15-20/28MC-2 | http://www.cleaverscientific.com/
180 | MS15-4/2M-3 | Comb 4 sample 2 Marker, 3mm thick | 1 | 88 | 106.48 | Clever Scientific | MS15-4/2M-3 | http://www.cleaverscientific.com/
181 | MS15-6/2M-3 | Comb 6 sample 2 Marker, 3mm thick | 1 | 88 | 106.48 | Clever Scientific | MS15-6/2M-3 | http://www.cleaverscientific.com/
182 | MS15-20/28MC-3 | Comb 20 &28MC sample, 3mm thick | 1 | 88 | 106.48 | Clever Scientific | MS15-20/28MC-3 | http://www.cleaverscientific.com/
183 | MS15LID | MS15 lid (No cables) | 1 | 248 | 300.08 | Clever Scientific | MS15LID | http://www.cleaverscientific.com/
184 | MSCHOICESTLID | MS15STLID | 1 | 248 | 300.08 | Clever Scientific | MSCHOICESTLID | http://www.cleaverscientific.com/
185 | MS15TANK | MS15 Tank (including electrodes) | 1 | 332 | 401.72 | Clever Scientific | MS15TANK | http://www.cleaverscientific.com/
186 | CSL-CAB | Electrophoresis cable (Black & Red) | 1 | 118 | 142.78 | Clever Scientific | CSL-CAB | http://www.cleaverscientific.com/
187 | MSMAXI10 | Multi Sub Maxi, 20 x 10cm UV Tray, 2 x 20 sample, 1mm thick combs, casting dams, loading guides | 1 | 972 | 1176.12 | Clever Scientific | MSMAXI10 | http://www.cleaverscientific.com/
188 | MSMAXI15 | Multi Sub Maxi, 20 x 15cm UV Tray, 2 x 20 sample, 1mm thick combs, casting dams, loading guides | 1 | 972 | 1176.12 | Clever Scientific | MSMAXI15 | http://www.cleaverscientific.com/
189 | MSMAXI20 | Multi Sub Maxi, 20 x 20cm UV Tray, 2 x 20 sample, 1mm thick combs, casting dams, loading guides | 1 | 972 | 1176.12 | Clever Scientific | MSMAXI20 | http://www.cleaverscientific.com/
190 | MSMAXIDUO | Multi Sub Maxi, 20 x 10 & 20 x 20cm UV Tray, 2 x 20 sample, 1mm thick combs, casting dams, loading guides | 1 | 924 | 1118.04 | Clever Scientific | MSMAXIDUO | http://www.cleaverscientific.com/
191 | MSMAXI25 | Multi Sub Maxi, 20 x 25cm UV Tray, 2 x 20 sample, 1mm thick combs, casting dams, loading guides | 1 | 949 | 1148.29 | Clever Scientific | MSMAXI25 | http://www.cleaverscientific.com/
192 | MS20-UV10 | Multi Sub Maxi, 20 x 10cm UV Tray | 1 | 155 | 187.55 | Clever Scientific | MS20-UV10 | http://www.cleaverscientific.com/
193 | MS20-UV15 | Multi Sub Maxi, 20 x 15cm UV Tray | 1 | 155 | 187.55 | Clever Scientific | MS20-UV15 | http://www.cleaverscientific.com/
194 | MS20-UV20 | Multi Sub Maxi, 20 x 20cm UV Tray | 1 | 160 | 193.6 | Clever Scientific | MS20-UV20 | http://www.cleaverscientific.com/
195 | MS20-UV25 | Multi Sub Maxi, 20 x 25cm UV Tray | 1 | 220 | 266.2 | Clever Scientific | MS20-UV25 | http://www.cleaverscientific.com/
196 | MS20-UVDAM | Multi Sub Maxi, UV Tray Dams | 1 | 108 | 130.68 | Clever Scientific | MS20-UVDAM | http://www.cleaverscientific.com/
197 | MS20-PE | Multi Sub Maxi - Positive Electrode | 1 | 170 | 205.7 | Clever Scientific | MS20-PE | http://www.cleaverscientific.com/
198 | MS20-NE | Multi Sub Maxi - Negative Electrode | 1 | 170 | 205.7 | Clever Scientific | MS20-NE | http://www.cleaverscientific.com/
199 | MS20-LG | Loading Guides | 1 | 88 | 106.48 | Clever Scientific | MS20-LG | http://www.cleaverscientific.com/
200 | MS20-WP | Viewing Platform | 1 | 88 | 106.48 | Clever Scientific | MS20-WP | http://www.cleaverscientific.com/
201 | MSMAXICP | Cool-pack and platform for MSMAXI | 1 | 220 | 266.2 | Clever Scientific | MSMAXICP | http://www.cleaverscientific.com/
202 | MSMAXIBSB | Buffer Saver Blocks for MSMAXI pk/2 saves 450ml of buffer | 1 | 123 | 148.83 | Clever Scientific | MSMAXIBSB | http://www.cleaverscientific.com/
203 | MS15/20-FC | Multi Sub Choice/Maxi Flexi caster | 1 | 432 | 522.72 | Clever Scientific | MS15/20-FC | http://www.cleaverscientific.com/
204 | MS20-UVS | 20cm UV Gel Scoop | 1 | 98 | 118.58 | Clever Scientific | MS20-UVS | http://www.cleaverscientific.com/
205 | MS20-1-0.75 | Comb Prep 1, Marker 1, 0.75mm thick | 1 | 113 | 136.73 | Clever Scientific | MS20-1-0.75 | http://www.cleaverscientific.com/
206 | MS20-2-0.75 | Comb Prep 2, Marker 2, 0.75mm thick | 1 | 113 | 136.73 | Clever Scientific | MS20-2-0.75 | http://www.cleaverscientific.com/
207 | MS20-4-0.75 | Comb Prep 4, Marker 2, 0.75mm thick | 1 | 113 | 136.73 | Clever Scientific | MS20-4-0.75 | http://www.cleaverscientific.com/
208 | MS20-10-0.75 | Comb 10 sample, 0.75mm thick | 1 | 113 | 136.73 | Clever Scientific | MS20-10-0.75 | http://www.cleaverscientific.com/
209 | MS20-16-0.75 | Comb 16 sample, 0.75mm thick | 1 | 113 | 136.73 | Clever Scientific | MS20-16-0.75 | http://www.cleaverscientific.com/
210 | MS20-20MC-0.75 | Comb 20 sample MC, 0.75mm thick | 1 | 113 | 136.73 | Clever Scientific | MS20-20MC-0.75 | http://www.cleaverscientific.com/
211 | MS20-25-0.75 | Comb 25 sample, 0.75mm thick | 1 | 113 | 136.73 | Clever Scientific | MS20-25-0.75 | http://www.cleaverscientific.com/
212 | MS20-30-0.75 | Comb 30 sample, 0.75mm thick | 1 | 113 | 136.73 | Clever Scientific | MS20-30-0.75 | http://www.cleaverscientific.com/
213 | MS20-36-0.75 | Comb 36 sample, 0.75mm thick | 1 | 113 | 136.73 | Clever Scientific | MS20-36-0.75 | http://www.cleaverscientific.com/
214 | MS20-40MC-0.75 | Comb 40 sample MC, 0.75mm thick | 1 | 113 | 136.73 | Clever Scientific | MS20-40MC-0.75 | http://www.cleaverscientific.com/
215 | MS20-50-0.75 | Comb 50 sample, 0.75mm thick | 1 | 113 | 136.73 | Clever Scientific | MS20-50-0.75 | http://www.cleaverscientific.com/
216 | MS20-1-1 | Comb Prep 1, Marker 1, 1mm thick | 1 | 113 | 136.73 | Clever Scientific | MS20-1-1 | http://www.cleaverscientific.com/
217 | MS20-2-1 | Comb Prep 2, Marker 2, 1mm thick | 1 | 113 | 136.73 | Clever Scientific | MS20-2-1 | http://www.cleaverscientific.com/
218 | MS20-4-1 | Comb Prep 4, Marker 2, 1mm thick | 1 | 113 | 136.73 | Clever Scientific | MS20-4-1 | http://www.cleaverscientific.com/
219 | MS20-10-1 | Comb 10 sample, 1mm thick | 1 | 113 | 136.73 | Clever Scientific | MS20-10-1 | http://www.cleaverscientific.com/
220 | MS20-16-1 | Comb 16 sample, 1mm thick | 1 | 113 | 136.73 | Clever Scientific | MS20-16-1 | http://www.cleaverscientific.com/
221 | MS20-20MC-1 | Comb 20 sample MC, 1mm thick | 1 | 113 | 136.73 | Clever Scientific | MS20-20MC-1 | http://www.cleaverscientific.com/
222 | MS20-25-1 | Comb 25 sample, 1mm thick | 1 | 113 | 136.73 | Clever Scientific | MS20-25-1 | http://www.cleaverscientific.com/
223 | MS20-30-1 | Comb 30 sample, 1mm thick | 1 | 113 | 136.73 | Clever Scientific | MS20-30-1 | http://www.cleaverscientific.com/
224 | MS20-36-1 | Comb 36 sample, 1mm thick | 1 | 113 | 136.73 | Clever Scientific | MS20-36-1 | http://www.cleaverscientific.com/
225 | MS20-40MC-1 | Comb 40 sample MC, 1mm thick | 1 | 113 | 136.73 | Clever Scientific | MS20-40MC-1 | http://www.cleaverscientific.com/
226 | MS20-50-1 | Comb 50 sample, 1mm thick | 1 | 113 | 136.73 | Clever Scientific | MS20-50-1 | http://www.cleaverscientific.com/
227 | MS20-1-1.5 | Comb Prep 1, Marker 1, 1.5mm thick | 1 | 113 | 136.73 | Clever Scientific | MS20-1-1.5 | http://www.cleaverscientific.com/
228 | MS20-2-1.5 | Comb Prep 2, Marker 2, 1.5mm thick | 1 | 113 | 136.73 | Clever Scientific | MS20-2-1.5 | http://www.cleaverscientific.com/
229 | MS20-4-1.5 | Comb Prep 4, Marker 2, 1.5mm thick | 1 | 113 | 136.73 | Clever Scientific | MS20-4-1.5 | http://www.cleaverscientific.com/
230 | MS20-10-1.5 | Comb 10 sample, 1.5mm thick | 1 | 113 | 136.73 | Clever Scientific | MS20-10-1.5 | http://www.cleaverscientific.com/
231 | MS20-16-1.5 | Comb 16 sample, 1.5mm thick | 1 | 113 | 136.73 | Clever Scientific | MS20-16-1.5 | http://www.cleaverscientific.com/
232 | MS20-20MC-1.5 | Comb 20 sample MC, 1.5mm thick | 1 | 113 | 136.73 | Clever Scientific | MS20-20MC-1.5 | http://www.cleaverscientific.com/
233 | MS20-25-1.5 | Comb 25 sample, 1.5mm thick | 1 | 113 | 136.73 | Clever Scientific | MS20-25-1.5 | http://www.cleaverscientific.com/
234 | MS20-30-1.5 | Comb 30 sample, 1.5mm thick | 1 | 113 | 136.73 | Clever Scientific | MS20-30-1.5 | http://www.cleaverscientific.com/
235 | MS20-36-1.5 | Comb 36 sample, 1.5mm thick | 1 | 113 | 136.73 | Clever Scientific | MS20-36-1.5 | http://www.cleaverscientific.com/
236 | MS20-40MC-1.5 | Comb 40 sample MC, 1.5mm thick | 1 | 113 | 136.73 | Clever Scientific | MS20-40MC-1.5 | http://www.cleaverscientific.com/
237 | MS20-50-1.5 | Comb 50 sample, 1.5mm thick | 1 | 113 | 136.73 | Clever Scientific | MS20-50-1.5 | http://www.cleaverscientific.com/
238 | MS20-1-2 | Comb Prep 1, Marker 1, 2mm thick | 1 | 113 | 136.73 | Clever Scientific | MS20-1-2 | http://www.cleaverscientific.com/
239 | MS20-2-2 | Comb Prep 2, Marker 2, 2mm thick | 1 | 113 | 136.73 | Clever Scientific | MS20-2-2 | http://www.cleaverscientific.com/
240 | MS20-4-2 | Comb Prep 4, Marker 2, 2mm thick | 1 | 113 | 136.73 | Clever Scientific | MS20-4-2 | http://www.cleaverscientific.com/
241 | MS20-10-2 | Comb 10 sample, 2mm thick | 1 | 113 | 136.73 | Clever Scientific | MS20-10-2 | http://www.cleaverscientific.com/
242 | MS20-16-2 | Comb 16 sample, 2mm thick | 1 | 113 | 136.73 | Clever Scientific | MS20-16-2 | http://www.cleaverscientific.com/
243 | MS20-20MC-2 | Comb 20 sample MC, 2mm thick | 1 | 113 | 136.73 | Clever Scientific | MS20-20MC-2 | http://www.cleaverscientific.com/
244 | MS20-25-2 | Comb 25 sample, 2mm thick | 1 | 113 | 136.73 | Clever Scientific | MS20-25-2 | http://www.cleaverscientific.com/
245 | MS20-30-2 | Comb 30 sample, 2mm thick | 1 | 113 | 136.73 | Clever Scientific | MS20-30-2 | http://www.cleaverscientific.com/
246 | MS20-36-2 | Comb 36 sample, 2mm thick | 1 | 113 | 136.73 | Clever Scientific | MS20-36-2 | http://www.cleaverscientific.com/
247 | MS20-40MC-2 | Comb 40 sample MC, 2mm thick | 1 | 113 | 136.73 | Clever Scientific | MS20-40MC-2 | http://www.cleaverscientific.com/
248 | MS20-50-2 | Comb 50 sample, 2mm thick | 1 | 113 | 136.73 | Clever Scientific | MS20-50-2 | http://www.cleaverscientific.com/
249 | MS20LID | MS20 lid (No cables) | 1 | 262 | 317.02 | Clever Scientific | MS20LID | http://www.cleaverscientific.com/
250 | MS20TANK | MS20 Tank (including electrodes) | 1 | 526 | 636.46 | Clever Scientific | MS20TANK | http://www.cleaverscientific.com/
251 | CSL-CAB | Electrophoresis cable (Black & Red) | 1 | 118 | 142.78 | Clever Scientific | CSL-CAB | http://www.cleaverscientific.com/
252 | MSSCREEN32 | Multi SUB Screen, 26 x 32cm UV Tray, 6 x 28 sample combs, loading guides & MS26-FC | 1 | 1351 | 1634.71 | Clever Scientific | MSSCREEN32 | http://www.cleaverscientific.com/
253 | MSSCREEN32-NC | Multi SUB Screen, 26 x 32cm UV Tray, 6 x 28 sample combs, loading guides (NO CASTER) | 1 | 1092 | 1321.32 | Clever Scientific | MSSCREEN32-NC | http://www.cleaverscientific.com/
254 | MSSCREEN24 | Multi SUB Screen, 26 x 24cm UV Tray, 6 x 28 sample combs, loading guides &MS26-FC | 1 | 1351 | 1634.71 | Clever Scientific | MSSCREEN24 | http://www.cleaverscientific.com/
255 | MSSCREEN24-NC | Multi SUB Screen, 26 x 24cm UV Tray, 6 x 28 sample combs, loading guides (NO CASTER) | 1 | 1092 | 1321.32 | Clever Scientific | MSSCREEN24-NC | http://www.cleaverscientific.com/
256 | MSSCREEN16 | Multi SUB Screen, 26 x 16cm UV Tray, 6 x 28 sample combs, loading guides, & MS26-FC | 1 | 1351 | 1634.71 | Clever Scientific | MSSCREEN16 | http://www.cleaverscientific.com/
257 | MSSCREEN16-NC | Multi SUB Screen, 26 x 16cm UV Tray, 6 x 28 sample combs, loading guides (NO CASTER) | 1 | 1092 | 1321.32 | Clever Scientific | MSSCREEN16-NC | http://www.cleaverscientific.com/
258 | MSSCREENTRIO | Multi SUB Screen, 26x16cm, 26x24cm, 26x32cm UV Trays, 6 x 28 sample combs, loading guides & MS26-FC | 1 | 1605 | 1942.05 | Clever Scientific | MSSCREENTRIO | http://www.cleaverscientific.com/
259 | MSSCREENTRIO-NC | Multi SUB Screen, 26x16cm, 26x24cm, 26x32cm UV Trays, 6 x 28 sample combs, loading guides (NO CASTER) | 1 | 1344 | 1626.24 | Clever Scientific | MSSCREENTRIO-NC | http://www.cleaverscientific.com/
260 | MS26-UV32 | 26 x 32cm UV Tray | 1 | 234 | 283.14 | Clever Scientific | MS26-UV32 | http://www.cleaverscientific.com/
261 | MS26-UV24 | 26 x 24cm UV Tray | 1 | 234 | 283.14 | Clever Scientific | MS26-UV24 | http://www.cleaverscientific.com/
262 | MS26-UV16 | 26 x 16cm UV Tray | 1 | 245 | 296.45 | Clever Scientific | MS26-UV16 | http://www.cleaverscientific.com/
263 | MS26-LG | Loading Guides | 1 | 88 | 106.48 | Clever Scientific | MS26-LG | http://www.cleaverscientific.com/
264 | MS26-WP | Viewing Platform | 1 | 88 | 106.48 | Clever Scientific | MS26-WP | http://www.cleaverscientific.com/
265 | MS26-PE | Positive Electrode | 1 | 225 | 272.25 | Clever Scientific | MS26-PE | http://www.cleaverscientific.com/
266 | MS26-NE | Negative Electrode | 1 | 225 | 272.25 | Clever Scientific | MS26-NE | http://www.cleaverscientific.com/
267 | MSSCRNCP | Cool-pack and platform for MSSCREEN | 1 | 210 | 254.1 | Clever Scientific | MSSCRNCP | http://www.cleaverscientific.com/
268 | MSSCRNBSB | Buffer Saver Blocks for MSSCREEN, pk/2 saves 625ml of buffer | 1 | 155 | 187.55 | Clever Scientific | MSSCRNBSB | http://www.cleaverscientific.com/
269 | MS26-FC | Flexicaster for gels up to 32cm. Casts 7, 10, 15, 16, 20, 24 and 32cm long gels | 1 | 430 | 520.3 | Clever Scientific | MS26-FC | http://www.cleaverscientific.com/
270 | MS26-UVS | 26cm UV Gel Scoop | 1 | 138 | 166.98 | Clever Scientific | MS26-UVS | http://www.cleaverscientific.com/
271 | MS26-28MC-0.75 | Comb 28 sample MC, 0.75mm thick | 1 | 138 | 166.98 | Clever Scientific | MS26-28MC-0.75 | http://www.cleaverscientific.com/
272 | MS26-56MC-0.75 | Comb 56 sample MC, 0.75mm thick | 1 | 138 | 166.98 | Clever Scientific | MS26-56MC-0.75 | http://www.cleaverscientific.com/
273 | MS26-28MC-1 | Comb 28 sample MC, 1mm thick | 1 | 138 | 166.98 | Clever Scientific | MS26-28MC-1 | http://www.cleaverscientific.com/
274 | MS26-56MC-1 | Comb 56 sample MC, 1mm thick | 1 | 138 | 166.98 | Clever Scientific | MS26-56MC-1 | http://www.cleaverscientific.com/
275 | MS26-28MC-1.5 | Comb 28 sample MC, 1.5mm thick | 1 | 138 | 166.98 | Clever Scientific | MS26-28MC-1.5 | http://www.cleaverscientific.com/
276 | MS26-56MC-1.5 | Comb 56 sample MC, 1.5mm thick | 1 | 138 | 166.98 | Clever Scientific | MS26-56MC-1.5 | http://www.cleaverscientific.com/
277 | MS26-28MC-2 | Comb 28 sample MC, 2mm thick | 1 | 138 | 166.98 | Clever Scientific | MS26-28MC-2 | http://www.cleaverscientific.com/
278 | MS26-56MC-2 | Comb 56 sample MC, 2mm thick | 1 | 138 | 166.98 | Clever Scientific | MS26-56MC-2 | http://www.cleaverscientific.com/
279 | MS26LID | MS26 lid (No cables) | 1 | 382 | 462.22 | Clever Scientific | MS26LID | http://www.cleaverscientific.com/
280 | MS26TANK | MS26 Tank (including electrodes) | 1 | 922 | 1115.62 | Clever Scientific | MS26TANK | http://www.cleaverscientific.com/
281 | MS26-ST | Gel tray sealing tape. 65m X 25.4mm | 1 | 138 | 166.98 | Clever Scientific | MS26-ST | http://www.cleaverscientific.com/
282 | CSL-CAB | Electrophoresis cable (Black & Red) | 1 | 118 | 142.78 | Clever Scientific | CSL-CAB | http://www.cleaverscientific.com/
283 | FMMS10 | Fast Mini Sub, 10 x 8cm, 2 x 8 sample, 1.5mm thick combs | 1 | 492 | 595.32 | Clever Scientific | FMMS10 | http://www.cleaverscientific.com/
284 | FMMS-DAM | Casting Gates, Pk/2 | 1 | 88 | 106.48 | Clever Scientific | FMMS-DAM | http://www.cleaverscientific.com/
285 | RPW0.2 | Replacement Platinum Wire 0.2mm - 50cm | 1 | 170 | 205.7 | Clever Scientific | RPW0.2 | http://www.cleaverscientific.com/
286 | FMMS-1-1 | Comb 1 sample , 1 dye , 1mm thick | 1 | 80 | 96.8 | Clever Scientific | FMMS-1-1 | http://www.cleaverscientific.com/
287 | FMMS-4-1 | Comb 4 sample, 1mm thick | 1 | 80 | 96.8 | Clever Scientific | FMMS-4-1 | http://www.cleaverscientific.com/
288 | FMMS-8-1 | Comb 8 sample, 1mm thick | 1 | 80 | 96.8 | Clever Scientific | FMMS-8-1 | http://www.cleaverscientific.com/
289 | FMMS-12-1 | Comb 12 sample, 1mm thick | 1 | 80 | 96.8 | Clever Scientific | FMMS-12-1 | http://www.cleaverscientific.com/
290 | FMMS-16-1 | Comb 16 sample, 1mm thick | 1 | 80 | 96.8 | Clever Scientific | FMMS-16-1 | http://www.cleaverscientific.com/
291 | FMMS-20MC-1 | Comb 20 sample MC, 1mm thick | 1 | 80 | 96.8 | Clever Scientific | FMMS-20MC-1 | http://www.cleaverscientific.com/
292 | FMMS-1-1.5 | Comb 1 sample , 1 dye , 1.5mm thick | 1 | 80 | 96.8 | Clever Scientific | FMMS-1-1.5 | http://www.cleaverscientific.com/
293 | FMMS-4-1.5 | Comb 4 sample, 1.5mm thick | 1 | 80 | 96.8 | Clever Scientific | FMMS-4-1.5 | http://www.cleaverscientific.com/
294 | FMMS-8-1.5 | Comb 8 sample, 1.5mm thick | 1 | 80 | 96.8 | Clever Scientific | FMMS-8-1.5 | http://www.cleaverscientific.com/
295 | FMMS-12-1.5 | Comb 12 sample, 1.5mm thick | 1 | 80 | 96.8 | Clever Scientific | FMMS-12-1.5 | http://www.cleaverscientific.com/
296 | FMMS-16-1.5 | Comb 16 sample, 1.5mm thick | 1 | 80 | 96.8 | Clever Scientific | FMMS-16-1.5 | http://www.cleaverscientific.com/
297 | FMMS-20MC-1.5 | Comb 20 sample MC, 1.5mm thick | 1 | 80 | 96.8 | Clever Scientific | FMMS-20MC-1.5 | http://www.cleaverscientific.com/
298 | FMMS10LID | FMMS10 lid (No cables) | 1 | 215 | 260.15 | Clever Scientific | FMMS10LID | http://www.cleaverscientific.com/
299 | FMMS10TANK | FMMS10 Tank (including electrodes) | 1 | 378 | 457.38 | Clever Scientific | FMMS10TANK | http://www.cleaverscientific.com/
300 | CSL-CAB | Electrophoresis cable (Black & Red) | 1 | 118 | 142.78 | Clever Scientific | CSL-CAB | http://www.cleaverscientific.com/
301 | MSBGEL | Battery operated horizontal gel 6 x 7.5cm, 2 x 8 sample combs , casting gates. | 1 | 352 | 425.92 | Clever Scientific | MSBGEL | http://www.cleaverscientific.com/
302 | MSBGEL-CG | Casting gates Pk/2 for MSBGEL | 1 | 60 | 72.6 | Clever Scientific | MSBGEL-CG | http://www.cleaverscientific.com/
303 | MSBGEL-BAT | PP3 batteries for MSBGEL Pk/2 | 1 | 60 | 72.6 | Clever Scientific | MSBGEL-BAT | http://www.cleaverscientific.com/
304 | MSBG-1-4 | Comb 4 sample, 1mm thick | 1 | 80 | 96.8 | Clever Scientific | MSBG-1-4 | http://www.cleaverscientific.com/
305 | MSBG-1-8 | Comb 8 sample, 1mm thick | 1 | 80 | 96.8 | Clever Scientific | MSBG-1-8 | http://www.cleaverscientific.com/
306 | MSBG-1-12 | Comb 12 sample, 1mm thick | 1 | 80 | 96.8 | Clever Scientific | MSBG-1-12 | http://www.cleaverscientific.com/
307 | MSBG-1-16 | Comb 16 sample, 1mm thick | 1 | 80 | 96.8 | Clever Scientific | MSBG-1-16 | http://www.cleaverscientific.com/
308 | MSMIDI96 | Multi Sub Midi96, UV tray , Comb block with 12 x 8 sample, 1mm thick combs , casting dams | 1 | 702 | 849.42 | Clever Scientific | MSMIDI96 | http://www.cleaverscientific.com/
309 | MSMIDI961.5 | Multi Sub Midi96, UV tray , Comb block with 12 x 8 sample, 1.5mm thick combs , casting dams. Combs have one marker lane. | 1 | 702 | 849.42 | Clever Scientific | MSMIDI961.5 | http://www.cleaverscientific.com/
310 | MSMIDI96/2M | Multi Sub Midi96, UV tray , Comb block with 12 x 8 sample, 1mm thick combs , casting dams. Combs have two marker lanes. | 1 | 702 | 849.42 | Clever Scientific | MSMIDI96/2M | http://www.cleaverscientific.com/
311 | MSMIDI96/1.5/2M | Multi Sub Midi96, UV tray , Comb block with 12 x 8 sample, 1.5mm thick combs , casting dams. Combs have two marker lanes. | 1 | 702 | 849.42 | Clever Scientific | MSMIDI96/1.5/2M | http://www.cleaverscientific.com/
312 | MSMIDI96-8-1-CB | MSMIDI 96 Comb 8 sample MC + 1 Marker, 1mm thick COMB BLOCK | 1 | 234 | 283.14 | Clever Scientific | MSMIDI96-8-1-CB | http://www.cleaverscientific.com/
313 | MSMIDI96-8-1.5-CB | MSMIDI 96 Comb 8 sample MC + 1 Marker, 1.5mm thick COMB BLOCK | 1 | 234 | 283.14 | Clever Scientific | MSMIDI96-8-1.5-CB | http://www.cleaverscientific.com/
314 | MSMIDI96-8-1/2M-CB | MSMIDI 96 Comb 8 sample MC + 2 Marker, 1mm thick COMB BLOCK | 1 | 234 | 283.14 | Clever Scientific | MSMIDI96-8-1/2M-CB | http://www.cleaverscientific.com/
315 | MSMIDI96-8-1.5/2M-CB | MSMIDI 96 Comb 8 sample MC + 2 Marker, 1.5mm thick COMB BLOCK | 1 | 234 | 283.14 | Clever Scientific | MSMIDI96-8-1.5/2M-CB | http://www.cleaverscientific.com/
316 | MSMIDI96ST | Multi Sub Midi96 STRETCH, UV tray , Comb block with 12 x 8 sample, 1mm thick combs , casting dams | 1 | 792 | 958.32 | Clever Scientific | MSMIDI96ST | http://www.cleaverscientific.com/
317 | MSMIDI96ST1.5 | Multi Sub Midi96 STRETCH, UV tray , Comb block with 12 x 8 sample, 1.5mm thick combs , casting dams. Combs have one marker lane. | 1 | 792 | 958.32 | Clever Scientific | MSMIDI96ST1.5 | http://www.cleaverscientific.com/
318 | MSMIDI96ST/2M | Multi Sub Midi96 STRETCH, UV tray , Comb block with 12 x 8 sample, 1mm thick combs , casting dams. Combs have two marker lanes. | 1 | 792 | 958.32 | Clever Scientific | MSMIDI96ST/2M | http://www.cleaverscientific.com/
319 | MSMIDI96ST/1.5/2M | Multi Sub Midi96 STRETCH, UV tray , Comb block with 12 x 8 sample, 1.5mm thick combs , casting dams. Combs have two marker lanes. | 1 | 792 | 958.32 | Clever Scientific | MSMIDI96ST/1.5/2M | http://www.cleaverscientific.com/
320 | MSMIDI96STDBL | Multi Sub Midi96 STRETCH DOUBLE, UV tray , Comb block with 24 x 8 sample, 1mm thick combs , casting dams | 1 | 792 | 958.32 | Clever Scientific | MSMIDI96STDBL | http://www.cleaverscientific.com/
321 | MSMIDI96ST-8-1-CB | MSMIDI 96 STRETCH DOUBLE Comb 8 sample MC + 1 Marker, 1mm thick COMB BLOCK | 1 | 348 | 421.08 | Clever Scientific | MSMIDI96ST-8-1-CB | http://www.cleaverscientific.com/
322 | MSMIDI96ST-8-1.5-CB | MSMIDI 96 STRETCH DOUBLE Comb 8 sample MC + 1 Marker, 1.5mm thick COMB BLOCK | 1 | 348 | 421.08 | Clever Scientific | MSMIDI96ST-8-1.5-CB | http://www.cleaverscientific.com/
323 | MSMIDI96ST-8-1/2M-CB | MSMIDI 96 STRETCH DOUBLE Comb 8 sample MC + 2 Marker, 1mm thick COMB BLOCK | 1 | 348 | 421.08 | Clever Scientific | MSMIDI96ST-8-1/2M-CB | http://www.cleaverscientific.com/
324 | MSMIDI96ST-8-1.5/2M-CB | MSMIDI 96 STRETCH DOUBLE Comb 8 sample MC + 2 Marker, 1.5mm thick COMB BLOCK | 1 | 348 | 421.08 | Clever Scientific | MSMIDI96ST-8-1.5/2M-CB | http://www.cleaverscientific.com/
325 | MSMIDI96STDBL-8-1-CB | MSMIDI 96 STRETCH Comb 8 sample MC + 1 Marker, 1mm thick COMB BLOCK | 1 | 370 | 447.7 | Clever Scientific | MSMIDI96STDBL-8-1-CB | http://www.cleaverscientific.com/
326 | MSMIDI96STDBL-8-1.5-CB | MSMIDI 96 STRETCH Comb 8 sample MC + 1 Marker, 1.5mm thick COMB BLOCK | 1 | 370 | 447.7 | Clever Scientific | MSMIDI96STDBL-8-1.5-CB | http://www.cleaverscientific.com/
327 | MSMIDI96STDBL-8-1/2M-CB | MSMIDI 96 STRETCH Comb 8 sample MC + 2 Marker, 1mm thick COMB BLOCK | 1 | 370 | 447.7 | Clever Scientific | MSMIDI96STDBL-8-1/2M-CB | http://www.cleaverscientific.com/
328 | MSMIDI96STDBL-8-1.5/2M-CB | MSMIDI 96 STRETCH Comb 8 sample MC + 2 Marker, 1.5mm thick COMB BLOCK | 1 | 370 | 447.7 | Clever Scientific | MSMIDI96STDBL-8-1.5/2M-CB | http://www.cleaverscientific.com/
329 | MSMIDI96-8-1 | MSMIDI 96 Comb 8 sample MC, 1mm thick. one marker lane. | 1 | 68 | 82.28 | Clever Scientific | MSMIDI96-8-1 | http://www.cleaverscientific.com/
330 | MSMIDI96-8-1.5 | MSMIDI 96 Comb 8 sample MC, 1.5mm thick. one marker lane. | 1 | 68 | 82.28 | Clever Scientific | MSMIDI96-8-1.5 | http://www.cleaverscientific.com/
331 | MSMIDI96-8-1/2M | MSMIDI 96 Comb 8 sample MC, 1mm thick. two marker lanes. | 1 | 68 | 82.28 | Clever Scientific | MSMIDI96-8-1/2M | http://www.cleaverscientific.com/
332 | MSMIDI96-8-1.5/2M | MSMIDI 96 Comb 8 sample MC, 1.5mm thick. two marker lanes. | 1 | 68 | 82.28 | Clever Scientific | MSMIDI96-8-1.5/2M | http://www.cleaverscientific.com/
333 | MS10-UV96 | Multi Sub Midi, 96 Well Tray | 1 | 138 | 166.98 | Clever Scientific | MS10-UV96 | http://www.cleaverscientific.com/
334 | MS10-UV96ST | Multi Sub Midi STRETCH, 96 Well Tray | 1 | 220 | 266.2 | Clever Scientific | MS10-UV96ST | http://www.cleaverscientific.com/
335 | HPAGE-PLAT1 | hPAGE casting unit, 2 rows teeth | 1 | 352 | 425.92 | Clever Scientific | HPAGE-PLAT1 | http://www.cleaverscientific.com/
336 | HPAGE-PLAT2 | hPAGE casting unit, 1 rows teeth | 1 | 352 | 425.92 | Clever Scientific | HPAGE-PLAT2 | http://www.cleaverscientific.com/
337 | MS26-HPAGE | Electrophoresis tank & HPAGE-PLAT1 | 1 | 1195 | 1445.95 | Clever Scientific | MS26-HPAGE | http://www.cleaverscientific.com/
338 | CSL-MULTISUB4 | multiSUB4, multi-level Gel Chamber, includes 4x 18cm UV Trays, 8x 18/8 Sample 1.5mm Combs (TAPE UV TRAYS TO SEAL) | 1 | 1143 | 1383.03 | Clever Scientific | CSL-MULTISUB4 | http://www.cleaverscientific.com/
339 | CSL-MULTISUB4EXCAS | multiSUB4, AS ABOVE BUT WITH EXTERNAL CASTER FOR 4 GELS | 1 | 1348 | 1631.08 | Clever Scientific | CSL-MULTISUB4EXCAS | http://www.cleaverscientific.com/
340 | MSUB4UV6 | multiSUB4 tray 8 x 6cm | 1 | 143 | 173.03 | Clever Scientific | MSUB4UV6 | http://www.cleaverscientific.com/
341 | MSUB4UV12 | multiSUB4 tray 8 x 12cm | 1 | 123 | 148.83 | Clever Scientific | MSUB4UV12 | http://www.cleaverscientific.com/
342 | MSUB4UV18 | multiSUB4 tray 8 x 18cm | 1 | 210 | 254.1 | Clever Scientific | MSUB4UV18 | http://www.cleaverscientific.com/
343 | MS4-PE | Positive Electrode | 1 | 143 | 173.03 | Clever Scientific | MS4-PE | http://www.cleaverscientific.com/
344 | MS4-NE | Negative Electrode | 1 | 143 | 173.03 | Clever Scientific | MS4-NE | http://www.cleaverscientific.com/
345 | MSUB4EXCASTER | EXTERNAL CASTER FOR MSUB4 (4 TRAYS) | 1 | 296 | 358.16 | Clever Scientific | MSUB4EXCASTER | http://www.cleaverscientific.com/
346 | MSUB4-12/1-1 | 12/1 SAMPLE 1mm COMBS FOR multiSUB4 | 1 | 115 | 139.15 | Clever Scientific | MSUB4-12/1-1 | http://www.cleaverscientific.com/
347 | MSUB4-18/8-1 | 18/8 SAMPLE 1mm COMBS FOR multiSUB4 | 1 | 115 | 139.15 | Clever Scientific | MSUB4-18/8-1 | http://www.cleaverscientific.com/
348 | MSUB4-12/1-1.5 | 12/1 SAMPLE 1.5mm COMBS FOR multiSUB4 | 1 | 115 | 139.15 | Clever Scientific | MSUB4-12/1-1.5 | http://www.cleaverscientific.com/
349 | MSUB4-18/8-1.5 | 18/8 SAMPLE 1.5mm COMBS FOR multiSUB4 | 1 | 115 | 139.15 | Clever Scientific | MSUB4-18/8-1.5 | http://www.cleaverscientific.com/
350 | CSL-CAB | Electrophoresis cable (Black & Red) | 1 | 118 | 142.78 | Clever Scientific | CSL-CAB | http://www.cleaverscientific.com/
351 | MSMINI7CS | ClearSight MSMINI7, Fan & power source. | 1 | 644 | 779.24 | Clever Scientific | MSMINI7CS | http://www.cleaverscientific.com/
352 | MSMINI10CS | ClearSight MSMINI10, Fan & power source | 1 | 644 | 779.24 | Clever Scientific | MSMINI10CS | http://www.cleaverscientific.com/
353 | MSMINIDUOCS | ClearSight MSMINIDUO, Fan & power source. | 1 | 682 | 825.22 | Clever Scientific | MSMINIDUOCS | http://www.cleaverscientific.com/
354 | MSMIDI7CS | ClearSight MSMINI7, Fan & power source. | 1 | 694 | 839.74 | Clever Scientific | MSMIDI7CS | http://www.cleaverscientific.com/
355 | MSMIDI10CS | ClearSight MSMIDI10, Fan & power source. | 1 | 694 | 839.74 | Clever Scientific | MSMIDI10CS | http://www.cleaverscientific.com/
356 | MSMIDIDUOCS | ClearSight MSMIDIDUO, Fan & power source. | 1 | 738 | 892.98 | Clever Scientific | MSMIDIDUOCS | http://www.cleaverscientific.com/
357 | MSCHOICE7CS | ClearSight MSCHOICE7, Fan & power source. | 1 | 714 | 863.94 | Clever Scientific | MSCHOICE7CS | http://www.cleaverscientific.com/
358 | MSCHOICE10CS | ClearSight MSCHOICE10, Fan & power source. | 1 | 714 | 863.94 | Clever Scientific | MSCHOICE10CS | http://www.cleaverscientific.com/
359 | MSCHOICE15CS | ClearSight MSCHOICE15, Fan & power source. | 1 | 714 | 863.94 | Clever Scientific | MSCHOICE15CS | http://www.cleaverscientific.com/
360 | MSCHOICETRIOCS | ClearSight MSCHOICETRIO, Fan & power source. | 1 | 812 | 982.52 | Clever Scientific | MSCHOICETRIOCS | http://www.cleaverscientific.com/
361 | MSCHOICETRIO15CS | ClearSight MSCHOICETRIO15, Fan & power source. | 1 | 812 | 982.52 | Clever Scientific | MSCHOICETRIO15CS | http://www.cleaverscientific.com/
362 | MSCHOICEST20CS | ClearSight MSCHOICEST20, Fan & power source. | 1 | 826 | 999.46 | Clever Scientific | MSCHOICEST20CS | http://www.cleaverscientific.com/
363 | MSCHOICEST25CS | ClearSight MSCHOICEST25, Fan & power source. | 1 | 826 | 999.46 | Clever Scientific | MSCHOICEST25CS | http://www.cleaverscientific.com/
364 | MSMAXIDUOCS | ClearSight MSMAXIDUO, Fan & power source. | 1 | 1034 | 1251.14 | Clever Scientific | MSMAXIDUOCS | http://www.cleaverscientific.com/
365 | MSMIDI96CS | ClearSight MSMIDI96, Fan & power source. | 1 | 792 | 958.32 | Clever Scientific | MSMIDI96CS | http://www.cleaverscientific.com/
366 | CLEARSIGHTMINI | ClearSight Lid for multiSub Mini, Fan & power source. | 1 | 258 | 312.18 | Clever Scientific | CLEARSIGHTMINI | http://www.cleaverscientific.com/
367 | CLEARSIGHTMIDI | ClearSight Lid for multiSub Midi, Fan & power source. | 1 | 278 | 336.38 | Clever Scientific | CLEARSIGHTMIDI | http://www.cleaverscientific.com/
368 | CLEARSIGHTCHOICE | ClearSight Lid for multiSub Choice, Fan & power source. | 1 | 290 | 350.9 | Clever Scientific | CLEARSIGHTCHOICE | http://www.cleaverscientific.com/
369 | CLEARSIGHTMAXI | ClearSight Lid for multiSub Maxi, Fan & power source. | 1 | 414 | 500.94 | Clever Scientific | CLEARSIGHTMAXI | http://www.cleaverscientific.com/
370 | CSL-GLT | Gel Levelling Table | 1 | 308 | 372.68 | Clever Scientific | CSL-GLT | http://www.cleaverscientific.com/
371 | CSL-RULER | UV Flourescent Ruler | 1 | 85 | 102.85 | Clever Scientific | CSL-RULER | http://www.cleaverscientific.com/
372 | MSMINIDUO-NANO300 | Mini Horizontal Electophoresis Package, Includes: MSMINIDUO & nanoPAC-300. | 1 | 1031 | 1247.51 | Clever Scientific | MSMINIDUO-NANO300 | http://www.cleaverscientific.com/
373 | MSMINIDUO-NANO300KIT | Mini Horizontal Electrophoresis Package with electrophoresis Starter Kit Inc: MSMINIDUO-NANO300, CSL-LOADDYE, CSL-MDNA-1kb, CSL-AG100, CSL-TBEP | 1 | 1246 | 1507.66 | Clever Scientific | MSMINIDUO-NANO300KIT | http://www.cleaverscientific.com/
374 | MSMIDIDUO-NANO300 | Midi Horizontal Electophoresis Package, Includes :MSMIDIDUO & nanoPAC-300. | 1 | 1071 | 1295.91 | Clever Scientific | MSMIDIDUO-NANO300 | http://www.cleaverscientific.com/
375 | MSMIDIDUO-NANO300KIT | Midi Horizontal Electrophoresis Package with electrophoresis Starter Kit Inc: MSMIDIDUO-NANO300KIT, CSL-LOADDYE, CSL-MDNA-1kb, CSL-AG100, CSL-TBEP | 1 | 1286 | 1556.06 | Clever Scientific | MSMIDIDUO-NANO300KIT | http://www.cleaverscientific.com/
376 | MSCHOICETRIO-CS300 | Choice Horizontal Electrophoresis Package Inc: MSCHOICETRIO + CS300V | 1 | 1337 | 1617.77 | Clever Scientific | MSCHOICETRIO-CS300 | http://www.cleaverscientific.com/
377 | MSCHOICETRIO-CS300KIT | Choice Horizontal Electrophoresis Package with Starter Kit Inc: MSCHOICETRIO, CS300V, CSL-LOADDYE, CSL-MDNA-1kb, CSL-AG100, CSL-TBEP | 1 | 1552 | 1877.92 | Clever Scientific | MSCHOICETRIO-CS300KIT | http://www.cleaverscientific.com/
378 | MSMAXIDUO-CS300 | Maxi Horizontal Electrophoresis Package Inc: MSMAXIDUO + CS300V | 1 | 1614 | 1952.94 | Clever Scientific | MSMAXIDUO-CS300 | http://www.cleaverscientific.com/
379 | MSMAXIDUO-CS300KIT | Maxi Horizontal Electrophoresis Package with Starter Kit Inc: MSMAXIDUO, CS300V, CSL-LOADDYE, CSL-MDNA-1kb, CSL-AG100, CSL-TBEP | 1 | 1565 | 1893.65 | Clever Scientific | MSMAXIDUO-CS300KIT | http://www.cleaverscientific.com/
380 | MSSCREENTRIO-CS500 | Screen Horizontal Electrophoresis Package Inc: MSSCREENTRIO + CS-500V | 1 | 2685 | 3248.85 | Clever Scientific | MSSCREENTRIO-CS500 | http://www.cleaverscientific.com/
381 | MSSCREENTRIO-CS500KIT | Screen Horizontal Electrophoresis Package with Starter Kit Inc: MSSCREENTRIO, CS500V, CSL-LOADDYE, CSL-MDNA-1kb, CSL-AG100, CSL-TBEP | 1 | 2867 | 3469.07 | Clever Scientific | MSSCREENTRIO-CS500KIT | http://www.cleaverscientific.com/
382 | MSMIDI96-CS300 | Midi96 Horizontal Electrophoresis Package Inc: MSMIDI96 + CS300V | 1 | 1332 | 1611.72 | Clever Scientific | MSMIDI96-CS300 | http://www.cleaverscientific.com/
383 | MSMIDI96-CS300KIT | Midi96 Horizontal Electrophoresis Package with Starter Kit Inc: MSMIDI96, CS300V, CSL-LOADDYE, CSL-MDNA-1kb, CSL-AG100, CSL-TBEP | 1 | 1542 | 1865.82 | Clever Scientific | MSMIDI96-CS300KIT | http://www.cleaverscientific.com/
384 | MSUB4-CS300 | MultiSUB-4 Horizontal Electrophoresis Package Inc: MULTISUB-4 + CS-300V | 1 | 1551 | 1876.71 | Clever Scientific | MSUB4-CS300 | http://www.cleaverscientific.com/
385 | MSUB4-CS300KIT | MultiSUB-4 Horizontal Electrophoresis Package with Starter Kit Inc: MULTISUB-4, CS300V, CSL-LOADDYE, CSL-MDNA-1kb, CSL-AG100, CSL-TBEP | 1 | 1734 | 2098.14 | Clever Scientific | MSUB4-CS300KIT | http://www.cleaverscientific.com/
386 | CSL-RVMSCHOICE7 | runVIEW system complete with 15 x 7cm gel tray & 2 x 4/16MC sample 3mm, 2 x 20/28MC sample 1mm combs | 1 | 1758 | 2127.18 | Clever Scientific | CSL-RVMSCHOICE7 | http://www.cleaverscientific.com/
387 | CSL-RVMSCHOICE10 | runVIEW system complete with 15 x 10cm gel tray & 2 x 4/16MC sample 3mm, 2 x 20/28MC sample 1mm combs | 1 | 1758 | 2127.18 | Clever Scientific | CSL-RVMSCHOICE10 | http://www.cleaverscientific.com/
388 | CSL-RVMSCHOICE15 | runVIEW system complete with 15 x 15cm gel tray & 2 x 4/16MC sample 3mm, 2 x 20/28MC sample 1mm combs | 1 | 1758 | 2127.18 | Clever Scientific | CSL-RVMSCHOICE15 | http://www.cleaverscientific.com/
389 | CSL-RVMSCHOICETRIO | runVIEW system complete with 15 x 7cm, 15 x 10 & 15 x 15 gel tray & 2 x 4/16MC sample 3mm, 2 x 10/28MC sample 1mm combs | 1 | 1787 | 2162.27 | Clever Scientific | CSL-RVMSCHOICETRIO | http://www.cleaverscientific.com/
390 | CSL-RVBSBVLID | runVIEW base station & bluVIEW lid. | 1 | 1551 | 1876.71 | Clever Scientific | CSL-RVBSBVLID | http://www.cleaverscientific.com/
391 | CSL-RVGELDOC | runVIEW gel Documentation hood with Digital camera | 1 | 2472 | 2991.12 | Clever Scientific | CSL-RVGELDOC | http://www.cleaverscientific.com/
392 | CSL-RVGELDOCSYS | runVIEW gel Documentation hood with camera, Laptop & 1D Analysis Software | 1 | 4373 | 5291.33 | Clever Scientific | CSL-RVGELDOCSYS | http://www.cleaverscientific.com/
393 | CSL-RVGELDOC1D | runVIEW gel Documentation hood & Camera including TotalLab1D Analysis Software | 1 | 3218 | 3893.78 | Clever Scientific | CSL-RVGELDOC1D | http://www.cleaverscientific.com/
394 | CSL-RVLID1 | runVIEW bluVIEW lid - Orange (Et Bromide) | 1 | 202 | 244.42 | Clever Scientific | CSL-RVLID1 | http://www.cleaverscientific.com/
395 | CSL-RVLID2 | runVIEW bluVIEW lid - Amber (runSAFE) | 1 | 202 | 244.42 | Clever Scientific | CSL-RVLID2 | http://www.cleaverscientific.com/
396 | CSL-RVHOOD | runVIEW VIEWING HOOD | 1 | 392 | 474.32 | Clever Scientific | CSL-RVHOOD | http://www.cleaverscientific.com/
397 | RVGELDOC-F1 | Orange Filter for runDOC (Ethidium Bromide) | 1 | 245 | 296.45 | Clever Scientific | RVGELDOC-F1 | http://www.cleaverscientific.com/
398 | RVGELDOC-F2 | Amber Filter for runDOC (runSAFE) | 1 | 245 | 296.45 | Clever Scientific | RVGELDOC-F2 | http://www.cleaverscientific.com/
399 | CSL-CAMCHARGER | Optional mains charger cable for 12.1MP camera | 1 | 140 | 169.4 | Clever Scientific | CSL-CAMCHARGER | http://www.cleaverscientific.com/
400 | CSL-RVSTATION | runSTATION complete with CSL-RVGELDOC & CSL-RVMSCHOICETRIO | 1 | 4083 | 4940.43 | Clever Scientific | CSL-RVSTATION | http://www.cleaverscientific.com/
401 | CSL-RVGDCOMPLETE | RVGDCOMPLETE includes RVGELDOCSYSTEM and RVMSCHOICETRIO | 1 | 5835 | 7060.35 | Clever Scientific | CSL-RVGDCOMPLETE | http://www.cleaverscientific.com/
402 | RV-GLASSES1 | Glasses for viewing gels on runview system | 1 | 98 | 118.58 | Clever Scientific | RV-GLASSES1 | http://www.cleaverscientific.com/
403 | CSL-RUNSAFE | CSL-RUNSAFE - Package: 1 ml/vial | 1 | 163 | 197.23 | Clever Scientific | CSL-RUNSAFE | http://www.cleaverscientific.com/
404 | CSL-RUNSAFEPLUS500 | runSAFEPLUS500 stain 1ml/vial | 1 | 138 | 166.98 | Clever Scientific | CSL-RUNSAFEPLUS500 | http://www.cleaverscientific.com/
405 | CSL-RUNSAFE2000 | runSAFE2000 stain 1ml/vial | 1 | 138 | 166.98 | Clever Scientific | CSL-RUNSAFE2000 | http://www.cleaverscientific.com/
406 | CSL-RUNSAFE500 | runSAFE500 stain 1ml/vial | 1 | 163 | 197.23 | Clever Scientific | CSL-RUNSAFE500 | http://www.cleaverscientific.com/
407 | CSL-RVBSBV-LID-MINI | runVIEW® base station & bluVIEW lid for MSMINI systems | 1 | 996 | 1205.16 | Clever Scientific | CSL-RVBSBV-LID-MINI | http://www.cleaverscientific.com/
408 | CSL-RVBSBV-LID-MIDI | runVIEW® base station & bluVIEW lid for MSIDI systems. | 1 | 1005 | 1216.05 | Clever Scientific | CSL-RVBSBV-LID-MIDI | http://www.cleaverscientific.com/
409 | CSL-RVMSMINI-S | CSL-RVBSBVLID-MINI plus MSMINIDUO tank with 7x7 & 7x10cm trays, 1 set of casting dams and 2x 8-sample combs | 1 | 1474 | 1783.54 | Clever Scientific | CSL-RVMSMINI-S | http://www.cleaverscientific.com/
410 | CSL-RVMSMIDI-S | CSL-RVBSBVLID-MIDI plus MSMIDIDUO tank with 10x7 & 10x10cm trays, 1 set of casting dams and 2x 16-sample combs | 1 | 1507 | 1823.47 | Clever Scientific | CSL-RVMSMIDI-S | http://www.cleaverscientific.com/
411 | CSL-RVMSMINI-C | CSL-RVMSMINI-S plus NANOPAC-300 | 1 | 1599 | 1934.79 | Clever Scientific | CSL-RVMSMINI-C | http://www.cleaverscientific.com/
412 | CSL-RVMSMIDI-C | CSL-RVMSMIDI-S plus NANOPAC-300 | 1 | 1629 | 1971.09 | Clever Scientific | CSL-RVMSMIDI-C | http://www.cleaverscientific.com/
413 | CSL-RVMSMINI-CK | CSL-RVMSMINI-C plus reagent kit for real-time electrophoresis (includes: CSL-RUNSAFE [1ml runSAFE stain], CSL-MDNA [1kb DNA ladder], CSL-AG100 [100g agarose], & CSL-TBEP [Powdered Tris-Borate-EDTA Running Buffer – 10 pouches) | 1 | 1803 | 2181.63 | Clever Scientific | CSL-RVMSMINI-CK | http://www.cleaverscientific.com/
414 | CSL-RVMSMIDI-CK | CSL-RVMSMIDI-C plus reagent kit for real-time electrophoresis (includes: CSL-RUNSAFE [1ml runSAFE stain], CSL-MDNA [1kb DNA ladder], CSL-AG100 [100g agarose], & CSL-TBEP [Powdered Tris-Borate-EDTA Running Buffer – 10 pouches) | 1 | 1835 | 2220.35 | Clever Scientific | CSL-RVMSMIDI-CK | http://www.cleaverscientific.com/
415 | CSL-RVRTKIT | runVIEW™ real-time reagent kit (includes: CSL-RUNSAFE [1ml runSAFE stain], CSL-MDNA [1kb DNA ladder], CSLAG100 [100g agarose], & CSL-TBEP [Powdered Tris-Borate-EDTA Running Buffer –10 pouches) | 1 | 338 | 408.98 | Clever Scientific | CSL-RVRTKIT | http://www.cleaverscientific.com/
416 | CSL-RVLID2MINI | runVIEW® bluVIEW lid - Amber(runSAFE) -MSMINI | 1 | 318 | 384.78 | Clever Scientific | CSL-RVLID2MINI | http://www.cleaverscientific.com/
417 | CSL-RVLID2MIDI | runVIEW® bluVIEW lid - Amber(runSAFE) -MSMIDI | 1 | 340 | 411.4 | Clever Scientific | CSL-RVLID2MIDI | http://www.cleaverscientific.com/
418 | TGT6XMINI | Teaching gel tank to run 6x 7x7cm gel trays, includes: 12x 8-sample combs, 12x casting dams, loading guides and cables | 1 | 656 | 793.76 | Clever Scientific | TGT6XMINI | http://www.cleaverscientific.com/
419 | TGT6XMINI-NANO300 | TGT6XMINI supplied with nanoPAC-300 power supply | 1 | 1082 | 1309.22 | Clever Scientific | TGT6XMINI-NANO300 | http://www.cleaverscientific.com/
420 | TGT6XMINI-NANO300KIT | TGT6XMINI supplied with nanoPAC-300 power supply and electrophoresis kit, including 1x CSL-RUNSAFE (1ml, runSAFE stain mixed with loading dye), 1x CSLMDNA- 1KB (1ml, 1kb DNA ladder), 1x CSL-AG100 (100g Agarose), CSL-TBEP (Powdered Tris-Borate-EDTA Running Buffer – 10 pouches) | 1 | 1297 | 1569.37 | Clever Scientific | TGT6XMINI-NANO300KIT | http://www.cleaverscientific.com/
421 | TGT4XMINI | Teaching gel tank to run 4x 7x7cm gel trays, includes: 8x 8-sample combs, 8x casting dams, loading guides and cables. | 1 | 504 | 609.84 | Clever Scientific | TGT4XMINI | http://www.cleaverscientific.com/
422 | TGT4XMINI-NANO300 | TGT4XMINI supplied with nanoPAC-300 power supply | 1 | 963 | 1165.23 | Clever Scientific | TGT4XMINI-NANO300 | http://www.cleaverscientific.com/
423 | TGT4XMINI-NANO300KIT | TGT4XMINI supplied with nanoPAC-300 power supply and electrophoresis kit, including 1x CSL-RUNSAFE (1ml, runSAFE stain mixed with loading dye), 1x CSLMDNA-1KB (1ml, 1kb DNA ladder), 1x CSL-AG100 (100g Agarose), CSL-TBEP (Powdered Tris-Borate-EDTA Running Buffer – 10 pouches) | 1 | 1178 | 1425.38 | Clever Scientific | TGT4XMINI-NANO300KIT | http://www.cleaverscientific.com/
424 | TGT6XMINI4-CS300 | TGT6XMINI classroom workstation for 24 students, includes: 4x TGT6XMINI units and 1x CS-300V power supply | 1 | 2436 | 2947.56 | Clever Scientific | TGT6XMINI4-CS300 | http://www.cleaverscientific.com/
425 | TGT6XMINI4-CS300KIT | TGT6XMINI classroom workstation for 24 students, includes: 4x TGT6XMINI units and 1x CS-300V power supply and 4x electrophoresis kits with runSAFE, 1kb DNA ladder, agarose and running buffer | 1 | 2715 | 3285.15 | Clever Scientific | TGT6XMINI4-CS300KIT | http://www.cleaverscientific.com/
426 | TGT1XMINI | Teaching gel tank to run 1x 7x7cm gel trays, includes: 2x 8-sample combs, casting dams, loading guides and cables. | 1 | 312 | 377.52 | Clever Scientific | TGT1XMINI | http://www.cleaverscientific.com/
427 | TGT-UV7 | Teaching 7x7cm gel tray | 1 | 140 | 169.4 | Clever Scientific | TGT-UV7 | http://www.cleaverscientific.com/
428 | TGT-6-2 | Comb 6 well, 2mm thick Fixed Height for TGT tanks | 1 | 80 | 96.8 | Clever Scientific | TGT-6-2 | http://www.cleaverscientific.com/
429 | TPS150V | EDUCATION POWER SUPPLY 75V & 150V | 1 | 448 | 542.08 | Clever Scientific | TPS150V | http://www.cleaverscientific.com/
430 | LABSET1 | nanoPAC-300 2 x MSMINI10 4 x CV20 | 1 | 1758 | 2127.18 | Clever Scientific | LABSET1 | http://www.cleaverscientific.com/
431 | LABSET2 | CS-300V, 4 x MSMINI10, 4 x CV20, 16 X MS7-8-1 & 2 X CSL-EDUPACK | 1 | 2810 | 3400.1 | Clever Scientific | LABSET2 | http://www.cleaverscientific.com/
432 | CSL-EDUPACK | EDUCATION KIT Containing CSL-AG5 x 3, CSL-MDNA-1KB X 2, CSL-RUNSAFE X 1, TBE POWDER POUCHES X 2 | 1 | 233 | 281.93 | Clever Scientific | CSL-EDUPACK | http://www.cleaverscientific.com/
433 | proBLUE | DNA Stain 120ml (10x) | 1 | 158 | 191.18 | Clever Scientific | proBLUE | http://www.cleaverscientific.com/
434 | CSLDNAKIT1 | This simple kit will enable you to teach the principles behind gel electrophoresis. The kit contains five DNA samples labelled A to E, two of which are identical, with enough reagents to run two sets of six gels. The students will be able to run their own agarose gel and view the DNA after the samples have migrated through the gel. The DNA samples can be viewed on a standard UV transilluminator or using the totally sage blue light LED devices. | 1 | 220 | 266.2 | Clever Scientific | CSLDNAKIT1 | http://www.cleaverscientific.com/
435 | CSLDYEKIT1 | This simple kit will enable you to teach the principles behind gel electrophoresis without the need to view the samples on a UV or blue light transilluminator. The kit contains five dye samples labelled A to E with enough reagents to run two sets of six gels. Vial A contains a dye marker consisting all 4 dyes. The other vials B to E contain a single dye. When the samples are loaded into a gel and run on an electrophoresis unit the students will be able to watch the different coloured dyes separate by the size of the molecules, so simulating how DNA separates by different molecular weight. | 1 | 163 | 197.23 | Clever Scientific | CSLDYEKIT1 | http://www.cleaverscientific.com/
436 | CSL-COM10 | Comet Assay Tank for 10 Slides | 1 | 788 | 953.48 | Clever Scientific | CSL-COM10 | http://www.cleaverscientific.com/
437 | CSL-COM20 | Comet Assay Tank for 20 Slides | 1 | 986 | 1193.06 | Clever Scientific | CSL-COM20 | http://www.cleaverscientific.com/
438 | CSL-COM40 | Comet Assay Tank for 40 Slides | 1 | 1194 | 1444.74 | Clever Scientific | CSL-COM40 | http://www.cleaverscientific.com/
439 | COMPAC-50 | High Throughput Comet system for 50 slides, includes 2 x 25 side carriers, 10 x treatment dishes, tank with ceramic cooling platform and cool pack, lid and power cables. | 1 | 1937 | 2343.77 | Clever Scientific | COMPAC-50 | http://www.cleaverscientific.com/
440 | COMPAC50-CS300 | COMPAC-50 and CS-300V Power Pack (300V, 700mA, 150W) | 1 | 2391 | 2893.11 | Clever Scientific | COMPAC50-CS300 | http://www.cleaverscientific.com/
441 | CSL-CHILLPLATE | CHILL PLATE FOR COMET ASSAY SLIDES | 1 | 706 | 854.26 | Clever Scientific | CSL-CHILLPLATE | http://www.cleaverscientific.com/
442 | COMRAC-25 | Vertical Slide carrier for 25 slides, pk/1 | 1 | 310 | 375.1 | Clever Scientific | COMRAC-25 | http://www.cleaverscientific.com/
443 | STAINDISH | Ebony treatment dish, pk/1 | 1 | 175 | 211.75 | Clever Scientific | STAINDISH | http://www.cleaverscientific.com/
444 | STAINDISH4X | Ebony treatment dish, pk/4 | 1 | 500 | 605 | Clever Scientific | STAINDISH4X | http://www.cleaverscientific.com/
445 | COMPAC-50-PE | Positive Electrode | 1 | 238 | 287.98 | Clever Scientific | COMPAC-50-PE | http://www.cleaverscientific.com/
446 | COMPAC-50-NE | Negative Electrode | 1 | 238 | 287.98 | Clever Scientific | COMPAC-50-NE | http://www.cleaverscientific.com/
447 | CSL-CELLAS | Horizontal Unit for Cellulose Acetate Electrophoresis | 1 | 898 | 1086.58 | Clever Scientific | CSL-CELLAS | http://www.cleaverscientific.com/
448 | CSL-AG5 | Agarose 5g | 1 | 85 | 102.85 | Clever Scientific | CSL-AG5 | http://www.cleaverscientific.com/
449 | VS10DP | Dummy Plate, 10 x 10cm | 1 | 58 | 70.18 | Clever Scientific | VS10DP | http://www.cleaverscientific.com/
450 | VS10S0.5 | 10cm Spacers - 0.5mm (Pack of 2) | 1 | 58 | 70.18 | Clever Scientific | VS10S0.5 | http://www.cleaverscientific.com/
451 | VS10S0.75 | 10cm Spacers - 0.75mm (Pack of 2) | 1 | 58 | 70.18 | Clever Scientific | VS10S0.75 | http://www.cleaverscientific.com/
452 | VS10S1 | 10cm Spacers - 1mm thick (Pack of 2) | 1 | 58 | 70.18 | Clever Scientific | VS10S1 | http://www.cleaverscientific.com/
453 | VS10S1.5 | 10cm Spacers - 1.5mm thick (Pack of 2) | 1 | 58 | 70.18 | Clever Scientific | VS10S1.5 | http://www.cleaverscientific.com/
454 | VS10S2 | 10cm Spacers - 2mm thick (Pack of 2) | 1 | 58 | 70.18 | Clever Scientific | VS10S2 | http://www.cleaverscientific.com/
455 | VS10WDP | Dummy Plate, 20 x 10cm | 1 | 100 | 121 | Clever Scientific | VS10WDP | http://www.cleaverscientific.com/
456 | CSR-LABS | Radiation Labels - 25 x 25mm, PK/25 | 1 | 108 | 130.68 | Clever Scientific | CSR-LABS | http://www.cleaverscientific.com/
457 | MFVP-10 | Mini Fixed Volume Pipette 10ul | 1 | 80 | 96.8 | Clever Scientific | MFVP-10 | http://www.cleaverscientific.com/
458 | MFVP-20 | Mini Fixed Volume Pipette 20ul | 1 | 80 | 96.8 | Clever Scientific | MFVP-20 | http://www.cleaverscientific.com/
459 | MFVP-40 | Mini Fixed Volume Pipette 40ul | 1 | 80 | 96.8 | Clever Scientific | MFVP-40 | http://www.cleaverscientific.com/
460 | MFVP-50 | Mini Fixed Volume Pipette 50ul | 1 | 80 | 96.8 | Clever Scientific | MFVP-50 | http://www.cleaverscientific.com/
461 | MFVP-100 | Mini Fixed Volume Pipette 100ul | 1 | 80 | 96.8 | Clever Scientific | MFVP-100 | http://www.cleaverscientific.com/
462 | MFVP-200 | Mini Fixed Volume Pipette 200ul | 1 | 80 | 96.8 | Clever Scientific | MFVP-200 | http://www.cleaverscientific.com/
463 | TCDB-BL | Block lifter 95mm for TCDB Blocks | 1 | 38 | 45.98 | Clever Scientific | TCDB-BL | http://www.cleaverscientific.com/
464 | CSL-WHITETUBE | Replacement White Light Tube for cabinets | 1 | 110 | 133.1 | Clever Scientific | CSL-WHITETUBE | http://www.cleaverscientific.com/
465 | VS10PG | 10 x 10cm Plain Glass Plates 2mm thick ( Pack of 2) | 1 | 68 | 82.28 | Clever Scientific | VS10PG | http://www.cleaverscientific.com/
466 | CSL-4-4 | Adapters, 4mm to 4mm, Pk/2 | 1 | 103 | 124.63 | Clever Scientific | CSL-4-4 | http://www.cleaverscientific.com/
467 | CSL-4-2 | Adapters, 4mm to 2mm, Pk/2 | 1 | 103 | 124.63 | Clever Scientific | CSL-4-2 | http://www.cleaverscientific.com/
468 | CSL-2-4 | Adapters, 2mm to 4mm, Pk/2 | 1 | 103 | 124.63 | Clever Scientific | CSL-2-4 | http://www.cleaverscientific.com/
469 | CSL-LOADDYE | 10ml X Bromophenol Blue Loading Dye, 1ml | 1 | 123 | 148.83 | Clever Scientific | CSL-LOADDYE | http://www.cleaverscientific.com/
470 | CSR-LABL | Radiation Labels - 50 x 50mm, PK/25 | 1 | 123 | 148.83 | Clever Scientific | CSR-LABL | http://www.cleaverscientific.com/
471 | VS10PGS0.5 | 10 x 10cm Plain Glass Plates with 0.5mm Bonded Spacers (Pack of 2) | 1 | 68 | 82.28 | Clever Scientific | VS10PGS0.5 | http://www.cleaverscientific.com/
472 | VS10PGS0.75 | 10 x 10cm Plain Glass Plates with 0.75mm Bonded Spacers (Pack of 2) | 1 | 68 | 82.28 | Clever Scientific | VS10PGS0.75 | http://www.cleaverscientific.com/
473 | VS10PGS1 | 10 x 10cm Plain Glass Plates with 1mm Bonded Spacers ( Pack of 2) | 1 | 68 | 82.28 | Clever Scientific | VS10PGS1 | http://www.cleaverscientific.com/
474 | VS10PGS1.5 | 10 x 10cm Plain Glass Plates with 1.5mm Bonded Spacers (Pack of 2) | 1 | 68 | 82.28 | Clever Scientific | VS10PGS1.5 | http://www.cleaverscientific.com/
475 | VS10PGS2 | 10 x 10cm Plain Glass Plates with 2mm Bonded Spacers (Pack of 2) | 1 | 68 | 82.28 | Clever Scientific | VS10PGS2 | http://www.cleaverscientific.com/
476 | VS10-1-0.5 | Comb 1 Prep, 1 Marker, 0.5mm thick | 1 | 65 | 78.65 | Clever Scientific | VS10-1-0.5 | http://www.cleaverscientific.com/
477 | VS10-5-0.5 | Comb 5 sample, 0.5mm thick | 1 | 65 | 78.65 | Clever Scientific | VS10-5-0.5 | http://www.cleaverscientific.com/
478 | VS10-8MC-0.5 | Comb 8 sample MC, 0.5mm thick | 1 | 65 | 78.65 | Clever Scientific | VS10-8MC-0.5 | http://www.cleaverscientific.com/
479 | VS10-9-0.5 | Comb 9 sample, 0.5mm thick | 1 | 65 | 78.65 | Clever Scientific | VS10-9-0.5 | http://www.cleaverscientific.com/
480 | VS10-10-0.5 | Comb 10 sample, 0.5mm thick | 1 | 65 | 78.65 | Clever Scientific | VS10-10-0.5 | http://www.cleaverscientific.com/
481 | VS10-12-0.5 | Comb 12 sample, 0.5mm thick | 1 | 65 | 78.65 | Clever Scientific | VS10-12-0.5 | http://www.cleaverscientific.com/
482 | VS10-16MC-0.5 | Comb 16 sample MC, 0.5mm thick | 1 | 65 | 78.65 | Clever Scientific | VS10-16MC-0.5 | http://www.cleaverscientific.com/
483 | VS10-20-0.5 | Comb 20 sample, 0.5mm thick | 1 | 65 | 78.65 | Clever Scientific | VS10-20-0.5 | http://www.cleaverscientific.com/
484 | VS10-1-0.75 | Comb 1 Prep, 1 Marker, 0.75mm thick | 1 | 65 | 78.65 | Clever Scientific | VS10-1-0.75 | http://www.cleaverscientific.com/
485 | VS10-5-0.75 | Comb 5 sample, 0.75mm thick | 1 | 65 | 78.65 | Clever Scientific | VS10-5-0.75 | http://www.cleaverscientific.com/
486 | VS10-8MC-0.75 | Comb 8 sample MC, 0.75mm thick | 1 | 65 | 78.65 | Clever Scientific | VS10-8MC-0.75 | http://www.cleaverscientific.com/
487 | VS10-9-0.75 | Comb 9 sample, 0.75mm thick | 1 | 65 | 78.65 | Clever Scientific | VS10-9-0.75 | http://www.cleaverscientific.com/
488 | VS10-10-0.75 | Comb 10 sample, 0.75mm thick | 1 | 65 | 78.65 | Clever Scientific | VS10-10-0.75 | http://www.cleaverscientific.com/
489 | VS10-12-0.75 | Comb 12 sample, 0.75mm thick | 1 | 65 | 78.65 | Clever Scientific | VS10-12-0.75 | http://www.cleaverscientific.com/
490 | VS10-16MC-0.75 | Comb 16 sample MC, 0.75mm thick | 1 | 65 | 78.65 | Clever Scientific | VS10-16MC-0.75 | http://www.cleaverscientific.com/
491 | VS10-20-0.75 | Comb 20 sample, 0.75mm thick | 1 | 65 | 78.65 | Clever Scientific | VS10-20-0.75 | http://www.cleaverscientific.com/
492 | VS20DP | Dummy Plate, 20 x 20cm | 1 | 80 | 96.8 | Clever Scientific | VS20DP | http://www.cleaverscientific.com/
493 | VS20S0.75 | 20cm Spacers - 0.75mm (Pack of 2) | 1 | 80 | 96.8 | Clever Scientific | VS20S0.75 | http://www.cleaverscientific.com/
494 | VS20S1 | 20cm Spacers - 1mm thick (Pack of 2) | 1 | 80 | 96.8 | Clever Scientific | VS20S1 | http://www.cleaverscientific.com/
495 | VS20S1.5 | 20cm Spacers - 1.5mm thick (Pack of 2) | 1 | 80 | 96.8 | Clever Scientific | VS20S1.5 | http://www.cleaverscientific.com/
496 | VS20S2 | 20cm Spacers - 2mm thick (Pack of 2) | 1 | 80 | 96.8 | Clever Scientific | VS20S2 | http://www.cleaverscientific.com/
497 | MCBP | Mini Capillary Blanking ports - Pack of 10 | 1 | 90 | 108.9 | Clever Scientific | MCBP | http://www.cleaverscientific.com/
498 | VS10SG | VS10 Silicone Gasket (PK/1) | 1 | 65 | 78.65 | Clever Scientific | VS10SG | http://www.cleaverscientific.com/
499 | MS-BL95-E | Block Lifter 95mm, with E-Type Retaining Rings | 1 | 80 | 96.8 | Clever Scientific | MS-BL95-E | http://www.cleaverscientific.com/
500 | MD-MINI-LID | MD-MINI Lid, L58.5xW83xH31.5mm | 1 | 80 | 96.8 | Clever Scientific | MD-MINI-LID | http://www.cleaverscientific.com/
501 | VS10-1-1 | Comb 1 Prep, 1 Marker, 1mm thick | 1 | 65 | 78.65 | Clever Scientific | VS10-1-1 | http://www.cleaverscientific.com/
502 | VS10-5-1 | Comb 5 sample, 1mm thick | 1 | 65 | 78.65 | Clever Scientific | VS10-5-1 | http://www.cleaverscientific.com/
503 | VS10-8MC-1 | Comb 8 sample MC, 1mm thick | 1 | 65 | 78.65 | Clever Scientific | VS10-8MC-1 | http://www.cleaverscientific.com/
504 | VS10-9-1 | Comb 9 sample, 1mm thick | 1 | 65 | 78.65 | Clever Scientific | VS10-9-1 | http://www.cleaverscientific.com/
505 | VS10-10-1 | Comb 10 sample, 1mm thick | 1 | 65 | 78.65 | Clever Scientific | VS10-10-1 | http://www.cleaverscientific.com/
506 | VS10-12-1 | Comb 12 sample, 1mm thick | 1 | 65 | 78.65 | Clever Scientific | VS10-12-1 | http://www.cleaverscientific.com/
507 | VS10-16MC-1 | Comb 16 sampl MC, 1mm thick | 1 | 65 | 78.65 | Clever Scientific | VS10-16MC-1 | http://www.cleaverscientific.com/
508 | VS10-20-1 | Comb 20 sample, 1mm thick | 1 | 65 | 78.65 | Clever Scientific | VS10-20-1 | http://www.cleaverscientific.com/
509 | VS10-1-1.5 | Comb 1 Prep, 1 Marker, 1.5mm thick | 1 | 65 | 78.65 | Clever Scientific | VS10-1-1.5 | http://www.cleaverscientific.com/
510 | VS10-5-1.5 | Comb 5 sample, 1.5mm thick | 1 | 65 | 78.65 | Clever Scientific | VS10-5-1.5 | http://www.cleaverscientific.com/
511 | VS10-8MC-1.5 | Comb 8 sample MC, 1.5mm thick | 1 | 65 | 78.65 | Clever Scientific | VS10-8MC-1.5 | http://www.cleaverscientific.com/
512 | VS10-9-1.5 | Comb 9 sample, 1.5mm thick | 1 | 65 | 78.65 | Clever Scientific | VS10-9-1.5 | http://www.cleaverscientific.com/
513 | VS10-10-1.5 | Comb 10 sample, 1.5mm thick | 1 | 65 | 78.65 | Clever Scientific | VS10-10-1.5 | http://www.cleaverscientific.com/
514 | VS10-12-1.5 | Comb 12 sample, 1.5mm thick | 1 | 65 | 78.65 | Clever Scientific | VS10-12-1.5 | http://www.cleaverscientific.com/
515 | VS10-16MC-1.5 | Comb 16 sampl MC, 1.5mm thick | 1 | 65 | 78.65 | Clever Scientific | VS10-16MC-1.5 | http://www.cleaverscientific.com/
516 | VS10-20-1.5 | Comb 20 sample, 1.5mm thick | 1 | 65 | 78.65 | Clever Scientific | VS10-20-1.5 | http://www.cleaverscientific.com/
517 | VS10-1-2 | Comb 1 Prep, 1 Marker, 2mm thick | 1 | 65 | 78.65 | Clever Scientific | VS10-1-2 | http://www.cleaverscientific.com/
518 | VS10-5-2 | Comb 5 sample, 2mm thick | 1 | 65 | 78.65 | Clever Scientific | VS10-5-2 | http://www.cleaverscientific.com/
519 | VS10-8MC-2 | Comb 8 sample MC, 2mm thick | 1 | 65 | 78.65 | Clever Scientific | VS10-8MC-2 | http://www.cleaverscientific.com/
520 | VS10-9-2 | Comb 9 sample, 2mm thick | 1 | 65 | 78.65 | Clever Scientific | VS10-9-2 | http://www.cleaverscientific.com/
521 | VS10-10-2 | Comb 10 sample, 2mm thick | 1 | 65 | 78.65 | Clever Scientific | VS10-10-2 | http://www.cleaverscientific.com/
522 | VS10-12-2 | Comb 12 sample, 2mm thick | 1 | 65 | 78.65 | Clever Scientific | VS10-12-2 | http://www.cleaverscientific.com/
523 | VS10-16MC-2 | Comb 16 sample MC, 2mm thick | 1 | 65 | 78.65 | Clever Scientific | VS10-16MC-2 | http://www.cleaverscientific.com/
524 | VS10-20-2 | Comb 20 sample, 2mm thick | 1 | 65 | 78.65 | Clever Scientific | VS10-20-2 | http://www.cleaverscientific.com/
525 | VS30S0.75 | 22cm Spacers - 0.75mm (Pack of 2) | 1 | 128 | 154.88 | Clever Scientific | VS30S0.75 | http://www.cleaverscientific.com/
526 | VS30S1 | 22cm Spacers - 1mm thick (Pack of 2) | 1 | 128 | 154.88 | Clever Scientific | VS30S1 | http://www.cleaverscientific.com/
527 | VS30S1.5 | 22cm Spacers - 1.5mm thick (Pack of 2) | 1 | 128 | 154.88 | Clever Scientific | VS30S1.5 | http://www.cleaverscientific.com/
528 | VS30S2 | 22cm Spacers - 2mm thick (Pack of 2) | 1 | 128 | 154.88 | Clever Scientific | VS30S2 | http://www.cleaverscientific.com/
529 | VS10NG | 10 x 10cm Notched Glass Plates 2mm thick ( Pack of 2) | 1 | 75 | 90.75 | Clever Scientific | VS10NG | http://www.cleaverscientific.com/
530 | CV-1POS | 1 Position Stand for Single or MC pipette. | 1 | 83 | 100.43 | Clever Scientific | CV-1POS | http://www.cleaverscientific.com/
531 | MD-MINI-CAR-ADAPTER | Car Adapter for MD-MINI, 1.5m | 1 | 83 | 100.43 | Clever Scientific | MD-MINI-CAR-ADAPTER | http://www.cleaverscientific.com/
532 | CSL-ORANGEDYE | Orange G Loading Dye, 1ml | 1 | 135 | 163.35 | Clever Scientific | CSL-ORANGEDYE | http://www.cleaverscientific.com/
533 | CSR-R1.5 | Mini Insert - 16 x 1.5ml tubes | 1 | 128 | 154.88 | Clever Scientific | CSR-R1.5 | http://www.cleaverscientific.com/
534 | CSR-R50 | Insert - 8 x 50ml Centrifuge tubes | 1 | 128 | 154.88 | Clever Scientific | CSR-R50 | http://www.cleaverscientific.com/
535 | CSR-R0.5 | Mini Insert - 20 x 0.5ml tubes | 1 | 128 | 154.88 | Clever Scientific | CSR-R0.5 | http://www.cleaverscientific.com/
536 | CSR-R3F | Insert - 3 x Falcon tubes, 8 x 1.5ml tubes | 1 | 128 | 154.88 | Clever Scientific | CSR-R3F | http://www.cleaverscientific.com/
537 | CSR-R1.5L | Midi Insert - 32 x 1.5ml Eppendorf tubes | 1 | 128 | 154.88 | Clever Scientific | CSR-R1.5L | http://www.cleaverscientific.com/
538 | CSR-R2F | Insert - 2 x Falcon tubes, 8 x 1.5ml tubes | 1 | 128 | 154.88 | Clever Scientific | CSR-R2F | http://www.cleaverscientific.com/
539 | CSR-R0.5L | Midi Insert - 40 x 0.5ml Eppendorf tubes | 1 | 128 | 154.88 | Clever Scientific | CSR-R0.5L | http://www.cleaverscientific.com/
540 | CSR-R20 | Insert - 8 x 20ml Scintillation vials | 1 | 128 | 154.88 | Clever Scientific | CSR-R20 | http://www.cleaverscientific.com/
541 | CSR-RDUO | Midi Insert - 16 x 1.5 and 16 x 0.5ml tubes | 1 | 128 | 154.88 | Clever Scientific | CSR-RDUO | http://www.cleaverscientific.com/
542 | CSR-R5 | Insert - 15 x 5ml Scintillation vials | 1 | 128 | 154.88 | Clever Scientific | CSR-R5 | http://www.cleaverscientific.com/
543 | CSR-R2 | Midi Insert - 32 x 2ml Cryotubes | 1 | 128 | 154.88 | Clever Scientific | CSR-R2 | http://www.cleaverscientific.com/
544 | CSR-RU | Inset - 8 x Universals | 1 | 128 | 154.88 | Clever Scientific | CSR-RU | http://www.cleaverscientific.com/
545 | CSR-R15 | Insert - 15 x 15ml Centrifuge tubes | 1 | 128 | 154.88 | Clever Scientific | CSR-R15 | http://www.cleaverscientific.com/
546 | VS10WPG | 20 x 10cm Plain Glass Plates 2mm thick ( Pack of 2) | 1 | 115 | 139.15 | Clever Scientific | VS10WPG | http://www.cleaverscientific.com/
547 | VS20PG | 20 x 20cm Plain Glass Plates 2mm thick ( Pack of 2) | 1 | 75 | 90.75 | Clever Scientific | VS20PG | http://www.cleaverscientific.com/
548 | VS30DP | Dummy Plate, 30 x 22cm | 1 | 128 | 154.88 | Clever Scientific | VS30DP | http://www.cleaverscientific.com/
549 | CSL-LMA5 | Agarose 5g, LMP | 1 | 108 | 130.68 | Clever Scientific | CSL-LMA5 | http://www.cleaverscientific.com/
550 | CSL-HRA5 | Agarose 5g, HR | 1 | 120 | 145.2 | Clever Scientific | CSL-HRA5 | http://www.cleaverscientific.com/
551 | CSR-PB2 | Pipette Shield - Biohit PS1000 Beta | 1 | 133 | 160.93 | Clever Scientific | CSR-PB2 | http://www.cleaverscientific.com/
552 | CSR-PB1 | Pipette Shield - Biohit PS200 Beta | 1 | 133 | 160.93 | Clever Scientific | CSR-PB1 | http://www.cleaverscientific.com/
553 | CSR-PB3 | Pipette Shield - Biohit PS5000 Beta | 1 | 133 | 160.93 | Clever Scientific | CSR-PB3 | http://www.cleaverscientific.com/
554 | CSR-PG3 | Pipette Shield - Gilson P1000 Beta | 1 | 133 | 160.93 | Clever Scientific | CSR-PG3 | http://www.cleaverscientific.com/
555 | CSR-PG1 | Pipette Shields - Gilson P20/100 Beta | 1 | 133 | 160.93 | Clever Scientific | CSR-PG1 | http://www.cleaverscientific.com/
556 | CSR-PG2 | Pipette Shield - Gilson P200 Beta | 1 | 133 | 160.93 | Clever Scientific | CSR-PG2 | http://www.cleaverscientific.com/
557 | Omnipet-CS | Charging Stand for Omnipet | 1 | 90 | 108.9 | Clever Scientific | Omnipet-CS | http://www.cleaverscientific.com/
558 | MF-A0.5-6 | Adaptors, 0.5ml, Pack of 6 | 1 | 80 | 96.8 | Clever Scientific | MF-A0.5-6 | http://www.cleaverscientific.com/
559 | MF-A0.2-6 | Adaptors, 0.2ml, Pack of 6 | 1 | 80 | 96.8 | Clever Scientific | MF-A0.2-6 | http://www.cleaverscientific.com/
560 | CS-SP | Strip Springs for orbital, reciprocal, or rocking (pack of 2) | 1 | 128 | 154.88 | Clever Scientific | CS-SP | http://www.cleaverscientific.com/
561 | CSL-IEFPLT | Replacement Glass platform | 1 | 436 | 527.56 | Clever Scientific | CSL-IEFPLT | http://www.cleaverscientific.com/
562 | CW-SP | Strip Springs for 2/3D Combi Shaker (pack of 2) | 1 | 83 | 100.43 | Clever Scientific | CW-SP | http://www.cleaverscientific.com/
563 | CSL-MDNA-100BPH | 100bp DNA ladder, 100-3000bp, 1x500ul vial | 1 | 135 | 163.35 | Clever Scientific | CSL-MDNA-100BPH | http://www.cleaverscientific.com/
564 | CSL-MDNA-100bp | 100bp DNA ladder, 100-1500bp, 1x500ul vial | 1 | 135 | 163.35 | Clever Scientific | CSL-MDNA-100bp | http://www.cleaverscientific.com/
565 | CSL-MDNA-1kb | 1Kb DNA ladder, 250-10Kp, 1x500ul vial | 1 | 135 | 163.35 | Clever Scientific | CSL-MDNA-1kb | http://www.cleaverscientific.com/
566 | UPW1000 | BP Grade Sterile Water, 1000ml | 1 | 88 | 106.48 | Clever Scientific | UPW1000 | http://www.cleaverscientific.com/
567 | VS10ICB | Mini Cooling Block. | 1 | 85 | 102.85 | Clever Scientific | VS10ICB | http://www.cleaverscientific.com/
568 | VS20-1-0.75 | Comb 1 Prep, 1 Marker, 0.75mm thick | 1 | 98 | 118.58 | Clever Scientific | VS20-1-0.75 | http://www.cleaverscientific.com/
569 | VS20-5-0.75 | Comb 5 sample, 0.75mm thick | 1 | 98 | 118.58 | Clever Scientific | VS20-5-0.75 | http://www.cleaverscientific.com/
570 | VS20-10-0.75 | Comb 10 sample, 0.75mm thick | 1 | 98 | 118.58 | Clever Scientific | VS20-10-0.75 | http://www.cleaverscientific.com/
571 | VS20-18MC-0.75 | Comb 18 sample MC, 0.75mm thick | 1 | 98 | 118.58 | Clever Scientific | VS20-18MC-0.75 | http://www.cleaverscientific.com/
572 | VS20-24-0.75 | Comb 24 sample, 0.75mm thick | 1 | 98 | 118.58 | Clever Scientific | VS20-24-0.75 | http://www.cleaverscientific.com/
573 | VS20-30-0.75 | Comb 30 sample, 0.75mm thick | 1 | 98 | 118.58 | Clever Scientific | VS20-30-0.75 | http://www.cleaverscientific.com/
574 | VS20-36MC-0.75 | Comb 36 sample MC, 0.75mm thick | 1 | 98 | 118.58 | Clever Scientific | VS20-36MC-0.75 | http://www.cleaverscientific.com/
575 | VS20-48-0.75 | Comb 48 sample, 0.75mm thick | 1 | 98 | 118.58 | Clever Scientific | VS20-48-0.75 | http://www.cleaverscientific.com/
576 | VS20-1-1 | Comb 1 Prep, 1 Marker, 1mm thick | 1 | 98 | 118.58 | Clever Scientific | VS20-1-1 | http://www.cleaverscientific.com/
577 | VS20-5-1 | Comb 5 sample, 1mm thick | 1 | 98 | 118.58 | Clever Scientific | VS20-5-1 | http://www.cleaverscientific.com/
578 | VS20-10-1 | Comb 10 sample, 1mm thick | 1 | 98 | 118.58 | Clever Scientific | VS20-10-1 | http://www.cleaverscientific.com/
579 | VS20-18MC-1 | Comb 18 sample MC, 1mm thick | 1 | 98 | 118.58 | Clever Scientific | VS20-18MC-1 | http://www.cleaverscientific.com/
580 | VS20-24-1 | Comb 24 sample, 1mm thick | 1 | 98 | 118.58 | Clever Scientific | VS20-24-1 | http://www.cleaverscientific.com/
581 | VS20-30-1 | Comb 30 sample, 1mm thick | 1 | 98 | 118.58 | Clever Scientific | VS20-30-1 | http://www.cleaverscientific.com/
582 | VS20-36MC-1 | Comb 36 sample MC, 1mm thick | 1 | 98 | 118.58 | Clever Scientific | VS20-36MC-1 | http://www.cleaverscientific.com/
583 | VS20-48-1 | Comb 48 sample, 1mm thick | 1 | 98 | 118.58 | Clever Scientific | VS20-48-1 | http://www.cleaverscientific.com/
584 | VS20-1-1.5 | Comb 1 Prep, 1 Marker, 1.5mm thick | 1 | 98 | 118.58 | Clever Scientific | VS20-1-1.5 | http://www.cleaverscientific.com/
585 | VS20-5-1.5 | Comb 5 sample, 1.5mm thick | 1 | 98 | 118.58 | Clever Scientific | VS20-5-1.5 | http://www.cleaverscientific.com/
586 | VS20-10-1.5 | Comb 10 sample, 1.5mm thick | 1 | 98 | 118.58 | Clever Scientific | VS20-10-1.5 | http://www.cleaverscientific.com/
587 | VS20-18MC-1.5 | Comb 18 sample MC, 1.5mm thick | 1 | 98 | 118.58 | Clever Scientific | VS20-18MC-1.5 | http://www.cleaverscientific.com/
588 | VS20-24-1.5 | Comb 24 sample, 1.5mm thick | 1 | 98 | 118.58 | Clever Scientific | VS20-24-1.5 | http://www.cleaverscientific.com/
589 | VS20-30-1.5 | Comb 30 sample, 1.5mm thick | 1 | 98 | 118.58 | Clever Scientific | VS20-30-1.5 | http://www.cleaverscientific.com/
590 | VS20-36MC-1.5 | Comb 36 sample MC, 1.5mm thick | 1 | 98 | 118.58 | Clever Scientific | VS20-36MC-1.5 | http://www.cleaverscientific.com/
591 | VS20-48-1.5 | Comb 48 sample, 1.5mm thick | 1 | 98 | 118.58 | Clever Scientific | VS20-48-1.5 | http://www.cleaverscientific.com/
592 | VS20-1-2 | Comb 1 Prep, 1 Marker, 2mm thick | 1 | 98 | 118.58 | Clever Scientific | VS20-1-2 | http://www.cleaverscientific.com/
593 | VS20-5-2 | Comb 5 sample, 2mm thick | 1 | 98 | 118.58 | Clever Scientific | VS20-5-2 | http://www.cleaverscientific.com/
594 | VS20-10-2 | Comb 10 sample, 2mm thick | 1 | 98 | 118.58 | Clever Scientific | VS20-10-2 | http://www.cleaverscientific.com/
595 | VS20-18MC-2 | Comb 18 sample MC, 2mm thick | 1 | 98 | 118.58 | Clever Scientific | VS20-18MC-2 | http://www.cleaverscientific.com/
596 | VS20-24-2 | Comb 24 sample, 2mm thick | 1 | 98 | 118.58 | Clever Scientific | VS20-24-2 | http://www.cleaverscientific.com/
597 | VS20-30-2 | Comb 30 sample, 2mm thick | 1 | 98 | 118.58 | Clever Scientific | VS20-30-2 | http://www.cleaverscientific.com/
598 | VS20-36MC-2 | Comb 36 sample MC, 2mm thick | 1 | 98 | 118.58 | Clever Scientific | VS20-36MC-2 | http://www.cleaverscientific.com/
599 | VS20-48-2 | Comb 48 sample, 2mm thick | 1 | 98 | 118.58 | Clever Scientific | VS20-48-2 | http://www.cleaverscientific.com/
600 | VS20-1-LG | Loading Aid for VS20-1 Combs | 1 | 98 | 118.58 | Clever Scientific | VS20-1-LG | http://www.cleaverscientific.com/
601 | VS20-5-LG | Loading Aid for VS20-5 Combs | 1 | 98 | 118.58 | Clever Scientific | VS20-5-LG | http://www.cleaverscientific.com/
602 | VS20-10-LG | Loading Aid for VS20-10 Combs | 1 | 98 | 118.58 | Clever Scientific | VS20-10-LG | http://www.cleaverscientific.com/
603 | VS20-18MC-LG | Loading Aid for VS20-18MC Combs | 1 | 98 | 118.58 | Clever Scientific | VS20-18MC-LG | http://www.cleaverscientific.com/
604 | VS20-24-LG | Loading Aid for VS20-24 Combs | 1 | 98 | 118.58 | Clever Scientific | VS20-24-LG | http://www.cleaverscientific.com/
605 | VS20-30-LG | Loading Aid for VS20-30 Combs | 1 | 98 | 118.58 | Clever Scientific | VS20-30-LG | http://www.cleaverscientific.com/
606 | VS20-36MC-LG | Loading Aid for VS20-36MC Combs | 1 | 98 | 118.58 | Clever Scientific | VS20-36MC-LG | http://www.cleaverscientific.com/
607 | RFW250 | RNase-Free Water 250ml | 1 | 95 | 114.95 | Clever Scientific | RFW250 | http://www.cleaverscientific.com/
608 | VS10DCASTM | Replacement Rubber mats for 10 x 10cm caster. | 1 | 85 | 102.85 | Clever Scientific | VS10DCASTM | http://www.cleaverscientific.com/
609 | VS30-1-1 | Comb 1 Prep, 1 Marker, 1mm thick | 1 | 113 | 136.73 | Clever Scientific | VS30-1-1 | http://www.cleaverscientific.com/
610 | VS30-2-1 | Comb 2 sample, 1mm thick | 1 | 113 | 136.73 | Clever Scientific | VS30-2-1 | http://www.cleaverscientific.com/
611 | VS30-4-1 | Comb 4 sample, 1mm thick | 1 | 113 | 136.73 | Clever Scientific | VS30-4-1 | http://www.cleaverscientific.com/
612 | VS30-28MC-1 | Comb 28 sample MC, 1mm thick | 1 | 113 | 136.73 | Clever Scientific | VS30-28MC-1 | http://www.cleaverscientific.com/
613 | VS30-56MC-1 | Comb 56 sample, 1mm thick | 1 | 113 | 136.73 | Clever Scientific | VS30-56MC-1 | http://www.cleaverscientific.com/
614 | VS30-75-1 | Comb 75 sample, 1mm thick | 1 | 113 | 136.73 | Clever Scientific | VS30-75-1 | http://www.cleaverscientific.com/
615 | VS30-1-1.5 | Comb 1 Prep, 1 Marker, 1.5mm thick | 1 | 113 | 136.73 | Clever Scientific | VS30-1-1.5 | http://www.cleaverscientific.com/
616 | VS30-2-1.5 | Comb 2 sample, 1.5mm thick | 1 | 113 | 136.73 | Clever Scientific | VS30-2-1.5 | http://www.cleaverscientific.com/
617 | VS30-4-1.5 | Comb 4 sample, 1.5mm thick | 1 | 113 | 136.73 | Clever Scientific | VS30-4-1.5 | http://www.cleaverscientific.com/
618 | VS30-28MC-1.5 | Comb 28 sample MC, 1.5mm thick | 1 | 113 | 136.73 | Clever Scientific | VS30-28MC-1.5 | http://www.cleaverscientific.com/
619 | VS30-56MC-1.5 | Comb 56 sample, 1.5mm thick | 1 | 113 | 136.73 | Clever Scientific | VS30-56MC-1.5 | http://www.cleaverscientific.com/
620 | VS30-75-1.5 | Comb 75 sample, 1.5mm thick | 1 | 113 | 136.73 | Clever Scientific | VS30-75-1.5 | http://www.cleaverscientific.com/
621 | CSQ20-S0.25 | Spacer set 0.25mm | 1 | 90 | 108.9 | Clever Scientific | CSQ20-S0.25 | http://www.cleaverscientific.com/
622 | CSQ20-S0.35 | Spacer set 0.35mm | 1 | 90 | 108.9 | Clever Scientific | CSQ20-S0.35 | http://www.cleaverscientific.com/
623 | CSQ20-S1 | Spacer set 1mm | 1 | 90 | 108.9 | Clever Scientific | CSQ20-S1 | http://www.cleaverscientific.com/
624 | CSQ20-S1.5 | Spacer set 1.5mm | 1 | 90 | 108.9 | Clever Scientific | CSQ20-S1.5 | http://www.cleaverscientific.com/
625 | CSQ33-S0.25 | Spacer set 0.25mm | 1 | 90 | 108.9 | Clever Scientific | CSQ33-S0.25 | http://www.cleaverscientific.com/
626 | CSQ33-S0.35 | Spacer set 0.35mm | 1 | 90 | 108.9 | Clever Scientific | CSQ33-S0.35 | http://www.cleaverscientific.com/
627 | CSQ33-S1 | Spacer set 1mm | 1 | 90 | 108.9 | Clever Scientific | CSQ33-S1 | http://www.cleaverscientific.com/
628 | CSQ33-S1.5 | Spacer set 1.5mm | 1 | 90 | 108.9 | Clever Scientific | CSQ33-S1.5 | http://www.cleaverscientific.com/
629 | SB10C | OmniBlot Mini Cassette (Including 2 foam Pads) | 1 | 90 | 108.9 | Clever Scientific | SB10C | http://www.cleaverscientific.com/
630 | SB10F | Fibre pads - Pack of 8 | 1 | 90 | 108.9 | Clever Scientific | SB10F | http://www.cleaverscientific.com/
631 | SB10C | OmniBlot Mini Cassette (Including 2 foam Pads) | 1 | 90 | 108.9 | Clever Scientific | SB10C | http://www.cleaverscientific.com/
632 | SB10F | Fibre pads - Pack of 8 | 1 | 90 | 108.9 | Clever Scientific | SB10F | http://www.cleaverscientific.com/
633 | SB10C | OmniBlot Mini Cassette (Including 2 foam Pads) | 1 | 90 | 108.9 | Clever Scientific | SB10C | http://www.cleaverscientific.com/
634 | SB10F | Fibre pads - Pack of 8 | 1 | 90 | 108.9 | Clever Scientific | SB10F | http://www.cleaverscientific.com/
635 | VS10NGS0.5 | 10 x 10cm Notched Glass Plates with 0.5mm Bonded Spacers (Pack of 2) | 1 | 90 | 108.9 | Clever Scientific | VS10NGS0.5 | http://www.cleaverscientific.com/
636 | VS10NGS0.75 | 10 x 10cm Notched Glass Plates with 0.75mm Bonded Spacers (Pack of 2) | 1 | 90 | 108.9 | Clever Scientific | VS10NGS0.75 | http://www.cleaverscientific.com/
637 | VS10NGS1 | 10 x 10cm Notched Glass Plates with 1mm Bonded Spacers ( Pack of 2) | 1 | 90 | 108.9 | Clever Scientific | VS10NGS1 | http://www.cleaverscientific.com/
638 | VS10NGS1.5 | 10 x 10cm Notched Glass Plates with 1.5mm Bonded Spacers (Pack of 2) | 1 | 90 | 108.9 | Clever Scientific | VS10NGS1.5 | http://www.cleaverscientific.com/
639 | VS10NGS2 | 10 x 10cm Notched Glass Plates with 2mm Bonded Spacers (Pack of 2) | 1 | 90 | 108.9 | Clever Scientific | VS10NGS2 | http://www.cleaverscientific.com/
640 | VS10WPGS0.75 | 20 x 10cm Plain Glass Plates with 0.75mm Bonded Spacers (Pack of 2) | 1 | 100 | 121 | Clever Scientific | VS10WPGS0.75 | http://www.cleaverscientific.com/
641 | VS10WPGS1 | 20 x 10cm Plain Glass Plates with 1mm Bonded Spacers (Pack of 2) | 1 | 100 | 121 | Clever Scientific | VS10WPGS1 | http://www.cleaverscientific.com/
642 | VS10WPGS1.5 | 20 x 10cm Plain Glass Plates with 1.5mm Bonded Spacers (Pack of 2) | 1 | 100 | 121 | Clever Scientific | VS10WPGS1.5 | http://www.cleaverscientific.com/
643 | VS10WPGS2 | 20 x 10cm Plain Glass Plates with 2mm Bonded Spacers (Pack of 2) | 1 | 100 | 121 | Clever Scientific | VS10WPGS2 | http://www.cleaverscientific.com/
644 | CSR-PB2G | Pipette Shield - Biohit PS1000 Gamma | 1 | 155 | 187.55 | Clever Scientific | CSR-PB2G | http://www.cleaverscientific.com/
645 | CSR-PB1G | Pipette Shields - Biohit PS200 Gamma | 1 | 155 | 187.55 | Clever Scientific | CSR-PB1G | http://www.cleaverscientific.com/
646 | CSR-PB3G | Pipette Shield - Biohit PS5000 Gamma | 1 | 155 | 187.55 | Clever Scientific | CSR-PB3G | http://www.cleaverscientific.com/
647 | CSR-PG3G | Pipette Shields - Gilson P1000 Gamma | 1 | 155 | 187.55 | Clever Scientific | CSR-PG3G | http://www.cleaverscientific.com/
648 | CSR-PG1G | Pipette Shields - Gilson P20/100 Gamma | 1 | 155 | 187.55 | Clever Scientific | CSR-PG1G | http://www.cleaverscientific.com/
649 | CSR-PG2G | Pipette Shields - Gilson P200 Gamma | 1 | 155 | 187.55 | Clever Scientific | CSR-PG2G | http://www.cleaverscientific.com/
650 | MS-DIMPLED-30 | Dimpled Mat 30 x 30 cm | 1 | 98 | 118.58 | Clever Scientific | MS-DIMPLED-30 | http://www.cleaverscientific.com/
651 | CW-DIMPLED | Dimpled Mat 33 x 33 cm | 1 | 110 | 133.1 | Clever Scientific | CW-DIMPLED | http://www.cleaverscientific.com/
652 | CSL-BP1010 | Blot-Absorbent Filter paper, 10x10cm, pack of 50 | 1 | 150 | 181.5 | Clever Scientific | CSL-BP1010 | http://www.cleaverscientific.com/
653 | CSL-JADNA | Just-Add-DNA’ MasterMix, 2x 1.25ml vials, sufficient for 100 reactions | 1 | 175 | 211.75 | Clever Scientific | CSL-JADNA | http://www.cleaverscientific.com/
654 | CSL-CAB | Electrophoresis cable (Black & Red) | 1 | 118 | 142.78 | Clever Scientific | CSL-CAB | http://www.cleaverscientific.com/
655 | CSL-CAB | Electrophoresis cable (Black & Red) | 1 | 118 | 142.78 | Clever Scientific | CSL-CAB | http://www.cleaverscientific.com/
656 | CSL-CAB | Electrophoresis cable (Black & Red) | 1 | 118 | 142.78 | Clever Scientific | CSL-CAB | http://www.cleaverscientific.com/
657 | MCT10 | Mini Capillary Tubes 1mm internal diameter - Pack of 100 | 1 | 113 | 136.73 | Clever Scientific | MCT10 | http://www.cleaverscientific.com/
658 | MCT101.5 | Mini Capillary Tubes 1.5mm internal diameter - Pack of 100 | 1 | 113 | 136.73 | Clever Scientific | MCT101.5 | http://www.cleaverscientific.com/
659 | CSL-CAB | Electrophoresis cable (Black & Red) | 1 | 118 | 142.78 | Clever Scientific | CSL-CAB | http://www.cleaverscientific.com/
660 | SB10WC | OmniBlot Mini Wide Cassette (including 2 foam pads) | 1 | 113 | 136.73 | Clever Scientific | SB10WC | http://www.cleaverscientific.com/
661 | SB10WF | Fibre pads - Pack of 8 | 1 | 113 | 136.73 | Clever Scientific | SB10WF | http://www.cleaverscientific.com/
662 | CSL-CAB | Electrophoresis cable (Black & Red) | 1 | 118 | 142.78 | Clever Scientific | CSL-CAB | http://www.cleaverscientific.com/
663 | CSL-PRTPAP | Replacement printer paper - 1 Roll | 1 | 93 | 112.53 | Clever Scientific | CSL-PRTPAP | http://www.cleaverscientific.com/
664 | CSL-LOADDYE10 | 10x Bromophenol Blue Loading Dye, 10ml | 1 | 170 | 205.7 | Clever Scientific | CSL-LOADDYE10 | http://www.cleaverscientific.com/
665 | CSR-TW1 | General Purpose Tray White - 46 x 26 | 1 | 165 | 199.65 | Clever Scientific | CSR-TW1 | http://www.cleaverscientific.com/
666 | TBE10X1L | Cleaver Buffer Tris-Borate EDTA Running Buffer 10 x 1L | 1 | 100 | 121 | Clever Scientific | TBE10X1L | http://www.cleaverscientific.com/
667 | CSL-NHYBFH-125 | 1x125ml flask holder without platform | 1 | 158 | 191.18 | Clever Scientific | CSL-NHYBFH-125 | http://www.cleaverscientific.com/
668 | CSL-NHYBFH-250 | 1x250ml flask holder without platform | 1 | 158 | 191.18 | Clever Scientific | CSL-NHYBFH-250 | http://www.cleaverscientific.com/
669 | CSL-NHYBFH-500 | 1x500ml flask holder without platform | 1 | 158 | 191.18 | Clever Scientific | CSL-NHYBFH-500 | http://www.cleaverscientific.com/
670 | CSL-UVTUBE | Replacement UV Tube for cabinets | 1 | 173 | 209.33 | Clever Scientific | CSL-UVTUBE | http://www.cleaverscientific.com/
671 | CSR-TO1 | BioHazard Tray White - 46 x 26 | 1 | 170 | 205.7 | Clever Scientific | CSR-TO1 | http://www.cleaverscientific.com/
672 | CSQ20-0.25-24 | Comb 24 sample, 0.25mm thick | 1 | 113 | 136.73 | Clever Scientific | CSQ20-0.25-24 | http://www.cleaverscientific.com/
673 | CSQ20-0.25-48 | Comb 48 sample, 0.25mm thick | 1 | 113 | 136.73 | Clever Scientific | CSQ20-0.25-48 | http://www.cleaverscientific.com/
674 | CSQ20-0.35-24 | Comb 24 sample, 0.35mm thick | 1 | 113 | 136.73 | Clever Scientific | CSQ20-0.35-24 | http://www.cleaverscientific.com/
675 | CSQ20-0.35-48 | Comb 48 sample, 0.35mm thick | 1 | 113 | 136.73 | Clever Scientific | CSQ20-0.35-48 | http://www.cleaverscientific.com/
676 | CSQ20-1-24 | Comb 24 sample, 1mm thick | 1 | 113 | 136.73 | Clever Scientific | CSQ20-1-24 | http://www.cleaverscientific.com/
677 | CSQ20-1-48 | Comb 48 sample, 1mm thick | 1 | 113 | 136.73 | Clever Scientific | CSQ20-1-48 | http://www.cleaverscientific.com/
678 | CSQ20-1.5-24 | Comb 24 sample, 1.5mm thick | 1 | 113 | 136.73 | Clever Scientific | CSQ20-1.5-24 | http://www.cleaverscientific.com/
679 | CSQ20-1.5-48 | Comb 48 sample, 1.5mm thick | 1 | 113 | 136.73 | Clever Scientific | CSQ20-1.5-48 | http://www.cleaverscientific.com/
680 | CSL-MGR | Small Glass Plate Rack | 1 | 115 | 139.15 | Clever Scientific | CSL-MGR | http://www.cleaverscientific.com/
681 | CSL-SDCAB | Semi dry Blotter Cables (Red & Black) | 1 | 113 | 136.73 | Clever Scientific | CSL-SDCAB | http://www.cleaverscientific.com/
682 | RV-GLASSES1 | Glasses with Orange filter | 1 | 98 | 118.58 | Clever Scientific | RV-GLASSES1 | http://www.cleaverscientific.com/
683 | CSR-TW2 | General Purpose Tray White - 54 x 34 | 1 | 175 | 211.75 | Clever Scientific | CSR-TW2 | http://www.cleaverscientific.com/
684 | VS20PGS0.75 | 20 x 20cm Plain Glass Plates with 0.75mm Bonded Spacers (Pack of 2) | 1 | 123 | 148.83 | Clever Scientific | VS20PGS0.75 | http://www.cleaverscientific.com/
685 | VS20PGS1 | 20 x 20cm Plain Glass Plates with 1mm Bonded Spacers ( Pack of 2) | 1 | 185 | 223.85 | Clever Scientific | VS20PGS1 | http://www.cleaverscientific.com/
686 | VS20PGS1.5 | 20 x 20cm Plain Glass Plates with 1.5mm Bonded Spacers (Pack of 2) | 1 | 185 | 223.85 | Clever Scientific | VS20PGS1.5 | http://www.cleaverscientific.com/
687 | VS20PGS2 | 20 x 20cm Plain Glass Plates with 2mm Bonded Spacers (Pack of 2) | 1 | 185 | 223.85 | Clever Scientific | VS20PGS2 | http://www.cleaverscientific.com/
688 | CSL-AG100 | Agarose 100g | 1 | 165 | 199.65 | Clever Scientific | CSL-AG100 | http://www.cleaverscientific.com/
689 | CSL-TGP | Powdered Tris-Glycine Running buffer - 10 Pouches(10 litres/pk) | 1 | 183 | 221.43 | Clever Scientific | CSL-TGP | http://www.cleaverscientific.com/
690 | CSR-TO2 | BioHazard Tray White - 54 x 34 | 1 | 180 | 217.8 | Clever Scientific | CSR-TO2 | http://www.cleaverscientific.com/
691 | CSLMEM307625 | CellasMEM assay membrane, 25/pack | 1 | 185 | 223.85 | Clever Scientific | CSLMEM307625 | http://www.cleaverscientific.com/
692 | VS10WNG | 20 x 10cm Notched Glass Plates 2mm thick ( Pk of 2) | 1 | 138 | 166.98 | Clever Scientific | VS10WNG | http://www.cleaverscientific.com/
693 | VS20ICB | Maxi Cooling Block. | 1 | 120 | 145.2 | Clever Scientific | VS20ICB | http://www.cleaverscientific.com/
694 | CSQ33-0.25-48 | Comb 48 sample, 0.25mm thick | 1 | 123 | 148.83 | Clever Scientific | CSQ33-0.25-48 | http://www.cleaverscientific.com/
695 | CSQ33-0.25-96 | Comb 96 sample, 0.25mm thick | 1 | 123 | 148.83 | Clever Scientific | CSQ33-0.25-96 | http://www.cleaverscientific.com/
696 | CSQ33-0.35-48 | Comb 48 sample, 0.35mm thick | 1 | 123 | 148.83 | Clever Scientific | CSQ33-0.35-48 | http://www.cleaverscientific.com/
697 | CSQ33-0.35-96 | Comb 96 sample, 0.35mm thick | 1 | 123 | 148.83 | Clever Scientific | CSQ33-0.35-96 | http://www.cleaverscientific.com/
698 | CSQ33-1-48 | Comb 48 sample, 1mm thick | 1 | 123 | 148.83 | Clever Scientific | CSQ33-1-48 | http://www.cleaverscientific.com/
699 | CSQ33-1-80 | Comb 80 sample, 1mm thick | 1 | 123 | 148.83 | Clever Scientific | CSQ33-1-80 | http://www.cleaverscientific.com/
700 | CSQ33-1.5-48 | Comb 48 sample, 1.5mm thick | 1 | 123 | 148.83 | Clever Scientific | CSQ33-1.5-48 | http://www.cleaverscientific.com/
701 | CSQ33-1.5-80 | Comb 80 sample, 1.5mm thick | 1 | 123 | 148.83 | Clever Scientific | CSQ33-1.5-80 | http://www.cleaverscientific.com/
702 | VS10LID | VS10 lid (No cables) | 1 | 135 | 163.35 | Clever Scientific | VS10LID | http://www.cleaverscientific.com/
703 | CSR-TL1 | Liners - 46 x 26, PK/25 | 1 | 188 | 227.48 | Clever Scientific | CSR-TL1 | http://www.cleaverscientific.com/
704 | VS20DCASTM | Replacement Rubber mats for 20 x 20cm caster. | 1 | 113 | 136.73 | Clever Scientific | VS20DCASTM | http://www.cleaverscientific.com/
705 | VS20DCASTM | Replacement Rubber mats for 20 x 20cm caster. | 1 | 113 | 136.73 | Clever Scientific | VS20DCASTM | http://www.cleaverscientific.com/
706 | VS30PG | 30 x 22cm Plain Glass Plates 2mm thick ( Pack of 2) | 1 | 113 | 136.73 | Clever Scientific | VS30PG | http://www.cleaverscientific.com/
707 | CV-4POS | 4 Position Stand for Single Channel Pipettes | 1 | 140 | 169.4 | Clever Scientific | CV-4POS | http://www.cleaverscientific.com/
708 | CSLIBLID | LID FOR LARGE ICE BUCKET - WHITE | 1 | 185 | 223.85 | Clever Scientific | CSLIBLID | http://www.cleaverscientific.com/
709 | CSL-MDNA-BR | Broad Range DNA Ladder, 100bp-10Kb, 1 x 500ul vial | 1 | 180 | 217.8 | Clever Scientific | CSL-MDNA-BR | http://www.cleaverscientific.com/
710 | CSL-MDNA-HR | High Range DNA Ladder, 250bp-25Kb, 1 x 500ul vial | 1 | 180 | 217.8 | Clever Scientific | CSL-MDNA-HR | http://www.cleaverscientific.com/
711 | CSL-MDNA-50bp | 50bp DNA ladder, 50-1500bp, 1x500ul vial | 1 | 180 | 217.8 | Clever Scientific | CSL-MDNA-50bp | http://www.cleaverscientific.com/
712 | CSR-TY1 | Radiation Hazard Tray Yellow - 46 x 26 | 1 | 138 | 166.98 | Clever Scientific | CSR-TY1 | http://www.cleaverscientific.com/
713 | OMNIDOC-F1 | Viewing window, Amber Filter, 560nm (Supplied as standard) | 1 | 138 | 166.98 | Clever Scientific | OMNIDOC-F1 | http://www.cleaverscientific.com/
714 | CSL-T254 | Replacement UV bulb 254nm | 1 | 140 | 169.4 | Clever Scientific | CSL-T254 | http://www.cleaverscientific.com/
715 | CSL-T312 | Replacement UV bulb 312nm | 1 | 140 | 169.4 | Clever Scientific | CSL-T312 | http://www.cleaverscientific.com/
716 | CSL-T365 | Replacement UV bulb 365nm | 1 | 140 | 169.4 | Clever Scientific | CSL-T365 | http://www.cleaverscientific.com/
717 | CSL-TBEP | Powdered Tris-Borate-EDTA Running buffer - 10 Pouches(10 litres/pk) | 1 | 203 | 245.63 | Clever Scientific | CSL-TBEP | http://www.cleaverscientific.com/
718 | CSLGEL5.714250 | 5.7x14 CellasGEL 250 micron, 25/pack | 1 | 203 | 245.63 | Clever Scientific | CSLGEL5.714250 | http://www.cleaverscientific.com/
719 | CSLGEL5.714200 | 5.7x14 CellasGEL 200 micron, 25/pack | 1 | 203 | 245.63 | Clever Scientific | CSLGEL5.714200 | http://www.cleaverscientific.com/
720 | CSLGEL5.714190 | 5.7x14CellasGEL 190, high resolution, 25/pack | 1 | 203 | 245.63 | Clever Scientific | CSLGEL5.714190 | http://www.cleaverscientific.com/
721 | CSLGEL2.517200 | 2.5x17 CellasGEL 200 micron, 25/pack | 1 | 203 | 245.63 | Clever Scientific | CSLGEL2.517200 | http://www.cleaverscientific.com/
722 | VS10WNGS0.75 | 20 x 10cm Notched Glass Plates with 0.75mm Bonded Spacers (Pack of 2) | 1 | 140 | 169.4 | Clever Scientific | VS10WNGS0.75 | http://www.cleaverscientific.com/
723 | VS10WNGS1 | 20 x 10cm Notched Glass Plates with 1mm Bonded Spacers ( Pack of 2) | 1 | 140 | 169.4 | Clever Scientific | VS10WNGS1 | http://www.cleaverscientific.com/
724 | VS20NG | 20 x 20cm Notched Glass Plates 2mm thick ( Pack of 2) | 1 | 148 | 179.08 | Clever Scientific | VS20NG | http://www.cleaverscientific.com/
725 | CSL-RHYDTRY | REHYDRATION TRAYS | 1 | 163 | 197.23 | Clever Scientific | CSL-RHYDTRY | http://www.cleaverscientific.com/
726 | SB20C | Sub Blot Maxi Cassette (including 2 foam pads) | 1 | 140 | 169.4 | Clever Scientific | SB20C | http://www.cleaverscientific.com/
727 | SB20F | Fibre pads - Pack of 6 | 1 | 140 | 169.4 | Clever Scientific | SB20F | http://www.cleaverscientific.com/
728 | SB20C | OmniBlot Maxi Cassette (Including 2 foam pads) | 1 | 140 | 169.4 | Clever Scientific | SB20C | http://www.cleaverscientific.com/
729 | SB20F | Fibre pads - Pack of 6 | 1 | 140 | 169.4 | Clever Scientific | SB20F | http://www.cleaverscientific.com/
730 | SB20C | omni Blot Maxi Cassette (including 2 foam pads) | 1 | 140 | 169.4 | Clever Scientific | SB20C | http://www.cleaverscientific.com/
731 | SB20F | Fibre pads - Pack of 6 | 1 | 140 | 169.4 | Clever Scientific | SB20F | http://www.cleaverscientific.com/
732 | S0200-21 | OPTIONAL HEAD ATTACHMENT FOR 24 X 1.5/2.0mL TUBES, 24 X 0.5mL TUBES AND 32 X 0.2mL TUBES (OR 4 TUBE STRIPS) | 1 | 138 | 166.98 | Clever Scientific | S0200-21 | http://www.cleaverscientific.com/
733 | S0200-22 | OPTIONAL HEAD ATTACHMENT FOR 1 MICROPLATE OR 64 X 0.2mL TUBES OR 8 X 0.2mL TUBE STRIPS | 1 | 138 | 166.98 | Clever Scientific | S0200-22 | http://www.cleaverscientific.com/
734 | CSL-S2131 | Silicone overlay for CSL-GDVH | 1 | 175 | 211.75 | Clever Scientific | CSL-S2131 | http://www.cleaverscientific.com/
735 | CSR-TY2 | Radiation Hazard Tray Yellow - 54 x 34 | 1 | 123 | 148.83 | Clever Scientific | CSR-TY2 | http://www.cleaverscientific.com/
736 | CSLMEMWICK | CellasMEM paper wicks 190x60mm, pack of 100 | 1 | 208 | 251.68 | Clever Scientific | CSLMEMWICK | http://www.cleaverscientific.com/
737 | CSLMEMWICKH | CellasMEM paper wicks 220x40mm, pack of 100; suitable for Helena-type cellulose applications with CSLMEM257650, CSLMEM607625, CSLMEM577625, CSLMEM947625, CSLMEM9413525 membranes | 1 | 208 | 251.68 | Clever Scientific | CSLMEMWICKH | http://www.cleaverscientific.com/
738 | VS30DCASTM | Replacement Rubber mats for 20 x 20cm caster. | 1 | 163 | 197.23 | Clever Scientific | VS30DCASTM | http://www.cleaverscientific.com/
739 | SB30C | omniBlot Maxi Plus Cassette | 1 | 128 | 154.88 | Clever Scientific | SB30C | http://www.cleaverscientific.com/
740 | SB30F | Fibre pads - Pack of 6 | 1 | 128 | 154.88 | Clever Scientific | SB30F | http://www.cleaverscientific.com/
741 | VS30PGS0.75 | 30 x 22cm Plain Glass Plates with 0.75mm Bonded Spacers (Pack of 2) | 1 | 128 | 154.88 | Clever Scientific | VS30PGS0.75 | http://www.cleaverscientific.com/
742 | VS30PGS1 | 30 x 22cm Plain Glass Plates with 1mm Bonded Spacers ( Pack of 2) | 1 | 128 | 154.88 | Clever Scientific | VS30PGS1 | http://www.cleaverscientific.com/
743 | VS30PGS1.5 | 30 x 22cm Plain Glass Plates with 1.5mm Bonded Spacers (Pack of 2) | 1 | 128 | 154.88 | Clever Scientific | VS30PGS1.5 | http://www.cleaverscientific.com/
744 | VS30PGS2 | 30 x 22cm Plain Glass Plates with 2mm Bonded Spacers (Pack of 2) | 1 | 128 | 154.88 | Clever Scientific | VS30PGS2 | http://www.cleaverscientific.com/
745 | CSL-TGSDSP | Powdered Tris-Glycine-SDS Running buffer - 10 Pouches(10 litres/pk) | 1 | 208 | 251.68 | Clever Scientific | CSL-TGSDSP | http://www.cleaverscientific.com/
746 | CV-MS | Multiple Stand for 3 x Multi Channel pipettes | 1 | 148 | 179.08 | Clever Scientific | CV-MS | http://www.cleaverscientific.com/
747 | MD-MINI-B01 | For 0.2ml tube (PCR Strip Tube), 32 wells, φ6.35mm, depth 19mm, L17xW47xH32mm | 1 | 148 | 179.08 | Clever Scientific | MD-MINI-B01 | http://www.cleaverscientific.com/
748 | MD-MINI-B02 | For 1.5ml tube, 12 wells, φ10.8mm, depth 28.5mm, L17xW47xH32mm | 1 | 148 | 179.08 | Clever Scientific | MD-MINI-B02 | http://www.cleaverscientific.com/
749 | MD-MINI-B03 | For 15ml tube, 6 wells, φ17.3mm, depth 70mm, L71xW47xH75mm | 1 | 148 | 179.08 | Clever Scientific | MD-MINI-B03 | http://www.cleaverscientific.com/
750 | MD-MINI-B04 | For 50ml tube, 2 wells, φ29.2mm, depth 72mm, L71xW47xH75mm | 1 | 148 | 179.08 | Clever Scientific | MD-MINI-B04 | http://www.cleaverscientific.com/
751 | MD-MINI-B05 | For 0.5ml tube, 12 wells, φ8.0mm, depth 25mm, L71xW47xH32mm | 1 | 148 | 179.08 | Clever Scientific | MD-MINI-B05 | http://www.cleaverscientific.com/
752 | MD-MINI-B06 | For 2.0ml or 1.5ml tube, 12 wells, φ11.0mm, depth 30mm, L71xW47xH32mm | 1 | 148 | 179.08 | Clever Scientific | MD-MINI-B06 | http://www.cleaverscientific.com/
753 | MD-MINI-B07 | For 1.5ml tube, 12 wells, φ10.9mm, depth 30mm, L71xW47xH32mm | 1 | 148 | 179.08 | Clever Scientific | MD-MINI-B07 | http://www.cleaverscientific.com/
754 | proBLUE | DNA Stain 120ml (10x) | 1 | 158 | 191.18 | Clever Scientific | proBLUE | http://www.cleaverscientific.com/
755 | CSL-BP2020 | Blot-Absorbent Filter paper, 20x20cm, pack of 50 | 1 | 245 | 296.45 | Clever Scientific | CSL-BP2020 | http://www.cleaverscientific.com/
756 | TAE50X1L | Cleaver Buffer Tris-Acetate EDTA Running Buffer 50 x 1L | 1 | 150 | 181.5 | Clever Scientific | TAE50X1L | http://www.cleaverscientific.com/
757 | CSLGEL5.714500 | 5.7x14 CellasGEL 500, high volume, 25/pack | 1 | 218 | 263.78 | Clever Scientific | CSLGEL5.714500 | http://www.cleaverscientific.com/
758 | VS30-x-LG | Loading guides for maxi plus vertical combs, X = comb well number | 1 | 163 | 197.23 | Clever Scientific | VS30-x-LG | http://www.cleaverscientific.com/
759 | TG10X1L | Cleaver Buffer Tris-Glycerine 10 x 1litre | 1 | 163 | 197.23 | Clever Scientific | TG10X1L | http://www.cleaverscientific.com/
760 | TG-SDS10X1L | Cleaver Buffer Tris-Glycerine SDS 10 x 1litre | 1 | 163 | 197.23 | Clever Scientific | TG-SDS10X1L | http://www.cleaverscientific.com/
761 | CSR-TW3 | General Purpose Tray White - 57 x 54 | 1 | 163 | 197.23 | Clever Scientific | CSR-TW3 | http://www.cleaverscientific.com/
762 | CSR-BLOCKL | Beta Cover for B4 | 1 | 215 | 260.15 | Clever Scientific | CSR-BLOCKL | http://www.cleaverscientific.com/
763 | S0200-23 | OPTIONAL HEAD ATTACHMENT FOR 8 X 15mL AND 8 X 12/13mm DIAMETER TUBES. | 1 | 165 | 199.65 | Clever Scientific | S0200-23 | http://www.cleaverscientific.com/
764 | S0200-24 | OPTIONAL HEAD ATTACHMENT FOR 6 X 50mL TUBES | 1 | 165 | 199.65 | Clever Scientific | S0200-24 | http://www.cleaverscientific.com/
765 | S0200-25 | OPTIONAL HEAD ATTACHMENT FOR 12 X 1.5/2.0mL TUBES, HELD HORIZONTALLY | 1 | 165 | 199.65 | Clever Scientific | S0200-25 | http://www.cleaverscientific.com/
766 | S0200-26 | OPTIONAL HEAD ATTACHMENT FOR 4 X 15mL TUBES, HELD HORIZONTALLY | 1 | 165 | 199.65 | Clever Scientific | S0200-26 | http://www.cleaverscientific.com/
767 | S0200-27 | OPTIONAL HEAD ATTACHMENT FOR 2 X 50mL TUBES, HELD HORIZONTALLY | 1 | 165 | 199.65 | Clever Scientific | S0200-27 | http://www.cleaverscientific.com/
768 | CSL-BB9X6 | Gel/Blot box, 9.1 x 6.6cm, 3-5ml capacity, 10/pack | 1 | 165 | 199.65 | Clever Scientific | CSL-BB9X6 | http://www.cleaverscientific.com/
769 | CSL-AGTAB | Agarose 100g, Low EEO (200x0.5g tablets, supplied as 20 blister packs of 10x0.5g tablets) | 1 | 225 | 272.25 | Clever Scientific | CSL-AGTAB | http://www.cleaverscientific.com/
770 | CSR-TO3 | BioHazard Tray White - 57 x 54 | 1 | 218 | 263.78 | Clever Scientific | CSR-TO3 | http://www.cleaverscientific.com/
771 | VS10TANK | VS10 Tank | 1 | 148 | 179.08 | Clever Scientific | VS10TANK | http://www.cleaverscientific.com/
772 | CSL-LGR | Large Glass Plate Rack | 1 | 173 | 209.33 | Clever Scientific | CSL-LGR | http://www.cleaverscientific.com/
773 | CSLMEM607625 | CellasMEM manual assay membrane, 25/pack | 1 | 230 | 278.3 | Clever Scientific | CSLMEM607625 | http://www.cleaverscientific.com/
774 | CSLMEM577625 | CellasMEM manual assay membrane, 25/pack | 1 | 230 | 278.3 | Clever Scientific | CSLMEM577625 | http://www.cleaverscientific.com/
775 | CSLMEM7660P25 | CellasMEM assay membrane 25/pack | 1 | 230 | 278.3 | Clever Scientific | CSLMEM7660P25 | http://www.cleaverscientific.com/
776 | CSLMEM607624 | CellasMEM assay membrane, 24/pack | 1 | 230 | 278.3 | Clever Scientific | CSLMEM607624 | http://www.cleaverscientific.com/
777 | CSLMEM7662P25 | CellasMEM assay membrane, 25/pack | 1 | 230 | 278.3 | Clever Scientific | CSLMEM7662P25 | http://www.cleaverscientific.com/
778 | CSMIB | MINI ICE BUCKET - WHITE | 1 | 218 | 263.78 | Clever Scientific | CSMIB | http://www.cleaverscientific.com/
779 | CSLBDG8.5S | CSLBDG8.5S Bridge 8.5 cm (standard size for CellasGEL kits) for CellasGEL strips 5.7x14 or 2.5x14cm | 1 | 235 | 284.35 | Clever Scientific | CSLBDG8.5S | http://www.cleaverscientific.com/
780 | CSR-TL2 | Liners - 54 x 34, PK/25 | 1 | 235 | 284.35 | Clever Scientific | CSR-TL2 | http://www.cleaverscientific.com/
781 | CSLIB | LARGE ICE BUCKET- WHITE | 1 | 240 | 290.4 | Clever Scientific | CSLIB | http://www.cleaverscientific.com/
782 | VS20NGS0.75 | 20 x 20cm Notched Glass Plates with 0.75mm Bonded Spacers (Pack of 2) | 1 | 160 | 193.6 | Clever Scientific | VS20NGS0.75 | http://www.cleaverscientific.com/
783 | VS20NGS1 | 20 x 20cm Notched Glass Plates with 1mm Bonded Spacers ( Pack of 2) | 1 | 160 | 193.6 | Clever Scientific | VS20NGS1 | http://www.cleaverscientific.com/
784 | VS20NGS1.5 | 20 x 20cm Notched Glass Plates with 1.5mm Bonded Spacers ( Pack of 2) | 1 | 160 | 193.6 | Clever Scientific | VS20NGS1.5 | http://www.cleaverscientific.com/
785 | VS20NGS2 | 20 x 20cm Notched Glass Plates with 2mm Bonded Spacers ( Pack of 2) | 1 | 160 | 193.6 | Clever Scientific | VS20NGS2 | http://www.cleaverscientific.com/
786 | VS20NGS1/6 | Pair Notch20 x 20cm glass plate with 6mm wide spaces to run IEF strips. | 1 | 185 | 223.85 | Clever Scientific | VS20NGS1/6 | http://www.cleaverscientific.com/
787 | CSQ20-PG | Glass plates, Pk/2 | 1 | 185 | 223.85 | Clever Scientific | CSQ20-PG | http://www.cleaverscientific.com/
788 | CSL-UVPS22 | UV TRANSPARENT CUTTING PLATFORM 22 X 22CM | 1 | 218 | 263.78 | Clever Scientific | CSL-UVPS22 | http://www.cleaverscientific.com/
789 | CSL-BB11X8 | Gel/Blot box, 11.7 x 8.9cm, 3-10ml capacity, 10/pack | 1 | 190 | 229.9 | Clever Scientific | CSL-BB11X8 | http://www.cleaverscientific.com/
790 | MD-RS232 | RS232 Cable. | 1 | 190 | 229.9 | Clever Scientific | MD-RS232 | http://www.cleaverscientific.com/
791 | MD-DLSW | Single Licensed Software Package for data logging | 1 | 190 | 229.9 | Clever Scientific | MD-DLSW | http://www.cleaverscientific.com/
792 | CSR-TW4 | General Purpose Tray White - 68 x 54 | 1 | 190 | 229.9 | Clever Scientific | CSR-TW4 | http://www.cleaverscientific.com/
793 | CSR-TW4 | General Purpose Tray White - 68 x 54 | 1 | 190 | 229.9 | Clever Scientific | CSR-TW4 | http://www.cleaverscientific.com/
794 | CSR-TW5 | General Purpose Tray White - 70 x 46 | 1 | 165 | 199.65 | Clever Scientific | CSR-TW5 | http://www.cleaverscientific.com/
795 | CSR-TO4 | BioHazard Tray White - 68 x 54 | 1 | 245 | 296.45 | Clever Scientific | CSR-TO4 | http://www.cleaverscientific.com/
796 | CSR-TO5 | BioHazard Tray White - 70 x 46 | 1 | 245 | 296.45 | Clever Scientific | CSR-TO5 | http://www.cleaverscientific.com/
797 | CSR-TY3 | Radiation Hazard Tray Yellow - 57 x 54 | 1 | 170 | 205.7 | Clever Scientific | CSR-TY3 | http://www.cleaverscientific.com/
798 | RPW0.2 | Replacement Platinum Wire 0.2mm - 50cm | 1 | 170 | 205.7 | Clever Scientific | RPW0.2 | http://www.cleaverscientific.com/
799 | RPW0.2 | Replacement Platinum Wire 0.2mm - 50cm | 1 | 170 | 205.7 | Clever Scientific | RPW0.2 | http://www.cleaverscientific.com/
800 | VS10W-IEFKIT | IEF Conversion kit for 2 x 7cm IPG strips or 2 x 8cm Gels | 1 | 170 | 205.7 | Clever Scientific | VS10W-IEFKIT | http://www.cleaverscientific.com/
801 | MCT20 | Maxi Capillary Tubes - Pack of 100 | 1 | 195 | 235.95 | Clever Scientific | MCT20 | http://www.cleaverscientific.com/
802 | MCT201.5 | Maxi Capillary Tubes - 1.5mm Pack of 100 | 1 | 195 | 235.95 | Clever Scientific | MCT201.5 | http://www.cleaverscientific.com/
803 | CSL-CAB2 | Replacement cables for CSQ Large Format Vertical Units, Pk/2 | 1 | 205 | 248.05 | Clever Scientific | CSL-CAB2 | http://www.cleaverscientific.com/
804 | GDH-BASIC | GEL DOC HOOD - BASIC - No Camera. (Use with Phone) | 1 | 170 | 205.7 | Clever Scientific | GDH-BASIC | http://www.cleaverscientific.com/
805 | CSQ33-PG | Glass plates, Pk/2 | 1 | 200 | 242 | Clever Scientific | CSQ33-PG | http://www.cleaverscientific.com/
806 | CSLMEM257650 | CellasMEM manual assay membrane, 50/pack | 1 | 206 | 249.26 | Clever Scientific | CSLMEM257650 | http://www.cleaverscientific.com/
807 | OMNIDOC-AF580 | Amber Filter, 580nm | 1 | 210 | 254.1 | Clever Scientific | OMNIDOC-AF580 | http://www.cleaverscientific.com/
808 | OMNIDOC-AF560 | Amber Filter, 560nm | 1 | 210 | 254.1 | Clever Scientific | OMNIDOC-AF560 | http://www.cleaverscientific.com/
809 | CSL-UVPS27 | UV TRANSPARENT CUTTING PLATFORM 22 X 27CM | 1 | 235 | 284.35 | Clever Scientific | CSL-UVPS27 | http://www.cleaverscientific.com/
810 | CSL-BB12X12 | Gel/Blot box 12 x 12cm 1/pack | 1 | 190 | 229.9 | Clever Scientific | CSL-BB12X12 | http://www.cleaverscientific.com/
811 | RBAG5 | Unprinted Clear Bags, 100/pack - 200x405mm | 1 | 180 | 217.8 | Clever Scientific | RBAG5 | http://www.cleaverscientific.com/
812 | RBAG6 | Unprinted Clear Bags, 100/pack - 255x305mm | 1 | 180 | 217.8 | Clever Scientific | RBAG6 | http://www.cleaverscientific.com/
813 | RBAG9 | Unprinted Clear Bags, 100/pack - 355x405mm | 1 | 180 | 217.8 | Clever Scientific | RBAG9 | http://www.cleaverscientific.com/
814 | CSL-GELX4 | 4mm x 1mm, Gel Cutting Tips, 250/ bag | 1 | 210 | 254.1 | Clever Scientific | CSL-GELX4 | http://www.cleaverscientific.com/
815 | CSL-GELX6.5 | 6.5mm x 1mm, Gel Cutting Tips, 250/ bag | 1 | 210 | 254.1 | Clever Scientific | CSL-GELX6.5 | http://www.cleaverscientific.com/
816 | CSR-TL3 | Liners - 57 x 54, PK/25 | 1 | 206 | 249.26 | Clever Scientific | CSR-TL3 | http://www.cleaverscientific.com/
817 | CSR-TW6 | General Purpose Tray White - 113 x 54 | 1 | 193 | 233.53 | Clever Scientific | CSR-TW6 | http://www.cleaverscientific.com/
818 | CSL-PSB | Ponceau S staining solution - 10 pouches/pk (5litres/pk) | 1 | 222 | 268.62 | Clever Scientific | CSL-PSB | http://www.cleaverscientific.com/
819 | CSR-TO6 | BioHazard Tray White - 113 x 54 | 1 | 220 | 266.2 | Clever Scientific | CSR-TO6 | http://www.cleaverscientific.com/
820 | CSR-TY4 | Radiation Hazard Tray Yellow - 68 x 54 | 1 | 203 | 245.63 | Clever Scientific | CSR-TY4 | http://www.cleaverscientific.com/
821 | CSR-TY4 | Radiation Hazard Tray Yellow - 68 x 54 | 1 | 203 | 245.63 | Clever Scientific | CSR-TY4 | http://www.cleaverscientific.com/
822 | VS20WAVE-IEFKIT | IEF Conversion Kit for 18cm IPG strips and Tube gels | 1 | 205 | 248.05 | Clever Scientific | VS20WAVE-IEFKIT | http://www.cleaverscientific.com/
823 | VS20WAVE-IEFKIT | IEF Conversion Kit for 18cm IPG strips and Tube gels | 1 | 205 | 248.05 | Clever Scientific | VS20WAVE-IEFKIT | http://www.cleaverscientific.com/
824 | VS30NG | 30 x 22cm Notched Glass Plates 2mm thick ( Pack of 2) | 1 | 205 | 248.05 | Clever Scientific | VS30NG | http://www.cleaverscientific.com/
825 | CSR-TY5 | Radiation Hazard Tray Yellow - 70 x 46 | 1 | 208 | 251.68 | Clever Scientific | CSR-TY5 | http://www.cleaverscientific.com/
826 | CSL-GDPUMPTUBE | Tube for GDPUMP - 1M | 1 | 230 | 278.3 | Clever Scientific | CSL-GDPUMPTUBE | http://www.cleaverscientific.com/
827 | CSL-GDVHCS | Cellophane sheets for Gel Drying - Precut 30 x 30cm (Pk 100) | 1 | 232 | 280.72 | Clever Scientific | CSL-GDVHCS | http://www.cleaverscientific.com/
828 | CSL-PSS | Ponceau S staining solution (500 ml) | 1 | 168 | 203.28 | Clever Scientific | CSL-PSS | http://www.cleaverscientific.com/
829 | CVS10EXCASTER | EXTERNAL CASTING STAND - NO CASTING BASE | 1 | 240 | 290.4 | Clever Scientific | CVS10EXCASTER | http://www.cleaverscientific.com/
830 | CSL-BB20X16.5 | Gel/Blot box 20 x 16.5cm 1/pack | 1 | 238 | 287.98 | Clever Scientific | CSL-BB20X16.5 | http://www.cleaverscientific.com/
831 | CSLGEL2.514250 | 2.5x14 CellasGEL 250 micron 100/pack | 1 | 252 | 304.92 | Clever Scientific | CSLGEL2.514250 | http://www.cleaverscientific.com/
832 | CSLGEL2.514200 | 2.5x14 CellasGEL 200 micron 100/pack | 1 | 252 | 304.92 | Clever Scientific | CSLGEL2.514200 | http://www.cleaverscientific.com/
833 | CSLGEL2.514190 | 2,5x14CellasGEL 190, high resolution, 100/pack | 1 | 252 | 304.92 | Clever Scientific | CSLGEL2.514190 | http://www.cleaverscientific.com/
834 | CSLMEM947625 | CellasMEM manual assay membrane, 25/pack | 1 | 254 | 307.34 | Clever Scientific | CSLMEM947625 | http://www.cleaverscientific.com/
835 | CSL-HYB-SSMP | 1x Stainless steel mesh plate, 32.5 x 34.5cm, with 4x holders | 1 | 322 | 389.62 | Clever Scientific | CSL-HYB-SSMP | http://www.cleaverscientific.com/
836 | CSR-TY6 | Radiation Hazard Tray Yellow - 113 x 54 | 1 | 230 | 278.3 | Clever Scientific | CSR-TY6 | http://www.cleaverscientific.com/
837 | VS30NGS0.75 | 30 x 22cm Notched Glass Plates with 0.75mm Bonded Spacers (Pack of 2) | 1 | 235 | 284.35 | Clever Scientific | VS30NGS0.75 | http://www.cleaverscientific.com/
838 | VS30NGS1 | 30 x 22cm Notched Glass Plates with 1mm Bonded Spacers ( Pack of 2) | 1 | 235 | 284.35 | Clever Scientific | VS30NGS1 | http://www.cleaverscientific.com/
839 | CSL-C | Replacement transilluminator cover | 1 | 240 | 290.4 | Clever Scientific | CSL-C | http://www.cleaverscientific.com/
840 | TBE10X5L | Cleaver Buffer Tris-Borate EDTA Running Buffer 10 x 5L | 1 | 235 | 284.35 | Clever Scientific | TBE10X5L | http://www.cleaverscientific.com/
841 | RBAG7 | Unprinted Clear Bags, 100/pack - 305x455mm | 1 | 240 | 290.4 | Clever Scientific | RBAG7 | http://www.cleaverscientific.com/
842 | CSR-TL4 | Liners - 68 x 54, PK/25 (FOR CABINET) | 1 | 262 | 317.02 | Clever Scientific | CSR-TL4 | http://www.cleaverscientific.com/
843 | CSL-S3545 | Silicone overlay for CSL-GDVH35 | 1 | 220 | 266.2 | Clever Scientific | CSL-S3545 | http://www.cleaverscientific.com/
844 | CSR-TL4 | Liners - 68 x 54, PK/25 (FOR CABINET) | 1 | 262 | 317.02 | Clever Scientific | CSR-TL4 | http://www.cleaverscientific.com/
845 | VS20WAVE-CC | Detachable Cooling Coil | 1 | 202 | 244.42 | Clever Scientific | VS20WAVE-CC | http://www.cleaverscientific.com/
846 | CSR-TL5 | Liners - 70 x 46, PK/25 | 1 | 262 | 317.02 | Clever Scientific | CSR-TL5 | http://www.cleaverscientific.com/
847 | MD-DLSW-R | Single Licensed Software Package for data logging, including a RS 232 Cable | 1 | 206 | 249.26 | Clever Scientific | MD-DLSW-R | http://www.cleaverscientific.com/
848 | MU-S13 | silicon tube 1/32 25 ft | 1 | 226 | 273.46 | Clever Scientific | MU-S13 | http://www.cleaverscientific.com/
849 | CSL-GDVH35CS | Cellophane sheets for Gel Drying - Precut 35 x 45cm (Pk 100) | 1 | 262 | 317.02 | Clever Scientific | CSL-GDVH35CS | http://www.cleaverscientific.com/
850 | CV-RS | Rotating Stand | 1 | 210 | 254.1 | Clever Scientific | CV-RS | http://www.cleaverscientific.com/
851 | CSR-S1 | Beta Shield-Small Fixed 150 Angle - Flat Base | 1 | 278 | 336.38 | Clever Scientific | CSR-S1 | http://www.cleaverscientific.com/
852 | CSR-S1T | Beta Shield-Small Fixed 150 Angle - Curved Base | 1 | 278 | 336.38 | Clever Scientific | CSR-S1T | http://www.cleaverscientific.com/
853 | CSL-PPL | Pink Plus Prestained Protein Ladder (10-175kDa) with 10,40 &90K reference bands, 500ul | 1 | 290 | 350.9 | Clever Scientific | CSL-PPL | http://www.cleaverscientific.com/
854 | CSR-S1O | Beta Shield-Small Fixed 450 Angle - Flat Base | 1 | 278 | 336.38 | Clever Scientific | CSR-S1O | http://www.cleaverscientific.com/
855 | CSR-S1OT | Beta Shield-Small Fixed 450 Angle - Curved Base | 1 | 278 | 336.38 | Clever Scientific | CSR-S1OT | http://www.cleaverscientific.com/
856 | CSR-S2O | Beta Shield-Large Fixed 450 Angle - Flat Base | 1 | 278 | 336.38 | Clever Scientific | CSR-S2O | http://www.cleaverscientific.com/
857 | CSR-S2OT | Beta Shield-Large Fixed 450 Angle - Curved Base | 1 | 278 | 336.38 | Clever Scientific | CSR-S2OT | http://www.cleaverscientific.com/
858 | MU-S16 | silicon tube 1/8 25 ft | 1 | 218 | 263.78 | Clever Scientific | MU-S16 | http://www.cleaverscientific.com/
859 | CV2 | Cleaver Pipette - Volume; 0.2 - 2ul | 1 | 222 | 268.62 | Clever Scientific | CV2 | http://www.cleaverscientific.com/
860 | CV10 | Cleaver Pipette - Volume; 0.5 - 10ul | 1 | 222 | 268.62 | Clever Scientific | CV10 | http://www.cleaverscientific.com/
861 | CV20 | Cleaver Pipette - Volume; 2 - 20ul | 1 | 222 | 268.62 | Clever Scientific | CV20 | http://www.cleaverscientific.com/
862 | CV100 | Cleaver Pipette - Volume; U10 - 100ul | 1 | 222 | 268.62 | Clever Scientific | CV100 | http://www.cleaverscientific.com/
863 | CV200 | Cleaver Pipette - Volume; 20 - 200ul | 1 | 222 | 268.62 | Clever Scientific | CV200 | http://www.cleaverscientific.com/
864 | CV1000 | Cleaver Pipette - Volume; 100 - 1000ul | 1 | 222 | 268.62 | Clever Scientific | CV1000 | http://www.cleaverscientific.com/
865 | CV5000 | Cleaver Pipette - Volume; 1000 - 5000ul | 1 | 222 | 268.62 | Clever Scientific | CV5000 | http://www.cleaverscientific.com/
866 | CV10000 | Cleaver Pipette - Volume; 1000 - 10,000ul | 1 | 222 | 268.62 | Clever Scientific | CV10000 | http://www.cleaverscientific.com/
867 | MU-S14 | silicon tube 1/16 25 ft | 1 | 242 | 292.82 | Clever Scientific | MU-S14 | http://www.cleaverscientific.com/
868 | VS10DCAST | omniPAGE Mini, 10 x 10cm Dual Caster. | 1 | 222 | 268.62 | Clever Scientific | VS10DCAST | http://www.cleaverscientific.com/
869 | MD-B0.5PLUS1.5 | Combination block : for 0.5 ml tube, 12 wells and for 1.5 or 2.0 ml tube, 12 wells (on the same side) | 1 | 226 | 273.46 | Clever Scientific | MD-B0.5PLUS1.5 | http://www.cleaverscientific.com/
870 | MD-B0.2 | Block for 0.2 ml tube, 64 wells or for 0.2 ml PCR strip tubes for 8 wells x 8 | 1 | 226 | 273.46 | Clever Scientific | MD-B0.2 | http://www.cleaverscientific.com/
871 | MD-B0.5 | Block for 0.5 ml tube, 20 wells | 1 | 226 | 273.46 | Clever Scientific | MD-B0.5 | http://www.cleaverscientific.com/
872 | MD-B1.5 | Block for 1.5 ml tube, 20 wells | 1 | 226 | 273.46 | Clever Scientific | MD-B1.5 | http://www.cleaverscientific.com/
873 | MD-B13 | Block well size 13 mm, 20 wells | 1 | 226 | 273.46 | Clever Scientific | MD-B13 | http://www.cleaverscientific.com/
874 | MD-B17 | Block for 15 ml centrifuge tube, 12 wells | 1 | 226 | 273.46 | Clever Scientific | MD-B17 | http://www.cleaverscientific.com/
875 | MD-B20 | Block well size 20 mm, 12 wells | 1 | 226 | 273.46 | Clever Scientific | MD-B20 | http://www.cleaverscientific.com/
876 | MD-B25 | Block well size 25 mm, 6 wells | 1 | 226 | 273.46 | Clever Scientific | MD-B25 | http://www.cleaverscientific.com/
877 | MD-B29 | Block for 50 ml centrifuge tube, 4 wells | 1 | 226 | 273.46 | Clever Scientific | MD-B29 | http://www.cleaverscientific.com/
878 | MD-PCSW | Single Licensed Software Package for data logging and computer controlled temperature setting | 1 | 226 | 273.46 | Clever Scientific | MD-PCSW | http://www.cleaverscientific.com/
879 | TG10X5L | Cleaver Buffer Tris-Glycerine 10 x 5litre | 1 | 226 | 273.46 | Clever Scientific | TG10X5L | http://www.cleaverscientific.com/
880 | TG-SDS10X5L | Cleaver Buffer Tris-Glycerine SDS 10 x 5litre | 1 | 226 | 273.46 | Clever Scientific | TG-SDS10X5L | http://www.cleaverscientific.com/
881 | CSR-S4 | Beta Shield-Hourglass - Flat Base | 1 | 278 | 336.38 | Clever Scientific | CSR-S4 | http://www.cleaverscientific.com/
882 | CSR-S4T | Beta Shield-Hourglass - Curved Base | 1 | 278 | 336.38 | Clever Scientific | CSR-S4T | http://www.cleaverscientific.com/
883 | CSR-SFLEXI | Beta Shield - Adjustable | 1 | 278 | 336.38 | Clever Scientific | CSR-SFLEXI | http://www.cleaverscientific.com/
884 | CSR-SF | Beta Base Plate | 1 | 278 | 336.38 | Clever Scientific | CSR-SF | http://www.cleaverscientific.com/
885 | CSR-BLOCK | Beta Block for 4 x 1.5ml Eppendorf tubes | 1 | 252 | 304.92 | Clever Scientific | CSR-BLOCK | http://www.cleaverscientific.com/
886 | CSL-COOLCUBE | COOLCUBE STORAGE RACK | 1 | 290 | 350.9 | Clever Scientific | CSL-COOLCUBE | http://www.cleaverscientific.com/
887 | CSL-TTSDSP | Powdered Tris-TRICINE-SDS Running buffer - 10 Pouches(10 litres/pk) | 1 | 300 | 363 | Clever Scientific | CSL-TTSDSP | http://www.cleaverscientific.com/
888 | CSQ20-NG | Glass plates, Pk/2 Notched | 1 | 256 | 309.76 | Clever Scientific | CSQ20-NG | http://www.cleaverscientific.com/
889 | CSLMEMBA | CellasMEM bridge adaptor for non-Cleaver tanks | 1 | 300 | 363 | Clever Scientific | CSLMEMBA | http://www.cleaverscientific.com/
890 | CSR-S2 | Beta Shield-Large Fixed 150 Angle - Flat Base | 1 | 298 | 360.58 | Clever Scientific | CSR-S2 | http://www.cleaverscientific.com/
891 | CSR-S2T | Beta Shield-Large Fixed 150 Angle - Curved Base | 1 | 298 | 360.58 | Clever Scientific | CSR-S2T | http://www.cleaverscientific.com/
892 | RBAG1 | Printed Yellow Tinted Bags, 100/pack - 200x150x380mm | 1 | 240 | 290.4 | Clever Scientific | RBAG1 | http://www.cleaverscientific.com/
893 | RBAG8 | Unprinted Clear Bags, 100/pack - 305x505mm | 1 | 240 | 290.4 | Clever Scientific | RBAG8 | http://www.cleaverscientific.com/
894 | CSL-BBL | Blue Wide Range Protein Ladder (10-245kDa) 500ul | 1 | 290 | 350.9 | Clever Scientific | CSL-BBL | http://www.cleaverscientific.com/
895 | CSR-TL6 | Liners - 113 x 54, PK/25 | 1 | 308 | 372.68 | Clever Scientific | CSR-TL6 | http://www.cleaverscientific.com/
896 | CSQ33-NG | Glass plates, Pk/2 Notched | 1 | 254 | 307.34 | Clever Scientific | CSQ33-NG | http://www.cleaverscientific.com/
897 | MD-PCSW-R | Single Licensed Software Package for data logging and computer controlled temperature setting, including a RS 232 Cable | 1 | 256 | 309.76 | Clever Scientific | MD-PCSW-R | http://www.cleaverscientific.com/
898 | MD-MP01-S | Block for Microplate ; Titerplate Plain Block for Single Block Unit Only | 1 | 258 | 312.18 | Clever Scientific | MD-MP01-S | http://www.cleaverscientific.com/
899 | TEMPROBE | Optional Support Rod | 1 | 258 | 312.18 | Clever Scientific | TEMPROBE | http://www.cleaverscientific.com/
900 | RMC-24-1205 | Adaptors for individual 0.5/0.6ml tubes, pk of 6 | 1 | 262 | 317.02 | Clever Scientific | RMC-24-1205 | http://www.cleaverscientific.com/
901 | RMC-24-1206 | Adaptors for individual 0.25/0.4ml tubes, pk of 6 | 1 | 262 | 317.02 | Clever Scientific | RMC-24-1206 | http://www.cleaverscientific.com/
902 | RMC-24-SS | Strip-spin adaptor for 2x 8x0.2ml PCR strips or 16x0.2ml tubes | 1 | 262 | 317.02 | Clever Scientific | RMC-24-SS | http://www.cleaverscientific.com/
903 | RMC-24-1222 | Adaptors for individual 0.2ml tubes, pk of 6 | 1 | 262 | 317.02 | Clever Scientific | RMC-24-1222 | http://www.cleaverscientific.com/
904 | CSL-NHYBBT40x150 | Glass Bottle 40 x 150mm (diameter x length) | 1 | 278 | 336.38 | Clever Scientific | CSL-NHYBBT40x150 | http://www.cleaverscientific.com/
905 | CSL-MSDSP | Powdered MOPS-SDS buffer Running buffer - 10 Pouches(10 litres/pk) | 1 | 338 | 408.98 | Clever Scientific | CSL-MSDSP | http://www.cleaverscientific.com/
906 | CSL-MDOC-WIFI | Optional 4GB wireless memory card - Inbuilt in some cameras - please enquire before ordering! | 1 | 282 | 341.22 | Clever Scientific | CSL-MDOC-WIFI | http://www.cleaverscientific.com/
907 | CSL-MDOC-WIFI | Optional 4GB wireless memory card | 1 | 282 | 341.22 | Clever Scientific | CSL-MDOC-WIFI | http://www.cleaverscientific.com/
908 | RPW0.2100 | Replacement Platinum Wire 0.2mm - 100cm | 1 | 274 | 331.54 | Clever Scientific | RPW0.2100 | http://www.cleaverscientific.com/
909 | RPW0.2100 | Replacement Platinum Wire 0.2mm - 100cm | 1 | 274 | 331.54 | Clever Scientific | RPW0.2100 | http://www.cleaverscientific.com/
910 | CSLMEM8012525 | CellasMEM assay membrane, 25/pack | 1 | 348 | 421.08 | Clever Scientific | CSLMEM8012525 | http://www.cleaverscientific.com/
911 | CSLMEM678930 | CellasMEM assay membrane, 30/pack | 1 | 348 | 421.08 | Clever Scientific | CSLMEM678930 | http://www.cleaverscientific.com/
912 | SH300 | Flexible electrode holder (optional) | 1 | 286 | 346.06 | Clever Scientific | SH300 | http://www.cleaverscientific.com/
913 | TAE50X5L | Cleaver Buffer Tris-Acetate EDTA Running Buffer 50 x 5L | 1 | 286 | 346.06 | Clever Scientific | TAE50X5L | http://www.cleaverscientific.com/
914 | VS20DCAST | omniPAGE Mini Wide, 20 x 10cm Dual Caster. | 1 | 292 | 353.32 | Clever Scientific | VS20DCAST | http://www.cleaverscientific.com/
915 | VS10WLID | VS10W lid (No cables) | 1 | 292 | 353.32 | Clever Scientific | VS10WLID | http://www.cleaverscientific.com/
916 | VS20DCAST | VS20WAVE Casting Base | 1 | 292 | 353.32 | Clever Scientific | VS20DCAST | http://www.cleaverscientific.com/
917 | CSL-IEFFRME | Replacement electrode frame | 1 | 292 | 353.32 | Clever Scientific | CSL-IEFFRME | http://www.cleaverscientific.com/
918 | CSL-GELX4RACK | 4mm x 1mm, Gel Cutting Tips, 5 racks of 48 | 1 | 362 | 438.02 | Clever Scientific | CSL-GELX4RACK | http://www.cleaverscientific.com/
919 | CSL-GELX6.5RACK | 6.5mm x 1mm, Gel Cutting Tips, 5 racks of 48 | 1 | 362 | 438.02 | Clever Scientific | CSL-GELX6.5RACK | http://www.cleaverscientific.com/
920 | MD-B0.5/1.5 | Double side block : one side for 1.5 or 2.0 ml tube, 20 wells ;Opposite side for 0.5 ml tube, 30 wells | 1 | 300 | 363 | Clever Scientific | MD-B0.5/1.5 | http://www.cleaverscientific.com/
921 | SWB-LID10 | Transparent lid for 10L stirring water bath | 1 | 304 | 367.84 | Clever Scientific | SWB-LID10 | http://www.cleaverscientific.com/
922 | CVS10EXCASTERSYS | EXTERNAL CASTING SYSTEM - UPSTAND+ BASE | 1 | 308 | 372.68 | Clever Scientific | CVS10EXCASTERSYS | http://www.cleaverscientific.com/
923 | VS30DCAST | omniPAGE Maxi Plus, 30 x 22cm Dual Caster. | 1 | 308 | 372.68 | Clever Scientific | VS30DCAST | http://www.cleaverscientific.com/
924 | CSR-S3 | Beta Shield-3-Sided | 1 | 374 | 452.54 | Clever Scientific | CSR-S3 | http://www.cleaverscientific.com/
925 | CSL-NHYBBT40x200 | Glass Bottle 40 x 200mm (diameter x length) | 1 | 278 | 336.38 | Clever Scientific | CSL-NHYBBT40x200 | http://www.cleaverscientific.com/
926 | CSL-NHYBBT40x300 | Glass Bottle 40 x 300mm (diameter x length) | 1 | 278 | 336.38 | Clever Scientific | CSL-NHYBBT40x300 | http://www.cleaverscientific.com/
927 | CSR-B0.4 | Beta Box -Mini | 1 | 314 | 379.94 | Clever Scientific | CSR-B0.4 | http://www.cleaverscientific.com/
928 | CSLKITSP100200 | CellasKIT SERUM PROTEINS (100 semimicro or 200 micro tests) on CellasGEL | 1 | 394 | 476.74 | Clever Scientific | CSLKITSP100200 | http://www.cleaverscientific.com/
929 | MU-S25 | silicon tube 3/16 25 ft | 1 | 330 | 399.3 | Clever Scientific | MU-S25 | http://www.cleaverscientific.com/
930 | VS20WAVELID | VS20 lid (No cables) | 1 | 332 | 401.72 | Clever Scientific | VS20WAVELID | http://www.cleaverscientific.com/
931 | CSL-IEFPOS | Replacement positive electrode (Fits to Tank side) | 1 | 332 | 401.72 | Clever Scientific | CSL-IEFPOS | http://www.cleaverscientific.com/
932 | CSL-IEFNEG | Replacement negative electrode (Fits to Tank side) | 1 | 332 | 401.72 | Clever Scientific | CSL-IEFNEG | http://www.cleaverscientific.com/
933 | MU-S17 | silicon tube 1/4 25 ft | 1 | 338 | 408.98 | Clever Scientific | MU-S17 | http://www.cleaverscientific.com/
934 | CSR-B0.8 | Beta Box - Midi | 1 | 326 | 394.46 | Clever Scientific | CSR-B0.8 | http://www.cleaverscientific.com/
935 | CSL-NHYBFH-125-SET | 5x125ml flask holders without platform (only for NHYBRIDORB & NHYBRIDREC) | 1 | 372 | 450.12 | Clever Scientific | CSL-NHYBFH-125-SET | http://www.cleaverscientific.com/
936 | CSL-NHYBFH-250-SET | 5x250ml flask holders without platform (only for NHYBRIDORB & NHYBRIDREC) | 1 | 372 | 450.12 | Clever Scientific | CSL-NHYBFH-250-SET | http://www.cleaverscientific.com/
937 | CSL-NHYBFH-500-SET | 5x500ml flask holders without platform (only for NHYBRIDORB & NHYBRIDREC) | 1 | 372 | 450.12 | Clever Scientific | CSL-NHYBFH-500-SET | http://www.cleaverscientific.com/
938 | VS20WAVE-EC | VS20 WAVE External Casting Stand - No Casting Base | 1 | 358 | 433.18 | Clever Scientific | VS20WAVE-EC | http://www.cleaverscientific.com/
939 | CSL-FTELECPOS | Focusing tray adjustable electrode Positive | 1 | 358 | 433.18 | Clever Scientific | CSL-FTELECPOS | http://www.cleaverscientific.com/
940 | CSL-FTELECNEG | Focusing tray adjustable electrode Negative | 1 | 358 | 433.18 | Clever Scientific | CSL-FTELECNEG | http://www.cleaverscientific.com/
941 | CSLKITHG100 | CellasKIT HEMOGLOBINS (100 semimicro tests) on CellasGEL | 1 | 436 | 527.56 | Clever Scientific | CSLKITHG100 | http://www.cleaverscientific.com/
942 | CSLKITLP100 | CellasKIT LIPOPROTEINS (100 semimicro tests) on CellasGEL | 1 | 436 | 527.56 | Clever Scientific | CSLKITLP100 | http://www.cleaverscientific.com/
943 | CSR-BLOCKLG | Cover for B4 1 x 3.5 x 14cm | 1 | 422 | 510.62 | Clever Scientific | CSR-BLOCKLG | http://www.cleaverscientific.com/
944 | VS10WEXCASTER | VS10W EXTERNAL CASTING STAND - NO CASTING BASE | 1 | 370 | 447.7 | Clever Scientific | VS10WEXCASTER | http://www.cleaverscientific.com/
945 | MU-S18 | silicon tube 3/8 25 ft | 1 | 372 | 450.12 | Clever Scientific | MU-S18 | http://www.cleaverscientific.com/
946 | CSL-AG500 | Agarose 500g | 1 | 390 | 471.9 | Clever Scientific | CSL-AG500 | http://www.cleaverscientific.com/
947 | VS20DGGE-LID | Lid for VS20WAVE-DGGE. | 1 | 386 | 467.06 | Clever Scientific | VS20DGGE-LID | http://www.cleaverscientific.com/
948 | MD-MP02-S | Block for 96 wells deep Microplate or PCR plate For Single Block Unit Only | 1 | 386 | 467.06 | Clever Scientific | MD-MP02-S | http://www.cleaverscientific.com/
949 | CSL-LMA50 | Agarose 50g, LMP | 1 | 284 | 343.64 | Clever Scientific | CSL-LMA50 | http://www.cleaverscientific.com/
950 | CSR-B1 | Beta Bin - 1L | 1 | 330 | 399.3 | Clever Scientific | CSR-B1 | http://www.cleaverscientific.com/
951 | VS30LID | VS30 lid (No cables) | 1 | 402 | 486.42 | Clever Scientific | VS30LID | http://www.cleaverscientific.com/
952 | Omnipet | OmniPET (with charging cable) | 1 | 412 | 498.52 | Clever Scientific | Omnipet | http://www.cleaverscientific.com/
953 | CSL-M2131 | Mat Support for CSL-GDVH | 1 | 424 | 513.04 | Clever Scientific | CSL-M2131 | http://www.cleaverscientific.com/
954 | RFW50X5 | RNase-Free Water 50 x 5ml | 1 | 420 | 508.2 | Clever Scientific | RFW50X5 | http://www.cleaverscientific.com/
955 | CSLMEM9413525 | CellasMEM manual assay membrane, 25/pack | 1 | 494 | 597.74 | Clever Scientific | CSLMEM9413525 | http://www.cleaverscientific.com/
956 | CSL-SGELEPOS | Replacement Spring positive electrode | 1 | 430 | 520.3 | Clever Scientific | CSL-SGELEPOS | http://www.cleaverscientific.com/
957 | CSL-SGELENEG | Replacement Spring negative electrode | 1 | 430 | 520.3 | Clever Scientific | CSL-SGELENEG | http://www.cleaverscientific.com/
958 | RBAG3 | Printed Yellow Tinted Bags, 100/pack - 280x280x760mm | 1 | 430 | 520.3 | Clever Scientific | RBAG3 | http://www.cleaverscientific.com/
959 | RBAG10 | Unprinted Clear Bags, 100/pack - 610x915mm | 1 | 430 | 520.3 | Clever Scientific | RBAG10 | http://www.cleaverscientific.com/
960 | CSR-B6.5 | Beta Box-Maxi | 1 | 462 | 559.02 | Clever Scientific | CSR-B6.5 | http://www.cleaverscientific.com/
961 | CVS10DIRM | omniPAGE Mini - Inner Running Module. CLAMP VERSION | 1 | 444 | 537.24 | Clever Scientific | CVS10DIRM | http://www.cleaverscientific.com/
962 | CSLQSPIN | Mini Centrifuge complete with 1.5/2.0 ml rotor, strip tube rotor, 0.5 and 0.4 ml adapters, 230V, Purple lid, | 1 | 512 | 619.52 | Clever Scientific | CSLQSPIN | http://www.cleaverscientific.com/
963 | CSLQSPIN$ | Mini Centrifuge complete with 1.5/2.0 ml rotor, strip tube rotor, 0.5 and 0.4 ml adapters, 110V, Purple lid, | 1 | 512 | 619.52 | Clever Scientific | CSLQSPIN$ | http://www.cleaverscientific.com/
964 | MBDB-01 | microBLOCK Digital Dry Bath, with block lifter (No Block Supplied) 100- 240V | 1 | 450 | 544.5 | Clever Scientific | MBDB-01 | http://www.cleaverscientific.com/
965 | CSR-STORE | Beta-Storage/Transport Block | 1 | 376 | 454.96 | Clever Scientific | CSR-STORE | http://www.cleaverscientific.com/
966 | VS10WDIRM | omniPAGE Mini Wide, - Inner Running Module | 1 | 464 | 561.44 | Clever Scientific | VS10WDIRM | http://www.cleaverscientific.com/
967 | CSLVORTEX | Cleaver Vortex Mixer with general purpose head, 230V | 1 | 466 | 563.86 | Clever Scientific | CSLVORTEX | http://www.cleaverscientific.com/
968 | CSLVORTEX$ | Cleaver Vortex Mixer with general purpose head, 110V | 1 | 466 | 563.86 | Clever Scientific | CSLVORTEX$ | http://www.cleaverscientific.com/
969 | CSR-B2TIP | Beta TipBox- 2L | 1 | 428 | 517.88 | Clever Scientific | CSR-B2TIP | http://www.cleaverscientific.com/
970 | CSR-B2MCTIP | Beta Multi-TipBox - 2L | 1 | 428 | 517.88 | Clever Scientific | CSR-B2MCTIP | http://www.cleaverscientific.com/
971 | CSLKITSP150200 | CellasKIT HIGH RESOLUTION OF SERUM PROTEINS (150 semimicro or 200 micro tests) on CellasGEL | 1 | 560 | 677.6 | Clever Scientific | CSLKITSP150200 | http://www.cleaverscientific.com/
972 | OMNIDOC-SYBR | Optical SYBER Green Filter | 1 | 526 | 636.46 | Clever Scientific | OMNIDOC-SYBR | http://www.cleaverscientific.com/
973 | OMNIDOC-EB | Optical EtBr Filter (Supplied as standard) | 1 | 526 | 636.46 | Clever Scientific | OMNIDOC-EB | http://www.cleaverscientific.com/
974 | CSL-DSTIR | Digital Magnetic Stirrer, 7.5 x 7.5 in.- 230V | 1 | 506 | 612.26 | Clever Scientific | CSL-DSTIR | http://www.cleaverscientific.com/
975 | CSL-DSTIR$ | Digital Magnetic Stirrer, 7.5 x 7.5 in.- 110V | 1 | 506 | 612.26 | Clever Scientific | CSL-DSTIR$ | http://www.cleaverscientific.com/
976 | SWB-LID20 | Transparent lid for 20L stirring water bath | 1 | 506 | 612.26 | Clever Scientific | SWB-LID20 | http://www.cleaverscientific.com/
977 | CSL-NHYB-P2320 | Additional 27x20cm platform for orbital and reciprocal shaker (with 4 of attachable 10cm pillars) | 1 | 512 | 619.52 | Clever Scientific | CSL-NHYB-P2320 | http://www.cleaverscientific.com/
978 | MD-MP01-D | Block for Microplate ; Titerplate Plain Block for Dual Block Unit Only | 1 | 540 | 653.4 | Clever Scientific | MD-MP01-D | http://www.cleaverscientific.com/
979 | MD-MP02-D | Block for 96 wells deep Microplate or PCR plate For Dual Block Unit Only | 1 | 540 | 653.4 | Clever Scientific | MD-MP02-D | http://www.cleaverscientific.com/
980 | CSL-DHOTPLATE | Digital Hotplate, 7.5 x 7.5 in. - 230V | 1 | 544 | 658.24 | Clever Scientific | CSL-DHOTPLATE | http://www.cleaverscientific.com/
981 | CSL-DHOTPLATE$ | Digital Hotplate, 7.5 x 7.5 in. - 110V | 1 | 544 | 658.24 | Clever Scientific | CSL-DHOTPLATE$ | http://www.cleaverscientific.com/
982 | CS-P3030 | 30 x 30cm platform with 4 of adjustable 10cm or 20cm pillars and flat non-slip rubber mat | 1 | 544 | 658.24 | Clever Scientific | CS-P3030 | http://www.cleaverscientific.com/
983 | CW-P3333 | 33 x 33cm platform with 4 of adjustable 10cm or 20cm pillars and flat non-slip rubber mat | 1 | 544 | 658.24 | Clever Scientific | CW-P3333 | http://www.cleaverscientific.com/
984 | CSR-B3 | Beta Bin - 3.3L | 1 | 448 | 542.08 | Clever Scientific | CSR-B3 | http://www.cleaverscientific.com/
985 | CSLMEM7413625 | CellasMEM assay membrane, 25/pack | 1 | 628 | 759.88 | Clever Scientific | CSLMEM7413625 | http://www.cleaverscientific.com/
986 | CSLMEM7822725 | CellasMEM assay membrane, 25/pack | 1 | 628 | 759.88 | Clever Scientific | CSLMEM7822725 | http://www.cleaverscientific.com/
987 | CSLMEM8022525 | CellasMEM assay membrane, 25/pack | 1 | 628 | 759.88 | Clever Scientific | CSLMEM8022525 | http://www.cleaverscientific.com/
988 | CSLMEM762325 | CellasMEM assay membrane, 25/pack | 1 | 628 | 759.88 | Clever Scientific | CSLMEM762325 | http://www.cleaverscientific.com/
989 | CSLMEM7618025 | CellasMEM assay membrane, 25/pack | 1 | 628 | 759.88 | Clever Scientific | CSLMEM7618025 | http://www.cleaverscientific.com/
990 | CSLMEM7621025 | CellasMEM assay membrane, 25/pack | 1 | 628 | 759.88 | Clever Scientific | CSLMEM7621025 | http://www.cleaverscientific.com/
991 | CSR-B3.5 | Beta Flipper-Box | 1 | 466 | 563.86 | Clever Scientific | CSR-B3.5 | http://www.cleaverscientific.com/
992 | VS10DCI | omniPAGE Mini Tube Gel Insert - including 10 glass tubes | 1 | 566 | 684.86 | Clever Scientific | VS10DCI | http://www.cleaverscientific.com/
993 | CSL-FOCUSTRAY | Focusing tray with adjustable electrodes | 1 | 566 | 684.86 | Clever Scientific | CSL-FOCUSTRAY | http://www.cleaverscientific.com/
994 | VS10BI | OmniBlot Mini Insert - including 4 cassettes, 16 foam pads | 1 | 566 | 684.86 | Clever Scientific | VS10BI | http://www.cleaverscientific.com/
995 | VS10BI | OmniBlot Mini Insert - including 4 cassettes, 16 foam pads | 1 | 566 | 684.86 | Clever Scientific | VS10BI | http://www.cleaverscientific.com/
996 | CSLMEMAPPS6 | CellasMEM 6-sample semi-micro applicator | 1 | 650 | 786.5 | Clever Scientific | CSLMEMAPPS6 | http://www.cleaverscientific.com/
997 | VS10WTANK | VS10W Tank | 1 | 582 | 704.22 | Clever Scientific | VS10WTANK | http://www.cleaverscientific.com/
998 | CSL-MDOCWLB | White light box for Micro doc | 1 | 618 | 747.78 | Clever Scientific | CSL-MDOCWLB | http://www.cleaverscientific.com/
999 | CSL-NHYB-8RT | 1 x Rotisserie for 8 x 40mm glass tubes (Tubes not included) | 1 | 552 | 667.92 | Clever Scientific | CSL-NHYB-8RT | http://www.cleaverscientific.com/
1000 | CSL-NHYB-16RT | 1 x Rotisserie for 16 x 50mm disposable conical tubes (Tubes not included) | 1 | 552 | 667.92 | Clever Scientific | CSL-NHYB-16RT | http://www.cleaverscientific.com/
1001 | CSL-NHYB-24RT | 1 x Rotisserie for 24 x 15mm disposable conical tubes (Tubes not included) | 1 | 552 | 667.92 | Clever Scientific | CSL-NHYB-24RT | http://www.cleaverscientific.com/
1002 | VS10WDCI | omniPAGE Mini Wide, Tube Gel Insert - including 100 glass tubes | 1 | 604 | 730.84 | Clever Scientific | VS10WDCI | http://www.cleaverscientific.com/
1003 | CSL-HOTPLATE | CSL Hotplate, 7.5 x 7.5 in. - 230V | 1 | 586 | 709.06 | Clever Scientific | CSL-HOTPLATE | http://www.cleaverscientific.com/
1004 | CSL-HOTPLATE$ | CSL Hotplate, 7.5 x 7.5 in. - 110V | 1 | 586 | 709.06 | Clever Scientific | CSL-HOTPLATE$ | http://www.cleaverscientific.com/
1005 | CSL-STIR | CSL Magnetic Stirrer, 7.5 x 7.5 in.- 230V | 1 | 586 | 709.06 | Clever Scientific | CSL-STIR | http://www.cleaverscientific.com/
1006 | CSL-STIR$ | CSL Magnetic Stirrer, 7.5 x 7.5 in.- 110V | 1 | 586 | 709.06 | Clever Scientific | CSL-STIR$ | http://www.cleaverscientific.com/
1007 | CSL-RNC45 | Nitrocellulose roll, Type SCN, pore size 0.45 - 30cm x 3M | 1 | 742 | 897.82 | Clever Scientific | CSL-RNC45 | http://www.cleaverscientific.com/
1008 | CSL-RNC2 | Nitrocellulose roll,Type SCN, pore size 0.20 - 30cm X 3M | 1 | 742 | 897.82 | Clever Scientific | CSL-RNC2 | http://www.cleaverscientific.com/
1009 | CSL-PVDF0.22S | 10 Pre-cut PVDF 28 x28 cm 0.22 μm | 1 | 356 | 430.76 | Clever Scientific | CSL-PVDF0.22S | http://www.cleaverscientific.com/
1010 | CSL-PVDF0.45S | 10 Pre-cut PVDF 28 x28 cm 0.45 μm | 1 | 356 | 430.76 | Clever Scientific | CSL-PVDF0.45S | http://www.cleaverscientific.com/
1011 | CSL-PVDF0.45R | Roll PVDF 28 cm x 3 m, 0.45 μm | 1 | 338 | 408.98 | Clever Scientific | CSL-PVDF0.45R | http://www.cleaverscientific.com/
1012 | CSL-PVDF0.22R | Roll PVDF 28 cm x 3 m, 0.22 μm | 1 | 338 | 408.98 | Clever Scientific | CSL-PVDF0.22R | http://www.cleaverscientific.com/
1013 | CV8-10 | Cleaver Pipette - Volume; 0.5 - 10ul | 1 | 626 | 757.46 | Clever Scientific | CV8-10 | http://www.cleaverscientific.com/
1014 | CV8-50 | Cleaver Pipette - Volume; 5 - 50ul | 1 | 626 | 757.46 | Clever Scientific | CV8-50 | http://www.cleaverscientific.com/
1015 | CV8-200 | Cleaver Pipette - Volume; 20 - 200ul | 1 | 626 | 757.46 | Clever Scientific | CV8-200 | http://www.cleaverscientific.com/
1016 | CV8-300 | Cleaver Pipette - Volume; 50 - 300ul | 1 | 626 | 757.46 | Clever Scientific | CV8-300 | http://www.cleaverscientific.com/
1017 | CSL-JADNA-10 | ‘Just-Add-DNA’ MasterMix, 20x 1.25ml vials, sufficient for 1000 reactions | 1 | 802 | 970.42 | Clever Scientific | CSL-JADNA-10 | http://www.cleaverscientific.com/
1018 | CSR-B8 | Beta Transport Box | 1 | 502 | 607.42 | Clever Scientific | CSR-B8 | http://www.cleaverscientific.com/
1019 | CSL-6CAST | 6 gel caster for 8 x 10cm or 10 x 10cm gels | 1 | 688 | 832.48 | Clever Scientific | CSL-6CAST | http://www.cleaverscientific.com/
1020 | VS20WAVEDIRM | VS20wave Page insert | 1 | 644 | 779.24 | Clever Scientific | VS20WAVEDIRM | http://www.cleaverscientific.com/
1021 | VS10BI-HI | High Intensity omniPAGE Blot Mini insert - includes 2 casettes and 8 firbe pads | 1 | 644 | 779.24 | Clever Scientific | VS10BI-HI | http://www.cleaverscientific.com/
1022 | VS10WBI | OmniBlot Mini Wide Insert - incl 4 cassettes, 16 foam pads | 1 | 644 | 779.24 | Clever Scientific | VS10WBI | http://www.cleaverscientific.com/
1023 | VS10BI-HI | High Intensity omniPAGE Blot Mini insert - includes 2 casettes and 8 firbe pads | 1 | 644 | 779.24 | Clever Scientific | VS10BI-HI | http://www.cleaverscientific.com/
1024 | VS10WBI | OmniBlot Mini Wide Insert - incl 4 cassettes, 16 foam pads | 1 | 644 | 779.24 | Clever Scientific | VS10WBI | http://www.cleaverscientific.com/
1025 | VS10BI-HI | High Intensity omniPAGE Blot Mini insert - includes 2 casettes and 8 firbe pads | 1 | 644 | 779.24 | Clever Scientific | VS10BI-HI | http://www.cleaverscientific.com/
1026 | CSR-B5TIP | Beta TipBox-Large 5L | 1 | 502 | 607.42 | Clever Scientific | CSR-B5TIP | http://www.cleaverscientific.com/
1027 | CSLAPPS22 | Applicator Semimicro 2+2 for CellasGEL 2.5x14 cm and Kit code CSLKITCU | 1 | 726 | 878.46 | Clever Scientific | CSLAPPS22 | http://www.cleaverscientific.com/
1028 | CSLAPPS4SP | Applicator Semimicro 1 X 4 specimen semi-micro applicator | 1 | 726 | 878.46 | Clever Scientific | CSLAPPS4SP | http://www.cleaverscientific.com/
1029 | CSLAPPS4 | Applicator Semimicro 4 for 1.2 _l/9mm – First type | 1 | 726 | 878.46 | Clever Scientific | CSLAPPS4 | http://www.cleaverscientific.com/
1030 | CSLAPPS6 | Applicator Semimicro 1 X 6 specimen semi-micro applicator | 1 | 726 | 878.46 | Clever Scientific | CSLAPPS6 | http://www.cleaverscientific.com/
1031 | CSQ-FC | FLEXI CASTER FOR CSQ20 & CSQ33 | 1 | 656 | 793.76 | Clever Scientific | CSQ-FC | http://www.cleaverscientific.com/
1032 | TotalLab1D | TotalLab 1D analysis module for agarose and PAGE gels | 1 | 682 | 825.22 | Clever Scientific | TotalLab1D | http://www.cleaverscientific.com/
1033 | CSR-B10 | Beta Bin - 10L | 1 | 524 | 634.04 | Clever Scientific | CSR-B10 | http://www.cleaverscientific.com/
1034 | CSR-B15 | Beta Bin - 15L | 1 | 524 | 634.04 | Clever Scientific | CSR-B15 | http://www.cleaverscientific.com/
1035 | CSR-B20 | Beta Bin - 20L | 1 | 586 | 709.06 | Clever Scientific | CSR-B20 | http://www.cleaverscientific.com/
1036 | CSL-GM15 | Gradient Mixer, total volume 15ml | 1 | 688 | 832.48 | Clever Scientific | CSL-GM15 | http://www.cleaverscientific.com/
1037 | CSL-HRA100 | Agarose 100g, HR | 1 | 466 | 563.86 | Clever Scientific | CSL-HRA100 | http://www.cleaverscientific.com/
1038 | nanoPAC-300 | CLEAVER OmniPAC, MINi 300V 400mA 60W - 110/230V | 1 | 694 | 839.74 | Clever Scientific | nanoPAC-300 | http://www.cleaverscientific.com/
1039 | nanoPAC-300 | CLEAVER OmniPAC, MINi 300V 400mA 60W - 110/230V | 1 | 694 | 839.74 | Clever Scientific | nanoPAC-300 | http://www.cleaverscientific.com/
1040 | CSLMEM2508025 | CellasMEM assay membrane, 25/pack | 1 | 774 | 936.54 | Clever Scientific | CSLMEM2508025 | http://www.cleaverscientific.com/
1041 | VS20WAVEDCI | WAVE Maxi Tube Gel Insert - including 10 glass tubes | 1 | 702 | 849.42 | Clever Scientific | VS20WAVEDCI | http://www.cleaverscientific.com/
1042 | CVS10PRE | omniPAGE Mini, 10 x 10cm Dual. No accessories. CLAMP VERSION | 1 | 826 | 999.46 | Clever Scientific | CVS10PRE | http://www.cleaverscientific.com/
1043 | CSL-GM25 | Gradient Mixer, total volume 25ml | 1 | 748 | 905.08 | Clever Scientific | CSL-GM25 | http://www.cleaverscientific.com/
1044 | OMNIDOC-WLT | Optional White Light Table | 1 | 756 | 914.76 | Clever Scientific | OMNIDOC-WLT | http://www.cleaverscientific.com/
1045 | CSLAPPM8 | Applicator Micro 8 for CellasGEL | 1 | 810 | 980.1 | Clever Scientific | CSLAPPM8 | http://www.cleaverscientific.com/
1046 | CSL-M3545 | Mat Support for CSL-GDVH35 | 1 | 706 | 854.26 | Clever Scientific | CSL-M3545 | http://www.cleaverscientific.com/
1047 | VS20WAVEOT | VS20 Tank | 1 | 742 | 897.82 | Clever Scientific | VS20WAVEOT | http://www.cleaverscientific.com/
1048 | CSL-GM50 | Gradient Mixer, total volume 50ml | 1 | 776 | 938.96 | Clever Scientific | CSL-GM50 | http://www.cleaverscientific.com/
1049 | CVS10D | omniPAGE Mini, 10 x 10cm Dual, 2 sets of Glass Plates, 1mm thick bonded Spacers, 2 x 12 sample, 1mm thick combs. CLAMP VERSION | 1 | 886 | 1072.06 | Clever Scientific | CVS10D | http://www.cleaverscientific.com/
1050 | CSL-AG1000 | Agarose 1000g (2 x 500g Bottles) | 1 | 712 | 861.52 | Clever Scientific | CSL-AG1000 | http://www.cleaverscientific.com/
1051 | CSL-D48 | Dot Botter, 48 Sample | 1 | 772 | 934.12 | Clever Scientific | CSL-D48 | http://www.cleaverscientific.com/
1052 | CSL-MDOCEB | Microdoc ethidium bromide filter | 1 | 808 | 977.68 | Clever Scientific | CSL-MDOCEB | http://www.cleaverscientific.com/
1053 | CSL-MDOCSBRG | Microdoc SYBR filter (520nm) | 1 | 808 | 977.68 | Clever Scientific | CSL-MDOCSBRG | http://www.cleaverscientific.com/
1054 | C5010 | Meter only (without electrodes) + 4 NiMH batteries + mains adaptor | 1 | 880 | 1064.8 | Clever Scientific | C5010 | http://www.cleaverscientific.com/
1055 | CSL-LMA100 | Agarose 100g, LMP | 1 | 494 | 597.74 | Clever Scientific | CSL-LMA100 | http://www.cleaverscientific.com/
1056 | CSR-B53 | Beta Bin - 53L | 1 | 752 | 909.92 | Clever Scientific | CSR-B53 | http://www.cleaverscientific.com/
1057 | SD10 | Semi Dry Mini, 10 x 10cm System | 1 | 916 | 1108.36 | Clever Scientific | SD10 | http://www.cleaverscientific.com/
1058 | TCDB-01 | The Cube Dry Bath Incubator (one block unit); without block 220V | 1 | 806 | 975.26 | Clever Scientific | TCDB-01 | http://www.cleaverscientific.com/
1059 | TCDB-01$ | The Cube Dry Bath Incubator (one block unit); without block 110V | 1 | 806 | 975.26 | Clever Scientific | TCDB-01$ | http://www.cleaverscientific.com/
1060 | CSLKITCU | CellasKIT IFE SERUM + CONCENTRATED URINE (5+5 tests for 5 patients) on CellasGEL | 1 | 892 | 1079.32 | Clever Scientific | CSLKITCU | http://www.cleaverscientific.com/
1061 | CSL-DHOTSTIR | Digital Hotplate Magnetic Stirrer 7.5 x 7.5 inch. - 230V | 1 | 818 | 989.78 | Clever Scientific | CSL-DHOTSTIR | http://www.cleaverscientific.com/
1062 | CSL-DHOTSTIR$ | Digital Hotplate Magnetic Stirrer 7.5 x 7.5 inch. - 110V | 1 | 818 | 989.78 | Clever Scientific | CSL-DHOTSTIR$ | http://www.cleaverscientific.com/
1063 | VS20BI | Sub Blot Maxi Insert - including 4 cassettes, 18 foam pads | 1 | 820 | 992.2 | Clever Scientific | VS20BI | http://www.cleaverscientific.com/
1064 | VS20BI | Sub Blot Maxi Insert - including 4 cassettes, 18 foam pads | 1 | 820 | 992.2 | Clever Scientific | VS20BI | http://www.cleaverscientific.com/
1065 | CSL-multiFUGE | multiFUGE Mini Centrifuge with duoROTOR for microtubes and PCR strips/tubes | 1 | 826 | 999.46 | Clever Scientific | CSL-multiFUGE | http://www.cleaverscientific.com/
1066 | CSR-COV | Beta Carboy Cover | 1 | 878 | 1062.38 | Clever Scientific | CSR-COV | http://www.cleaverscientific.com/
1067 | SB10 | OmniBlot Mini, 10 x 10cm Blotting System, including 4 cassettes | 1 | 956 | 1156.76 | Clever Scientific | SB10 | http://www.cleaverscientific.com/
1068 | CSL-12CAST | 12 gel caster for 8 x 10cm or 10 x 10cm gels | 1 | 878 | 1062.38 | Clever Scientific | CSL-12CAST | http://www.cleaverscientific.com/
1069 | CSL-GM100 | Gradient Mixer, total volume 100ml | 1 | 868 | 1050.28 | Clever Scientific | CSL-GM100 | http://www.cleaverscientific.com/
1070 | CSR-BLOCKG | Block for 4 x1.5ml Eppendorf tubes 5 x 3.5 x 14cm | 1 | 878 | 1062.38 | Clever Scientific | CSR-BLOCKG | http://www.cleaverscientific.com/
1071 | CV12-10 | Cleaver Pipette - Volume; 0.5 - 10ul | 1 | 848 | 1026.08 | Clever Scientific | CV12-10 | http://www.cleaverscientific.com/
1072 | CV12-50 | Cleaver Pipette - Volume; 5 - 50ul | 1 | 848 | 1026.08 | Clever Scientific | CV12-50 | http://www.cleaverscientific.com/
1073 | CV12-200 | Cleaver Pipette - Volume; 20 - 200ul | 1 | 848 | 1026.08 | Clever Scientific | CV12-200 | http://www.cleaverscientific.com/
1074 | CV12-300 | Cleaver Pipette - Volume; 50 - 300ul | 1 | 848 | 1026.08 | Clever Scientific | CV12-300 | http://www.cleaverscientific.com/
1075 | C1010 | Meter only (without electrodes) + mains adaptor | 1 | 960 | 1161.6 | Clever Scientific | C1010 | http://www.cleaverscientific.com/
1076 | RBAG4 | Printed Yellow Tinted Bags, 250/roll - 610x915mm | 1 | 860 | 1040.6 | Clever Scientific | RBAG4 | http://www.cleaverscientific.com/
1077 | CSL3DSHAKER | Cleaver 3-D shaker with non-slip mat and two blotting boxes, 230V | 1 | 874 | 1057.54 | Clever Scientific | CSL3DSHAKER | http://www.cleaverscientific.com/
1078 | CSL3DSHAKER$ | Cleaver 3-D shaker with non-slip mat and two blotting boxes, 110V | 1 | 874 | 1057.54 | Clever Scientific | CSL3DSHAKER$ | http://www.cleaverscientific.com/
1079 | OMNIDOC-BL | Optional Blue Light modules | 1 | 916 | 1108.36 | Clever Scientific | OMNIDOC-BL | http://www.cleaverscientific.com/
1080 | CSR-B47 | Beta Bin - 47L with Wheels | 1 | 740 | 895.4 | Clever Scientific | CSR-B47 | http://www.cleaverscientific.com/
1081 | CVS10DSYS | omniPAGE Mini, 10 x 10cm Dual, 2 sets of Glass Plates, 1mm thick bonded Spacers, 2 x 12 sample, 1mm thick combs including caster. CLAMP VERSION | 1 | 905 | 1095.05 | Clever Scientific | CVS10DSYS | http://www.cleaverscientific.com/
1082 | CSL-D96 | Dot Blotter, 96 Sample | 1 | 908 | 1098.68 | Clever Scientific | CSL-D96 | http://www.cleaverscientific.com/
1083 | CSL-S24 | Slot Blotter, 24 Sample | 1 | 908 | 1098.68 | Clever Scientific | CSL-S24 | http://www.cleaverscientific.com/
1084 | CSL-GM500 | Gradient Mixer, total volume 500ml | 1 | 934 | 1130.14 | Clever Scientific | CSL-GM500 | http://www.cleaverscientific.com/
1085 | EBM10 | Electro Blot Mini, 10 x 10cm Five Position, including 5 cassettes | 1 | 938 | 1134.98 | Clever Scientific | EBM10 | http://www.cleaverscientific.com/
1086 | VS10DC | omniPAGE Mini Tube Unit | 1 | 956 | 1156.76 | Clever Scientific | VS10DC | http://www.cleaverscientific.com/
1087 | CS-300V | OmniPAC, MIDi 300V 700mA 150W - 110/230V | 1 | 954 | 1154.34 | Clever Scientific | CS-300V | http://www.cleaverscientific.com/
1088 | CSL-HOTSTIR | CSL Hotplate Magnetic Stirrer 7.5 x 7.5 inch. - 230V | 1 | 852 | 1030.92 | Clever Scientific | CSL-HOTSTIR | http://www.cleaverscientific.com/
1089 | CSL-HOTSTIR$ | CSL Hotplate Magnetic Stirrer 7.5 x 7.5 inch. - 110V | 1 | 852 | 1030.92 | Clever Scientific | CSL-HOTSTIR$ | http://www.cleaverscientific.com/
1090 | CSL-S48 | Slot Blotter, 48 Sample | 1 | 968 | 1171.28 | Clever Scientific | CSL-S48 | http://www.cleaverscientific.com/
1091 | CVS10DSYS-CU | omniPAGE Mini, 10 x 10cm Dual, 2 sets of Glass Plates, 1mm thick bonded Spacers, 2 x 12 sample, 1mm thick combs including caster. CLAMP VERSION, External casting upstand. | 1 | 980 | 1185.8 | Clever Scientific | CVS10DSYS-CU | http://www.cleaverscientific.com/
1092 | CSLKITI2432 | CSLKITI2432 CellasKIT IMMUNOFIXATION (24 semimicro or 32 micro tests) on CellasGEL | 1 | 926 | 1120.46 | Clever Scientific | CSLKITI2432 | http://www.cleaverscientific.com/
1093 | SB10-HI | omniPAGE Blot Mini, 10 x 10cm, High Intensity System including tank and lid, 2 casettes, 8 firbe pad, cooling pack | 1 | 991 | 1199.11 | Clever Scientific | SB10-HI | http://www.cleaverscientific.com/
1094 | CSL-RNY45 | Nylon roll, Type SNNP,pore size 0.45 - 24cm X 3M | 1 | 945 | 1143.45 | Clever Scientific | CSL-RNY45 | http://www.cleaverscientific.com/
1095 | CSL-RNY2 | Nylon roll, Type SNNP,pore size 0.20 - 24cm X 3M | 1 | 945 | 1143.45 | Clever Scientific | CSL-RNY2 | http://www.cleaverscientific.com/
1096 | VS30BI | omniBlot Maxi Plus Insert - including 3 cassettes | 1 | 887 | 1073.27 | Clever Scientific | VS30BI | http://www.cleaverscientific.com/
1097 | CSL-UVSCRN | UV to white light conversion screen for transilluminator | 1 | 931 | 1126.51 | Clever Scientific | CSL-UVSCRN | http://www.cleaverscientific.com/
1098 | TCDB-02 | The Cube Dry Bath Incubator (dual block unit); without block 220V | 1 | 903 | 1092.63 | Clever Scientific | TCDB-02 | http://www.cleaverscientific.com/
1099 | TCDB-02$ | The Cube Dry Bath Incubator (dual block unit); without block 220V | 1 | 903 | 1092.63 | Clever Scientific | TCDB-02$ | http://www.cleaverscientific.com/
1100 | VS20BI-HI | WAVE Sub Blot High intensity insert - includes 1 casette and 6 firbe pads | 1 | 905 | 1095.05 | Clever Scientific | VS20BI-HI | http://www.cleaverscientific.com/
1101 | VS20BI-HI | WAVE Sub Blot High intensity insert - includes 1 casette and 6 firbe pads | 1 | 905 | 1095.05 | Clever Scientific | VS20BI-HI | http://www.cleaverscientific.com/
1102 | C5010X | Meter kit without electrodes: C5010 + 2x50 ml buffers (pH 4 and 7) + 50 ml electrolyte (3M KCI) + 50 ml conductivity standard (0.01 M KCI) + carrying case | 1 | 957 | 1157.97 | Clever Scientific | C5010X | http://www.cleaverscientific.com/
1103 | C1010P | Meter kit for pH: meter + pH/ATC electrode SP10T + 2x50 ml buffers (pH 4 and 7) + 50 ml electrolyte (3M KCl) | 1 | 1047 | 1266.87 | Clever Scientific | C1010P | http://www.cleaverscientific.com/
1104 | CVS10OCTIPAGE-PRE | Octi-Page Mini-Protein Electrophoresis Package for commercial precast gels,includes 2x CVS10DIRM, 1xVS10DP, tank, lid and power cables | 1 | 1075 | 1300.75 | Clever Scientific | CVS10OCTIPAGE-PRE | http://www.cleaverscientific.com/
1105 | VS10WD | omniPAGE Mini Wide, 20 x 10cm Dual, 2 sets of Glass Plates with 1mm thick bonded Spacers, 2 x 24 sample, 1mm thick combs | 1 | 1075 | 1300.75 | Clever Scientific | VS10WD | http://www.cleaverscientific.com/
1106 | CSLMEMAPPM8 | CellasMEM 8-sample micro applicator | 1 | 1012 | 1224.52 | Clever Scientific | CSLMEMAPPM8 | http://www.cleaverscientific.com/
1107 | SAFEVIEW-MINI2 | BLUE LIGHT TRANSILLUMINATOR 15.3 x 15.3cm | 1 | 973 | 1177.33 | Clever Scientific | SAFEVIEW-MINI2 | http://www.cleaverscientific.com/
1108 | CSL-IEFCP | Cooling Platform for IEF system | 1 | 938 | 1134.98 | Clever Scientific | CSL-IEFCP | http://www.cleaverscientific.com/
1109 | SB10W | OmniBlot Mini Wide 20 x 10cm Blotting System, including 3 cassettes | 1 | 1110 | 1343.1 | Clever Scientific | SB10W | http://www.cleaverscientific.com/
1110 | CVS10TETRAD0.75 | OmniPAGE TETRAD Mini-Protein Electrophoresis Package for 0.75mm self-cast gels, inc: CVS10DSYS-CU, VS10-12-0.75, VS10PGS0.75, VS10NG, VS10NGS0.75 | 1 | 1127 | 1363.67 | Clever Scientific | CVS10TETRAD0.75 | http://www.cleaverscientific.com/
1111 | CVS10TETRAD1 | OmniPAGE TETRAD Mini-Protein Electrophoresis Package for 1mm self-cast gels, inc: CVS10DSYS-CU, VS10-12-1, VS10PGS1, VS10NG, VS10NGS1 | 1 | 1127 | 1363.67 | Clever Scientific | CVS10TETRAD1 | http://www.cleaverscientific.com/
1112 | CVS10TETRAD1.5 | OmniPAGE TETRAD Mini-Protein Electrophoresis Package for 1.5mm self-cast gels, inc: CVS10DSYS-CU, VS10-12-1.5, VS10PGS1.5, VS10NG, VS10NGS1.5 | 1 | 1127 | 1363.67 | Clever Scientific | CVS10TETRAD1.5 | http://www.cleaverscientific.com/
1113 | CVS10TETRAD2 | OmniPAGE TETRAD Mini-Protein Electrophoresis Package for 2mm self-cast gels, inc: CVS10DSYS-CU, VS10-12-2, VS10PGS2, VS10NG, VS10NGS2 | 1 | 1127 | 1363.67 | Clever Scientific | CVS10TETRAD2 | http://www.cleaverscientific.com/
1114 | CSLSCAN | Flatbed Scanner for TurboScan software. | 1 | 982 | 1188.22 | Clever Scientific | CSLSCAN | http://www.cleaverscientific.com/
1115 | EBM20 | Electro Blot Maxi, 20 x 20cm Five Position, including 5 cassettes | 1 | 1143 | 1383.03 | Clever Scientific | EBM20 | http://www.cleaverscientific.com/
1116 | VS30DIRM | omniPAGE Maxi Plus - Inner Running Module | 1 | 991 | 1199.11 | Clever Scientific | VS30DIRM | http://www.cleaverscientific.com/
1117 | C1010K | Meter kit for conductivity: meter + conductivity/ATC electrode SK10T + 50 ml conductivity standard (0.01 M KCl) | 1 | 1148 | 1389.08 | Clever Scientific | C1010K | http://www.cleaverscientific.com/
1118 | VS30TANK | VS30 Tank | 1 | 1020 | 1234.2 | Clever Scientific | VS30TANK | http://www.cleaverscientific.com/
1119 | VS10WDSYS-CU | omniPAGE Mini Wide, 20 x 10cm Dual, 2 sets of Glass Plates, 1mm thick bonded Spacers, 2 x 24 sample, 1mm thick combs including caster, External casting upstand. | 1 | 1188 | 1437.48 | Clever Scientific | VS10WDSYS-CU | http://www.cleaverscientific.com/
1120 | C5010P | Meter kit for pH: C561 + pH/ATC electrode SP10T + 2 x 50ml buffers (pH 4 and 7) + 50ml electrolyte (3M KCI) + carrying case | 1 | 1145 | 1385.45 | Clever Scientific | C5010P | http://www.cleaverscientific.com/
1121 | EV245 | Mini Power Supply, 3 Outputs, 400Volts, 500 mAmps, 50 watts - 230V | 1 | 1034 | 1251.14 | Clever Scientific | EV245 | http://www.cleaverscientific.com/
1122 | EV1450 | Mini Power Supply, 3 Outputs, 400Volts, 500 mAmps, 50 watts - 230V | 1 | 1034 | 1251.14 | Clever Scientific | EV1450 | http://www.cleaverscientific.com/
1123 | EV245$ | Mini Power Supply, 3 Outputs, 400Volts, 500 mAmps, 50 watts - 110V | 1 | 1034 | 1251.14 | Clever Scientific | EV245$ | http://www.cleaverscientific.com/
1124 | EV1450$ | Mini Power Supply, 3 Outputs, 400Volts, 500 mAmps, 50 watts - 110V | 1 | 1034 | 1251.14 | Clever Scientific | EV1450$ | http://www.cleaverscientific.com/
1125 | CSR-B0.4G | Gamma Box -Mini | 1 | 1563 | 1891.23 | Clever Scientific | CSR-B0.4G | http://www.cleaverscientific.com/
1126 | VS10WDSYS | omniPAGE Mini Wide, 20 x 10cm Dual, 2 sets of Glass Plates with 1mm thick bonded Spacers, 2 x 24 sample, 1mm thick combs including caster | 1 | 1201 | 1453.21 | Clever Scientific | VS10WDSYS | http://www.cleaverscientific.com/
1127 | CSR-B122 | Beta Bin - 122L with Wheels | 1 | 987 | 1194.27 | Clever Scientific | CSR-B122 | http://www.cleaverscientific.com/
1128 | VS10WDC | omniPAGE Mini Wide, Tube Unit | 1 | 1075 | 1300.75 | Clever Scientific | VS10WDC | http://www.cleaverscientific.com/
1129 | CVS10OCTIPAGE1 | Octi-Page Mini-Protein Electrophoresis Package for 1mm self-cast gels, includes: 2x CVS10DIRM, 1x VS-10DP, 4x VS10-12-1, 4x VS10PGS1, 4x VS10NG, 4x VS10NGS1, 2x CVS10EXCASTER and 2x VS10DCAST | 1 | 1246 | 1507.66 | Clever Scientific | CVS10OCTIPAGE1 | http://www.cleaverscientific.com/
1130 | C5010K | Meter kit for conductivity: C5010 + conductivity/ATC electrode SK10T + 50 ml conductivity standard (0.01 M KCI) carrying case | 1 | 1272 | 1539.12 | Clever Scientific | C5010K | http://www.cleaverscientific.com/
1131 | CVS10C2DS | Complete Mini 2-D System including: Vertical unit, capillary insert & accessories. CLAMPS | 1 | 1304 | 1577.84 | Clever Scientific | CVS10C2DS | http://www.cleaverscientific.com/
1132 | nanoPAC-500 | CLEAVER OmniPAC, MINi 500V 400mA 120W - 110/230V | 1 | 1132 | 1369.72 | Clever Scientific | nanoPAC-500 | http://www.cleaverscientific.com/
1133 | CSR-BDUOG | Gamma 2 Pig-Pen Box | 1 | 1204 | 1456.84 | Clever Scientific | CSR-BDUOG | http://www.cleaverscientific.com/
1134 | CVS10CBS | Complete system for Mini Vertical Electrophoresis & Blotting including: Vertical unit, Blotting insert & accessories. CLAMP VERSION. | 1 | 1348 | 1631.08 | Clever Scientific | CVS10CBS | http://www.cleaverscientific.com/
1135 | VS20DC | VS20WAVE MAXI Tube Unit | 1 | 1178 | 1425.38 | Clever Scientific | VS20DC | http://www.cleaverscientific.com/
1136 | CSL-F21254 | Replacement Filter 21cm - 254nm | 1 | 1195 | 1445.95 | Clever Scientific | CSL-F21254 | http://www.cleaverscientific.com/
1137 | CSL-F212312 | Replacement Filter 21cm - 312nm | 1 | 1195 | 1445.95 | Clever Scientific | CSL-F212312 | http://www.cleaverscientific.com/
1138 | CSL-F21365 | Replacement Filter 21cm - 365nm | 1 | 1195 | 1445.95 | Clever Scientific | CSL-F21365 | http://www.cleaverscientific.com/
1139 | CSL-24CAST | 24 gel caster for 8 x 10cm or 10 x 10cm gels | 1 | 1244 | 1505.24 | Clever Scientific | CSL-24CAST | http://www.cleaverscientific.com/
1140 | CVS10CBS-HI | Complete system for Mini Vertical Electrophoresis & HI Blotting including: Vertical unit, HI Blotting insert & accessories. CLAMP VERSION. | 1 | 1451 | 1755.71 | Clever Scientific | CVS10CBS-HI | http://www.cleaverscientific.com/
1141 | CSL-AG2000 | Agarose 2000g (4 x 500g Bottles) | 1 | 1185 | 1433.85 | Clever Scientific | CSL-AG2000 | http://www.cleaverscientific.com/
1142 | VS20WAVED | VS20WAVED incl. Glass plates, 2 x 24 well combs, cooling coil | 1 | 1348 | 1631.08 | Clever Scientific | VS20WAVED | http://www.cleaverscientific.com/
1143 | CVS10TETRAD0.75CBS | OmniPAGE TETRAD with interchangable 4-blot module, inc: CVS10TETRAD0.75, VS10BI | 1 | 1537 | 1859.77 | Clever Scientific | CVS10TETRAD0.75CBS | http://www.cleaverscientific.com/
1144 | CVS10TETRAD1CBS | OmniPAGE TETRAD with interchangable 4-blot module, inc: CVS10TETRAD1, VS10BI | 1 | 1537 | 1859.77 | Clever Scientific | CVS10TETRAD1CBS | http://www.cleaverscientific.com/
1145 | CVS10TETRAD1.5CBS | OmniPAGE TETRAD with interchangable 4-blot module, inc: CVS10TETRAD1.5, VS10BI | 1 | 1537 | 1859.77 | Clever Scientific | CVS10TETRAD1.5CBS | http://www.cleaverscientific.com/
1146 | CVS10TETRAD2CBS | OmniPAGE TETRAD with interchangable 4-blot module, inc: CVS10TETRAD2, VS10BI | 1 | 1537 | 1859.77 | Clever Scientific | CVS10TETRAD2CBS | http://www.cleaverscientific.com/
1147 | SAFEVIEW | BLUE Light Transilluminator, 21 x 21cm (110-240V) | 1 | 1400 | 1694 | Clever Scientific | SAFEVIEW | http://www.cleaverscientific.com/
1148 | SB20 | OmniBlot Maxi, 20 x 20cm Blotting System, including 4 cassettes | 1 | 1348 | 1631.08 | Clever Scientific | SB20 | http://www.cleaverscientific.com/
1149 | EV265 | Maxi Power Supply, 4 Outputs, 600Volts, 500 mAmps, 150 watts - 230V | 1 | 1379 | 1668.59 | Clever Scientific | EV265 | http://www.cleaverscientific.com/
1150 | EV2650 | Maxi Power Supply, 4 Outputs, 600Volts, 500 mAmps, 150 watts - 230V | 1 | 1379 | 1668.59 | Clever Scientific | EV2650 | http://www.cleaverscientific.com/
1151 | EV265$ | Maxi Power Supply, 4 Outputs, 600Volts, 500 mAmps, 150 watts - 110V | 1 | 1379 | 1668.59 | Clever Scientific | EV265$ | http://www.cleaverscientific.com/
1152 | EV2650$ | Maxi Power Supply, 4 Outputs, 600Volts, 500 mAmps, 150 watts - 110V | 1 | 1379 | 1668.59 | Clever Scientific | EV2650$ | http://www.cleaverscientific.com/
1153 | EV231 | Maxi Power Supply, 4 Outputs, 300Volts, 1000 mAmps, 150 watts - 230V | 1 | 1384 | 1674.64 | Clever Scientific | EV231 | http://www.cleaverscientific.com/
1154 | EV2310 | Maxi Power Supply, 4 Outputs, 300Volts, 1000 mAmps, 150 watts - 230V | 1 | 1384 | 1674.64 | Clever Scientific | EV2310 | http://www.cleaverscientific.com/
1155 | EV231$ | Maxi Power Supply, 4 Outputs, 300Volts, 1000 mAmps, 150 watts - 110V | 1 | 1384 | 1674.64 | Clever Scientific | EV231$ | http://www.cleaverscientific.com/
1156 | EV2310$ | Maxi Power Supply, 4 Outputs, 300Volts, 1000 mAmps, 150 watts - 110V | 1 | 1384 | 1674.64 | Clever Scientific | EV2310$ | http://www.cleaverscientific.com/
1157 | CVS10PRE-CS300 | Pre-cast gel mini-vertical electrophoresis package, inc: CVS10PRE, CS-300V | 1 | 1605 | 1942.05 | Clever Scientific | CVS10PRE-CS300 | http://www.cleaverscientific.com/
1158 | CSR-B1G | Gamma Box-1L | 1 | 1458 | 1764.18 | Clever Scientific | CSR-B1G | http://www.cleaverscientific.com/
1159 | CSR-B2TIPG | Gamma TipBox - 2L | 1 | 1458 | 1764.18 | Clever Scientific | CSR-B2TIPG | http://www.cleaverscientific.com/
1160 | SB20-HI | WAVE Sub Blot, 20 x 20cm, High Intensity System including tank and lid, 1 casettes, 6 firbe pads, cooling coil | 1 | 1400 | 1694 | Clever Scientific | SB20-HI | http://www.cleaverscientific.com/
1161 | SD20 | Semi Dry Maxi, 20 x 20cm System | 1 | 1621 | 1961.41 | Clever Scientific | SD20 | http://www.cleaverscientific.com/
1162 | C5010Z | Meter kit for oxygen: C5010 + dissolved oxygen electrode SZ10T + carrying case | 1 | 1654 | 2001.34 | Clever Scientific | C5010Z | http://www.cleaverscientific.com/
1163 | CSL-FHS | Fan heater kit for large format vertical units CSQ20 and CSQ33 - 230V | 1 | 1451 | 1755.71 | Clever Scientific | CSL-FHS | http://www.cleaverscientific.com/
1164 | CSL-FHS$ | Fan heater kit for large format vertical units CSQ20 and CSQ33 - 110V | 1 | 1451 | 1755.71 | Clever Scientific | CSL-FHS$ | http://www.cleaverscientific.com/
1165 | CVS10OCTIPAGE1CBS | Octi-Page Mini-Protein Electrophoresis Package for1mm self-cast gels with interchangeable 4-blot insert, includes: CVS10OCTIPAGE1 plus VS10BI blotting insert | 1 | 1699 | 2055.79 | Clever Scientific | CVS10OCTIPAGE1CBS | http://www.cleaverscientific.com/
1166 | VS10WC2DS | Complete Mini Wide 2-D System including: Vertical unit, capillary insert & accessories. | 1 | 1703 | 2060.63 | Clever Scientific | VS10WC2DS | http://www.cleaverscientific.com/
1167 | CSL-F26254 | Replacement Filter 26cm - 254nm | 1 | 1547 | 1871.87 | Clever Scientific | CSL-F26254 | http://www.cleaverscientific.com/
1168 | CSL-F26312 | Replacement Filter 26cm - 312nm | 1 | 1547 | 1871.87 | Clever Scientific | CSL-F26312 | http://www.cleaverscientific.com/
1169 | CSL-F26365 | Replacement Filter 26cm - 365nm | 1 | 1547 | 1871.87 | Clever Scientific | CSL-F26365 | http://www.cleaverscientific.com/
1170 | CSR-CAB | Beta Work Cabinet | 1 | 1192 | 1442.32 | Clever Scientific | CSR-CAB | http://www.cleaverscientific.com/
1171 | VS10WCBS | Complete system for Mini Wide Vertical Electrophoresis & Blotting including: Vertical unit, Blotting insert & accessories. | 1 | 1724 | 2086.04 | Clever Scientific | VS10WCBS | http://www.cleaverscientific.com/
1172 | VS20WAVESYS | VS20WAVESYS incl. Glass plates, 2 x 24 well combs, cooling coil & Casting Base. | 1 | 1638 | 1981.98 | Clever Scientific | VS20WAVESYS | http://www.cleaverscientific.com/
1173 | CVS10CES | Complete system for Mini Vertical Electrophoresis including: Vertical unit, blotting insert, capillary insert & accessories. CLAMP VERSION | 1 | 1703 | 2060.63 | Clever Scientific | CVS10CES | http://www.cleaverscientific.com/
1174 | CVS10DSYS-CS300 | Pre-cast and hand cast gel mini-vertical electrophoresis package, inc: CVS10DSYS, CS-300V | 1 | 1506 | 1822.26 | Clever Scientific | CVS10DSYS-CS300 | http://www.cleaverscientific.com/
1175 | CS-3AMP | OmniPAC, MAXi 300V 3000mA 300W - 110/230V | 1 | 1542 | 1865.82 | Clever Scientific | CS-3AMP | http://www.cleaverscientific.com/
1176 | CSR-S1G | Gamma Shield - Small Fixed 150 Angle - Flat Base | 1 | 1624 | 1965.04 | Clever Scientific | CSR-S1G | http://www.cleaverscientific.com/
1177 | CSR-S1TG | Gamma Shield - Small Fixed 150 Angle - Curved Base | 1 | 1624 | 1965.04 | Clever Scientific | CSR-S1TG | http://www.cleaverscientific.com/
1178 | CSR-S4G | Gamma Shield - Hourglass - Flat Base | 1 | 1659 | 2007.39 | Clever Scientific | CSR-S4G | http://www.cleaverscientific.com/
1179 | CSR-S4TG | Gamma Shield - Hourglass - Curved Base | 1 | 1659 | 2007.39 | Clever Scientific | CSR-S4TG | http://www.cleaverscientific.com/
1180 | CSLKITSP-ABS | Includes 1 x CSLKITSP100200, 1 X CSLAPPS4 & 3 X CSLBDG8.5S | 1 | 1677 | 2029.17 | Clever Scientific | CSLKITSP-ABS | http://www.cleaverscientific.com/
1181 | CW-WB | Hybridization Water Bath for CW-23 | 1 | 1608 | 1945.68 | Clever Scientific | CW-WB | http://www.cleaverscientific.com/
1182 | VS30D | omniPAGE Maxi Plus, 30 x 22cm Dual, 2 sets of Glass Plates, 1mm thick bonded Spacers, 2 x 28 sample & 2 x 2-D 1mm thick combs | 1 | 1610 | 1948.1 | Clever Scientific | VS30D | http://www.cleaverscientific.com/
1183 | RMC-24-ROTOR | Rotor, 24x1.5/2ml tubes (included with RCM-24) | 1 | 1624 | 1965.04 | Clever Scientific | RMC-24-ROTOR | http://www.cleaverscientific.com/
1184 | CSLKITSP-ABM | Includes 1 x CSLKITSP100200, 1 X CSLAPPM8, 3 X CSLBDG8.5S | 1 | 1729 | 2092.09 | Clever Scientific | CSLKITSP-ABM | http://www.cleaverscientific.com/
1185 | CSLKITHG100-ABS | Includes 1 x CSLKITHG100, 1 X CSLAPPS4, 3 X CSLBDG8.5S | 1 | 1729 | 2092.09 | Clever Scientific | CSLKITHG100-ABS | http://www.cleaverscientific.com/
1186 | CSLKITLP100-ABS | Includes 1 x CSLKITLP100, 1 X CSLAPPS4, 3 X CSLBDG8.5S | 1 | 1747 | 2113.87 | Clever Scientific | CSLKITLP100-ABS | http://www.cleaverscientific.com/
1187 | CSQ20 | DNA Sequencing unit, 20cm wide (NO CASTER INCLUDED) | 1 | 1530 | 1851.3 | Clever Scientific | CSQ20 | http://www.cleaverscientific.com/
1188 | CVS10TETRAD0.75-CS300 | OmniPAGE TETRAD with standard Midi power supply option, inc: CVS10TETRAD0.75, CS-300V | 1 | 1682 | 2035.22 | Clever Scientific | CVS10TETRAD0.75-CS300 | http://www.cleaverscientific.com/
1189 | CVS10TETRAD1-CS300 | OmniPAGE TETRAD with standard Midi power supply option, inc: CVS10TETRAD1, CS-300V | 1 | 1682 | 2035.22 | Clever Scientific | CVS10TETRAD1-CS300 | http://www.cleaverscientific.com/
1190 | CVS10TETRAD1.5-CS300 | OmniPAGE TETRAD with standard Midi power supply option, inc: CVS10TETRAD1.5, CS-300V | 1 | 1682 | 2035.22 | Clever Scientific | CVS10TETRAD1.5-CS300 | http://www.cleaverscientific.com/
1191 | CVS10TETRAD2-CS300 | OmniPAGE TETRAD with standard Midi power supply option, inc: CVS10TETRAD2, CS-300V | 1 | 1682 | 2035.22 | Clever Scientific | CVS10TETRAD2-CS300 | http://www.cleaverscientific.com/
1192 | CSQ33 | DNA Sequencing unit, 33cm wide (NO CASTER INCLUDED) | 1 | 1682 | 2035.22 | Clever Scientific | CSQ33 | http://www.cleaverscientific.com/
1193 | CSR-STOREG | Gamma-Storage/Transport Block | 1 | 1458 | 1764.18 | Clever Scientific | CSR-STOREG | http://www.cleaverscientific.com/
1194 | CSR-B0.8G | Gamma Box- Midi | 1 | 1103 | 1334.63 | Clever Scientific | CSR-B0.8G | http://www.cleaverscientific.com/
1195 | VS30DSYS | omniPAGE Maxi Plus, 30 x 22cm Dual, 2 sets of Glass Plates, 1mm thick bonded Spacers, 2 x 28 sample & 2 x 2-D 1mm thick combs including caster | 1 | 1731 | 2094.51 | Clever Scientific | VS30DSYS | http://www.cleaverscientific.com/
1196 | VS10WDSYS-CS300 | Self-cast gel mini-wide vertical electrophoresis package, inc: VS10WDSYS, CS-300V | 1 | 1752 | 2119.92 | Clever Scientific | VS10WDSYS-CS300 | http://www.cleaverscientific.com/
1197 | CSLKITSPHR-ABS | Includes 1 x CSLKITSP150200, 1 X CSLAPPS4, 3 X CSLBDG8.5S | 1 | 1599 | 1934.79 | Clever Scientific | CSLKITSPHR-ABS | http://www.cleaverscientific.com/
1198 | C1010T | Meter kit complete: meter + pH/ATC electrode SP10T + conductivity/ATC electrode SK10T + dissolved oxygen electrode SZ10T + 2x50 ml buffers (pH 4 and 7) + 50 ml electrolyte (3M KCl) + 50 ml conductivity standard (0.01 M KCl) | 1 | 1643 | 1988.03 | Clever Scientific | C1010T | http://www.cleaverscientific.com/
1199 | CSR-S1OG | Gamma Shield - Small Fixed 450 Angle - Flat Base | 1 | 1556 | 1882.76 | Clever Scientific | CSR-S1OG | http://www.cleaverscientific.com/
1200 | CSR-S1OTG | Gamma Shield - Small Fixed 450 Angle - Curved Base | 1 | 1556 | 1882.76 | Clever Scientific | CSR-S1OTG | http://www.cleaverscientific.com/
1201 | VS20WAVE-DGGETANK | Outer tank for VS20WAVE-DGGE, no running module or controller etc. | 1 | 1536 | 1858.56 | Clever Scientific | VS20WAVE-DGGETANK | http://www.cleaverscientific.com/
1202 | CSLKITSPHR-ABM | Includes 1 x CSLKITSP150200, 1 X CSLAPPM8, 3 X CSLBDG8.5S | 1 | 1643 | 1988.03 | Clever Scientific | CSLKITSPHR-ABM | http://www.cleaverscientific.com/
1203 | EV2320 | Maxi Power Supply, 4 Outputs, 3000Volts, 150 mAmps, 150 watts - 230V | 1 | 1575 | 1905.75 | Clever Scientific | EV2320 | http://www.cleaverscientific.com/
1204 | EV2320$ | Maxi Power Supply, 4 Outputs, 3000Volts, 150 mAmps, 150 watts - 110V | 1 | 1575 | 1905.75 | Clever Scientific | EV2320$ | http://www.cleaverscientific.com/
1205 | EV2230 | Maxi Power Supply, 4 Outputs, 1500Volts, 300 mAmps, 150 watts - 230V | 1 | 1575 | 1905.75 | Clever Scientific | EV2230 | http://www.cleaverscientific.com/
1206 | EV2230$ | Maxi Power Supply, 4 Outputs, 1500Volts, 300 mAmps, 150 watts - 110V | 1 | 1575 | 1905.75 | Clever Scientific | EV2230$ | http://www.cleaverscientific.com/
1207 | CSLUVTS312 | UV Transilluminator small, 21 x 21 cm, 312 nm- 110/230V | 1 | 1578 | 1909.38 | Clever Scientific | CSLUVTS312 | http://www.cleaverscientific.com/
1208 | CS-NOR | Orbital shaker with 30 X 30cm platform and non slip rubber mat. | 1 | 1659 | 2007.39 | Clever Scientific | CS-NOR | http://www.cleaverscientific.com/
1209 | CVS10CBS-CS300 | Mini-vertical, power supply and blotting package, inc: CVS10CBS, CS-300V | 1 | 1844 | 2231.24 | Clever Scientific | CVS10CBS-CS300 | http://www.cleaverscientific.com/
1210 | CVS10OCTIPAGE-PRENANO500 | Octi-Page Mini-Protein Electrophoresis Package for commercial precast gels, includes CVS10OCTIPAGE-PRE and nanoPAC-500 power supply | 1 | 1668 | 2018.28 | Clever Scientific | CVS10OCTIPAGE-PRENANO500 | http://www.cleaverscientific.com/
1211 | VS20WAVESYS-CU | VS20 WAVE Maxi, 20 x 20cm Dual, 2 sets of Glass Plates, 1mm thick bonded spacers, 2x 24 sample, 1mm thick combs, cooling coil, dummy plate; includes caster and external casting upstand | 1 | 1712 | 2071.52 | Clever Scientific | VS20WAVESYS-CU | http://www.cleaverscientific.com/
1212 | VS20CBS | Complete system for Maxi Vertical Electrophoresis & Blotting including: Vertical unit, Blotting insert & accessories | 1 | 1857 | 2246.97 | Clever Scientific | VS20CBS | http://www.cleaverscientific.com/
1213 | CSLUVTS254 | UV Transilluminator small, 21 x 21 cm, 254 nm - 110/230V | 1 | 1610 | 1948.1 | Clever Scientific | CSLUVTS254 | http://www.cleaverscientific.com/
1214 | CSLUVTS365 | UV Transilluminator small, 21 x 21 cm, 365 nm- 110/230V | 1 | 1610 | 1948.1 | Clever Scientific | CSLUVTS365 | http://www.cleaverscientific.com/
1215 | C5010T | Meter kit complete: C561 + pH electrode SP10B+ conductivity electrode SK10B + ATC probe ST10N + 2 x 50ml buffers (pH 4 and 7) + 50ml electrolyte (3M KCI) + 50ml conductivity standard (0.01M KCI) + carrying case | 1 | 1916 | 2318.36 | Clever Scientific | C5010T | http://www.cleaverscientific.com/
1216 | CS-NRK | Rocking Shaker with 30 x 30cm platform and flat non slip rubber mat. | 1 | 1659 | 2007.39 | Clever Scientific | CS-NRK | http://www.cleaverscientific.com/
1217 | SWB-10L-1 | Stirring Water Bath 10L with 1 built-in stirrer, lid incl. - 230V | 1 | 1632 | 1974.72 | Clever Scientific | SWB-10L-1 | http://www.cleaverscientific.com/
1218 | SWB-10L-1$ | Stirring Water Bath 10L with 1 built-in stirrer, lid incl. - 110V | 1 | 1632 | 1974.72 | Clever Scientific | SWB-10L-1$ | http://www.cleaverscientific.com/
1219 | EV202 | Maxi Power Supply, 4 Outputs, 300Volts, 2000 mAmps, 300 watts - 230V | 1 | 1668 | 2018.28 | Clever Scientific | EV202 | http://www.cleaverscientific.com/
1220 | EV3020 | Maxi Power Supply, 4 Outputs, 300Volts, 2000 mAmps, 300 watts - 230V | 1 | 1668 | 2018.28 | Clever Scientific | EV3020 | http://www.cleaverscientific.com/
1221 | EV202$ | Maxi Power Supply, 4 Outputs, 300Volts, 2000 mAmps, 300 watts - 110V | 1 | 1668 | 2018.28 | Clever Scientific | EV202$ | http://www.cleaverscientific.com/
1222 | EV3020$ | Maxi Power Supply, 4 Outputs, 300Volts, 2000 mAmps, 300 watts - 110V | 1 | 1668 | 2018.28 | Clever Scientific | EV3020$ | http://www.cleaverscientific.com/
1223 | EV215 | Maxi Power Supply, 4 Outputs, 1200Volts, 500 mAmps, 300 watts - 230V | 1 | 1668 | 2018.28 | Clever Scientific | EV215 | http://www.cleaverscientific.com/
1224 | EV3150 | Maxi Power Supply, 4 Outputs, 1200Volts, 500 mAmps, 300 watts - 230V | 1 | 1668 | 2018.28 | Clever Scientific | EV3150 | http://www.cleaverscientific.com/
1225 | EV215$ | Maxi Power Supply, 4 Outputs, 1200Volts, 500 mAmps, 300 watts - 110V | 1 | 1668 | 2018.28 | Clever Scientific | EV215$ | http://www.cleaverscientific.com/
1226 | EV3150$ | Maxi Power Supply, 4 Outputs, 1200Volts, 500 mAmps, 300 watts - 110V | 1 | 1668 | 2018.28 | Clever Scientific | EV3150$ | http://www.cleaverscientific.com/
1227 | WAVETETRAD1 | VS20WAVE-CU, 2 X VS20NGS1 & 2 X VS20-24-1 | 1 | 1931 | 2336.51 | Clever Scientific | WAVETETRAD1 | http://www.cleaverscientific.com/
1228 | CVS10OCTIPAGE1-CS300 | Octi-Page with standard Midi power supply option, includes:CVS10OCTIPAGE1 plus CS-300V power supply | 1 | 1740 | 2105.4 | Clever Scientific | CVS10OCTIPAGE1-CS300 | http://www.cleaverscientific.com/
1229 | CS-500V | OmniPAC, MAXi 500V 400mA 200W - 110/230V | 1 | 1674 | 2025.54 | Clever Scientific | CS-500V | http://www.cleaverscientific.com/
1230 | CS-NRC | Reciprocal shaker with 30 x 30cm platform and flat non slip rubber mat. | 1 | 1508 | 1824.68 | Clever Scientific | CS-NRC | http://www.cleaverscientific.com/
1231 | EV261 | Maxi Power Supply, 4 Outputs, 600Volts, 1000 mAmps, 300 watts - 230V | 1 | 1685 | 2038.85 | Clever Scientific | EV261 | http://www.cleaverscientific.com/
1232 | EV3610 | Maxi Power Supply, 4 Outputs, 600Volts, 1000 mAmps, 300 watts - 230V | 1 | 1685 | 2038.85 | Clever Scientific | EV3610 | http://www.cleaverscientific.com/
1233 | EV261$ | Maxi Power Supply, 4 Outputs, 600Volts, 1000 mAmps, 300 watts - 110V | 1 | 1685 | 2038.85 | Clever Scientific | EV261$ | http://www.cleaverscientific.com/
1234 | EV3610$ | Maxi Power Supply, 4 Outputs, 600Volts, 1000 mAmps, 300 watts - 110V | 1 | 1685 | 2038.85 | Clever Scientific | EV3610$ | http://www.cleaverscientific.com/
1235 | CSLUVTSDUO | UV Transilluminator small, 21 x 21 cm, 254/365 nm - 110/230V | 1 | 1688 | 2042.48 | Clever Scientific | CSLUVTSDUO | http://www.cleaverscientific.com/
1236 | CSLUVTSDUO312 | UV Transilluminator small, 21 x 21 cm, 254/312 nm - 110/230V | 1 | 1688 | 2042.48 | Clever Scientific | CSLUVTSDUO312 | http://www.cleaverscientific.com/
1237 | CSR-SFG | Gamma Base Plate | 1 | 1779 | 2152.59 | Clever Scientific | CSR-SFG | http://www.cleaverscientific.com/
1238 | VS10WCES | Complete system for Mini Wide Vertical Electrophoresis including: Vertical unit, blotting insert, capillary insert & accessories | 1 | 1752 | 2119.92 | Clever Scientific | VS10WCES | http://www.cleaverscientific.com/
1239 | CSL-IEF | Flatbed IEF system for IEF strips and gels | 1 | 1799 | 2176.79 | Clever Scientific | CSL-IEF | http://www.cleaverscientific.com/
1240 | VS20WAVE-DGGETC | VS20WAVE-DGGE Temperature Control Unit - 240VAC version | 1 | 1740 | 2105.4 | Clever Scientific | VS20WAVE-DGGETC | http://www.cleaverscientific.com/
1241 | VS20WAVE-DGGETC$ | VS20WAVE-DGGE Temperature Control Unit - 115VAC version | 1 | 1740 | 2105.4 | Clever Scientific | VS20WAVE-DGGETC$ | http://www.cleaverscientific.com/
1242 | CVS10OCTIPAGE1-NANO500 | Octi-Page Mini-Protein Electrophoresis Package for 1mm self-cast gels with Mini power supply, includes: CVS10OCTIPAGE1 plus nanoPAC-500 power supply | 1 | 1814 | 2194.94 | Clever Scientific | CVS10OCTIPAGE1-NANO500 | http://www.cleaverscientific.com/
1243 | CVS10TETRAD0.75CBS-CS300 | OmniPAGE TETRAD with Midi power supply and interchangable 4-blot module, inc: CVS10TETRAD0.75CBS, CS-300V | 1 | 2019 | 2442.99 | Clever Scientific | CVS10TETRAD0.75CBS-CS300 | http://www.cleaverscientific.com/
1244 | CVS10TETRAD1CBS-CS300 | OmniPAGE TETRAD with Midi power supply and interchangable 4-blot module, inc: CVS10TETRAD1CBS, CS-300V | 1 | 2019 | 2442.99 | Clever Scientific | CVS10TETRAD1CBS-CS300 | http://www.cleaverscientific.com/
1245 | CVS10TETRAD1.5CBS-CS300 | OmniPAGE TETRAD with Midi power supply and interchangable 4-blot module, inc: CVS10TETRAD1.5CBS, CS-300V | 1 | 2019 | 2442.99 | Clever Scientific | CVS10TETRAD1.5CBS-CS300 | http://www.cleaverscientific.com/
1246 | CVS10TETRAD2CBS-CS300 | OmniPAGE TETRAD with Midi power supply and interchangable 4-blot module, inc: CVS10TETRAD2CBS, CS-300V | 1 | 2019 | 2442.99 | Clever Scientific | CVS10TETRAD2CBS-CS300 | http://www.cleaverscientific.com/
1247 | CSR-S2G | Gamma Shield - Large Fixed 150 Angle - Flat Base | 1 | 1842 | 2228.82 | Clever Scientific | CSR-S2G | http://www.cleaverscientific.com/
1248 | CSR-S2TG | Gamma Shield - Large Fixed 150 Angle - Curved Base | 1 | 1842 | 2228.82 | Clever Scientific | CSR-S2TG | http://www.cleaverscientific.com/
1249 | CSR-SFLEXIG | Gamma Shield - Adjustable | 1 | 1859 | 2249.39 | Clever Scientific | CSR-SFLEXIG | http://www.cleaverscientific.com/
1250 | CSLMEMHKIT | CellasMEM Helena-Type Kit, includes 25x76mm (CSLMEM257650) & 60x76mm (CSLMEM607625) membranes; CSLMEMAPPM8 8-sample micro applicator & CSLMEMWICKH 220x40mm paper wicks. | 1 | 1863 | 2254.23 | Clever Scientific | CSLMEMHKIT | http://www.cleaverscientific.com/
1251 | SD10-CS3AMP | SD10 AND CS-3AMP POWER SUPPLY | 1 | 1854 | 2243.34 | Clever Scientific | SD10-CS3AMP | http://www.cleaverscientific.com/
1252 | CSR-B2MCTIPG | Gamma Multi-TipBox - 2L | 1 | 1600 | 1936 | Clever Scientific | CSR-B2MCTIPG | http://www.cleaverscientific.com/
1253 | VS20WAVEC2DS | Complete WAVE Maxi 2-D System | 1 | 1946 | 2354.66 | Clever Scientific | VS20WAVEC2DS | http://www.cleaverscientific.com/
1254 | CSLKITCU-ABS | Includes 1 x CSLKITCU, 1 x CSLAPPS22 & 3 x CSLBDG8.5S | 1 | 1950 | 2359.5 | Clever Scientific | CSLKITCU-ABS | http://www.cleaverscientific.com/
1255 | VS10WCBS-CS300 | Wide mini-vertical, power supply and blotting package, inc: VS10WDSYS, CS-300V | 1 | 2165 | 2619.65 | Clever Scientific | VS10WCBS-CS300 | http://www.cleaverscientific.com/
1256 | CLIQS | Core Laboratory Image Quantification Software (1D Image Analysis of DNA & protein, Western blotting . Colony counting and basic 2D spot measurement ) | 1 | 1884 | 2279.64 | Clever Scientific | CLIQS | http://www.cleaverscientific.com/
1257 | CSL-PRINT | Mitsubishi Thermal Printer for use with Microdoc.- 110 - 240v | 1 | 2001 | 2421.21 | Clever Scientific | CSL-PRINT | http://www.cleaverscientific.com/
1258 | CSLUVTSDUO365L | UV Transilluminator small, 26 x 21 cm, 312/365 nm - 110/230V | 1 | 1929 | 2334.09 | Clever Scientific | CSLUVTSDUO365L | http://www.cleaverscientific.com/
1259 | CSLUVTS254L | UV Transilluminator large, 26x 21 cm, 254nm - 110/230V | 1 | 1929 | 2334.09 | Clever Scientific | CSLUVTS254L | http://www.cleaverscientific.com/
1260 | CSLUVTS312L | UV Transilluminator large, 26 x 21 cm, 312nm - 110/230V | 1 | 1929 | 2334.09 | Clever Scientific | CSLUVTS312L | http://www.cleaverscientific.com/
1261 | CSLUVTS365L | UV Transilluminator large, 26 x 21 cm, 365nm - 110/230V | 1 | 1929 | 2334.09 | Clever Scientific | CSLUVTS365L | http://www.cleaverscientific.com/
1262 | CSLUVTSDUOL | UV Transilluminator large, 26x 21 cm, 254/365nm - 110/230V | 1 | 1929 | 2334.09 | Clever Scientific | CSLUVTSDUOL | http://www.cleaverscientific.com/
1263 | CSLUVTSDUO312L | UV Transilluminator large, 26x 21 cm, 254/312nm - 110/230V | 1 | 1929 | 2334.09 | Clever Scientific | CSLUVTSDUO312L | http://www.cleaverscientific.com/
1264 | CW-23 | Combination 3-D shaker | 1 | 1964 | 2376.44 | Clever Scientific | CW-23 | http://www.cleaverscientific.com/
1265 | VS20CBS-HI | Complete Wave Maxi System for High Intensity electrophoresis & blotting | 1 | 2282 | 2761.22 | Clever Scientific | VS20CBS-HI | http://www.cleaverscientific.com/
1266 | EV233 | Maxi Power Supply, 4 Outputs, 3000Volts, 300 mAmps, 300 watts (replaces E833) -230V | 1 | 1997 | 2416.37 | Clever Scientific | EV233 | http://www.cleaverscientific.com/
1267 | EV233$ | Maxi Power Supply, 4 Outputs, 3000Volts, 300 mAmps, 300 watts (replaces E833) -110V | 1 | 1997 | 2416.37 | Clever Scientific | EV233$ | http://www.cleaverscientific.com/
1268 | EV233 | Maxi Power Supply, 4 Outputs, 3000Volts, 300 mAmps, 300 watts -230V | 1 | 1997 | 2416.37 | Clever Scientific | EV233 | http://www.cleaverscientific.com/
1269 | EV233$ | Maxi Power Supply, 4 Outputs, 3000Volts, 300 mAmps, 300 watts - 110V | 1 | 1997 | 2416.37 | Clever Scientific | EV233$ | http://www.cleaverscientific.com/
1270 | CVS10OCTIPAGE1CBS-CS300 | Octi-Page with Midi power supply and interchangeable 4-blot module, includes: CVS10OCTIPAGE1CBS and CS-300V | 1 | 2130 | 2577.3 | Clever Scientific | CVS10OCTIPAGE1CBS-CS300 | http://www.cleaverscientific.com/
1271 | WAVETETRAD1CBS | WAVETETRAD1 & WAVEBI | 1 | 2370 | 2867.7 | Clever Scientific | WAVETETRAD1CBS | http://www.cleaverscientific.com/
1272 | CSL-GDVH | Vacuum Heated Gel Dryer 21 x 31 cm - 230V | 1 | 1892 | 2289.32 | Clever Scientific | CSL-GDVH | http://www.cleaverscientific.com/
1273 | CSL-GDVH$ | Vacuum Heated Gel Dryer 21 x 31 cm - 110V | 1 | 1892 | 2289.32 | Clever Scientific | CSL-GDVH$ | http://www.cleaverscientific.com/
1274 | SWB-10L-2 | Stirring Water Bath 10L with 2 built-in stirrers, lid incl. - 230V | 1 | 2109 | 2551.89 | Clever Scientific | SWB-10L-2 | http://www.cleaverscientific.com/
1275 | SWB-10L-2$ | Stirring Water Bath 10L with 2 built-in stirrers, lid incl. -110V | 1 | 2109 | 2551.89 | Clever Scientific | SWB-10L-2$ | http://www.cleaverscientific.com/
1276 | DUOVIEW254 | UV254 & BLUE Light Transilluminator 21 x 21cm (110V-240V) | 1 | 2238 | 2707.98 | Clever Scientific | DUOVIEW254 | http://www.cleaverscientific.com/
1277 | DUOVIEW312 | UV312 & BLUE Light Transilluminator 21 x 21cm (110V-240V) | 1 | 2238 | 2707.98 | Clever Scientific | DUOVIEW312 | http://www.cleaverscientific.com/
1278 | DUOVIEW365 | UV365 & BLUE Light Transilluminator 21 x 21cm (110V-240V) | 1 | 2267 | 2743.07 | Clever Scientific | DUOVIEW365 | http://www.cleaverscientific.com/
1279 | CSL-UVCABMINI | Mini UV sterilisation cabinet with timer, four UV lights and white light, no Tray - 230V | 1 | 2195 | 2655.95 | Clever Scientific | CSL-UVCABMINI | http://www.cleaverscientific.com/
1280 | CSL-UVCABMINI$ | Mini UV sterilisation cabinet with timer, four UV lights and white light, no Tray - 110V | 1 | 2195 | 2655.95 | Clever Scientific | CSL-UVCABMINI$ | http://www.cleaverscientific.com/
1281 | CSR-B3G | Gamma Bin - 3.3L | 1 | 1638 | 1981.98 | Clever Scientific | CSR-B3G | http://www.cleaverscientific.com/
1282 | CVS10OCTIPAGE1-CS3AMP | Octi-Page with programmable high current Maxi power supply option, includes CVS10OCTIPAGE1 and CS3AMP | 1 | 2291 | 2772.11 | Clever Scientific | CVS10OCTIPAGE1-CS3AMP | http://www.cleaverscientific.com/
1283 | VS20WAVECES | Complete WAVE Maxi Sysytem for 2-D electrophoresis and Blotting | 1 | 2337 | 2827.77 | Clever Scientific | VS20WAVECES | http://www.cleaverscientific.com/
1284 | CSR-S2OG | Gamma Shield - Large Fixed 450 Angle - Flat Base | 1 | 2412 | 2918.52 | Clever Scientific | CSR-S2OG | http://www.cleaverscientific.com/
1285 | CSR-S2OTG | Gamma Shield - Large Fixed 450 Angle - Curved Base | 1 | 2412 | 2918.52 | Clever Scientific | CSR-S2OTG | http://www.cleaverscientific.com/
1286 | SWB-20L-1 | Stirring Water Bath 20L with 1 built-in stirrer, lid incl. - 230V | 1 | 2250 | 2722.5 | Clever Scientific | SWB-20L-1 | http://www.cleaverscientific.com/
1287 | SWB-20L-1$ | Stirring Water Bath 20L with 1 built-in stirrer, lid incl. - 110V | 1 | 2250 | 2722.5 | Clever Scientific | SWB-20L-1$ | http://www.cleaverscientific.com/
1288 | CSL-RV-JA-DNA | CSL-runVIEW PCR kit for users already with thermal cycler; incl. CSL-RVMSCHOICETRIO plus CSL-JADNA-10 | 1 | 2366 | 2862.86 | Clever Scientific | CSL-RV-JA-DNA | http://www.cleaverscientific.com/
1289 | CSL-HRA500 | Agarose 500g, HR | 1 | 1705 | 2063.05 | Clever Scientific | CSL-HRA500 | http://www.cleaverscientific.com/
1290 | CSL-UVCABMTY4 | Mini UV sterilisation cabinet with timer, four UV lights, white light, CSR-TY4 Tray - 230V | 1 | 2292 | 2773.32 | Clever Scientific | CSL-UVCABMTY4 | http://www.cleaverscientific.com/
1291 | CSL-UVCABMTY4$ | Mini UV sterilisation cabinet with timer, four UV lights, white light, CSR-TY4 Tray - 110V | 1 | 2292 | 2773.32 | Clever Scientific | CSL-UVCABMTY4$ | http://www.cleaverscientific.com/
1292 | VS20WAVECES-HI | Complete WAVE Maxi Sysytem for 2-D electrophoresis and High Intensity Blotting | 1 | 2414 | 2920.94 | Clever Scientific | VS20WAVECES-HI | http://www.cleaverscientific.com/
1293 | MU-D01 | Digital Peristaltic Pump 30-300rpm -230V | 1 | 2363 | 2859.23 | Clever Scientific | MU-D01 | http://www.cleaverscientific.com/
1294 | MU-D01$ | Digital Peristaltic Pump 30-300rpm -110V | 1 | 2363 | 2859.23 | Clever Scientific | MU-D01$ | http://www.cleaverscientific.com/
1295 | CSL-PRINTUSB | Mitsubishi Thermal Printer for USB input - NOT MICRODOC!- 110 - 240v | 1 | 2459 | 2975.39 | Clever Scientific | CSL-PRINTUSB | http://www.cleaverscientific.com/
1296 | CSLKITI2432-ABS | Includes 1 x CSLKITI2432, 2 X CSLAPPS6 & 6 X CSLBDG8.5S | 1 | 2463 | 2980.23 | Clever Scientific | CSLKITI2432-ABS | http://www.cleaverscientific.com/
1297 | SD20-CS3AMP | SD20 AND CS-3AMP POWER SUPPLY | 1 | 2487 | 3009.27 | Clever Scientific | SD20-CS3AMP | http://www.cleaverscientific.com/
1298 | CSR-B3.5G | Gamma Box 3.5L | 1 | 2942 | 3559.82 | Clever Scientific | CSR-B3.5G | http://www.cleaverscientific.com/
1299 | CSLKITI2432-ABM | Includes 1 x CSLKITI2432, 2 X CSLAPPM8 & 6 X CSLBDG8.5S | 1 | 2520 | 3049.2 | Clever Scientific | CSLKITI2432-ABM | http://www.cleaverscientific.com/
1300 | CSL-MDOCBASIC | microDOC® Basic System with lift-off dark room hood and camera only | 1 | 2546 | 3080.66 | Clever Scientific | CSL-MDOCBASIC | http://www.cleaverscientific.com/
1301 | DUOVIEW254/312 | UV254/312 & BLUE Light Transilluminator 21 x 21cm (110V-240V) | 1 | 2559 | 3096.39 | Clever Scientific | DUOVIEW254/312 | http://www.cleaverscientific.com/
1302 | DUOVIEW254/365 | UV254/365 & BLUE Light Transilluminator 21 x 21cm (110V-240V) | 1 | 2559 | 3096.39 | Clever Scientific | DUOVIEW254/365 | http://www.cleaverscientific.com/
1303 | CSL-LMA500 | Agarose 500g, LMP | 1 | 1586 | 1919.06 | Clever Scientific | CSL-LMA500 | http://www.cleaverscientific.com/
1304 | CSL-UVCAB | UV sterilisation cabinet with timer, four UV lights and white light, no Tray - 230V | 1 | 2504 | 3029.84 | Clever Scientific | CSL-UVCAB | http://www.cleaverscientific.com/
1305 | CSL-UVCAB$ | UV sterilisation cabinet with timer, four UV lights and white light, no Tray - 110V | 1 | 2504 | 3029.84 | Clever Scientific | CSL-UVCAB$ | http://www.cleaverscientific.com/
1306 | EV3330 | Maxi Power Supply, 4 Outputs, 3000Volts, 300 mAmps, 300 watts -230V | 1 | 2559 | 3096.39 | Clever Scientific | EV3330 | http://www.cleaverscientific.com/
1307 | EV3330$ | Maxi Power Supply, 4 Outputs, 3000Volts, 300 mAmps, 300 watts - 110V | 1 | 2559 | 3096.39 | Clever Scientific | EV3330$ | http://www.cleaverscientific.com/
1308 | EV262 | Maxi Power Supply, 4 Outputs, 6000Volts, 150 mAmps, 300 watts - 230V | 1 | 2559 | 3096.39 | Clever Scientific | EV262 | http://www.cleaverscientific.com/
1309 | EV3620 | Maxi Power Supply, 4 Outputs, 6000Volts, 150 mAmps, 300 watts - 230V | 1 | 2559 | 3096.39 | Clever Scientific | EV3620 | http://www.cleaverscientific.com/
1310 | EV262$ | Maxi Power Supply, 4 Outputs, 6000Volts, 150 mAmps, 300 watts - 110V | 1 | 2559 | 3096.39 | Clever Scientific | EV262$ | http://www.cleaverscientific.com/
1311 | EV3620$ | Maxi Power Supply, 4 Outputs, 6000Volts, 150 mAmps, 300 watts - 110V | 1 | 2559 | 3096.39 | Clever Scientific | EV3620$ | http://www.cleaverscientific.com/
1312 | CVS10OCPAGE1CBSCS3AMP | Octi-Page with programmable high current Maxi power supply and interchangeable 4-blot module, includes: CVS10OCTIPAGE1CBS and CS-3AMP | 1 | 2679 | 3241.59 | Clever Scientific | CVS10OCPAGE1CBSCS3AMP | http://www.cleaverscientific.com/
1313 | CSL-UVCABTY4 | UV sterilisation cabinet with timer, four UV lights, white light, CSR-TY4 Tray - 230V | 1 | 2601 | 3147.21 | Clever Scientific | CSL-UVCABTY4 | http://www.cleaverscientific.com/
1314 | CSL-UVCABTY4$ | UV sterilisation cabinet with timer, four UV lights, white light, CSR-TY4 Tray - 110V | 1 | 2601 | 3147.21 | Clever Scientific | CSL-UVCABTY4$ | http://www.cleaverscientific.com/
1315 | CSLMEMHCOMPLETE | CellasMEM Helena-Type Workstation, includes CSLMEMHKIT, CSL-CELLAS tanks & NANOPAC-500 (500V, 400mA, 120W) power supply | 1 | 2756 | 3334.76 | Clever Scientific | CSLMEMHCOMPLETE | http://www.cleaverscientific.com/
1316 | MU-D02 | Digital Peristaltic Pump 30-600rpm -100-240V | 1 | 2700 | 3267 | Clever Scientific | MU-D02 | http://www.cleaverscientific.com/
1317 | CSL-AG5000 | Agarose 5000g (10 x 500g Bottles) | 1 | 2415 | 2922.15 | Clever Scientific | CSL-AG5000 | http://www.cleaverscientific.com/
1318 | SWB-20L-3 | Stirring Water Bath 20L with 3 built-in stirrers, lid incl. - 230V | 1 | 2784 | 3368.64 | Clever Scientific | SWB-20L-3 | http://www.cleaverscientific.com/
1319 | SWB-20L-3$ | Stirring Water Bath 20L with 3 built-in stirrers, lid incl. - 110V | 1 | 2784 | 3368.64 | Clever Scientific | SWB-20L-3$ | http://www.cleaverscientific.com/
1320 | CSL-MDOCBASICWLB | microDOC® Basic System for protein gels (microDOC & Whitle Light Table | 1 | 2961 | 3582.81 | Clever Scientific | CSL-MDOCBASICWLB | http://www.cleaverscientific.com/
1321 | CSL-GDVH35 | Vacuum Heated Gel Dryer 35 x 45 cm - 230V | 1 | 2564 | 3102.44 | Clever Scientific | CSL-GDVH35 | http://www.cleaverscientific.com/
1322 | CSL-GDVH35$ | Vacuum Heated Gel Dryer 35 x 45 cm - 110V | 1 | 2564 | 3102.44 | Clever Scientific | CSL-GDVH35$ | http://www.cleaverscientific.com/
1323 | CSR-SDUO | DuoShield - Curved Base, Beta/Gamma | 1 | 2780 | 3363.8 | Clever Scientific | CSR-SDUO | http://www.cleaverscientific.com/
1324 | CSR-B6.5G | Gamma Box-6.5L | 1 | 2493 | 3016.53 | Clever Scientific | CSR-B6.5G | http://www.cleaverscientific.com/
1325 | CSR-B8G | Transport Box 7.5 x 29.5 x 38cm | 1 | 2942 | 3559.82 | Clever Scientific | CSR-B8G | http://www.cleaverscientific.com/
1326 | CSL-MDOCBASIC1D | CSL-MDOC Basic System with lift-off dark room hood and camera only including TotalLab1D Analysis Software | 1 | 3072 | 3717.12 | Clever Scientific | CSL-MDOCBASIC1D | http://www.cleaverscientific.com/
1327 | PTC25 | Personal Thermal Cycler, 25 well | 1 | 2967 | 3590.07 | Clever Scientific | PTC25 | http://www.cleaverscientific.com/
1328 | CSL-MSCAN | microSCAN complete documentation system for 1-D and 2-D colorimetric gels - 240VAC* | 1 | 3062 | 3705.02 | Clever Scientific | CSL-MSCAN | http://www.cleaverscientific.com/
1329 | CSL-MSCAN$ | microSCAN complete documentation system for 1-D and 2-D colorimetric gels - 110VAC* | 1 | 3062 | 3705.02 | Clever Scientific | CSL-MSCAN$ | http://www.cleaverscientific.com/
1330 | WAVETETRAD1-CS500 | WAVETETRAD1 & CS-500V | 1 | 3657 | 4424.97 | Clever Scientific | WAVETETRAD1-CS500 | http://www.cleaverscientific.com/
1331 | CSL-MDOCBASICWLB1D | microDOC® Basic System for protein gels (microDOC, 1D software & Whitle Light Table | 1 | 3545 | 4289.45 | Clever Scientific | CSL-MDOCBASICWLB1D | http://www.cleaverscientific.com/
1332 | CL-508.G | Shortwave crosslinker, 254nm, 240V | 1 | 3389 | 4100.69 | Clever Scientific | CL-508.G | http://www.cleaverscientific.com/
1333 | CL-508.BL | Longwave crosslinker, 365nm, 240V | 1 | 3389 | 4100.69 | Clever Scientific | CL-508.BL | http://www.cleaverscientific.com/
1334 | CL-508.G$ | Shortwave crosslinker, 254nm, 110V | 1 | 2652 | 3208.92 | Clever Scientific | CL-508.G$ | http://www.cleaverscientific.com/
1335 | CL-508.BL$ | Longwave crosslinker, 365nm, 110V | 1 | 3389 | 4100.69 | Clever Scientific | CL-508.BL$ | http://www.cleaverscientific.com/
1336 | CSL-NHYBRIDBASIC | Incubator only with 2 x SS shelves- 110/230V | 1 | 3029 | 3665.09 | Clever Scientific | CSL-NHYBRIDBASIC | http://www.cleaverscientific.com/
1337 | CSR-B10G | Gamma Bin - 10L | 1 | 3002 | 3632.42 | Clever Scientific | CSR-B10G | http://www.cleaverscientific.com/
1338 | VS20WAVE-DGGE | Complete Denaturing Gradient Gel Electrophoresis System, 20x20cm; include: temperature control unit, cam castingbase, glass plates with 1mm bonded spacers,2x 24-sample combs and gradient mixer -240 VAC version | 1 | 4242 | 5132.82 | Clever Scientific | VS20WAVE-DGGE | http://www.cleaverscientific.com/
1339 | VS20WAVE-DGGE$ | Complete Denaturing Gradient Gel Electrophoresis System, 20x20cm; include: temperature control unit, cam castingbase, glass plates with 1mm bonded spacers,2x 24-sample combs and gradient mixer -100 VAC version | 1 | 4242 | 5132.82 | Clever Scientific | VS20WAVE-DGGE$ | http://www.cleaverscientific.com/
1340 | CL-508.M | Midrange crosslinker, 302nm, 240V | 1 | 3671 | 4441.91 | Clever Scientific | CL-508.M | http://www.cleaverscientific.com/
1341 | CL-508.M$ | Midrange crosslinker, 302nm, 110V | 1 | 3671 | 4441.91 | Clever Scientific | CL-508.M$ | http://www.cleaverscientific.com/
1342 | MFU-01 | Dual Peristaltic Pump - 100-240V | 1 | 3713 | 4492.73 | Clever Scientific | MFU-01 | http://www.cleaverscientific.com/
1343 | SpotQuest-AL | Additional License for SpotQuest | 1 | 3938 | 4764.98 | Clever Scientific | SpotQuest-AL | http://www.cleaverscientific.com/
1344 | CSWCC-101 | proSET CHILLER, 220V | 1 | 3944 | 4772.24 | Clever Scientific | CSWCC-101 | http://www.cleaverscientific.com/
1345 | CSWCC-100 | proSET CHILLER, 110V | 1 | 3944 | 4772.24 | Clever Scientific | CSWCC-100 | http://www.cleaverscientific.com/
1346 | CSL-MICRODOC | Compact Gel documentation system -110/230V | 1 | 4242 | 5132.82 | Clever Scientific | CSL-MICRODOC | http://www.cleaverscientific.com/
1347 | CSL-MDOCBASICCOL | microDOC® Basic System for Colony Counting (includes Totalab Quant software) | 1 | 4337 | 5247.77 | Clever Scientific | CSL-MDOCBASICCOL | http://www.cleaverscientific.com/
1348 | CSL-MDOCWLPRO | microDOC® System for protein gels (microDOC & Whitle Light Table | 1 | 4542 | 5495.82 | Clever Scientific | CSL-MDOCWLPRO | http://www.cleaverscientific.com/
1349 | CSR-S3G | Gamma Shield-3-Sided | 1 | 4532 | 5483.72 | Clever Scientific | CSR-S3G | http://www.cleaverscientific.com/
1350 | CSL-GDPUMP | GELDRYER PUMP - 732502 MZ 2C NT +2AK - 230V - (No Tubing) | 1 | 3887 | 4703.27 | Clever Scientific | CSL-GDPUMP | http://www.cleaverscientific.com/
1351 | CSL-GDPUMP$ | GELDRYER PUMP - 732502 MZ 2C NT +2AK - 110V - (No Tubing) | 1 | 3887 | 4703.27 | Clever Scientific | CSL-GDPUMP$ | http://www.cleaverscientific.com/
1352 | CSLDENS | TurboScan Software Densitometer (computer and scanner not included) | 1 | 4500 | 5445 | Clever Scientific | CSLDENS | http://www.cleaverscientific.com/
1353 | CSL-MICRODOC1D | CSL-MICRODOC including TotalLab1D Analysis Software | 1 | 4680 | 5662.8 | Clever Scientific | CSL-MICRODOC1D | http://www.cleaverscientific.com/
1354 | CSR-SFLEXITG | Gamma Shield - Adjustable 35mm | 1 | 4532 | 5483.72 | Clever Scientific | CSR-SFLEXITG | http://www.cleaverscientific.com/
1355 | CSR-B15G | Gamma Bin - 15L | 1 | 4532 | 5483.72 | Clever Scientific | CSR-B15G | http://www.cleaverscientific.com/
1356 | CSL-NHYBRIDORB | CSL Hybridization/Orbital Shaking Oven (without rotisserie)- 110/240VAC | 1 | 4220 | 5106.2 | Clever Scientific | CSL-NHYBRIDORB | http://www.cleaverscientific.com/
1357 | CSL-MDOCWLB1D | microDOC® System for protein gels (microDOC, 1D software & Whitle Light Table | 1 | 5126 | 6202.46 | Clever Scientific | CSL-MDOCWLB1D | http://www.cleaverscientific.com/
1358 | CSL-NHYBRIDVX | Vortex Incubator with 20x30cm platform for microplates (no rotisserie) - 110/240VAC | 1 | 3765 | 4555.65 | Clever Scientific | CSL-NHYBRIDVX | http://www.cleaverscientific.com/
1359 | CSL-NHYBRIDROC | CSL Hybridization/Rocking Oven (without rotisserie)- 110/240VAC | 1 | 4220 | 5106.2 | Clever Scientific | CSL-NHYBRIDROC | http://www.cleaverscientific.com/
1360 | CSL-NHYBRIDREC | CSL Hybridization/Reciprocal Shaking Oven (without rotisserie)- 110/240VAC | 1 | 4790 | 5795.9 | Clever Scientific | CSL-NHYBRIDREC | http://www.cleaverscientific.com/
1361 | CSL-AG10KG | Agarose 10kg (20 x 500g Bottles) | 1 | 4643 | 5618.03 | Clever Scientific | CSL-AG10KG | http://www.cleaverscientific.com/
1362 | CSL-CHILLER | Chiller System, -20 - 100oC, inc tubing & clips - 240V | 1 | 5595 | 6769.95 | Clever Scientific | CSL-CHILLER | http://www.cleaverscientific.com/
1363 | CSL-CHILLER$ | Chiller System, -20 - 100oC, inc tubing & clips - 115V | 1 | 5595 | 6769.95 | Clever Scientific | CSL-CHILLER$ | http://www.cleaverscientific.com/
1364 | CSL-CHILLER | Chiller System, -20 - 100oC, inc tubing & clips - 240V | 1 | 5595 | 6769.95 | Clever Scientific | CSL-CHILLER | http://www.cleaverscientific.com/
1365 | CSL-CHILLER$ | Chiller System, -20 - 100oC, inc tubing & clips - 115V | 1 | 5595 | 6769.95 | Clever Scientific | CSL-CHILLER$ | http://www.cleaverscientific.com/
1366 | CSL-MDOCUV312 | microDOC® System with UV Transilluminator (UVTS312) | 1 | 5807 | 7026.47 | Clever Scientific | CSL-MDOCUV312 | http://www.cleaverscientific.com/
1367 | CSL-MDOCUV254 | microDOC® System with UV Transilluminator (UVTS254) | 1 | 5807 | 7026.47 | Clever Scientific | CSL-MDOCUV254 | http://www.cleaverscientific.com/
1368 | CSL-MDOCUV365 | microDOC® System with UV Transilluminator (UVTS365) | 1 | 5807 | 7026.47 | Clever Scientific | CSL-MDOCUV365 | http://www.cleaverscientific.com/
1369 | CSL-MDOCCOL | microDOC® System for Colony Counting (includes Totalab Quant software) | 1 | 5996 | 7255.16 | Clever Scientific | CSL-MDOCCOL | http://www.cleaverscientific.com/
1370 | CSL-MDOCUV254/312 | microDOC® System with UV Transilluminator (UVTS254/312) | 1 | 6011 | 7273.31 | Clever Scientific | CSL-MDOCUV254/312 | http://www.cleaverscientific.com/
1371 | CSL-MDOCUV254/365 | microDOC® System with UV Transilluminator (UVTS254/365) | 1 | 6011 | 7273.31 | Clever Scientific | CSL-MDOCUV254/365 | http://www.cleaverscientific.com/
1372 | CSL-MDOCUV312/365 | microDOC® System with UV Transilluminator (UVTS312/365) | 1 | 6011 | 7273.31 | Clever Scientific | CSL-MDOCUV312/365 | http://www.cleaverscientific.com/
1373 | SpotQuest | 2D software | 1 | 5907 | 7147.47 | Clever Scientific | SpotQuest | http://www.cleaverscientific.com/
1374 | CSL-MDOCUV3121D | CSL-MDOCUV312 including TotalLab1D Analysis Software | 1 | 6435 | 7786.35 | Clever Scientific | CSL-MDOCUV3121D | http://www.cleaverscientific.com/
1375 | CSL-MDOCUV312$1D | CSL-MDOCUV312$ including TotalLab1D Analysis Software | 1 | 6435 | 7786.35 | Clever Scientific | CSL-MDOCUV312$1D | http://www.cleaverscientific.com/
1376 | CSL-MDOCUV2541D | CSL-MDOCUV254 including TotalLab1D Analysis Software | 1 | 6435 | 7786.35 | Clever Scientific | CSL-MDOCUV2541D | http://www.cleaverscientific.com/
1377 | CSL-MDOCUV254$1D | CSL-MDOCUV254$ including TotalLab1D Analysis Software | 1 | 6435 | 7786.35 | Clever Scientific | CSL-MDOCUV254$1D | http://www.cleaverscientific.com/
1378 | CSL-MDOCUV3651D | CSL-MDOCUV365 including TotalLab1D Analysis Software | 1 | 6435 | 7786.35 | Clever Scientific | CSL-MDOCUV3651D | http://www.cleaverscientific.com/
1379 | CSL-MDOCUV365$1D | CSL-MDOCUV365$ including TotalLab1D Analysis Software | 1 | 6435 | 7786.35 | Clever Scientific | CSL-MDOCUV365$1D | http://www.cleaverscientific.com/
1380 | CLIQS1DPRO | Core Laboratory Image Quantification PRO Software (Accurate comparison of banding patterns in samples across multiple gels/experiments) | 1 | 6188 | 7487.48 | Clever Scientific | CLIQS1DPRO | http://www.cleaverscientific.com/
1381 | CSL-MDOCUV254/3121D | CSL-MDOCUV254/312 including TotalLab1D Analysis Software | 1 | 6654 | 8051.34 | Clever Scientific | CSL-MDOCUV254/3121D | http://www.cleaverscientific.com/
1382 | CSL-MDOCUV254/312$1D | CSL-MDOCUV254/312$ including TotalLab1D Analysis Software | 1 | 6654 | 8051.34 | Clever Scientific | CSL-MDOCUV254/312$1D | http://www.cleaverscientific.com/
1383 | CSL-MDOCUV254/3651D | CSL-MDOCUV254/365 including TotalLab1D Analysis Software | 1 | 6654 | 8051.34 | Clever Scientific | CSL-MDOCUV254/3651D | http://www.cleaverscientific.com/
1384 | CSL-MDOCUV254/365$1D | CSL-MDOCUV254/365$ including TotalLab1D Analysis Software | 1 | 6654 | 8051.34 | Clever Scientific | CSL-MDOCUV254/365$1D | http://www.cleaverscientific.com/
1385 | CSL-MDOCUV312/3651D | CSL-MDOCUV312/365 including TotalLab1D Analysis Software | 1 | 6654 | 8051.34 | Clever Scientific | CSL-MDOCUV312/3651D | http://www.cleaverscientific.com/
1386 | GTC96S | GTC96S thermal cycler with 96-well block, 240VAC | 1 | 6470 | 7828.7 | Clever Scientific | GTC96S | http://www.cleaverscientific.com/
1387 | GTC96S$ | GTC96S thermal cycler with 96-well block, 120VAC | 1 | 6470 | 7828.7 | Clever Scientific | GTC96S$ | http://www.cleaverscientific.com/
1388 | CSR-B20G | Gamma Bin - 20L | 1 | 6570 | 7949.7 | Clever Scientific | CSR-B20G | http://www.cleaverscientific.com/
1389 | MFU-02 | Tetrad Peristaltic Pump - 100-240V | 1 | 6891 | 8338.11 | Clever Scientific | MFU-02 | http://www.cleaverscientific.com/
1390 | CSL-GTC96-JA-DNA | CSL-GTC96S PCR kit for users already with runVIEW or an electrophoresis system; incl. CSL-GTC96S plus CSL-JADNA-10 | 1 | 7331 | 8870.51 | Clever Scientific | CSL-GTC96-JA-DNA | http://www.cleaverscientific.com/
1391 | CLIQS1D21CFR | Core Laboratory Image Quantification PRO Software (Accurate comparison of banding patterns in samples across multiple gels/experiments)21CFR compliance for GLP/GMP laboratories Automated detection algorithms for fast and accurate image analysis | 1 | 7313 | 8848.73 | Clever Scientific | CLIQS1D21CFR | http://www.cleaverscientific.com/
1392 | OMNIDOC | Omnidoc Gel doc system, EtBr Filter, Viewing Window, 560nm, (PC Required) | 1 | 6718 | 8128.78 | Clever Scientific | OMNIDOC | http://www.cleaverscientific.com/
1393 | CSL-PCRKIT | PCR package includes GTC96S thermal cycler, MSMIDI96 96-well electrophoresis unit and nanoPAC-500 power supply | 1 | 7496 | 9070.16 | Clever Scientific | CSL-PCRKIT | http://www.cleaverscientific.com/
1394 | CSL-PCRKIT$ | PCR package includes GTC96S$ thermal cycler, MSMIDI96 96-well electrophoresis unit and nanoPAC-500 power supply | 1 | 7496 | 9070.16 | Clever Scientific | CSL-PCRKIT$ | http://www.cleaverscientific.com/
1395 | VS20WAVE-DGGEKIT | VS20WAVE PACKAGE DEAL: INC. VS20WAVE-DGGE, CSL-STIR, MU-D01, MU-S16, CS-500V - 240V | 1 | 6972 | 8436.12 | Clever Scientific | VS20WAVE-DGGEKIT | http://www.cleaverscientific.com/
1396 | VS20WAVE-DGGEKIT$ | VS20WAVE PACKAGE DEAL: INC. VS20WAVE-DGGE, CSL-STIR, MU-D01, MU-S16, CS-500V - 110V | 1 | 6972 | 8436.12 | Clever Scientific | VS20WAVE-DGGEKIT$ | http://www.cleaverscientific.com/
1397 | RMC24 | Refrigerated 24-place micro centrifuge, 230VAC | 1 | 6703 | 8110.63 | Clever Scientific | RMC24 | http://www.cleaverscientific.com/
1398 | RMC24$ | Refrigerated 24-place micro centrifuge, 110VAC | 1 | 6703 | 8110.63 | Clever Scientific | RMC24$ | http://www.cleaverscientific.com/
1399 | OMNIDOCPRO | OMNIDOC plus White Light Table (OMNIDOC-WLT) | 1 | 7098 | 8588.58 | Clever Scientific | OMNIDOCPRO | http://www.cleaverscientific.com/
1400 | OMNIDOCSAFE | OMNIDOC plus Blue LED Epi-illumination Module (OMNIDOC-BL), and 520, 560 & 580nm filters (OMNIDOC-SYBR, -AF560 & -AF580) | 1 | 7479 | 9049.59 | Clever Scientific | OMNIDOCSAFE | http://www.cleaverscientific.com/
1401 | OMNIDOCPROSAFE | OMNIDOC plus Blue LED Epi-illumination Module (OMNIDOC-BL), and 520, 560 & 580nm filters (OMNIDOC-SYBR, -AF560 & -AF580); and White Light Table (OMNIDOC-WLT) | 1 | 7602 | 9198.42 | Clever Scientific | OMNIDOCPROSAFE | http://www.cleaverscientific.com/
1402 | OMNIDOC-CCD | omniDOC-CCD Gel doc system, EtBr Filter, Viewing Window, 560nm, (PC Required) | 1 | 7602 | 9198.42 | Clever Scientific | OMNIDOC-CCD | http://www.cleaverscientific.com/
1403 | OMNIDOCI | Omnidoci Gel doc system, EtBr Filter, Viewing Window, 560nm (ipad.smart device or Wi Fi PC Required) | 1 | 7732 | 9355.72 | Clever Scientific | OMNIDOCI | http://www.cleaverscientific.com/
1404 | OMNIDOCIPRO | OMNIDOC-i plus White Light Table (OMNIDOC-WLT) | 1 | 7859 | 9509.39 | Clever Scientific | OMNIDOCIPRO | http://www.cleaverscientific.com/
1405 | CSR-B53G | Gamma Bin - 53L | 1 | 7814 | 9454.94 | Clever Scientific | CSR-B53G | http://www.cleaverscientific.com/
1406 | CSL-IEF-KIT | 1-D Combination Package, includes CSL-IEF, CSL-CHILLER and EV3330 (220V) | 1 | 7986 | 9663.06 | Clever Scientific | CSL-IEF-KIT | http://www.cleaverscientific.com/
1407 | CSL-IEF-KIT$ | 1-D Combination Package, includes CSL-IEF, CSL-CHILLER$ and EV3330$ (110V) | 1 | 7986 | 9663.06 | Clever Scientific | CSL-IEF-KIT$ | http://www.cleaverscientific.com/
1408 | CSL-GTC96-RV-JA-DNA | Complete PCR/real-time DNA electrophoresis workstation; incl. CSL-GTC96S & CSLRVMSCHOICETRIO, plus CSL-JADNA-10 | 1 | 7894 | 9551.74 | Clever Scientific | CSL-GTC96-RV-JA-DNA | http://www.cleaverscientific.com/
1409 | OMNIDOCPRO-CDD | omniDOC-CCD plus White Light Table (OMNIDOC-WLT) | 1 | 8112 | 9815.52 | Clever Scientific | OMNIDOCPRO-CDD | http://www.cleaverscientific.com/
1410 | CSL-IEF-KIT-MINI | CSL-IEF-KIT and CVS10DSYS | 1 | 8230 | 9958.3 | Clever Scientific | CSL-IEF-KIT-MINI | http://www.cleaverscientific.com/
1411 | CSR-COVG | Gamma Carboy Cover | 1 | 8168 | 9883.28 | Clever Scientific | CSR-COVG | http://www.cleaverscientific.com/
1412 | OMNIDOCISAFE | OMNIDOC-i plus Blue LED Epi-illumination Module (OMNIDOC-BL), and 520, 560 & 580nm filters (OMNIDOC-SYBR, -AF560 & -AF580) | 1 | 8449 | 10223.29 | Clever Scientific | OMNIDOCISAFE | http://www.cleaverscientific.com/
1413 | CSL-IEF-KIT-MINIWIDE | CSL-IEF-KIT and VS10WDSYS | 1 | 8353 | 10107.13 | Clever Scientific | CSL-IEF-KIT-MINIWIDE | http://www.cleaverscientific.com/
1414 | OMNIDOCIPROSAFE | OMNIDOC-i plus Blue LED Epi-illumination Module (OMNIDOC-BL), and 520, 560 & 580nm filters (OMNIDOC-SYBR, -AF560 & -AF580); and White Light Table (OMNIDOC-WLT) | 1 | 8619 | 10428.99 | Clever Scientific | OMNIDOCIPROSAFE | http://www.cleaverscientific.com/
1415 | OMNIDOCSAFE-CCD | omniDOC-CCD plus Blue LED Epi-illumination Module (OMNIDOC-BL), and 520, 560 & 580nm filters (OMNIDOC-SYBR, -AF560 & -AF580) | 1 | 8619 | 10428.99 | Clever Scientific | OMNIDOCSAFE-CCD | http://www.cleaverscientific.com/
1416 | CSL-IEF-KIT-WAVE | CSL-IEF-KIT and VS20WAVESYS and IPG Converter Kit | 1 | 8694 | 10519.74 | Clever Scientific | CSL-IEF-KIT-WAVE | http://www.cleaverscientific.com/
1417 | OMNIDOCPROSAFE-CCD | omniDOC-CCD plus Blue LED Epi-illumination Module (OMNIDOC-BL), and 520, 560 & 580nm filters (OMNIDOC-SYBR, -AF560 & -AF580); and White Light Table (OMNIDOC-WLT) | 1 | 9126 | 11042.46 | Clever Scientific | OMNIDOCPROSAFE-CCD | http://www.cleaverscientific.com/
1418 | CSL-IEF-KIT-MAXIPLUS | CSL-IEF-KIT and VS30DSYS | 1 | 9022 | 10916.62 | Clever Scientific | CSL-IEF-KIT-MAXIPLUS | http://www.cleaverscientific.com/
1419 | CSL-AG20KG | Agarose 20kg (40 x 500g Bottles) | 1 | 7766 | 9396.86 | Clever Scientific | CSL-AG20KG | http://www.cleaverscientific.com/
1420 | CSL-CLEANCAB | Complete PCR package with low cost clean room. Includes GTC96S, CSL-UVCAB, CV2, CV20, CV200, CV1000 and CV8-200 pipettes, MSMIDI96 and nanoPAC-500. | 1 | 9963 | 12055.23 | Clever Scientific | CSL-CLEANCAB | http://www.cleaverscientific.com/
1421 | CSL-CLEANCAB$ | Complete PCR package with low cost clean room. Includes GTC96S$, CSL-UVCAB$, CV2, CV20, CV200, CV1000 and CV8-200 pipettes, MSMIDI96 and nanoPAC-500. | 1 | 9628 | 11649.88 | Clever Scientific | CSL-CLEANCAB$ | http://www.cleaverscientific.com/
1422 | SameSpots-AL | Additional License for SameSpots | 1 | 12188 | 14747.48 | Clever Scientific | SameSpots-AL | http://www.cleaverscientific.com/
1423 | CSR-CABG | Gamma Work Cabinet | 1 | 13246 | 16027.66 | Clever Scientific | CSR-CABG | http://www.cleaverscientific.com/
1424 | SameSpots | Pro 2D software | 1 | 26813 | 32443.73 | Clever Scientific | SameSpots | http://www.cleaverscientific.com/
1425 | CSR-RADTAPE | Radiation Tape - 25mm x 66m | 1 | 123 | 148.83 | Clever Scientific | CSR-RADTAPE | http://www.cleaverscientific.com/
1426 | CSL-GB24 | Standard 2 port glove box 24" x 24" x 24" - no valves , mains inlet port. 1 door on side | 1 | 2486 | 3008.06 | Clever Scientific | CSL-GB24 | http://www.cleaverscientific.com/
1427 | CSL-GB24A | As 1 above but with airlock on one end - no valves | 1 | 3123 | 3778.83 | Clever Scientific | CSL-GB24A | http://www.cleaverscientific.com/
1428 | CSL-GB36 | Standard 2 port glove box 36" x 24" x 24" - no valves, mains inlet port. 1 door on side. | 1 | 2756 | 3334.76 | Clever Scientific | CSL-GB36 | http://www.cleaverscientific.com/
1429 | CSL-GB36A | As 4 above but with airlock on one end - no valves | 1 | 3422 | 4140.62 | Clever Scientific | CSL-GB36A | http://www.cleaverscientific.com/
1430 | CSL-GB48 | Standard 2 port glove box 48" x 24" x 24" - no valves , mains inlet port. 1 door on side | 1 | 3051 | 3691.71 | Clever Scientific | CSL-GB48 | http://www.cleaverscientific.com/
1431 | CSL-GB48A | As 8 above but with airlock on one end - no valves | 1 | 3512 | 4249.52 | Clever Scientific | CSL-GB48A | http://www.cleaverscientific.com/
1432 | CSL-GB60 | Standard 2 port glove box 60" x 24" x 24" - no valves , mains inlet port. 1 door on side | 1 | 3267 | 3953.07 | Clever Scientific | CSL-GB60 | http://www.cleaverscientific.com/
1433 | CSL-GB60A | As 12 above but with airlock on one end - no valves | 1 | 3717 | 4497.57 | Clever Scientific | CSL-GB60A | http://www.cleaverscientific.com/
1434 | GLOVES-NEOPRENE | NEOPRENE DBOX P186 L800 T6 S9 GLOVES - (Single) | 1 | 292 | 353.32 | Clever Scientific | GLOVES-NEOPRENE | http://www.cleaverscientific.com/
1435 | CSL-COMBIBOX | Combination Glove box 24" with 2 ports - 240VAC | 1 | 3413 | 4129.73 | Clever Scientific | CSL-COMBIBOX | http://www.cleaverscientific.com/
1436 | CSL-COMBIBOX-A | Combination Glove box 24" with 2 ports - 110VAC | 1 | 3413 | 4129.73 | Clever Scientific | CSL-COMBIBOX-A | http://www.cleaverscientific.com/
|  |  |  | 1414446 | 1711479.66