## Lapas1
1-os pirkimų dalies "Simatic valdiklių dalys" specifikacijos 1 priedas
[6 empty] | Pildo tiekėjas |  |  |  | Pildo tiekėjas | Pildo tiekėjas
Eilės nr. | Keičiamos detalės užsakymo kodas | Prekės tipas | Keičiamos detalės aprašymas | Pastabos | Pleliminarus kiekis, vnt. | Vieneto kaina, Eurai be PVM | Kaina iš viso, Eurų be PVM | Prekės tiekimo terminas, ne ilgiau nei | Gamintojo taikoma garantija, mėn. | Tiekėjo siūlomos prekės modelis | Tiekėjo siūlomos prekės charakteristikos, gamintojas
1 | 6ES7211-1AE40-0XB0 | Programuojamojo loginio valdiklio (PLV) centrinis procesorius | SIMATIC S7-1200, CPU 1211C, compact CPU, DC/DC/DC, onboard I/O: 6 DI 24 V DC; 4 DO 24 V DC; 2 AI 0-10 V DC, power supply: DC 20.4-28.8 V DC, program/data memory 75 KB |  | 1 |  | 0 | 5 darbo dienos | 12
2 | 6ES7211-1AE40-0XB0 | Programuojamojo loginio valdiklio (PLV) centrinis procesorius | SIMATIC S7-1200, CPU 1211C, compact CPU, DC/DC/DC, onboard I/O: 6 DI 24 V DC; 4 DO 24 V DC; 2 AI 0-10 V DC, power supply: DC 20.4-28.8 V DC, program/data memory 75 KB |  | 1 |  | 0 | 5 darbo dienos | 36
3 | 6AG1212-1AE40-2XB0 | Programuojamojo loginio valdiklio (PLV) centrinis procesorius | SIPLUS S7-1200 CPU 1212C DC/DC/DC based on 6ES7212-1AE40-0XB0 with conformal coating, -40…+70 °C, start up -25 °C, signal board: 0, compact CPU, DC/DC/DC, onboard I/O: 8 DI 24 V DC; 6 DQ 24 V DC; 2 AI 0-10 V DC, power supply: 20.4-28.8 V DC, program/data memory 75 KB |  | 1 |  | 0 | 35 darbo dienos | 12
4 | 6AG1212-1AE40-2XB0 | Programuojamojo loginio valdiklio (PLV) centrinis procesorius | SIPLUS S7-1200 CPU 1212C DC/DC/DC based on 6ES7212-1AE40-0XB0 with conformal coating, -40…+70 °C, start up -25 °C, signal board: 0, compact CPU, DC/DC/DC, onboard I/O: 8 DI 24 V DC; 6 DQ 24 V DC; 2 AI 0-10 V DC, power supply: 20.4-28.8 V DC, program/data memory 75 KB |  | 1 |  | 0 | 35 darbo dienos | 36
5 | 6AG1212-1AE40-4XB0 | Programuojamojo loginio valdiklio (PLV) centrinis procesorius | SIPLUS S7-1200 CPU 1212C DC/DC/DC based on 6ES7212-1AE40-0XB0 with conformal coating, -20…+60 °C, compact CPU, DC/DC/DC, onboard I/O: 8 DI 24 V DC 6 DQ 24 V DC 2 AI 0-10 V DC, power supply: 20.4-28.8 V DC program/data memory 50 KB |  | 1 |  | 0 | 35 darbo dienos | 12
6 | 6AG1212-1AE40-4XB0 | Programuojamojo loginio valdiklio (PLV) centrinis procesorius | SIPLUS S7-1200 CPU 1212C DC/DC/DC based on 6ES7212-1AE40-0XB0 with conformal coating, -20…+60 °C, compact CPU, DC/DC/DC, onboard I/O: 8 DI 24 V DC 6 DQ 24 V DC 2 AI 0-10 V DC, power supply: 20.4-28.8 V DC program/data memory 50 KB |  | 1 |  | 0 | 35 darbo dienos | 36
7 | 6ES7211-1HE40-0XB0 | Programuojamojo loginio valdiklio (PLV) centrinis procesorius | SIMATIC S7-1200, CPU 1211C, compact CPU, DC/DC/relay, onboard I/O: 6 DI 24 V DC; 4 DO relay 2 A; 2 AI 0-10 V DC, power supply: DC 20.4-28.8 V DC, program/data memory 75 KB |  | 1 |  | 0 | 5 darbo dienos | 12
8 | 6ES7211-1HE40-0XB0 | Programuojamojo loginio valdiklio (PLV) centrinis procesorius | SIMATIC S7-1200, CPU 1211C, compact CPU, DC/DC/relay, onboard I/O: 6 DI 24 V DC; 4 DO relay 2 A; 2 AI 0-10 V DC, power supply: DC 20.4-28.8 V DC, program/data memory 75 KB |  | 1 |  | 0 | 5 darbo dienos | 36
9 | 6AG1212-1BE40-2XB0 | Programuojamojo loginio valdiklio (PLV) centrinis procesorius | SIPLUS S7-1200 CPU 1212C AC/DC/relay based on 6ES7212-1BE40-0XB0 with conformal coating, -40…+70 °C, start up -25 °C, signal board: 0, compact CPU, AC/DC/relay, onboard I/O: 8 DI 24 V DC; 6 DQ relay 2 A 2 AI 0-10 V DC, power supply: 85-264 V AC at 47-63 Hz, program/data memory 75 KB |  | 1 |  | 0 | 35 darbo dienos | 12
10 | 6AG1212-1BE40-2XB0 | Programuojamojo loginio valdiklio (PLV) centrinis procesorius | SIPLUS S7-1200 CPU 1212C AC/DC/relay based on 6ES7212-1BE40-0XB0 with conformal coating, -40…+70 °C, start up -25 °C, signal board: 0, compact CPU, AC/DC/relay, onboard I/O: 8 DI 24 V DC; 6 DQ relay 2 A 2 AI 0-10 V DC, power supply: 85-264 V AC at 47-63 Hz, program/data memory 75 KB |  | 1 |  | 0 | 35 darbo dienos | 36
11 | 6GK7242-5DX30-0XE0 | Ryšių modulis | communications module CM 1242-5; for connection of SIMATIC S7-1200 to PROFIBUS as DP slave module. |  | 1 |  | 0 | 5 darbo dienos | 12
12 | 6GK7242-5DX30-0XE0 | Ryšių modulis | communications module CM 1242-5; for connection of SIMATIC S7-1200 to PROFIBUS as DP slave module. |  | 1 |  | 0 | 5 darbo dienos | 36
13 | 6ES7212-1AE40-0XB0 | Programuojamojo loginio valdiklio (PLV) centrinis procesorius | SIMATIC S7-1200, CPU 1212C, compact CPU, DC/DC/DC, onboard I/O: 8 DI 24 V DC; 6 DO 24 V DC; 2 AI 0-10 V DC, power supply: DC 20.4-28.8 V DC, program/data memory 100 KB |  | 1 |  | 0 | 5 darbo dienos | 12
14 | 6ES7212-1AE40-0XB0 | Programuojamojo loginio valdiklio (PLV) centrinis procesorius | SIMATIC S7-1200, CPU 1212C, compact CPU, DC/DC/DC, onboard I/O: 8 DI 24 V DC; 6 DO 24 V DC; 2 AI 0-10 V DC, power supply: DC 20.4-28.8 V DC, program/data memory 100 KB |  | 1 |  | 0 | 5 darbo dienos | 36
15 | 6AG1212-1BE40-4XB0 | Programuojamojo loginio valdiklio (PLV) centrinis procesorius | SIPLUS S7-1200 CPU 1212C AC/DC/relay based on 6ES7212-1BE40-0XB0 with conformal coating, -20…+60 °C, compact CPU, AC/DC/relay, onboard I/O: 8 DI 24 V DC 6 DQ relay 2 A 2 AI 0-10 V DC, power supply: AC 85-264 V AC @ 47-63 Hz, program/data memory 75 KB |  | 1 |  | 0 | 35 darbo dienos | 12
16 | 6AG1212-1BE40-4XB0 | Programuojamojo loginio valdiklio (PLV) centrinis procesorius | SIPLUS S7-1200 CPU 1212C AC/DC/relay based on 6ES7212-1BE40-0XB0 with conformal coating, -20…+60 °C, compact CPU, AC/DC/relay, onboard I/O: 8 DI 24 V DC 6 DQ relay 2 A 2 AI 0-10 V DC, power supply: AC 85-264 V AC @ 47-63 Hz, program/data memory 75 KB |  | 1 |  | 0 | 35 darbo dienos | 36
17 | 6GK7243-1BX30-0XE0 | Ryšių modulis | Communications processor CP 1243-1 for connection of SIMATIC S7-1200 as additional Ethernet interface and for Connection to control centers via telecontrol protocols (DNP3, IEC 60870, TeleControl Basic), security (Firewall, VPN). |  | 1 |  | 0 | 5 darbo dienos | 12
18 | 6GK7243-1BX30-0XE0 | Ryšių modulis | Communications processor CP 1243-1 for connection of SIMATIC S7-1200 as additional Ethernet interface and for Connection to control centers via telecontrol protocols (DNP3, IEC 60870, TeleControl Basic), security (Firewall, VPN). |  | 1 |  | 0 | 5 darbo dienos | 36
19 | 6ES7212-1BE40-0XB0 | Programuojamojo loginio valdiklio (PLV) centrinis procesorius | SIMATIC S7-1200, CPU 1212C, compact CPU, AC/DC/relay, onboard I/O: 8 DI 24 V DC; 6 DO relay 2 A; 2 AI 0-10 V DC, power supply: AC 85-264 V AC at 47-63 Hz, program/data memory 100 KB |  | 1 |  | 0 | 5 darbo dienos | 12
20 | 6ES7212-1BE40-0XB0 | Programuojamojo loginio valdiklio (PLV) centrinis procesorius | SIMATIC S7-1200, CPU 1212C, compact CPU, AC/DC/relay, onboard I/O: 8 DI 24 V DC; 6 DO relay 2 A; 2 AI 0-10 V DC, power supply: AC 85-264 V AC at 47-63 Hz, program/data memory 100 KB |  | 1 |  | 0 | 5 darbo dienos | 36
21 | 6AG1212-1HE40-2XB0 | Programuojamojo loginio valdiklio (PLV) centrinis procesorius | SIPLUS S7-1200 CPU 1212C DC/DC/relay based on 6ES7212-1HE40-0XB0 with conformal coating, -40…+70 °C, start up -25 °C, signal board: 0, compact CPU, DC/DC/relay, onboard I/O: 8 DI 24 V DC; 6 DQ relay 2 A; 2 AI 0-10 V DC, power supply: DC 20.4-28.8 V DC, program/data memory 75 KB |  | 1 |  | 0 | 35 darbo dienos | 12
22 | 6AG1212-1HE40-2XB0 | Programuojamojo loginio valdiklio (PLV) centrinis procesorius | SIPLUS S7-1200 CPU 1212C DC/DC/relay based on 6ES7212-1HE40-0XB0 with conformal coating, -40…+70 °C, start up -25 °C, signal board: 0, compact CPU, DC/DC/relay, onboard I/O: 8 DI 24 V DC; 6 DQ relay 2 A; 2 AI 0-10 V DC, power supply: DC 20.4-28.8 V DC, program/data memory 75 KB |  | 1 |  | 0 | 35 darbo dienos | 36
23 | 6GK7243-5DX30-0XE0 | Ryšių modulis | communications module CM 1243-5 for connection of SIMATIC S7-1200 to PROFIBUS as DP Master module; PG/OP communication; S7 communication. |  | 1 |  | 0 | 5 darbo dienos | 12
24 | 6GK7243-5DX30-0XE0 | Ryšių modulis | communications module CM 1243-5 for connection of SIMATIC S7-1200 to PROFIBUS as DP Master module; PG/OP communication; S7 communication. |  | 1 |  | 0 | 5 darbo dienos | 36
25 | 6ES7212-1HE40-0XB0 | Programuojamojo loginio valdiklio (PLV) centrinis procesorius | SIMATIC S7-1200, CPU 1212C, compact CPU, DC/DC/relay, onboard I/O: 8 DI 24 V DC; 6 DO relay 2 A; 2 AI 0-10 V DC, power supply: DC 20.4-28.8 V DC, program/data memory 100 KB |  | 1 |  | 0 | 5 darbo dienos | 12
26 | 6ES7212-1HE40-0XB0 | Programuojamojo loginio valdiklio (PLV) centrinis procesorius | SIMATIC S7-1200, CPU 1212C, compact CPU, DC/DC/relay, onboard I/O: 8 DI 24 V DC; 6 DO relay 2 A; 2 AI 0-10 V DC, power supply: DC 20.4-28.8 V DC, program/data memory 100 KB |  | 1 |  | 0 | 5 darbo dienos | 36
27 | 6AG1212-1HE40-4XB0 | Programuojamojo loginio valdiklio (PLV) centrinis procesorius | SIPLUS S7-1200 CPU 1212C DC/DC/relay based on 6ES7212-1HE40-0XB0 with conformal coating, -20…+60 °C, compact CPU, DC/DC/relay, onboard I/O: 8 DI 24 V DC 6 DQ relay 2 A 2 AI 0-10 V DC power supply: 20.4-28.8 V D program/data memory 75 KB |  | 1 |  | 0 | 35 darbo dienos | 12
28 | 6AG1212-1HE40-4XB0 | Programuojamojo loginio valdiklio (PLV) centrinis procesorius | SIPLUS S7-1200 CPU 1212C DC/DC/relay based on 6ES7212-1HE40-0XB0 with conformal coating, -20…+60 °C, compact CPU, DC/DC/relay, onboard I/O: 8 DI 24 V DC 6 DQ relay 2 A 2 AI 0-10 V DC power supply: 20.4-28.8 V D program/data memory 75 KB |  | 1 |  | 0 | 35 darbo dienos | 36
29 | 6GK7243-7KX30-0XE0 | Ryšių modulis | Communications processor CP 1243-7 LTE EU for Connection of SIMATIC S7-1200 to LTE network in European frequency range. |  | 1 |  | 0 | 5 darbo dienos | 12
30 | 6GK7243-7KX30-0XE0 | Ryšių modulis | Communications processor CP 1243-7 LTE EU for Connection of SIMATIC S7-1200 to LTE network in European frequency range. |  | 1 |  | 0 | 5 darbo dienos | 36
31 | 6ES7214-1AG40-0XB0 | Programuojamojo loginio valdiklio (PLV) centrinis procesorius | SIMATIC S7-1200, CPU 1214C, compact CPU, DC/DC/DC, onboard I/O: 14 DI 24 V DC; 10 DO 24 V DC; 2 AI 0-10 V DC, power supply: DC 20.4-28.8 V DC, program/data memory 150 KB |  | 1 |  | 0 | 5 darbo dienos | 12
32 | 6ES7214-1AG40-0XB0 | Programuojamojo loginio valdiklio (PLV) centrinis procesorius | SIMATIC S7-1200, CPU 1214C, compact CPU, DC/DC/DC, onboard I/O: 14 DI 24 V DC; 10 DO 24 V DC; 2 AI 0-10 V DC, power supply: DC 20.4-28.8 V DC, program/data memory 150 KB |  | 1 |  | 0 | 5 darbo dienos | 36
33 | 6AG1214-1AF40-5XB0 | Programuojamojo loginio valdiklio (PLV) centrinis procesorius | SIPLUS S7-1200 CPU 1214FC DC/DC/DC based on 6ES7214-1AF40-0XB0 with conformal coating, -25…+55 °C, compact CPU, DC/DC/DC, onboard I/O: 14 DI 24 V DC; 10 DQ 24 V DC; 2 AI 0-10 V DC, power supply: DC 20.4-28.8 V DC, program/data memory 125 KB |  | 1 |  | 0 | 35 darbo dienos | 12
34 | 6AG1214-1AF40-5XB0 | Programuojamojo loginio valdiklio (PLV) centrinis procesorius | SIPLUS S7-1200 CPU 1214FC DC/DC/DC based on 6ES7214-1AF40-0XB0 with conformal coating, -25…+55 °C, compact CPU, DC/DC/DC, onboard I/O: 14 DI 24 V DC; 10 DQ 24 V DC; 2 AI 0-10 V DC, power supply: DC 20.4-28.8 V DC, program/data memory 125 KB |  | 1 |  | 0 | 35 darbo dienos | 36
35 | 6GK7243-7SX30-0XE0 | Ryšių modulis | Communications processor CP 1243-7 LTE US for Connection of SIMATIC S7-1200 to LTE network in American frequency band . |  | 1 |  | 0 | 5 darbo dienos | 12
36 | 6GK7243-7SX30-0XE0 | Ryšių modulis | Communications processor CP 1243-7 LTE US for Connection of SIMATIC S7-1200 to LTE network in American frequency band . |  | 1 |  | 0 | 5 darbo dienos | 36
37 | 6ES7214-1BG40-0XB0 | Programuojamojo loginio valdiklio (PLV) centrinis procesorius | SIMATIC S7-1200, CPU 1214C, compact CPU, AC/DC/relay, onboard I/O: 14 DI 24 V DC; 10 DO relay 2 A; 2 AI 0-10 V DC, power supply: AC 85-264 V AC at 47-63 Hz, program/data memory 150 KB |  | 1 |  | 0 | 5 darbo dienos | 12
38 | 6ES7214-1BG40-0XB0 | Programuojamojo loginio valdiklio (PLV) centrinis procesorius | SIMATIC S7-1200, CPU 1214C, compact CPU, AC/DC/relay, onboard I/O: 14 DI 24 V DC; 10 DO relay 2 A; 2 AI 0-10 V DC, power supply: AC 85-264 V AC at 47-63 Hz, program/data memory 150 KB |  | 1 |  | 0 | 5 darbo dienos | 36
39 | 6AG1214-1AG40-2XB0 | Programuojamojo loginio valdiklio (PLV) centrinis procesorius | SIPLUS S7-1200 CPU 1214C DC/DC/DC based on 6ES7214-1AG40-0XB0 with conformal coating, -40…+70 °C, start up -25 °C, signal board: 0, compact CPU, DC/DC/DC, onboard I/O: 14 DI 24 V DC 10 DQ 24 V DC 2 AI 0-10 V DC, power supply: DC 20.4-28.8 V DC, program/data memory 100 KB |  | 1 |  | 0 | 35 darbo dienos | 12
40 | 6AG1214-1AG40-2XB0 | Programuojamojo loginio valdiklio (PLV) centrinis procesorius | SIPLUS S7-1200 CPU 1214C DC/DC/DC based on 6ES7214-1AG40-0XB0 with conformal coating, -40…+70 °C, start up -25 °C, signal board: 0, compact CPU, DC/DC/DC, onboard I/O: 14 DI 24 V DC 10 DQ 24 V DC 2 AI 0-10 V DC, power supply: DC 20.4-28.8 V DC, program/data memory 100 KB |  | 1 |  | 0 | 35 darbo dienos | 36
41 | 6GK7243-8RX30-0XE0 | Ryšių modulis | Communications processor CP 1243-8 IRC for operating a SIMATIC S7-1200 in the TeleControl system Professional; for SINAUT ST7; DNP3; IEC 60870-5, station type: RTU; WAN connections;1) Ethernet 2) Additionally expandable with TS module RS-232 or TS module modem or TS module GSM or TS module ISDN; Operation with TIM modules possible. |  | 1 |  | 0 | 5 darbo dienos | 12
42 | 6GK7243-8RX30-0XE0 | Ryšių modulis | Communications processor CP 1243-8 IRC for operating a SIMATIC S7-1200 in the TeleControl system Professional; for SINAUT ST7; DNP3; IEC 60870-5, station type: RTU; WAN connections;1) Ethernet 2) Additionally expandable with TS module RS-232 or TS module modem or TS module GSM or TS module ISDN; Operation with TIM modules possible. |  | 1 |  | 0 | 5 darbo dienos | 36
43 | 6ES7214-1HG40-0XB0 | Programuojamojo loginio valdiklio (PLV) centrinis procesorius | SIMATIC S7-1200, CPU 1214C, compact CPU, DC/DC/relay, onboard I/O: 14 DI 24 V DC; 10 DO relay 2 A; 2 AI 0-10 V DC, power supply: DC 20.4-28.8 V DC, program/data memory 150 KB |  | 1 |  | 0 | 5 darbo dienos | 12
44 | 6ES7214-1HG40-0XB0 | Programuojamojo loginio valdiklio (PLV) centrinis procesorius | SIMATIC S7-1200, CPU 1214C, compact CPU, DC/DC/relay, onboard I/O: 14 DI 24 V DC; 10 DO relay 2 A; 2 AI 0-10 V DC, power supply: DC 20.4-28.8 V DC, program/data memory 150 KB |  | 1 |  | 0 | 5 darbo dienos | 36
45 | 6AG1214-1AG40-4XB0 | Programuojamojo loginio valdiklio (PLV) centrinis procesorius | SIPLUS S7-1200 CPU 1214C DC/DC/DC based on 6ES7214-1AG40-0XB0 with conformal coating, -20…+60 °C, compact CPU, DC/DC/DC, onboard I/O: 14 DI 24 V DC 10 DQ 24 V DC 2 AI 0-10 V DC, power supply: DC 20.4-28.8 V DC, program/data memory 100 KB |  | 1 |  | 0 | 35 darbo dienos | 12
46 | 6AG1214-1AG40-4XB0 | Programuojamojo loginio valdiklio (PLV) centrinis procesorius | SIPLUS S7-1200 CPU 1214C DC/DC/DC based on 6ES7214-1AG40-0XB0 with conformal coating, -20…+60 °C, compact CPU, DC/DC/DC, onboard I/O: 14 DI 24 V DC 10 DQ 24 V DC 2 AI 0-10 V DC, power supply: DC 20.4-28.8 V DC, program/data memory 100 KB |  | 1 |  | 0 | 35 darbo dienos | 36
47 | 6ES7215-1AG40-0XB0 | Programuojamojo loginio valdiklio (PLV) centrinis procesorius | SIMATIC S7-1200, CPU 1215C, compact CPU, DC/DC/DC, 2 PROFINET ports, onboard I/O: 14 DI 24 V DC; 10 DO 24 V DC; 0.5 A; 2 AI 0-10 V DC, 2 AO 0-20 mA DC, power supply: DC 20.4-28.8 V DC, program/data memory 200 KB |  | 1 |  | 0 | 15 darbo dienų | 12
48 | 6ES7215-1AG40-0XB0 | Programuojamojo loginio valdiklio (PLV) centrinis procesorius | SIMATIC S7-1200, CPU 1215C, compact CPU, DC/DC/DC, 2 PROFINET ports, onboard I/O: 14 DI 24 V DC; 10 DO 24 V DC; 0.5 A; 2 AI 0-10 V DC, 2 AO 0-20 mA DC, power supply: DC 20.4-28.8 V DC, program/data memory 200 KB |  | 1 |  | 0 | 15 darbo dienų | 36
49 | 6AG1214-1AG40-5XB0 | Programuojamojo loginio valdiklio (PLV) centrinis procesorius | SIPLUS S7-1200 CPU 1214C DC/DC/DC based on 6ES7214-1AG40-0XB0 with conformal coating, -40…+60 °C, start up -25 °C, compact CPU, DC/DC/DC, onboard I/O: 14 DI 24 V DC; 10 DQ 24 V DC; 2 AI 0-10 V DC, power supply: DC 20.4-28.8 V DC, program/data memory 100 KB |  | 1 |  | 0 | 35 darbo dienos | 12
50 | 6AG1214-1AG40-5XB0 | Programuojamojo loginio valdiklio (PLV) centrinis procesorius | SIPLUS S7-1200 CPU 1214C DC/DC/DC based on 6ES7214-1AG40-0XB0 with conformal coating, -40…+60 °C, start up -25 °C, compact CPU, DC/DC/DC, onboard I/O: 14 DI 24 V DC; 10 DQ 24 V DC; 2 AI 0-10 V DC, power supply: DC 20.4-28.8 V DC, program/data memory 100 KB |  | 1 |  | 0 | 35 darbo dienos | 36
51 | 6ES7215-1BG40-0XB0 | Programuojamojo loginio valdiklio (PLV) centrinis procesorius | SIMATIC S7-1200, CPU 1215C, compact CPU, AC/DC/relay, 2 PROFINET ports, onboard I/O: 14 DI 24 V DC; 10 DO relay 2 A, 2 AI 0-10 V DC, 2 AO 0-20 mA DC, power supply: AC 85-264 V AC at 47-63 Hz, program/data memory 200 KB |  | 1 |  | 0 | 5 darbo dienos | 12
52 | 6ES7215-1BG40-0XB0 | Programuojamojo loginio valdiklio (PLV) centrinis procesorius | SIMATIC S7-1200, CPU 1215C, compact CPU, AC/DC/relay, 2 PROFINET ports, onboard I/O: 14 DI 24 V DC; 10 DO relay 2 A, 2 AI 0-10 V DC, 2 AO 0-20 mA DC, power supply: AC 85-264 V AC at 47-63 Hz, program/data memory 200 KB |  | 1 |  | 0 | 5 darbo dienos | 36
53 | 6AG1214-1BG40-2XB0 | Programuojamojo loginio valdiklio (PLV) centrinis procesorius | SIPLUS S7-1200 CPU 1214C AC/DC/relay based on 6ES7214-1BG40-0XB0 with conformal coating, -40…+70 °C, start up -25 °C, signal board: 0, compact CPU, AC/DC/relay, onboard I/O: 14 DI 24 V DC 10 DQ relay 2 A 2 AI 0-10 V DC, power supply: AC 85-264 V AC @ 47-63 Hz, program/data memory 100 KB |  | 1 |  | 0 | 35 darbo dienos | 12
54 | 6AG1214-1BG40-2XB0 | Programuojamojo loginio valdiklio (PLV) centrinis procesorius | SIPLUS S7-1200 CPU 1214C AC/DC/relay based on 6ES7214-1BG40-0XB0 with conformal coating, -40…+70 °C, start up -25 °C, signal board: 0, compact CPU, AC/DC/relay, onboard I/O: 14 DI 24 V DC 10 DQ relay 2 A 2 AI 0-10 V DC, power supply: AC 85-264 V AC @ 47-63 Hz, program/data memory 100 KB |  | 1 |  | 0 | 35 darbo dienos | 36
55 | 6ES7215-1HG40-0XB0 | Programuojamojo loginio valdiklio (PLV) centrinis procesorius | SIMATIC S7-1200, CPU 1215C, compact CPU, DC/DC/relay, 2 PROFINET ports, onboard I/O: 14 DI 24 V DC; 10 DO relay 2 A, 2 AI 0-10 V DC, 2 AO 0-20 mA DC, power supply: DC 20.4-28.8 V DC, program/data memory 200 KB |  | 1 |  | 0 | 5 darbo dienos | 12
56 | 6ES7215-1HG40-0XB0 | Programuojamojo loginio valdiklio (PLV) centrinis procesorius | SIMATIC S7-1200, CPU 1215C, compact CPU, DC/DC/relay, 2 PROFINET ports, onboard I/O: 14 DI 24 V DC; 10 DO relay 2 A, 2 AI 0-10 V DC, 2 AO 0-20 mA DC, power supply: DC 20.4-28.8 V DC, program/data memory 200 KB |  | 1 |  | 0 | 5 darbo dienos | 36
57 | 6AG1214-1BG40-4XB0 | Programuojamojo loginio valdiklio (PLV) centrinis procesorius | SIPLUS S7-1200 CPU 1214C AC/DC/relay based on 6ES7214-1BG40-0XB0 with conformal coating, -20…+60 °C, compact CPU, AC/DC/relay, onboard I/O: 14 DI 24 V DC 10 DQ relay 2 A 2 AI 0-10 V DC, power supply: AC 85-264 V AC @ 47-63 Hz, program/data memory 100 KB |  | 1 |  | 0 | 35 darbo dienos | 12
58 | 6AG1214-1BG40-4XB0 | Programuojamojo loginio valdiklio (PLV) centrinis procesorius | SIPLUS S7-1200 CPU 1214C AC/DC/relay based on 6ES7214-1BG40-0XB0 with conformal coating, -20…+60 °C, compact CPU, AC/DC/relay, onboard I/O: 14 DI 24 V DC 10 DQ relay 2 A 2 AI 0-10 V DC, power supply: AC 85-264 V AC @ 47-63 Hz, program/data memory 100 KB |  | 1 |  | 0 | 35 darbo dienos | 36
59 | 6ES7217-1AG40-0XB0 | Programuojamojo loginio valdiklio (PLV) centrinis procesorius | SIMATIC S7-1200, CPU 1217C, compact CPU, DC/DC/DC, 2 PROFINET ports onboard I/O: 10 DI 24 V DC; 4 DI RS-422/485; 6 DO 24 V DC; 0.5 A; 4 DO RS-422/485; 2 AI 0-10 V DC, 2 AO 0-20 mA power supply: DC 20.4-28.8 V DC, program/data memory 250 KB |  | 1 |  | 0 | 5 darbo dienos | 12
60 | 6ES7217-1AG40-0XB0 | Programuojamojo loginio valdiklio (PLV) centrinis procesorius | SIMATIC S7-1200, CPU 1217C, compact CPU, DC/DC/DC, 2 PROFINET ports onboard I/O: 10 DI 24 V DC; 4 DI RS-422/485; 6 DO 24 V DC; 0.5 A; 4 DO RS-422/485; 2 AI 0-10 V DC, 2 AO 0-20 mA power supply: DC 20.4-28.8 V DC, program/data memory 250 KB |  | 1 |  | 0 | 5 darbo dienos | 36
61 | 6AG1214-1BG40-5XB0 | Programuojamojo loginio valdiklio (PLV) centrinis procesorius | SIPLUS S7-1200 CPU 1214C AC/DC/relay based on 6ES7214-1BG40-0XB0 with conformal coating, -40…+60 °C, start up -25 °C, compact CPU, AC/DC/relay, onboard I/O: 14 DI 24 V DC; 10 DQ relay 2 A; 2 AI 0-10 V DC, power supply: AC 85-264 V AC @ 47-63 Hz, program/data memory 100 KB |  | 1 |  | 0 | 35 darbo dienos | 12
62 | 6AG1214-1BG40-5XB0 | Programuojamojo loginio valdiklio (PLV) centrinis procesorius | SIPLUS S7-1200 CPU 1214C AC/DC/relay based on 6ES7214-1BG40-0XB0 with conformal coating, -40…+60 °C, start up -25 °C, compact CPU, AC/DC/relay, onboard I/O: 14 DI 24 V DC; 10 DQ relay 2 A; 2 AI 0-10 V DC, power supply: AC 85-264 V AC @ 47-63 Hz, program/data memory 100 KB |  | 1 |  | 0 | 35 darbo dienos | 36
63 | 6ES7221-1BF32-0XB0 | Diskretinių signalų modulis | SIMATIC S7-1200, Digital input SM 1221, 8 DI, 24 V DC, Sink/Source |  | 1 |  | 0 | 5 darbo dienos | 12
64 | 6ES7221-1BF32-0XB0 | Diskretinių signalų modulis | SIMATIC S7-1200, Digital input SM 1221, 8 DI, 24 V DC, Sink/Source |  | 1 |  | 0 | 5 darbo dienos | 36
65 | 6AG1214-1HF40-5XB0 | Programuojamojo loginio valdiklio (PLV) centrinis procesorius | SIPLUS S7-1200 CPU 1214FC DC/DC/relay based on 6ES7214-1HF40-0XB0 with conformal coating, -25…+55 °C, compact CPU, DC/DC/relay, onboard I/O: 14 DI 24 V DC; 10 DQ relay 2 A; 2 AI 0-10 V DC, power supply: DC 20.4-28.8 V DC, program/data memory 125 KB |  | 1 |  | 0 | 35 darbo dienos | 12
66 | 6AG1214-1HF40-5XB0 | Programuojamojo loginio valdiklio (PLV) centrinis procesorius | SIPLUS S7-1200 CPU 1214FC DC/DC/relay based on 6ES7214-1HF40-0XB0 with conformal coating, -25…+55 °C, compact CPU, DC/DC/relay, onboard I/O: 14 DI 24 V DC; 10 DQ relay 2 A; 2 AI 0-10 V DC, power supply: DC 20.4-28.8 V DC, program/data memory 125 KB |  | 1 |  | 0 | 35 darbo dienos | 36
67 | 6AG1214-1HG40-2XB0 | Programuojamojo loginio valdiklio (PLV) centrinis procesorius | SIPLUS S7-1200 CPU 1214C DC/DC/relay based on 6ES7214-1HG40-0XB0 with conformal coating, -40…+70 °C, start up -25 °C, signal board: 0, compact CPU, DC/DC/relay, onboard I/O: 14 DI 24 V DC; 10 DQ relay 2 A 2 AI 0-10 V DC, power supply: DC 20.4-28.8 V DC, program/data memory 100 KB |  | 1 |  | 0 | 35 darbo dienos | 12
68 | 6AG1214-1HG40-2XB0 | Programuojamojo loginio valdiklio (PLV) centrinis procesorius | SIPLUS S7-1200 CPU 1214C DC/DC/relay based on 6ES7214-1HG40-0XB0 with conformal coating, -40…+70 °C, start up -25 °C, signal board: 0, compact CPU, DC/DC/relay, onboard I/O: 14 DI 24 V DC; 10 DQ relay 2 A 2 AI 0-10 V DC, power supply: DC 20.4-28.8 V DC, program/data memory 100 KB |  | 1 |  | 0 | 35 darbo dienos | 36
69 | 6ES7221-3AD30-0XB0 | Diskretinių signalų modulis | SIMATIC S7-1200, Digital input SB 1221, 4 DI, 5V DC 200kHz, Sourcing input |  | 1 |  | 0 | 5 darbo dienos | 12
70 | 6ES7221-3AD30-0XB0 | Diskretinių signalų modulis | SIMATIC S7-1200, Digital input SB 1221, 4 DI, 5V DC 200kHz, Sourcing input |  | 1 |  | 0 | 5 darbo dienos | 36
71 | 6AG1214-1HG40-4XB0 | Programuojamojo loginio valdiklio (PLV) centrinis procesorius | SIPLUS S7-1200 CPU 1214C DC/DC/relay based on 6ES7214-1HG40-0XB0 with conformal coating, -20…+60 °C, compact CPU, DC/DC/relay, onboard I/O: 14 DI 24 V DC 10 DQ relay 2 A 2 AI 0-10 V DC, power supply: DC 20.4-28.8 V DC, program/data memory 100 KB |  | 1 |  | 0 | 35 darbo dienos | 12
72 | 6AG1214-1HG40-4XB0 | Programuojamojo loginio valdiklio (PLV) centrinis procesorius | SIPLUS S7-1200 CPU 1214C DC/DC/relay based on 6ES7214-1HG40-0XB0 with conformal coating, -20…+60 °C, compact CPU, DC/DC/relay, onboard I/O: 14 DI 24 V DC 10 DQ relay 2 A 2 AI 0-10 V DC, power supply: DC 20.4-28.8 V DC, program/data memory 100 KB |  | 1 |  | 0 | 35 darbo dienos | 36
73 | 6ES7221-3BD30-0XB0 | Diskretinių signalų modulis | SIMATIC S7-1200, Digital input SB 1221, 4 DI, 24 V DC 200 kHz, Sourcing input |  | 1 |  | 0 | 5 darbo dienos | 12
74 | 6ES7221-3BD30-0XB0 | Diskretinių signalų modulis | SIMATIC S7-1200, Digital input SB 1221, 4 DI, 24 V DC 200 kHz, Sourcing input |  | 1 |  | 0 | 5 darbo dienos | 36
75 | 6AG1214-1HG40-5XB0 | Programuojamojo loginio valdiklio (PLV) centrinis procesorius | SIPLUS S7-1200 CPU 1214C DC/DC/relay based on 6ES7214-1HG40-0XB0 with conformal coating, -40…+60 °C, start up -25 °C, compact CPU, DC/DC/relay, onboard I/O: 14 DI 24 V DC; 10 DQ relay 2 A; 2 AI 0-10 V DC, power supply: AC 20.4-28.8 V DC, program/data memory 100 KB |  | 1 |  | 0 | 35 darbo dienos | 12
76 | 6AG1214-1HG40-5XB0 | Programuojamojo loginio valdiklio (PLV) centrinis procesorius | SIPLUS S7-1200 CPU 1214C DC/DC/relay based on 6ES7214-1HG40-0XB0 with conformal coating, -40…+60 °C, start up -25 °C, compact CPU, DC/DC/relay, onboard I/O: 14 DI 24 V DC; 10 DQ relay 2 A; 2 AI 0-10 V DC, power supply: AC 20.4-28.8 V DC, program/data memory 100 KB |  | 1 |  | 0 | 35 darbo dienos | 36
77 | 6ES7222-1AD30-0XB0 | Diskretinių signalų modulis | SIMATIC S7-1200, Digital output SB 1222, 4 DQ, 5V DC 200kHz |  | 1 |  | 0 | 5 darbo dienos | 12
78 | 6ES7222-1AD30-0XB0 | Diskretinių signalų modulis | SIMATIC S7-1200, Digital output SB 1222, 4 DQ, 5V DC 200kHz |  | 1 |  | 0 | 5 darbo dienos | 36
79 | 6AG1215-1AF40-5XB0 | Programuojamojo loginio valdiklio (PLV) centrinis procesorius | SIPLUS S7-1200 CPU 1215FC DC/DC/DC based on 6ES7215-1AF40-0XB0 with conformal coating, -25…+55 °C, compact CPU, DC/DC/DC, 2 PROFINET ports, onboard I/O: 14 DI 24 V DC; 10 DQ 24 V DC 0.5 A; 2 AI 0-10 V DC, 2 AQ 0-20 mA DC, power supply: DC 20.4 - 28.8 V DC, program/data memory 150 KB |  | 1 |  | 0 | 35 darbo dienos | 12
80 | 6AG1215-1AF40-5XB0 | Programuojamojo loginio valdiklio (PLV) centrinis procesorius | SIPLUS S7-1200 CPU 1215FC DC/DC/DC based on 6ES7215-1AF40-0XB0 with conformal coating, -25…+55 °C, compact CPU, DC/DC/DC, 2 PROFINET ports, onboard I/O: 14 DI 24 V DC; 10 DQ 24 V DC 0.5 A; 2 AI 0-10 V DC, 2 AQ 0-20 mA DC, power supply: DC 20.4 - 28.8 V DC, program/data memory 150 KB |  | 1 |  | 0 | 35 darbo dienos | 36
81 | 6ES7222-1BD30-0XB0 | Diskretinių signalų modulis | SIMATIC S7-1200, Digital output SB 1222, 4 DQ, 24 V DC 200 kHz |  | 1 |  | 0 | 5 darbo dienos | 12
82 | 6ES7222-1BD30-0XB0 | Diskretinių signalų modulis | SIMATIC S7-1200, Digital output SB 1222, 4 DQ, 24 V DC 200 kHz |  | 1 |  | 0 | 5 darbo dienos | 36
83 | 6AG1215-1AG40-2XB0 | Programuojamojo loginio valdiklio (PLV) centrinis procesorius | SIPLUS S7-1200 CPU 1215C DC/DC/DC based on 6ES7215-1AG40-0XB0 with conformal coating, -40…+70 °C, start up -25 °C, signal board: 0, compact CPU, DC/DC/DC, 2 PROFINET ports, onboard I/O: 14 DI 24 V DC; 10 DQ 24 V DC 0.5 A 2 AI 0-10 V DC, 2 AQ 0-20 mA DC, power supply: DC 20.4-28.8 V DC, program/data memory 125 KB |  | 1 |  | 0 | 35 darbo dienos | 12
84 | 6AG1215-1AG40-2XB0 | Programuojamojo loginio valdiklio (PLV) centrinis procesorius | SIPLUS S7-1200 CPU 1215C DC/DC/DC based on 6ES7215-1AG40-0XB0 with conformal coating, -40…+70 °C, start up -25 °C, signal board: 0, compact CPU, DC/DC/DC, 2 PROFINET ports, onboard I/O: 14 DI 24 V DC; 10 DQ 24 V DC 0.5 A 2 AI 0-10 V DC, 2 AQ 0-20 mA DC, power supply: DC 20.4-28.8 V DC, program/data memory 125 KB |  | 1 |  | 0 | 35 darbo dienos | 36
85 | 6ES7222-1BF32-0XB0 | Diskretinių signalų modulis | SIMATIC S7-1200, Digital output SM 1222, 8 DO, 24 V DC, transistor 0.5 A |  | 1 |  | 0 | 5 darbo dienos | 12
86 | 6ES7222-1BF32-0XB0 | Diskretinių signalų modulis | SIMATIC S7-1200, Digital output SM 1222, 8 DO, 24 V DC, transistor 0.5 A |  | 1 |  | 0 | 5 darbo dienos | 36
87 | 6AG1215-1AG40-4XB0 | Programuojamojo loginio valdiklio (PLV) centrinis procesorius | SIPLUS S7-1200 CPU 1215C DC/DC/DC based on 6ES7215-1AG40-0XB0 with conformal coating, -20…+60 °C, compact CPU, DC/DC/DC, 2 PROFINET ports, onboard I/O: 14 DI 24 V DC 10 DQ 24 V DC 0.5 A 2 AI 0-10 V DC, 2 AQ 0-20 mA DC, power supply: DC 20.4-28.8 V DC, program/data memory 125 KB |  | 1 |  | 0 | 35 darbo dienos | 12
88 | 6AG1215-1AG40-4XB0 | Programuojamojo loginio valdiklio (PLV) centrinis procesorius | SIPLUS S7-1200 CPU 1215C DC/DC/DC based on 6ES7215-1AG40-0XB0 with conformal coating, -20…+60 °C, compact CPU, DC/DC/DC, 2 PROFINET ports, onboard I/O: 14 DI 24 V DC 10 DQ 24 V DC 0.5 A 2 AI 0-10 V DC, 2 AQ 0-20 mA DC, power supply: DC 20.4-28.8 V DC, program/data memory 125 KB |  | 1 |  | 0 | 35 darbo dienos | 36
89 | 6ES7222-1BH32-0XB0 | Diskretinių signalų modulis | SIMATIC S7-1200, Digital output SM 1222, 16 DO, 24 V DC, transistor 0.5 A |  | 1 |  | 0 | 5 darbo dienos | 12
90 | 6ES7222-1BH32-0XB0 | Diskretinių signalų modulis | SIMATIC S7-1200, Digital output SM 1222, 16 DO, 24 V DC, transistor 0.5 A |  | 1 |  | 0 | 5 darbo dienos | 36
91 | 6AG1215-1AG40-5XB0 | Programuojamojo loginio valdiklio (PLV) centrinis procesorius | SIPLUS S7-1200 CPU 1215C DC/DC/DC based on 6ES7215-1AG40-0XB0 with conformal coating, -40…+60 °C, start up -25 °C, compact CPU, DC/DC/DC, 2 PROFINET ports, onboard I/O: 14 DI 24 V DC; 10 DQ 24 V DC; 2 AI 0-10 V DC, 2 AQ 0-20 mA DC, power supply: DC 20.4-28.8 V DC, program/data memory 125 KB |  | 1 |  | 0 | 35 darbo dienos | 12
92 | 6AG1215-1AG40-5XB0 | Programuojamojo loginio valdiklio (PLV) centrinis procesorius | SIPLUS S7-1200 CPU 1215C DC/DC/DC based on 6ES7215-1AG40-0XB0 with conformal coating, -40…+60 °C, start up -25 °C, compact CPU, DC/DC/DC, 2 PROFINET ports, onboard I/O: 14 DI 24 V DC; 10 DQ 24 V DC; 2 AI 0-10 V DC, 2 AQ 0-20 mA DC, power supply: DC 20.4-28.8 V DC, program/data memory 125 KB |  | 1 |  | 0 | 35 darbo dienos | 36
93 | 6ES7222-1BH32-1XB0 | Diskretinių signalų modulis | SIMATIC S7-1200, Digital output SM 1222, 16 DO, 24 V DC, sourcing (Sinking Output), NPN transistor 0.5 A |  | 1 |  | 0 | 5 darbo dienos | 12
94 | 6ES7222-1BH32-1XB0 | Diskretinių signalų modulis | SIMATIC S7-1200, Digital output SM 1222, 16 DO, 24 V DC, sourcing (Sinking Output), NPN transistor 0.5 A |  | 1 |  | 0 | 5 darbo dienos | 36
95 | 6AG1215-1BG40-2XB0 | Programuojamojo loginio valdiklio (PLV) centrinis procesorius | SIPLUS S7-1200 CPU 1215C AC/DC/relay based on 6ES7215-1BG40-0XB0 with conformal coating, -40…+70 °C, start up -25 °C, signal board: 0, compact CPU, AC/DC/relay, 2 PROFINET ports, onboard I/O: 14 DI 24 V DC; 10 DQ relay 2 A 2 AI 0-10 V DC, 2 AQ 0-20 mA DC power supply: AC 85-264 V AC @ 47-63 Hz, program/data memory 125 KB |  | 1 |  | 0 | 35 darbo dienos | 12
96 | 6AG1215-1BG40-2XB0 | Programuojamojo loginio valdiklio (PLV) centrinis procesorius | SIPLUS S7-1200 CPU 1215C AC/DC/relay based on 6ES7215-1BG40-0XB0 with conformal coating, -40…+70 °C, start up -25 °C, signal board: 0, compact CPU, AC/DC/relay, 2 PROFINET ports, onboard I/O: 14 DI 24 V DC; 10 DQ relay 2 A 2 AI 0-10 V DC, 2 AQ 0-20 mA DC power supply: AC 85-264 V AC @ 47-63 Hz, program/data memory 125 KB |  | 1 |  | 0 | 35 darbo dienos | 36
97 | 6ES7222-1HF32-0XB0 | Diskretinių signalų modulis | SIMATIC S7-1200, Digital output SM 1222, 8 DO, relay 2 A |  | 1 |  | 0 | 5 darbo dienos | 12
98 | 6ES7222-1HF32-0XB0 | Diskretinių signalų modulis | SIMATIC S7-1200, Digital output SM 1222, 8 DO, relay 2 A |  | 1 |  | 0 | 5 darbo dienos | 36
99 | 6AG1215-1BG40-4XB0 | Programuojamojo loginio valdiklio (PLV) centrinis procesorius | SIPLUS S7-1200 CPU 1215C AC/DC/relay based on 6ES7215-1BG40-0XB0 with conformal coating, -20…+60 °C, compact CPU, AC/DC/relay, onboard I/O: 14 DI 24 V DC 10 DQ relay 2 A 2 AI 0-10 V DC 2 AQ 0-20 mA DC power supply: 85-264 V AC @ 47-63 Hz, program/data memory 125 KB |  | 1 |  | 0 | 35 darbo dienos | 12
100 | 6AG1215-1BG40-4XB0 | Programuojamojo loginio valdiklio (PLV) centrinis procesorius | SIPLUS S7-1200 CPU 1215C AC/DC/relay based on 6ES7215-1BG40-0XB0 with conformal coating, -20…+60 °C, compact CPU, AC/DC/relay, onboard I/O: 14 DI 24 V DC 10 DQ relay 2 A 2 AI 0-10 V DC 2 AQ 0-20 mA DC power supply: 85-264 V AC @ 47-63 Hz, program/data memory 125 KB |  | 1 |  | 0 | 35 darbo dienos | 36
101 | 6ES7222-1HH32-0XB0 | Diskretinių signalų modulis | SIMATIC S7-1200, Digital output SM 1222, 16 DO, relay 2 A |  | 1 |  | 0 | 5 darbo dienos | 12
102 | 6ES7222-1HH32-0XB0 | Diskretinių signalų modulis | SIMATIC S7-1200, Digital output SM 1222, 16 DO, relay 2 A |  | 1 |  | 0 | 5 darbo dienos | 36
103 | 6AG1215-1BG40-5XB0 | Programuojamojo loginio valdiklio (PLV) centrinis procesorius | SIPLUS S7-1200 CPU 1215C AC/DC/relay based on 6ES7215-1BG40-0XB0 with conformal coating, -40…+60 °C, start up -25 °C, compact CPU, AC/DC/relay, 2 PROFINET ports onboard I/O: 14 DI 24 V DC; 10 DQ relay 2 A; 2 AI 0-10 V DC, 2 AQ 0-20 mA DC power supply: AC 85-264 V AC @ 47-63 Hz, program/data memory 125 KB |  | 1 |  | 0 | 35 darbo dienos | 12
104 | 6AG1215-1BG40-5XB0 | Programuojamojo loginio valdiklio (PLV) centrinis procesorius | SIPLUS S7-1200 CPU 1215C AC/DC/relay based on 6ES7215-1BG40-0XB0 with conformal coating, -40…+60 °C, start up -25 °C, compact CPU, AC/DC/relay, 2 PROFINET ports onboard I/O: 14 DI 24 V DC; 10 DQ relay 2 A; 2 AI 0-10 V DC, 2 AQ 0-20 mA DC power supply: AC 85-264 V AC @ 47-63 Hz, program/data memory 125 KB |  | 1 |  | 0 | 35 darbo dienos | 36
105 | 6ES7222-1XF32-0XB0 | Diskretinių signalų modulis | SIMATIC S7-1200, Digital output SM 1222, 8 DO, Relay Changeover contact |  | 1 |  | 0 | 5 darbo dienos | 12
106 | 6ES7222-1XF32-0XB0 | Diskretinių signalų modulis | SIMATIC S7-1200, Digital output SM 1222, 8 DO, Relay Changeover contact |  | 1 |  | 0 | 5 darbo dienos | 36
107 | 6AG1215-1HG40-2XB0 | Programuojamojo loginio valdiklio (PLV) centrinis procesorius | SIPLUS S7-1200 CPU 1215C DC/DC/relay based on 6ES7215-1HG40-0XB0 with conformal coating, -40…+70 °C, start up -25 °C, signal board: 0, compact CPU, DC/DC/relay, 2 PROFINET ports, onboard I/O: 14 DI 24 V DC 10 DQ relay 2 A, 2 AI 0-10 V DC 2 AQ 0-20 mA DC, power supply: DC 20.4-28.8 V DC, program/data memory 125 KB |  | 1 |  | 0 | 35 darbo dienos | 12
108 | 6AG1215-1HG40-2XB0 | Programuojamojo loginio valdiklio (PLV) centrinis procesorius | SIPLUS S7-1200 CPU 1215C DC/DC/relay based on 6ES7215-1HG40-0XB0 with conformal coating, -40…+70 °C, start up -25 °C, signal board: 0, compact CPU, DC/DC/relay, 2 PROFINET ports, onboard I/O: 14 DI 24 V DC 10 DQ relay 2 A, 2 AI 0-10 V DC 2 AQ 0-20 mA DC, power supply: DC 20.4-28.8 V DC, program/data memory 125 KB |  | 1 |  | 0 | 35 darbo dienos | 36
109 | 6ES7223-0BD30-0XB0 | Diskretinių signalų modulis | SIMATIC S7-1200, Digital I/O SB 1223, 2 DI/2 DO, 2 DI 24 V DC/2 DO 24 V DC |  | 1 |  | 0 | 5 darbo dienos | 12
110 | 6ES7223-0BD30-0XB0 | Diskretinių signalų modulis | SIMATIC S7-1200, Digital I/O SB 1223, 2 DI/2 DO, 2 DI 24 V DC/2 DO 24 V DC |  | 1 |  | 0 | 5 darbo dienos | 36
111 | 6AG1215-1HG40-4XB0 | Programuojamojo loginio valdiklio (PLV) centrinis procesorius | SIPLUS S7-1200 CPU 1215C DC/DC/relay based on 6ES7215-1HG40-0XB0 with conformal coating, -20…+60 °C, compact CPU, DC/DC/relay, 2 PROFINET ports, onboard I/O: 14 DI 24 V DC 10 DQ relay 2 A, 2 AI 0-10 V DC 2 AQ 0-20 mA DC, power supply: DC 20.4-28.8 V DC, program/data memory 125 KB |  | 1 |  | 0 | 35 darbo dienos | 12
112 | 6AG1215-1HG40-4XB0 | Programuojamojo loginio valdiklio (PLV) centrinis procesorius | SIPLUS S7-1200 CPU 1215C DC/DC/relay based on 6ES7215-1HG40-0XB0 with conformal coating, -20…+60 °C, compact CPU, DC/DC/relay, 2 PROFINET ports, onboard I/O: 14 DI 24 V DC 10 DQ relay 2 A, 2 AI 0-10 V DC 2 AQ 0-20 mA DC, power supply: DC 20.4-28.8 V DC, program/data memory 125 KB |  | 1 |  | 0 | 35 darbo dienos | 36
113 | 6ES7223-1BH32-0XB0 | Diskretinių signalų modulis | SIMATIC S7-1200, Digital I/O SM 1223, 8 DI/8 DO, 8 DI 24 V DC, Sink/Source, 8 DO, transistor 0.5 A |  | 1 |  | 0 | 5 darbo dienos | 12
114 | 6ES7223-1BH32-0XB0 | Diskretinių signalų modulis | SIMATIC S7-1200, Digital I/O SM 1223, 8 DI/8 DO, 8 DI 24 V DC, Sink/Source, 8 DO, transistor 0.5 A |  | 1 |  | 0 | 5 darbo dienos | 36
115 | 6AG1215-1HG40-5XB0 | Programuojamojo loginio valdiklio (PLV) centrinis procesorius | SIPLUS S7-1200 CPU 1215C DC/DC/relay based on 6ES7215-1HG40-0XB0 with conformal coating, -40…+60 °C, start up -25 °C, compact CPU, DC/DC/relay, 2 PROFINET ports, onboard I/O: 14 DI 24 V DC; 10 DQ relay 2 A; 2 AI 0-10 V DC, power supply: DC 20.4-28.8 V DC, program/data memory 125 KB |  | 1 |  | 0 | 35 darbo dienos | 12
116 | 6AG1215-1HG40-5XB0 | Programuojamojo loginio valdiklio (PLV) centrinis procesorius | SIPLUS S7-1200 CPU 1215C DC/DC/relay based on 6ES7215-1HG40-0XB0 with conformal coating, -40…+60 °C, start up -25 °C, compact CPU, DC/DC/relay, 2 PROFINET ports, onboard I/O: 14 DI 24 V DC; 10 DQ relay 2 A; 2 AI 0-10 V DC, power supply: DC 20.4-28.8 V DC, program/data memory 125 KB |  | 1 |  | 0 | 35 darbo dienos | 36
117 | 6ES7223-1BL32-0XB0 | Diskretinių signalų modulis | SIMATIC S7-1200, Digital I/O SM 1223, 16 DI/16 DO, 16 DI 24 V DC, Sink/Source, 16 DO, transistor 0.5 A |  | 1 |  | 0 | 5 darbo dienos | 12
118 | 6ES7223-1BL32-0XB0 | Diskretinių signalų modulis | SIMATIC S7-1200, Digital I/O SM 1223, 16 DI/16 DO, 16 DI 24 V DC, Sink/Source, 16 DO, transistor 0.5 A |  | 1 |  | 0 | 5 darbo dienos | 36
119 | 6AG1217-1AG40-2XB0 | Programuojamojo loginio valdiklio (PLV) centrinis procesorius | SIPLUS S7-1200 CPU 1217C DC/DC/DC based on 6ES7217-1AG40-0XB0 with conformal coating -40...+70 °C . compact CPU, 2 PROFINET port onboard I/O: 10 DI 24 V DC; 4 DI RS-422/485; 6 DO 24 V DC; 0.5 A; 4 DO RS-422/485; 2 AI 0-10 V DC, 2 AO 0-20 mA power supply: DC 20.4-28.8V DC, program/data memory 150 KB 20.4-28.8V DC, program/data memory 150 KB |  | 1 |  | 0 | 35 darbo dienos | 12
120 | 6AG1217-1AG40-2XB0 | Programuojamojo loginio valdiklio (PLV) centrinis procesorius | SIPLUS S7-1200 CPU 1217C DC/DC/DC based on 6ES7217-1AG40-0XB0 with conformal coating -40...+70 °C . compact CPU, 2 PROFINET port onboard I/O: 10 DI 24 V DC; 4 DI RS-422/485; 6 DO 24 V DC; 0.5 A; 4 DO RS-422/485; 2 AI 0-10 V DC, 2 AO 0-20 mA power supply: DC 20.4-28.8V DC, program/data memory 150 KB 20.4-28.8V DC, program/data memory 150 KB |  | 1 |  | 0 | 35 darbo dienos | 36
121 | 6AG1217-1AG40-5XB0 | Programuojamojo loginio valdiklio (PLV) centrinis procesorius | SIMATIC S7-1200, CPU 1217C, CPU 1217C DC/DC/DC based on 6ES7217-1AG40-0XB0 with conformal coating -40...+60 °C . compact CPU, 2 PROFINET port onboard I/O: 10 DI 24 V DC; 4 DI RS-422/485; 6 DO 24 V DC; 0.5 A; 4 DO RS-422/485; 2 AI 0-10 V DC, 2 AO 0-20 mA power supply: DC 20.4-28.8V DC, program/data memory 150 KB 20.4-28.8V DC, program/data memory 150 KB |  | 1 |  | 0 | 35 darbo dienos | 12
122 | 6AG1217-1AG40-5XB0 | Programuojamojo loginio valdiklio (PLV) centrinis procesorius | SIMATIC S7-1200, CPU 1217C, CPU 1217C DC/DC/DC based on 6ES7217-1AG40-0XB0 with conformal coating -40...+60 °C . compact CPU, 2 PROFINET port onboard I/O: 10 DI 24 V DC; 4 DI RS-422/485; 6 DO 24 V DC; 0.5 A; 4 DO RS-422/485; 2 AI 0-10 V DC, 2 AO 0-20 mA power supply: DC 20.4-28.8V DC, program/data memory 150 KB 20.4-28.8V DC, program/data memory 150 KB |  | 1 |  | 0 | 35 darbo dienos | 36
123 | 6ES7223-1BL32-1XB0 | Diskretinių signalų modulis | SIMATIC S7-1200, Digital I/O SM 1223, 16 DI/16 DO, 16 DI 24 V DC; sourcing/sinking input, 16 DO, sourcing (sinking output), NPN transistor 0.5 A |  | 1 |  | 0 | 5 darbo dienos | 12
124 | 6ES7223-1BL32-1XB0 | Diskretinių signalų modulis | SIMATIC S7-1200, Digital I/O SM 1223, 16 DI/16 DO, 16 DI 24 V DC; sourcing/sinking input, 16 DO, sourcing (sinking output), NPN transistor 0.5 A |  | 1 |  | 0 | 5 darbo dienos | 36
125 | 6ES7223-1PH32-0XB0 | Diskretinių signalų modulis | SIMATIC S7-1200, Digital I/O SM 1223, 8 DI/8 DO, 8 DI 24 V DC, Sink/Source, 8 DO, relay 2 A |  | 1 |  | 0 | 5 darbo dienos | 12
126 | 6ES7223-1PH32-0XB0 | Diskretinių signalų modulis | SIMATIC S7-1200, Digital I/O SM 1223, 8 DI/8 DO, 8 DI 24 V DC, Sink/Source, 8 DO, relay 2 A |  | 1 |  | 0 | 5 darbo dienos | 36
127 | 6AG1221-1BF32-2XB0 | Diskretinių signalų modulis | SIPLUS S7-1200 SM 1221 8DI based on 6ES7221-1BF32-0XB0 with conformal coating, -40…+70 °C, start up -25 °C, digital input 8 DI, 24 V DC, sink/source |  | 1 |  | 0 | 35 darbo dienos | 12
128 | 6AG1221-1BF32-2XB0 | Diskretinių signalų modulis | SIPLUS S7-1200 SM 1221 8DI based on 6ES7221-1BF32-0XB0 with conformal coating, -40…+70 °C, start up -25 °C, digital input 8 DI, 24 V DC, sink/source |  | 1 |  | 0 | 35 darbo dienos | 36
129 | 6ES7223-1PL32-0XB0 | Diskretinių signalų modulis | SIMATIC S7-1200, Digital I/O SM 1223, 16 DI/16 DO, 16 DI 24 V DC, Sink/Source, 16 DO, relay 2 A |  | 1 |  | 0 | 5 darbo dienos | 12
130 | 6ES7223-1PL32-0XB0 | Diskretinių signalų modulis | SIMATIC S7-1200, Digital I/O SM 1223, 16 DI/16 DO, 16 DI 24 V DC, Sink/Source, 16 DO, relay 2 A |  | 1 |  | 0 | 5 darbo dienos | 36
131 | 6AG1221-1BF32-4XB0 | Diskretinių signalų modulis | SIPLUS S7-1200 SM 1221 8DI based on 6ES7221-1BF32-0XB0 with conformal coating, -20…+60 °C, digital input 8 DI, 24 V DC, sink/source |  | 1 |  | 0 | 35 darbo dienos | 12
132 | 6AG1221-1BF32-4XB0 | Diskretinių signalų modulis | SIPLUS S7-1200 SM 1221 8DI based on 6ES7221-1BF32-0XB0 with conformal coating, -20…+60 °C, digital input 8 DI, 24 V DC, sink/source |  | 1 |  | 0 | 35 darbo dienos | 36
133 | 6ES7223-1QH32-0XB0 | Diskretinių signalų modulis | SIMATIC S7-1200, Digital I/O SM 1223, 8 DI AC/8 DO RLY, 8 DI 120/230 V AC, 8 DO relay 2 A |  | 1 |  | 0 | 5 darbo dienos | 12
134 | 6ES7223-1QH32-0XB0 | Diskretinių signalų modulis | SIMATIC S7-1200, Digital I/O SM 1223, 8 DI AC/8 DO RLY, 8 DI 120/230 V AC, 8 DO relay 2 A |  | 1 |  | 0 | 5 darbo dienos | 36
135 | 6AG1221-1BH32-2XB0 | Diskretinių signalų modulis | SIPLUS S7-1200 SM 1221 16DI based on 6ES7221-1BH32-0XB0 with conformal coating, -40…+70 °C, start up -25 °C, digital input 16 DI, 24 V DC, sink/source |  | 1 |  | 0 | 35 darbo dienos | 12
136 | 6AG1221-1BH32-2XB0 | Diskretinių signalų modulis | SIPLUS S7-1200 SM 1221 16DI based on 6ES7221-1BH32-0XB0 with conformal coating, -40…+70 °C, start up -25 °C, digital input 16 DI, 24 V DC, sink/source |  | 1 |  | 0 | 35 darbo dienos | 36
137 | 6ES7223-3AD30-0XB0 | Diskretinių signalų modulis | SIMATIC S7-1200, Digital I/O SB 1223, 2 DI/2 DQ, 5V DC 200kHz |  | 1 |  | 0 | 5 darbo dienos | 12
138 | 6ES7223-3AD30-0XB0 | Diskretinių signalų modulis | SIMATIC S7-1200, Digital I/O SB 1223, 2 DI/2 DQ, 5V DC 200kHz |  | 1 |  | 0 | 5 darbo dienos | 36
139 | 6AG1221-1BH32-4XB0 | Diskretinių signalų modulis | SIPLUS S7-1200 SM 1221 16DI, based on 6ES7221-1BH32-0XB0 with conformal coating, -20…+60 °C, 16 DI, 24 V DC, sink/source |  | 1 |  | 0 | 35 darbo dienos | 12
140 | 6AG1221-1BH32-4XB0 | Diskretinių signalų modulis | SIPLUS S7-1200 SM 1221 16DI, based on 6ES7221-1BH32-0XB0 with conformal coating, -20…+60 °C, 16 DI, 24 V DC, sink/source |  | 1 |  | 0 | 35 darbo dienos | 36
141 | 6ES7223-3BD30-0XB0 | Diskretinių signalų modulis | SIMATIC S7-1200, Digital I/O SB 1223, 2 DI/2 DQ, 24 V DC 200 kHz |  | 1 |  | 0 | 5 darbo dienos | 12
142 | 6ES7223-3BD30-0XB0 | Diskretinių signalų modulis | SIMATIC S7-1200, Digital I/O SB 1223, 2 DI/2 DQ, 24 V DC 200 kHz |  | 1 |  | 0 | 5 darbo dienos | 36
143 | 6AG1221-3AD30-5XB0 | Diskretinių signalų modulis | SIPLUS S7-1200 SB 1221 4DI based on 6ES7221-3AD30-0XB0 with conformal coating, -40…+60 °C, start up -25 °C, digital inputs 4 DI 5 V DC 200 kHz |  | 1 |  | 0 | 35 darbo dienos | 12
144 | 6AG1221-3AD30-5XB0 | Diskretinių signalų modulis | SIPLUS S7-1200 SB 1221 4DI based on 6ES7221-3AD30-0XB0 with conformal coating, -40…+60 °C, start up -25 °C, digital inputs 4 DI 5 V DC 200 kHz |  | 1 |  | 0 | 35 darbo dienos | 36
145 | 6ES7231-4HA30-0XB0 | Analoginių signalų modulis | SIMATIC S7-1200, Analog input, SB 1231, 1 AI, +/-10 V DC (12 bit resol.) or 0-20 mA |  | 1 |  | 0 | 5 darbo dienos | 12
146 | 6ES7231-4HA30-0XB0 | Analoginių signalų modulis | SIMATIC S7-1200, Analog input, SB 1231, 1 AI, +/-10 V DC (12 bit resol.) or 0-20 mA |  | 1 |  | 0 | 5 darbo dienos | 36
147 | 6AG1221-3BD30-5XB0 | Diskretinių signalų modulis | SIPLUS S7-1200 SB 1221 4DI based on 6ES7221-3BD30-0XB0 with conformal coating, -40…+60 °C, start up -25 °C, digital inputs 4 DI 24 V DC 200 kHz |  | 1 |  | 0 | 35 darbo dienos | 12
148 | 6AG1221-3BD30-5XB0 | Diskretinių signalų modulis | SIPLUS S7-1200 SB 1221 4DI based on 6ES7221-3BD30-0XB0 with conformal coating, -40…+60 °C, start up -25 °C, digital inputs 4 DI 24 V DC 200 kHz |  | 1 |  | 0 | 35 darbo dienos | 36
149 | 6ES7231-4HD32-0XB0 | Analoginių signalų modulis | SIMATIC S7-1200, Analog input, SM 1231, 4 AI, +/-10 V, +/-5 V, +/-2.5 V, or 0-20 mA/4-20 mA, 12 bit+sign (13 bit ADC) |  | 1 |  | 0 | 5 darbo dienos | 12
150 | 6ES7231-4HD32-0XB0 | Analoginių signalų modulis | SIMATIC S7-1200, Analog input, SM 1231, 4 AI, +/-10 V, +/-5 V, +/-2.5 V, or 0-20 mA/4-20 mA, 12 bit+sign (13 bit ADC) |  | 1 |  | 0 | 5 darbo dienos | 36
151 | 6AG1222-1AD30-5XB0 | Diskretinių signalų modulis | SIPLUS S7-1200 SB 1222 I/O based on 6ES7222-1AD30-0XB0 with conformal coating, -40…+60 °C, start up -25 °C, digital input/output 2 DI/2 DQ, 5 V DC 200 kHz |  | 1 |  | 0 | 35 darbo dienos | 12
152 | 6AG1222-1AD30-5XB0 | Diskretinių signalų modulis | SIPLUS S7-1200 SB 1222 I/O based on 6ES7222-1AD30-0XB0 with conformal coating, -40…+60 °C, start up -25 °C, digital input/output 2 DI/2 DQ, 5 V DC 200 kHz |  | 1 |  | 0 | 35 darbo dienos | 36
153 | 6AG1222-1BD30-5XB0 | Diskretinių signalų modulis | SIPLUS S7-1200 SB 1222 4DQ based on 6ES7222-1BD30-0XB0 with conformal coating, -40…+60 °C, start up -25 °C, digital output 4 DQ 24 V DC 200 kHz |  | 1 |  | 0 | 35 darbo dienos | 12
154 | 6AG1222-1BD30-5XB0 | Diskretinių signalų modulis | SIPLUS S7-1200 SB 1222 4DQ based on 6ES7222-1BD30-0XB0 with conformal coating, -40…+60 °C, start up -25 °C, digital output 4 DQ 24 V DC 200 kHz |  | 1 |  | 0 | 35 darbo dienos | 36
155 | 6ES7231-5ND32-0XB0 | Analoginių signalų modulis | SIMATIC S7-1200, Analog input, SM 1231, 4 AI, +/-10 V, +/-5 V, +/-2.5 V, +/-1.25 or 0-20 mA/4-20 mA, 15 bit+sign bit |  | 1 |  | 0 | 5 darbo dienos | 12
156 | 6ES7231-5ND32-0XB0 | Analoginių signalų modulis | SIMATIC S7-1200, Analog input, SM 1231, 4 AI, +/-10 V, +/-5 V, +/-2.5 V, +/-1.25 or 0-20 mA/4-20 mA, 15 bit+sign bit |  | 1 |  | 0 | 5 darbo dienos | 36
157 | 6AG1222-1BF32-2XB0 | Diskretinių signalų modulis | SIPLUS S7-1200 SM 1222 8DQ based on 6ES7222-1BF32-0XB0 with conformal coating, -40…+70 °C, start up -25 °C, digital output 8 DQ, 24 V DC, transistor 0.5 A |  | 1 |  | 0 | 35 darbo dienos | 12
158 | 6AG1222-1BF32-2XB0 | Diskretinių signalų modulis | SIPLUS S7-1200 SM 1222 8DQ based on 6ES7222-1BF32-0XB0 with conformal coating, -40…+70 °C, start up -25 °C, digital output 8 DQ, 24 V DC, transistor 0.5 A |  | 1 |  | 0 | 35 darbo dienos | 36
159 | 6ES7231-5PA30-0XB0 | Analoginių signalų modulis | SIMATIC S7-1200, Analog input, SB 1231RTD, 1 AI RTD, Pt100 and Pt1000 |  | 1 |  | 0 | 5 darbo dienos | 12
160 | 6ES7231-5PA30-0XB0 | Analoginių signalų modulis | SIMATIC S7-1200, Analog input, SB 1231RTD, 1 AI RTD, Pt100 and Pt1000 |  | 1 |  | 0 | 5 darbo dienos | 36
161 | 6AG1222-1BF32-4XB0 | Diskretinių signalų modulis | SIPLUS S7-1200 SM 1222 8DQ based on 6ES7222-1BF32-0XB0 with conformal coating, -20…+60 °C, digital output 8 DQ, 24 V DC, transistor 0.5 A |  | 1 |  | 0 | 35 darbo dienos | 12
162 | 6AG1222-1BF32-4XB0 | Diskretinių signalų modulis | SIPLUS S7-1200 SM 1222 8DQ based on 6ES7222-1BF32-0XB0 with conformal coating, -20…+60 °C, digital output 8 DQ, 24 V DC, transistor 0.5 A |  | 1 |  | 0 | 35 darbo dienos | 36
163 | 6ES7231-5PD32-0XB0 | Analoginių signalų modulis | SIMATIC S7-1200, Analog input, SM 1231 RTD, 4xAI RTD module |  | 1 |  | 0 | 5 darbo dienos | 12
164 | 6ES7231-5PD32-0XB0 | Analoginių signalų modulis | SIMATIC S7-1200, Analog input, SM 1231 RTD, 4xAI RTD module |  | 1 |  | 0 | 5 darbo dienos | 36
165 | 6AG1222-1BH32-2XB0 | Diskretinių signalų modulis | SIPLUS S7-1200 SM 1222 16DQ based on 6ES7222-1BH32-0XB0 with conformal coating, -40…+70 °C, start up -25 °C, digital output 16 DQ, 24 V DC, transistor 0.5 A |  | 1 |  | 0 | 35 darbo dienos | 12
166 | 6AG1222-1BH32-2XB0 | Diskretinių signalų modulis | SIPLUS S7-1200 SM 1222 16DQ based on 6ES7222-1BH32-0XB0 with conformal coating, -40…+70 °C, start up -25 °C, digital output 16 DQ, 24 V DC, transistor 0.5 A |  | 1 |  | 0 | 35 darbo dienos | 36
167 | 6ES7231-5PF32-0XB0 | Analoginių signalų modulis | SIMATIC S7-1200, Analog input, SM 1231 RTD, 8xAI RTD module |  | 1 |  | 0 | 5 darbo dienos | 12
168 | 6ES7231-5PF32-0XB0 | Analoginių signalų modulis | SIMATIC S7-1200, Analog input, SM 1231 RTD, 8xAI RTD module |  | 1 |  | 0 | 5 darbo dienos | 36
169 | 6AG1222-1BH32-4XB0 | Diskretinių signalų modulis | SIPLUS S7-1200 SM 1222 16DQ based on 6ES7222-1BH32-0XB0 with conformal coating, -20…+60 °C, digital output 16 DQ, 24 V DC, transistor 0.5 A |  | 1 |  | 0 | 35 darbo dienos | 12
170 | 6AG1222-1BH32-4XB0 | Diskretinių signalų modulis | SIPLUS S7-1200 SM 1222 16DQ based on 6ES7222-1BH32-0XB0 with conformal coating, -20…+60 °C, digital output 16 DQ, 24 V DC, transistor 0.5 A |  | 1 |  | 0 | 35 darbo dienos | 36
171 | 6ES7231-5QA30-0XB0 | Analoginių signalų modulis | SIMATIC S7-1200, Analog input, SB 1231 TC, 1 AI thermocouples Type J or K |  | 1 |  | 0 | 5 darbo dienos | 12
172 | 6ES7231-5QA30-0XB0 | Analoginių signalų modulis | SIMATIC S7-1200, Analog input, SB 1231 TC, 1 AI thermocouples Type J or K |  | 1 |  | 0 | 5 darbo dienos | 36
173 | 6AG1222-1HF32-2XB0 | Diskretinių signalų modulis | SIPLUS S7-1200 SM 1222 8DQ RLY based on 6ES7222-1HF32-0XB0 with conformal coating, -40…+70 °C, start up -25 °C, digital output 8 DQ, relay 2 A |  | 1 |  | 0 | 35 darbo dienos | 12
174 | 6AG1222-1HF32-2XB0 | Diskretinių signalų modulis | SIPLUS S7-1200 SM 1222 8DQ RLY based on 6ES7222-1HF32-0XB0 with conformal coating, -40…+70 °C, start up -25 °C, digital output 8 DQ, relay 2 A |  | 1 |  | 0 | 35 darbo dienos | 36
175 | 6ES7231-5QD32-0XB0 | Analoginių signalų modulis | SIMATIC S7-1200, Analog input, SM 1231 TC, 4 AI thermocouples |  | 1 |  | 0 | 5 darbo dienos | 12
176 | 6ES7231-5QD32-0XB0 | Analoginių signalų modulis | SIMATIC S7-1200, Analog input, SM 1231 TC, 4 AI thermocouples |  | 1 |  | 0 | 5 darbo dienos | 36
177 | 6AG1222-1HF32-4XB0 | Diskretinių signalų modulis | SIPLUS S7-1200 SM 1222 8DQ RLY based on 6ES7222-1HF32-0XB0 with conformal coating, -20…+60 °C, digital output 8 DQ, relay 2 A |  | 1 |  | 0 | 35 darbo dienos | 12
178 | 6AG1222-1HF32-4XB0 | Diskretinių signalų modulis | SIPLUS S7-1200 SM 1222 8DQ RLY based on 6ES7222-1HF32-0XB0 with conformal coating, -20…+60 °C, digital output 8 DQ, relay 2 A |  | 1 |  | 0 | 35 darbo dienos | 36
179 | 6ES7231-5QF32-0XB0 | Analoginių signalų modulis | SIMATIC S7-1200, Analog input, SM 1231 TC, 8 AI thermocouples |  | 1 |  | 0 | 5 darbo dienos | 12
180 | 6ES7231-5QF32-0XB0 | Analoginių signalų modulis | SIMATIC S7-1200, Analog input, SM 1231 TC, 8 AI thermocouples |  | 1 |  | 0 | 5 darbo dienos | 36
181 | 6AG1222-1HH32-2XB0 | Diskretinių signalų modulis | SIPLUS S7-1200 SM 1222 16DQ RLY based on 6ES7222-1HH32-0XB0 with conformal coating, -40…+70 °C, start up -25 °C, digital output 16 DQ, relay 2 A |  | 1 |  | 0 | 35 darbo dienos | 12
182 | 6AG1222-1HH32-2XB0 | Diskretinių signalų modulis | SIPLUS S7-1200 SM 1222 16DQ RLY based on 6ES7222-1HH32-0XB0 with conformal coating, -40…+70 °C, start up -25 °C, digital output 16 DQ, relay 2 A |  | 1 |  | 0 | 35 darbo dienos | 36
183 | 6ES7232-4HA30-0XB0 | Analoginių signalų modulis | SIMATIC S7-1200, Analog output, SB 1232, 1 AO, +/-10 V DC (12 bit resol.) or 0-20mA (11 bit resol.) |  | 1 |  | 0 | 5 darbo dienos | 12
184 | 6ES7232-4HA30-0XB0 | Analoginių signalų modulis | SIMATIC S7-1200, Analog output, SB 1232, 1 AO, +/-10 V DC (12 bit resol.) or 0-20mA (11 bit resol.) |  | 1 |  | 0 | 5 darbo dienos | 36
185 | 6AG1222-1HH32-4XB0 | Diskretinių signalų modulis | SIPLUS S7-1200 SM 1222 16DQ RLY based on 6ES7222-1HH32-0XB0 with conformal coating, -20…+60 °C, digital output 16 DQ, relay 2 A |  | 1 |  | 0 | 35 darbo dienos | 12
186 | 6AG1222-1HH32-4XB0 | Diskretinių signalų modulis | SIPLUS S7-1200 SM 1222 16DQ RLY based on 6ES7222-1HH32-0XB0 with conformal coating, -20…+60 °C, digital output 16 DQ, relay 2 A |  | 1 |  | 0 | 35 darbo dienos | 36
187 | 6ES7232-4HB32-0XB0 | Analoginių signalų modulis | SIMATIC S7-1200, Analog output, SM 1232, 2 AO, +/-10 V, 14-bit resolution, or 0-20 mA/4-20 mA, 13-bit resolution |  | 1 |  | 0 | 5 darbo dienos | 12
188 | 6ES7232-4HB32-0XB0 | Analoginių signalų modulis | SIMATIC S7-1200, Analog output, SM 1232, 2 AO, +/-10 V, 14-bit resolution, or 0-20 mA/4-20 mA, 13-bit resolution |  | 1 |  | 0 | 5 darbo dienos | 36
189 | 6AG1222-1XF32-2XB0 | Diskretinių signalų modulis | SIPLUS S7-1200 SM 1232 based on 6ES7222-1XF32-0XB0 with conformal coating, -40…+70 °C, start up -25 °C, S7-1200, digital output SM 1222, 8 DQ, Relay changeover contact |  | 1 |  | 0 | 35 darbo dienos | 12
190 | 6AG1222-1XF32-2XB0 | Diskretinių signalų modulis | SIPLUS S7-1200 SM 1232 based on 6ES7222-1XF32-0XB0 with conformal coating, -40…+70 °C, start up -25 °C, S7-1200, digital output SM 1222, 8 DQ, Relay changeover contact |  | 1 |  | 0 | 35 darbo dienos | 36
191 | 6ES7232-4HD32-0XB0 | Analoginių signalų modulis | SIMATIC S7-1200, Analog output, SM 1232, 4 AO, +/-10 V, 14-bit resolution, or 0-20 mA/4-20 mA, 13-bit resolution |  | 1 |  | 0 | 5 darbo dienos | 12
192 | 6ES7232-4HD32-0XB0 | Analoginių signalų modulis | SIMATIC S7-1200, Analog output, SM 1232, 4 AO, +/-10 V, 14-bit resolution, or 0-20 mA/4-20 mA, 13-bit resolution |  | 1 |  | 0 | 5 darbo dienos | 36
193 | 6AG1222-1XF32-4XB0 | Diskretinių signalų modulis | SIPLUS S7-1200 SM 1222 8DQ based on 6ES7222-1XF32-0XB0 with conformal coating, -20…+60 °C, digital output SM 1222, 8 DQ, Relay changeover contact |  | 1 |  | 0 | 35 darbo dienos | 12
194 | 6AG1222-1XF32-4XB0 | Diskretinių signalų modulis | SIPLUS S7-1200 SM 1222 8DQ based on 6ES7222-1XF32-0XB0 with conformal coating, -20…+60 °C, digital output SM 1222, 8 DQ, Relay changeover contact |  | 1 |  | 0 | 35 darbo dienos | 36
195 | 6ES7234-4HE32-0XB0 | Analoginių signalų modulis | SIMATIC S7-1200, analog I/O SM 1234, 4 AI/2 AO, +/-10 V, 14-bit resolution or 0 (4)-20mA, 13-bit resolution |  | 1 |  | 0 | 5 darbo dienos | 12
196 | 6ES7234-4HE32-0XB0 | Analoginių signalų modulis | SIMATIC S7-1200, analog I/O SM 1234, 4 AI/2 AO, +/-10 V, 14-bit resolution or 0 (4)-20mA, 13-bit resolution |  | 1 |  | 0 | 5 darbo dienos | 36
197 | 6AG1223-0BD30-4XB0 | Diskretinių signalų modulis | SIPLUS S7-1200 SB 1223 2DI/2DQ based on 6ES7223-0BD30-0XB0 with conformal coating, -20…+60 °C, start up 0 °C, digital input/output 2 DI 24 V DC/2 DQ 24 V DC |  | 1 |  | 0 | 35 darbo dienos | 12
198 | 6AG1223-0BD30-4XB0 | Diskretinių signalų modulis | SIPLUS S7-1200 SB 1223 2DI/2DQ based on 6ES7223-0BD30-0XB0 with conformal coating, -20…+60 °C, start up 0 °C, digital input/output 2 DI 24 V DC/2 DQ 24 V DC |  | 1 |  | 0 | 35 darbo dienos | 36
199 | 6ES7238-5XA32-0XB0 | Analoginių signalų modulis | SIMATIC S7-1200, Analog input, SM 1238 Energy Meter 480 V AC, power measurement module for data acquisition in 1- and 3-phase supply systems (TN, TT) up to 480 V AC; Current range: 1 A, 5A; acquisition of voltage, current, phase angles, power, energy values, frequencies; Channel diagnostics |  | 1 |  | 0 | 5 darbo dienos | 12
200 | 6ES7238-5XA32-0XB0 | Analoginių signalų modulis | SIMATIC S7-1200, Analog input, SM 1238 Energy Meter 480 V AC, power measurement module for data acquisition in 1- and 3-phase supply systems (TN, TT) up to 480 V AC; Current range: 1 A, 5A; acquisition of voltage, current, phase angles, power, energy values, frequencies; Channel diagnostics |  | 1 |  | 0 | 5 darbo dienos | 36
201 | 6AG1223-0BD30-5XB0 | Diskretinių signalų modulis | SIPLUS S7-1200 SB 1223 2DI/2DQ based on 6ES7223-0BD30-0XB0 with conformal coating, -40…+60 °C, start up -25 °C, digital input/output 2 DI 24 V DC/2 DQ 24 V DC |  | 1 |  | 0 | 35 darbo dienos | 12
202 | 6AG1223-0BD30-5XB0 | Diskretinių signalų modulis | SIPLUS S7-1200 SB 1223 2DI/2DQ based on 6ES7223-0BD30-0XB0 with conformal coating, -40…+60 °C, start up -25 °C, digital input/output 2 DI 24 V DC/2 DQ 24 V DC |  | 1 |  | 0 | 35 darbo dienos | 36
203 | 6ES7241-1AH32-0XB0 | Ryšių modulis | SIMATIC S7-1200, Communication module CM 1241, RS232, 9-pole D-sub (pin), supports Freeport |  | 1 |  | 0 | 5 darbo dienos | 12
204 | 6ES7241-1AH32-0XB0 | Ryšių modulis | SIMATIC S7-1200, Communication module CM 1241, RS232, 9-pole D-sub (pin), supports Freeport |  | 1 |  | 0 | 5 darbo dienos | 36
205 | 6AG1223-1BH32-2XB0 | Diskretinių signalų modulis | SIPLUS S7-1200 SM 1223 8DI/8DQ based on 6ES7223-1BH32-0XB0 with conformal coating, -40…+70 °C, start up -25 °C, digital input/output SM 1223, 8 DI/8 DQ, 8 DI 24 V DC, sink/source, 8 DQ, transistor 0.5 A |  | 1 |  | 0 | 35 darbo dienos | 12
206 | 6AG1223-1BH32-2XB0 | Diskretinių signalų modulis | SIPLUS S7-1200 SM 1223 8DI/8DQ based on 6ES7223-1BH32-0XB0 with conformal coating, -40…+70 °C, start up -25 °C, digital input/output SM 1223, 8 DI/8 DQ, 8 DI 24 V DC, sink/source, 8 DQ, transistor 0.5 A |  | 1 |  | 0 | 35 darbo dienos | 36
207 | 6ES7241-1CH30-1XB0 | Ryšių modulis | SIMATIC S7-1200, Communication Board CB 1241, RS485, terminal block, supports Freeport |  | 1 |  | 0 | 5 darbo dienos | 12
208 | 6ES7241-1CH30-1XB0 | Ryšių modulis | SIMATIC S7-1200, Communication Board CB 1241, RS485, terminal block, supports Freeport |  | 1 |  | 0 | 5 darbo dienos | 36
209 | 6AG1223-1BH32-4XB0 | Diskretinių signalų modulis | SIPLUS S7-1200 SM 1223 8DI/8DQ based on 6ES7223-1BH32-0XB0 with conformal coating, -20…+60 °C, digital input/output 8 DI/8 DQ, 8 DI 24 V DC, sink/source, 8 DQ, transistor 0.5 A |  | 1 |  | 0 | 35 darbo dienos | 12
210 | 6AG1223-1BH32-4XB0 | Diskretinių signalų modulis | SIPLUS S7-1200 SM 1223 8DI/8DQ based on 6ES7223-1BH32-0XB0 with conformal coating, -20…+60 °C, digital input/output 8 DI/8 DQ, 8 DI 24 V DC, sink/source, 8 DQ, transistor 0.5 A |  | 1 |  | 0 | 35 darbo dienos | 36
211 | 6ES7241-1CH32-0XB0 | Ryšių modulis | SIMATIC S7-1200, Communication module CM 1241, RS422/485, 9-pole D-sub (socket) supports Freeport |  | 1 |  | 0 | 5 darbo dienos | 12
212 | 6ES7241-1CH32-0XB0 | Ryšių modulis | SIMATIC S7-1200, Communication module CM 1241, RS422/485, 9-pole D-sub (socket) supports Freeport |  | 1 |  | 0 | 5 darbo dienos | 36
213 | 6AG1223-1BL32-2XB0 | Diskretinių signalų modulis | SIPLUS S7-1200 SM 1223 16DI/16DQ based on 6ES7223-1BL32-0XB0 with conformal coating, -40…+70 °C, start up -25 °C, digital input/output 16 DI/16 DQ, 16 DI 24 V DC, sink/source, 16 DQ, transistor 0.5 A |  | 1 |  | 0 | 35 darbo dienos | 12
214 | 6AG1223-1BL32-2XB0 | Diskretinių signalų modulis | SIPLUS S7-1200 SM 1223 16DI/16DQ based on 6ES7223-1BL32-0XB0 with conformal coating, -40…+70 °C, start up -25 °C, digital input/output 16 DI/16 DQ, 16 DI 24 V DC, sink/source, 16 DQ, transistor 0.5 A |  | 1 |  | 0 | 35 darbo dienos | 36
215 | 6ES7274-1XA30-0XA0 | Analoginių signalų modulis | SIMATIC S7-1200, analog simulator SIM 1274, 2 potentiometer inputs |  | 1 |  | 0 | 5 darbo dienos | 12
216 | 6ES7274-1XA30-0XA0 | Analoginių signalų modulis | SIMATIC S7-1200, analog simulator SIM 1274, 2 potentiometer inputs |  | 1 |  | 0 | 5 darbo dienos | 36
217 | 6AG1223-1BL32-4XB0 | Diskretinių signalų modulis | SIPLUS S7-1200 SM 1223 16DI/16DQ based on 6ES7223-1BL32-0XB0 with conformal coating, -20…+60 °C, digital input/output 16 DI/16 DQ, 16 DI 24 V DC, sink/source, 16 DQ, transistor 0.5 A |  | 1 |  | 0 | 35 darbo dienos | 12
218 | 6AG1223-1BL32-4XB0 | Diskretinių signalų modulis | SIPLUS S7-1200 SM 1223 16DI/16DQ based on 6ES7223-1BL32-0XB0 with conformal coating, -20…+60 °C, digital input/output 16 DI/16 DQ, 16 DI 24 V DC, sink/source, 16 DQ, transistor 0.5 A |  | 1 |  | 0 | 35 darbo dienos | 36
219 | 6ES7274-1XF30-0XA0 | Įėjimų simuliavimo modulis | SIMATIC S7-1200, Simulator module SIM 1274, for CPU 1211/1212 8 input switches DC 24V |  | 1 |  | 0 | 5 darbo dienos | 12
220 | 6ES7274-1XF30-0XA0 | Įėjimų simuliavimo modulis | SIMATIC S7-1200, Simulator module SIM 1274, for CPU 1211/1212 8 input switches DC 24V |  | 1 |  | 0 | 5 darbo dienos | 36
221 | 6AG1223-1PH32-2XB0 | Diskretinių signalų modulis | SIPLUS S7-1200 SM 1223 8DI/8DQ/relay based on 6ES7223-1PH32-0XB0 with conformal coating, -40…+70 °C, start up -25 °C, digital input/output 8 DI/8 DQ, 8 DI 24 V DC, sink/source, 8 DQ, relay 2 A |  | 1 |  | 0 | 35 darbo dienos | 12
222 | 6AG1223-1PH32-2XB0 | Diskretinių signalų modulis | SIPLUS S7-1200 SM 1223 8DI/8DQ/relay based on 6ES7223-1PH32-0XB0 with conformal coating, -40…+70 °C, start up -25 °C, digital input/output 8 DI/8 DQ, 8 DI 24 V DC, sink/source, 8 DQ, relay 2 A |  | 1 |  | 0 | 35 darbo dienos | 36
223 | 6ES7274-1XH30-0XA0 | Įėjimų simuliavimo modulis | SIMATIC S7-1200, Simulator module SIM 1274, for CPU 1214/1215 14 input switches DC 24V |  | 1 |  | 0 | 25 darbo dienos | 12
224 | 6ES7274-1XH30-0XA0 | Įėjimų simuliavimo modulis | SIMATIC S7-1200, Simulator module SIM 1274, for CPU 1214/1215 14 input switches DC 24V |  | 1 |  | 0 | 25 darbo dienos | 36
225 | 6AG1223-1PH32-4XB0 | Diskretinių signalų modulis | SIPLUS S7-1200 SM 1223 8DI/8DQ RLY based on 6ES7223-1PH32-0XB0 with conformal coating, -20…+60 °C, digital input/output 8 DI/8 DQ, 8 DI 24 V DC, sink/source, 8 DQ, relay 2 A |  | 1 |  | 0 | 35 darbo dienos | 12
226 | 6AG1223-1PH32-4XB0 | Diskretinių signalų modulis | SIPLUS S7-1200 SM 1223 8DI/8DQ RLY based on 6ES7223-1PH32-0XB0 with conformal coating, -20…+60 °C, digital input/output 8 DI/8 DQ, 8 DI 24 V DC, sink/source, 8 DQ, relay 2 A |  | 1 |  | 0 | 35 darbo dienos | 36
227 | 6ES7274-1XK30-0XA0 | Įėjimų simuliavimo modulis | SIMATIC S7-1200, Simulator module SIM 1274, for CPU 1217C, 14 input switches, 10x 24 V DC inputs, 4x 1.5 V differential inputs |  | 1 |  | 0 | 55 darbo dienos | 12
228 | 6ES7274-1XK30-0XA0 | Įėjimų simuliavimo modulis | SIMATIC S7-1200, Simulator module SIM 1274, for CPU 1217C, 14 input switches, 10x 24 V DC inputs, 4x 1.5 V differential inputs |  | 1 |  | 0 | 55 darbo dienos | 36
229 | 6AG1223-1PL32-2XB0 | Diskretinių signalų modulis | SIPLUS S7-1200 SM 1223 16DI/16DQ RLY based on 6ES7223-1PL32-0XB0 with conformal coating, -40…+70 °C, start up -25 °C, digital input/output 16 DI/16 DQ, 16 DI 24 V DC, sink/source, 16 DQ, relay 2 A |  | 1 |  | 0 | 35 darbo dienos | 12
230 | 6AG1223-1PL32-2XB0 | Diskretinių signalų modulis | SIPLUS S7-1200 SM 1223 16DI/16DQ RLY based on 6ES7223-1PL32-0XB0 with conformal coating, -40…+70 °C, start up -25 °C, digital input/output 16 DI/16 DQ, 16 DI 24 V DC, sink/source, 16 DQ, relay 2 A |  | 1 |  | 0 | 35 darbo dienos | 36
231 | 6ES7278-4BD32-0XB0 | Ryšių modulis | SIMATIC S7-1200, SM1278 IO-Link, 4xIO-Link Master |  | 1 |  | 0 | 5 darbo dienos | 12
232 | 6ES7278-4BD32-0XB0 | Ryšių modulis | SIMATIC S7-1200, SM1278 IO-Link, 4xIO-Link Master |  | 1 |  | 0 | 5 darbo dienos | 36
233 | 6AG1223-1PL32-4XB0 | Diskretinių signalų modulis | SIPLUS S7-1200 SM 1223 16DI/16DQ RLY based on 6ES7223-1PL32-0XB0 with conformal coating, -20…+60 °C, digital input/output 16 DI/16 DQ, 16 DI 24 V DC, sink/source, 16 DQ, relay 2 A |  | 1 |  | 0 | 35 darbo dienos | 12
234 | 6AG1223-1PL32-4XB0 | Diskretinių signalų modulis | SIPLUS S7-1200 SM 1223 16DI/16DQ RLY based on 6ES7223-1PL32-0XB0 with conformal coating, -20…+60 °C, digital input/output 16 DI/16 DQ, 16 DI 24 V DC, sink/source, 16 DQ, relay 2 A |  | 1 |  | 0 | 35 darbo dienos | 36
235 | 6ES7290-3AA30-0XA0 | Modulio priedas | SIMATIC S7-1200, RJ45 strain-relief assembly, Single Port 4 units per packing unit |  | 1 |  | 0 | 5 darbo dienos | 12
236 | 6ES7290-3AA30-0XA0 | Modulio priedas | SIMATIC S7-1200, RJ45 strain-relief assembly, Single Port 4 units per packing unit |  | 1 |  | 0 | 5 darbo dienos | 36
237 | 6AG1223-1QH32-2XB0 | Diskretinių signalų modulis | SIPLUS S7-1200 SM 1223 based on 6ES7223-1QH32-0XB0 with conformal coating, -40…+70 °C, start up -25 °C, SIMATIC S7-1200, digital inputs/ output SM 1223, 8 DI AC/8 DQ RLY, 8 DI 120/230 V AC, 8 DQ relay 2 A |  | 1 |  | 0 | 35 darbo dienos | 12
238 | 6AG1223-1QH32-2XB0 | Diskretinių signalų modulis | SIPLUS S7-1200 SM 1223 based on 6ES7223-1QH32-0XB0 with conformal coating, -40…+70 °C, start up -25 °C, SIMATIC S7-1200, digital inputs/ output SM 1223, 8 DI AC/8 DQ RLY, 8 DI 120/230 V AC, 8 DQ relay 2 A |  | 1 |  | 0 | 35 darbo dienos | 36
239 | 6ES7290-3AB30-0XA0 | Modulio priedas | SIMATIC S7-1200, RJ45 strain-relief assembly, Dual Port 4 units per packing unit |  | 1 |  | 0 | 5 darbo dienos | 12
240 | 6ES7290-3AB30-0XA0 | Modulio priedas | SIMATIC S7-1200, RJ45 strain-relief assembly, Dual Port 4 units per packing unit |  | 1 |  | 0 | 5 darbo dienos | 36
241 | 6AG1223-1QH32-4XB0 | Diskretinių signalų modulis | SIPLUS S7-1200 SM 1223 8DI/DQ based on 6ES7223-1QH32-0XB0 with conformal coating, -20…+60 °C, SIMATIC S7-1200, digital inputs/ output SM 1223, 8 DI AC/8 DQ RLY, 8 DI 120/230 V AC, 8 DQ relay 2 A |  | 1 |  | 0 | 35 darbo dienos | 12
242 | 6AG1223-1QH32-4XB0 | Diskretinių signalų modulis | SIPLUS S7-1200 SM 1223 8DI/DQ based on 6ES7223-1QH32-0XB0 with conformal coating, -20…+60 °C, SIMATIC S7-1200, digital inputs/ output SM 1223, 8 DI AC/8 DQ RLY, 8 DI 120/230 V AC, 8 DQ relay 2 A |  | 1 |  | 0 | 35 darbo dienos | 36
243 | 6ES7290-6AA30-0XA0 | Modulio priedas | SIMATIC S7-1200, Extension cable 2-tier setup for SM 12XX, 2.0m |  | 1 |  | 0 | 5 darbo dienos | 12
244 | 6ES7290-6AA30-0XA0 | Modulio priedas | SIMATIC S7-1200, Extension cable 2-tier setup for SM 12XX, 2.0m |  | 1 |  | 0 | 5 darbo dienos | 36
245 | 6AG1223-3AD30-5XB0 | Diskretinių signalų modulis | SIPLUS S7-1200 SB 1223 I/O based on 6ES7223-3AD30-0XB0 with conformal coating, -40…+60 °C, start up -25 °C, digital input/output 2 DI/2 DQ, 5 V DC 200 kHz |  | 1 |  | 0 | 35 darbo dienos | 12
246 | 6AG1223-3AD30-5XB0 | Diskretinių signalų modulis | SIPLUS S7-1200 SB 1223 I/O based on 6ES7223-3AD30-0XB0 with conformal coating, -40…+60 °C, start up -25 °C, digital input/output 2 DI/2 DQ, 5 V DC 200 kHz |  | 1 |  | 0 | 35 darbo dienos | 36
247 | 6AG1223-3BD30-5XB0 | Diskretinių signalų modulis | SIPLUS S7-1200 SB 1223 I/O based on 6ES7223-3BD30-0XB0 with conformal coating, -40…+60 °C, start up -25 °C, digital input/output 2 DI/2 DQ, 24 V DC 200 kHz |  | 1 |  | 0 | 35 darbo dienos | 12
248 | 6AG1223-3BD30-5XB0 | Diskretinių signalų modulis | SIPLUS S7-1200 SB 1223 I/O based on 6ES7223-3BD30-0XB0 with conformal coating, -40…+60 °C, start up -25 °C, digital input/output 2 DI/2 DQ, 24 V DC 200 kHz |  | 1 |  | 0 | 35 darbo dienos | 36
249 | 6AG1226-6BA32-5XB0 | Diskretinių signalų modulis | SIPLUS S7-1200 SM 1226 F-DI 16x24VDC based on 6ES7226-6BA32-0XB0 with conformal coating, -25…+55 °C, F-DI 16x 24 V DC, PROFIsafe, 70 mm width, up to PL e (ISO 13849-1)/ SIL3 (IEC 61508) |  | 1 |  | 0 | 35 darbo dienos | 12
250 | 6AG1226-6BA32-5XB0 | Diskretinių signalų modulis | SIPLUS S7-1200 SM 1226 F-DI 16x24VDC based on 6ES7226-6BA32-0XB0 with conformal coating, -25…+55 °C, F-DI 16x 24 V DC, PROFIsafe, 70 mm width, up to PL e (ISO 13849-1)/ SIL3 (IEC 61508) |  | 1 |  | 0 | 35 darbo dienos | 36
251 | 6AG1226-6DA32-5XB0 | Diskretinių signalų modulis | SIPLUS S7-1200 SM 1226 F-DQ 4x24VDC based on 6ES7226-6DA32-0XB0 with conformal coating, -25…+55 °C, F-DQ 4x DC 24V 2A, PROFIsafe, 70 mm width, up to PL e (ISO 13849-1)/ SIL3 (IEC 61508) |  | 1 |  | 0 | 35 darbo dienos | 12
252 | 6AG1226-6DA32-5XB0 | Diskretinių signalų modulis | SIPLUS S7-1200 SM 1226 F-DQ 4x24VDC based on 6ES7226-6DA32-0XB0 with conformal coating, -25…+55 °C, F-DQ 4x DC 24V 2A, PROFIsafe, 70 mm width, up to PL e (ISO 13849-1)/ SIL3 (IEC 61508) |  | 1 |  | 0 | 35 darbo dienos | 36
253 | 6AG1226-6RA32-5XB0 | Diskretinių signalų modulis | SIPLUS S7-1200 SM 1226 F-DQ 2x relay based on 6ES7226-6RA32-0XB0 with conformal coating, -25…+55 °C, F-DQ 2x RLY 5A, PROFIsafe, 70 mm width, up to PL e (ISO 13849-1)/ SIL3 (IEC 61508) |  | 1 |  | 0 | 35 darbo dienos | 12
254 | 6AG1226-6RA32-5XB0 | Diskretinių signalų modulis | SIPLUS S7-1200 SM 1226 F-DQ 2x relay based on 6ES7226-6RA32-0XB0 with conformal coating, -25…+55 °C, F-DQ 2x RLY 5A, PROFIsafe, 70 mm width, up to PL e (ISO 13849-1)/ SIL3 (IEC 61508) |  | 1 |  | 0 | 35 darbo dienos | 36
255 | 6AG1231-4HD32-4XB0 | Analoginių signalų modulis | SIPLUS S7-1200 SM 1231 4AI 13 bit based on 6ES7231-4HD32-0XB0 with conformal coating, -20…+60 °C, analog input, 4 AI, +/-10 V, +/-5 V, +/-2.5 V, or 0-20 mA 12-bit+ sign bit (13 bit ADC) |  | 1 |  | 0 | 35 darbo dienos | 12
256 | 6AG1231-4HD32-4XB0 | Analoginių signalų modulis | SIPLUS S7-1200 SM 1231 4AI 13 bit based on 6ES7231-4HD32-0XB0 with conformal coating, -20…+60 °C, analog input, 4 AI, +/-10 V, +/-5 V, +/-2.5 V, or 0-20 mA 12-bit+ sign bit (13 bit ADC) |  | 1 |  | 0 | 35 darbo dienos | 36
257 | 6AG1231-4HF32-4XB0 | Analoginių signalų modulis | SIPLUS S7-1200 SM 1231 8AI based on 6ES7231-4HF32-0XB0 with conformal coating, -20…+60 °C, analog input SM 1231, 8 AI, +/-10 V, +/-5 V, +/-2.5 V, or 0-20 mA/4-20 mA, 12 bit+sign or (13 bit ADC) |  | 1 |  | 0 | 35 darbo dienos | 12
258 | 6AG1231-4HF32-4XB0 | Analoginių signalų modulis | SIPLUS S7-1200 SM 1231 8AI based on 6ES7231-4HF32-0XB0 with conformal coating, -20…+60 °C, analog input SM 1231, 8 AI, +/-10 V, +/-5 V, +/-2.5 V, or 0-20 mA/4-20 mA, 12 bit+sign or (13 bit ADC) |  | 1 |  | 0 | 35 darbo dienos | 36
259 | 6AG1231-5ND32-4XB0 | Analoginių signalų modulis | SIPLUS S7-1200 SM 1231 4AI based on 6ES7231-5ND32-0XB0 with conformal coating, -20…+60 °C, analog input, SM 1231, 4 AI, +/-10 V, +/-5 V, +/-2.5 V, +/-1.25 or 0-20 mA/4-20 mA, 15 bit+sign bit |  | 1 |  | 0 | 35 darbo dienos | 12
260 | 6AG1231-5ND32-4XB0 | Analoginių signalų modulis | SIPLUS S7-1200 SM 1231 4AI based on 6ES7231-5ND32-0XB0 with conformal coating, -20…+60 °C, analog input, SM 1231, 4 AI, +/-10 V, +/-5 V, +/-2.5 V, +/-1.25 or 0-20 mA/4-20 mA, 15 bit+sign bit |  | 1 |  | 0 | 35 darbo dienos | 36
261 | 6ES7292-1AG30-0XA0 | Modulio priedas | SIMATIC S7-1200, spare part I/O terminal block tin-coated Digital Signal Module 8CH/16CH (4 units with 7 screws each) |  | 1 |  | 0 | 5 darbo dienos | 12
262 | 6ES7292-1AG30-0XA0 | Modulio priedas | SIMATIC S7-1200, spare part I/O terminal block tin-coated Digital Signal Module 8CH/16CH (4 units with 7 screws each) |  | 1 |  | 0 | 5 darbo dienos | 36
263 | 6AG1231-5PA30-5XB0 | Analoginių signalų modulis | SIPLUS S7-1200 SB 1231 1AI RTD based on 6ES7231-5PA30-0XB0 with conformal coating, -40…+60 °C, start up -25 °C, SIPLUS S7-1200, analog input, SB 1231RTD, 1 AI RTD, Pt100 and Pt1000 |  | 1 |  | 0 | 35 darbo dienos | 12
264 | 6AG1231-5PA30-5XB0 | Analoginių signalų modulis | SIPLUS S7-1200 SB 1231 1AI RTD based on 6ES7231-5PA30-0XB0 with conformal coating, -40…+60 °C, start up -25 °C, SIPLUS S7-1200, analog input, SB 1231RTD, 1 AI RTD, Pt100 and Pt1000 |  | 1 |  | 0 | 35 darbo dienos | 36
265 | 6ES7292-1AG40-0XA0 | Modulio priedas | SIMATIC S7-1200, spare part, I/O terminal block tin-coated, coded, for digital signal module 8CH/16CH, (4 units with 7 screws each) |  | 1 |  | 0 | 5 darbo dienos | 12
266 | 6ES7292-1AG40-0XA0 | Modulio priedas | SIMATIC S7-1200, spare part, I/O terminal block tin-coated, coded, for digital signal module 8CH/16CH, (4 units with 7 screws each) |  | 1 |  | 0 | 5 darbo dienos | 36
267 | 6AG1231-5PD32-2XB0 | Analoginių signalų modulis | SIPLUS S7-1200 SM 1231 RTD based on 6ES7231-5PD32-0XB0 with conformal coating, -40…+70 °C, start up -25 °C, SIMATIC S7-1200, analog input, SM 1231 RTD, 4xAI RTD module |  | 1 |  | 0 | 35 darbo dienos | 12
268 | 6AG1231-5PD32-2XB0 | Analoginių signalų modulis | SIPLUS S7-1200 SM 1231 RTD based on 6ES7231-5PD32-0XB0 with conformal coating, -40…+70 °C, start up -25 °C, SIMATIC S7-1200, analog input, SM 1231 RTD, 4xAI RTD module |  | 1 |  | 0 | 35 darbo dienos | 36
269 | 6AG1231-5PD32-4XB0 | Analoginių signalų modulis | SIPLUS S7-1200 SM 1231 based on 6ES7231-5PD32-0XB0 with conformal coating, -20…+60 °C, analog input, SM 1231 RTD 4xAI RTD module |  | 1 |  | 0 | 35 darbo dienos | 12
270 | 6AG1231-5PD32-4XB0 | Analoginių signalų modulis | SIPLUS S7-1200 SM 1231 based on 6ES7231-5PD32-0XB0 with conformal coating, -20…+60 °C, analog input, SM 1231 RTD 4xAI RTD module |  | 1 |  | 0 | 35 darbo dienos | 36
271 | 6AG1231-5PF32-2XB0 | Analoginių signalų modulis | SIPLUS S7-1200 SM 1231 RTD 8AI based on 6ES7231-5PF32-0XB0 with conformal coating, -40…+70 °C, start up -25 °C, analog input, SM 1231 RTD, 8xAI RTD module |  | 1 |  | 0 | 35 darbo dienos | 12
272 | 6AG1231-5PF32-2XB0 | Analoginių signalų modulis | SIPLUS S7-1200 SM 1231 RTD 8AI based on 6ES7231-5PF32-0XB0 with conformal coating, -40…+70 °C, start up -25 °C, analog input, SM 1231 RTD, 8xAI RTD module |  | 1 |  | 0 | 35 darbo dienos | 36
273 | 6AG1231-5PF32-4XB0 | Analoginių signalų modulis | SIPLUS S7-1200 SM 1231 RTD 8AI based on 6ES7231-5PF32-0XB0 with conformal coating, -20…+60 °C, analog input, SM 1231 RTD, 8xAI RTD module |  | 1 |  | 0 | 35 darbo dienos | 12
274 | 6AG1231-5PF32-4XB0 | Analoginių signalų modulis | SIPLUS S7-1200 SM 1231 RTD 8AI based on 6ES7231-5PF32-0XB0 with conformal coating, -20…+60 °C, analog input, SM 1231 RTD, 8xAI RTD module |  | 1 |  | 0 | 35 darbo dienos | 36
275 | 6AG1231-5QD32-4XB0 | Analoginių signalų modulis | SIPLUS S7-1200 SM 1231 TC based on 6ES7231-5QD32-0XB0 with conformal coating, -20…+60 °C, analog input, 4 AI thermocouples |  | 1 |  | 0 | 35 darbo dienos | 12
276 | 6AG1231-5QD32-4XB0 | Analoginių signalų modulis | SIPLUS S7-1200 SM 1231 TC based on 6ES7231-5QD32-0XB0 with conformal coating, -20…+60 °C, analog input, 4 AI thermocouples |  | 1 |  | 0 | 35 darbo dienos | 36
277 | 6AG1231-5QF32-4XB0 | Analoginių signalų modulis | SIPLUS S7-1200 SM 1231 TC 8 AI based on 6ES7231-5QF32-0XB0 with conformal coating, -20…+60 °C, analog input, SM 1231 TC 8 AI thermocouples |  | 1 |  | 0 | 35 darbo dienos | 12
278 | 6AG1231-5QF32-4XB0 | Analoginių signalų modulis | SIPLUS S7-1200 SM 1231 TC 8 AI based on 6ES7231-5QF32-0XB0 with conformal coating, -20…+60 °C, analog input, SM 1231 TC 8 AI thermocouples |  | 1 |  | 0 | 35 darbo dienos | 36
279 | 6AG1232-4HA30-4XB0 | Analoginių signalų modulis | SIPLUS S7-1200 SB 1232 1AQ based on 6ES7232-4HA30-0XB0 with conformal coating, -20…+60 °C, analog output 1 AQ, +/-10 V DC (12 bit resolution) or 0-20 mA (11 bit resolution) |  | 1 |  | 0 | 35 darbo dienos | 12
280 | 6AG1232-4HA30-4XB0 | Analoginių signalų modulis | SIPLUS S7-1200 SB 1232 1AQ based on 6ES7232-4HA30-0XB0 with conformal coating, -20…+60 °C, analog output 1 AQ, +/-10 V DC (12 bit resolution) or 0-20 mA (11 bit resolution) |  | 1 |  | 0 | 35 darbo dienos | 36
281 | 6AG1232-4HA30-5XB0 | Analoginių signalų modulis | SIPLUS S7-1200 SB 1232 1AQ based on 6ES7232-4HA30-0XB0 with conformal coating, -40…+60 °C, start up -25 °C, analog output 1 AQ, +/-10 V DC (12 bit resolution) or 0-20 mA (11 bit resolution) |  | 1 |  | 0 | 35 darbo dienos | 12
282 | 6AG1232-4HA30-5XB0 | Analoginių signalų modulis | SIPLUS S7-1200 SB 1232 1AQ based on 6ES7232-4HA30-0XB0 with conformal coating, -40…+60 °C, start up -25 °C, analog output 1 AQ, +/-10 V DC (12 bit resolution) or 0-20 mA (11 bit resolution) |  | 1 |  | 0 | 35 darbo dienos | 36
283 | 6AG1232-4HB32-4XB0 | Analoginių signalų modulis | SIPLUS S7-1200 SM 1232 2AQ based on 6ES7232-4HB32-0XB0 with conformal coating, -20…+60 °C, analog output +/-10 V: 14-bit resolution or 0-20 mA: 13-bit resolution |  | 1 |  | 0 | 35 darbo dienos | 12
284 | 6AG1232-4HB32-4XB0 | Analoginių signalų modulis | SIPLUS S7-1200 SM 1232 2AQ based on 6ES7232-4HB32-0XB0 with conformal coating, -20…+60 °C, analog output +/-10 V: 14-bit resolution or 0-20 mA: 13-bit resolution |  | 1 |  | 0 | 35 darbo dienos | 36
285 | 6AG1232-4HD32-2XB0 | Analoginių signalų modulis | SIPLUS S7-1200 SM 1232 based on 6ES7232-4HD32-0XB0 with conformal coating, -40…+70 °C, start up -25 °C, S7-1200, analog output, SM 1232, 4 AQ, +/-10 V, 14-bit resolution, or 0-20 mA, 13-bit resolution: |  | 1 |  | 0 | 35 darbo dienos | 12
286 | 6AG1232-4HD32-2XB0 | Analoginių signalų modulis | SIPLUS S7-1200 SM 1232 based on 6ES7232-4HD32-0XB0 with conformal coating, -40…+70 °C, start up -25 °C, S7-1200, analog output, SM 1232, 4 AQ, +/-10 V, 14-bit resolution, or 0-20 mA, 13-bit resolution: |  | 1 |  | 0 | 35 darbo dienos | 36
287 | 6AG1232-4HD32-4XB0 | Analoginių signalų modulis | SIPLUS S7-1200 SM 1232 4AQ based on 6ES7232-4HD32-0XB0 with conformal coating, -20…+60 °C, SIMATIC S7-1200, analog output, SM 1232, 4 AQ, +/-10 V, 14-bit resolution, or 0-20 mA, 13-bit resolution |  | 1 |  | 0 | 35 darbo dienos | 12
288 | 6AG1232-4HD32-4XB0 | Analoginių signalų modulis | SIPLUS S7-1200 SM 1232 4AQ based on 6ES7232-4HD32-0XB0 with conformal coating, -20…+60 °C, SIMATIC S7-1200, analog output, SM 1232, 4 AQ, +/-10 V, 14-bit resolution, or 0-20 mA, 13-bit resolution |  | 1 |  | 0 | 35 darbo dienos | 36
289 | 6AG1234-4HE32-2XB0 | Analoginių signalų modulis | SIPLUS S7-1200 SM 1234 4AI/2AQ based on 6ES7234-4HE32-0XB0 with conformal coating, -40…+70 °C, start up -25 °C, analog I/O +/-10 V: 14-bit resolution 0-20 mA: 13-bit resolution |  | 1 |  | 0 | 35 darbo dienos | 12
290 | 6AG1234-4HE32-2XB0 | Analoginių signalų modulis | SIPLUS S7-1200 SM 1234 4AI/2AQ based on 6ES7234-4HE32-0XB0 with conformal coating, -40…+70 °C, start up -25 °C, analog I/O +/-10 V: 14-bit resolution 0-20 mA: 13-bit resolution |  | 1 |  | 0 | 35 darbo dienos | 36
291 | 6AG1234-4HE32-4XB0 | Analoginių signalų modulis | SIPLUS S7-1200 SM 1234 4AI/2AQ based on 6ES7234-4HE32-0XB0 with conformal coating, -20…+60 °C, analog I/O +/-10 V: 14-bit resolution or 0-20 mA: 13-bit resolution |  | 1 |  | 0 | 35 darbo dienos | 12
292 | 6AG1234-4HE32-4XB0 | Analoginių signalų modulis | SIPLUS S7-1200 SM 1234 4AI/2AQ based on 6ES7234-4HE32-0XB0 with conformal coating, -20…+60 °C, analog I/O +/-10 V: 14-bit resolution or 0-20 mA: 13-bit resolution |  | 1 |  | 0 | 35 darbo dienos | 36
293 | 6AG1241-1AH32-2XB0 | Ryšių modulis | SIPLUS S7-1200 CM 1241 RS-232 based on 6ES7241-1AH32-0XB0 with conformal coating, -40…+70 °C, start up -25 °C, communications module RS-232, 9-pole D-sub (pin), supports Freeport |  | 1 |  | 0 | 35 darbo dienos | 12
294 | 6AG1241-1AH32-2XB0 | Ryšių modulis | SIPLUS S7-1200 CM 1241 RS-232 based on 6ES7241-1AH32-0XB0 with conformal coating, -40…+70 °C, start up -25 °C, communications module RS-232, 9-pole D-sub (pin), supports Freeport |  | 1 |  | 0 | 35 darbo dienos | 36
295 | 6AG1241-1AH32-4XB0 | Ryšių modulis | SIPLUS S7-1200 CM 1241, based on 6ES7241-1AH32-0XB0 with conformal coating, -20…+60 °C, communications module RS-232, 9-pole D-sub (pin), supports Freeport |  | 1 |  | 0 | 35 darbo dienos | 12
296 | 6AG1241-1AH32-4XB0 | Ryšių modulis | SIPLUS S7-1200 CM 1241, based on 6ES7241-1AH32-0XB0 with conformal coating, -20…+60 °C, communications module RS-232, 9-pole D-sub (pin), supports Freeport |  | 1 |  | 0 | 35 darbo dienos | 36
297 | 6AG1241-1CH30-5XB1 | Ryšių modulis | SIPLUS S7-1200 CB 1241, based on 6ES7241-1CH30-1XB0 with conformal coating, -40…+60 °C, start up -25 °C, RS-485, terminal block, supports Freeport |  | 1 |  | 0 | 35 darbo dienos | 12
298 | 6AG1241-1CH30-5XB1 | Ryšių modulis | SIPLUS S7-1200 CB 1241, based on 6ES7241-1CH30-1XB0 with conformal coating, -40…+60 °C, start up -25 °C, RS-485, terminal block, supports Freeport |  | 1 |  | 0 | 35 darbo dienos | 36
299 | 6AG1241-1CH32-2XB0 | Ryšių modulis | SIPLUS S7-1200 CM 1241 based on 6ES7241-1CH32-0XB0 with conformal coating, -40…+70 °C, start up -25 °C, communications module CM 1241, RS-422/485, 9-pole D-sub (pin) supports Freeport |  | 1 |  | 0 | 35 darbo dienos | 12
300 | 6AG1241-1CH32-2XB0 | Ryšių modulis | SIPLUS S7-1200 CM 1241 based on 6ES7241-1CH32-0XB0 with conformal coating, -40…+70 °C, start up -25 °C, communications module CM 1241, RS-422/485, 9-pole D-sub (pin) supports Freeport |  | 1 |  | 0 | 35 darbo dienos | 36
301 | 6AG1241-1CH32-4XB0 | Ryšių modulis | SIPLUS S7-1200 CM 1241 based on 6ES7241-1CH32-0XB0 with conformal coating, -25…+60 °C, communications module CM 1241, RS-422/485, 9-pole D-sub (pin) supports Freeport |  | 1 |  | 0 | 35 darbo dienos | 12
302 | 6AG1241-1CH32-4XB0 | Ryšių modulis | SIPLUS S7-1200 CM 1241 based on 6ES7241-1CH32-0XB0 with conformal coating, -25…+60 °C, communications module CM 1241, RS-422/485, 9-pole D-sub (pin) supports Freeport |  | 1 |  | 0 | 35 darbo dienos | 36
303 | 6AG1242-5DX30-2XE0 | Ryšių modulis | SIPLUS S7-1200 CM 1242-5 based on 6GK7242-5DX30-0XE0 with conformal coating, -25…+55 °C, communications module CM 1242-5, for connecting S7-1200 to PROFIBUS as DP slave module |  | 1 |  | 0 | 35 darbo dienos | 12
304 | 6AG1242-5DX30-2XE0 | Ryšių modulis | SIPLUS S7-1200 CM 1242-5 based on 6GK7242-5DX30-0XE0 with conformal coating, -25…+55 °C, communications module CM 1242-5, for connecting S7-1200 to PROFIBUS as DP slave module |  | 1 |  | 0 | 35 darbo dienos | 36
305 | 6AG1243-2AA30-7XB0 | Ryšių modulis | SIPLUS S7-1200 CM 1243-2 based on 3RK7243-2AA30-0XB0 with conformal coating, -25…+70 °C, S7-1200, CM 1243-2 communications module AS-Interface master according to AS-i specification V3.0 |  | 1 |  | 0 | 35 darbo dienos | 12
306 | 6AG1243-2AA30-7XB0 | Ryšių modulis | SIPLUS S7-1200 CM 1243-2 based on 3RK7243-2AA30-0XB0 with conformal coating, -25…+70 °C, S7-1200, CM 1243-2 communications module AS-Interface master according to AS-i specification V3.0 |  | 1 |  | 0 | 35 darbo dienos | 36
307 | 6AG1243-5DX30-2XE0 | Ryšių modulis | SIPLUS S7-1200 CM 1243-5 based on 6GK7243-5DX30-0XE0 with conformal coating, -25…+55 °C, communications module CM 1243-5, for connecting S7-1200 to PROFIBUS as DP master module |  | 1 |  | 0 | 35 darbo dienos | 12
308 | 6AG1243-5DX30-2XE0 | Ryšių modulis | SIPLUS S7-1200 CM 1243-5 based on 6GK7243-5DX30-0XE0 with conformal coating, -25…+55 °C, communications module CM 1243-5, for connecting S7-1200 to PROFIBUS as DP master module |  | 1 |  | 0 | 35 darbo dienos | 36
309 | 6AG1278-4BD32-2XB0 | Ryšių modulis | SIPLUS S7-1200 SM 1278 IO-Link based on 6ES7278-4BD32-0XB0 with conformal coating, -40…+70 °C, start up -25 °C, signal module SM 1278 4xIO-Link master IO-Link master V1.1 |  | 1 |  | 0 | 35 darbo dienos | 12
310 | 6AG1278-4BD32-2XB0 | Ryšių modulis | SIPLUS S7-1200 SM 1278 IO-Link based on 6ES7278-4BD32-0XB0 with conformal coating, -40…+70 °C, start up -25 °C, signal module SM 1278 4xIO-Link master IO-Link master V1.1 |  | 1 |  | 0 | 35 darbo dienos | 36
311 | 6AG1278-4BD32-4XB0 | Ryšių modulis | SIPLUS S7-1200 SM 1278 IO-Link based on 6ES7278-4BD32-0XB0 with conformal coating, -20…+60 °C, signal module SM 1278 4xIO-Link master IO-Link master V1.1 |  | 1 |  | 0 | 35 darbo dienos | 12
312 | 6AG1278-4BD32-4XB0 | Ryšių modulis | SIPLUS S7-1200 SM 1278 IO-Link based on 6ES7278-4BD32-0XB0 with conformal coating, -20…+60 °C, signal module SM 1278 4xIO-Link master IO-Link master V1.1 |  | 1 |  | 0 | 35 darbo dienos | 36
313 | 6AG1332-1SH71-4AA0 | Elektros maitinimo modulis | SIPLUS S7-1200 PM 1207 based on 6EP1332-1SH71 with conformal coating, 0…+60 °C, stabilized power supply input: 120/230 V AC output: 24 V DC/2.5 A |  | 1 |  | 0 | 35 darbo dienos | 12
314 | 6AG1332-1SH71-4AA0 | Elektros maitinimo modulis | SIPLUS S7-1200 PM 1207 based on 6EP1332-1SH71 with conformal coating, 0…+60 °C, stabilized power supply input: 120/230 V AC output: 24 V DC/2.5 A |  | 1 |  | 0 | 35 darbo dienos | 36
315 | 6AG1332-1SH71-7AA0 | Elektros maitinimo modulis | SIPLUS S7-1200 PM 1207 based on 6EP1332-1SH71 with conformal coating, -25…+70 °C, stabilized power supply input: 120/230 V AC output: 24 V DC/2.5 A |  | 1 |  | 0 | 35 darbo dienos | 12
316 | 6AG1332-1SH71-7AA0 | Elektros maitinimo modulis | SIPLUS S7-1200 PM 1207 based on 6EP1332-1SH71 with conformal coating, -25…+70 °C, stabilized power supply input: 120/230 V AC output: 24 V DC/2.5 A |  | 1 |  | 0 | 35 darbo dienos | 36
317 | 6AG2212-1AE40-1XB0 | Programuojamojo loginio valdiklio (PLV) centrinis procesorius | SIPLUS S7-1200 CPU 1212C DC/DC/DC T1 rail based on 6ES7212-1AE40-0XB0 with conformal coating, -25…+60 °C, OT1 with ST1/2 (+70 °C für 10 minutes), compact CPU, DC/DC/DC, onboard I/O: 8 DI 24 V DC 6 DQ 24 V DC 2 AI 0-10 V DC, power supply: 20.4-28.8 V DC program/data memory 50 KB |  | 1 |  | 0 | 35 darbo dienos | 12
318 | 6AG2212-1AE40-1XB0 | Programuojamojo loginio valdiklio (PLV) centrinis procesorius | SIPLUS S7-1200 CPU 1212C DC/DC/DC T1 rail based on 6ES7212-1AE40-0XB0 with conformal coating, -25…+60 °C, OT1 with ST1/2 (+70 °C für 10 minutes), compact CPU, DC/DC/DC, onboard I/O: 8 DI 24 V DC 6 DQ 24 V DC 2 AI 0-10 V DC, power supply: 20.4-28.8 V DC program/data memory 50 KB |  | 1 |  | 0 | 35 darbo dienos | 36
319 | 6AG2214-1AG40-1XB0 | Programuojamojo loginio valdiklio (PLV) centrinis procesorius | SIPLUS S7-1200 CPU 1214C DC/DC/DC T1 rail based on 6ES7214-1AG40-0XB0 with conformal coating, -25…+60 °C, OT1 with ST1/2 (+70 °C für 10 minutes), compact CPU, DC/DC/DC, onboard I/O: 14 DI 24 V DC; 10 DQ 24 V DC; 2 AI 0-10 V DC, power supply: 20.4-28.8 V DC, program/data memory 75 KB |  | 1 |  | 0 | 35 darbo dienos | 12
320 | 6AG2214-1AG40-1XB0 | Programuojamojo loginio valdiklio (PLV) centrinis procesorius | SIPLUS S7-1200 CPU 1214C DC/DC/DC T1 rail based on 6ES7214-1AG40-0XB0 with conformal coating, -25…+60 °C, OT1 with ST1/2 (+70 °C für 10 minutes), compact CPU, DC/DC/DC, onboard I/O: 14 DI 24 V DC; 10 DQ 24 V DC; 2 AI 0-10 V DC, power supply: 20.4-28.8 V DC, program/data memory 75 KB |  | 1 |  | 0 | 35 darbo dienos | 36
321 | 6AG2221-1BF32-1XB0 | Diskretinių signalų modulis | SIPLUS S7-1200 SM 1221 8DI T1 rail based on 6ES7221-1BF32-0XB0 with conformal coating, -25…+60 °C, OT1 with ST1/2 (+70 °C für 10 minutes), digital input 8 DI, 24 V DC, sink/source |  | 1 |  | 0 | 35 darbo dienos | 12
322 | 6AG2221-1BF32-1XB0 | Diskretinių signalų modulis | SIPLUS S7-1200 SM 1221 8DI T1 rail based on 6ES7221-1BF32-0XB0 with conformal coating, -25…+60 °C, OT1 with ST1/2 (+70 °C für 10 minutes), digital input 8 DI, 24 V DC, sink/source |  | 1 |  | 0 | 35 darbo dienos | 36
323 | 6AG2222-1BF32-1XB0 | Diskretinių signalų modulis | SIPLUS S7-1200 SM 1222 8DQ T1 rail based on 6ES7222-1BF32-0XB0 with conformal coating, -25…+70 °C, OT1 with ST1/2 (+70 °C für 10 minutes), digital output 8 DQ, 24 V DC, transistor 0.5 A |  | 1 |  | 0 | 35 darbo dienos | 12
324 | 6AG2222-1BF32-1XB0 | Diskretinių signalų modulis | SIPLUS S7-1200 SM 1222 8DQ T1 rail based on 6ES7222-1BF32-0XB0 with conformal coating, -25…+70 °C, OT1 with ST1/2 (+70 °C für 10 minutes), digital output 8 DQ, 24 V DC, transistor 0.5 A |  | 1 |  | 0 | 35 darbo dienos | 36
325 | 6AG2222-1HF32-1XB0 | Diskretinių signalų modulis | SIPLUS S7-1200 SM 1222 8DQ RLY T1 rail based on 6ES7222-1HF32-0XB0 with conformal coating, -25…+60 °C, OT1 with ST1/2 (+70 °C für 10 minutes), digital output 8 DQ, relay 2 A |  | 1 |  | 0 | 35 darbo dienos | 12
326 | 6AG2222-1HF32-1XB0 | Diskretinių signalų modulis | SIPLUS S7-1200 SM 1222 8DQ RLY T1 rail based on 6ES7222-1HF32-0XB0 with conformal coating, -25…+60 °C, OT1 with ST1/2 (+70 °C für 10 minutes), digital output 8 DQ, relay 2 A |  | 1 |  | 0 | 35 darbo dienos | 36
327 | 6AG2223-0BD30-1XB0 | Diskretinių signalų modulis | SIPLUS S7-1200 SB 1223 2DI/2DQ T1 rail based on 6ES7223-0BD30-0XB0 with conformal coating, -25…+55 °C, OT1 with ST1/2 (+70 °C für 10 minutes), digital input/output 2 DI 24 V DC/2 DQ 24 V DC |  | 1 |  | 0 | 35 darbo dienos | 12
328 | 6AG2223-0BD30-1XB0 | Diskretinių signalų modulis | SIPLUS S7-1200 SB 1223 2DI/2DQ T1 rail based on 6ES7223-0BD30-0XB0 with conformal coating, -25…+55 °C, OT1 with ST1/2 (+70 °C für 10 minutes), digital input/output 2 DI 24 V DC/2 DQ 24 V DC |  | 1 |  | 0 | 35 darbo dienos | 36
329 | 6AG2223-1BH32-1XB0 | Diskretinių signalų modulis | SIPLUS S7-1200 SM 1223 8DI/8DQ T1 rail based on 6ES7223-1BH32-0XB0 with conformal coating, -25…+55 °C, OT1 with ST1/2 (+70 °C für 10 minutes), digital input/output SM 1223, 8 DI/8 DQ, 8 DI 24 V DC, sink/source, 8 DQ, transistor 0.5 A |  | 1 |  | 0 | 35 darbo dienos | 12
330 | 6AG2223-1BH32-1XB0 | Diskretinių signalų modulis | SIPLUS S7-1200 SM 1223 8DI/8DQ T1 rail based on 6ES7223-1BH32-0XB0 with conformal coating, -25…+55 °C, OT1 with ST1/2 (+70 °C für 10 minutes), digital input/output SM 1223, 8 DI/8 DQ, 8 DI 24 V DC, sink/source, 8 DQ, transistor 0.5 A |  | 1 |  | 0 | 35 darbo dienos | 36
331 | 6AG2223-1PL32-1XB0 | Diskretinių signalų modulis | SIPLUS S7-1200 SM 1223 16DI/16DQ RLY T1 rail based on 6ES7223-1PL32-0XB0 with conformal coating, -25…+60 °C, OT1 with ST1/2 (+70 °C für 10 minutes), digital input/output 16 DI/16DQ, 16 DI 24 V DC, sink/source, 16 DQ relay 2 A |  | 1 |  | 0 | 35 darbo dienos | 12
332 | 6AG2223-1PL32-1XB0 | Diskretinių signalų modulis | SIPLUS S7-1200 SM 1223 16DI/16DQ RLY T1 rail based on 6ES7223-1PL32-0XB0 with conformal coating, -25…+60 °C, OT1 with ST1/2 (+70 °C für 10 minutes), digital input/output 16 DI/16DQ, 16 DI 24 V DC, sink/source, 16 DQ relay 2 A |  | 1 |  | 0 | 35 darbo dienos | 36
333 | 6AG2231-5PD32-1XB0 | Analoginių signalų modulis | SIPLUS S7-1200 SM 1231 RTD T1 rail based on 6ES7231-5PD32-0XB0 with conformal coating, -25…+60 °C, OT1 with ST1/2 (+70 °C für 10 minutes), SIMATIC S7-1200, analog input, SM 1231 RTD, 4xAI RTD module |  | 1 |  | 0 | 35 darbo dienos | 12
334 | 6AG2231-5PD32-1XB0 | Analoginių signalų modulis | SIPLUS S7-1200 SM 1231 RTD T1 rail based on 6ES7231-5PD32-0XB0 with conformal coating, -25…+60 °C, OT1 with ST1/2 (+70 °C für 10 minutes), SIMATIC S7-1200, analog input, SM 1231 RTD, 4xAI RTD module |  | 1 |  | 0 | 35 darbo dienos | 36
335 | 6AG2232-4HD32-1XB0 | Analoginių signalų modulis | SIPLUS S7-1200 SM 1232 T1 rail based on 6ES7232-4HD32-0XB0 with conformal coating, -25…+60 °C, OT1 with ST1/2 (+70 °C für 10 minutes), S7-1200, analog output, SM 1232, 4 AQ, +/-10 V, 14-bit resolution, or 0-20 mA, 13-bit resolution: |  | 1 |  | 0 | 35 darbo dienos | 12
336 | 6AG2232-4HD32-1XB0 | Analoginių signalų modulis | SIPLUS S7-1200 SM 1232 T1 rail based on 6ES7232-4HD32-0XB0 with conformal coating, -25…+60 °C, OT1 with ST1/2 (+70 °C für 10 minutes), S7-1200, analog output, SM 1232, 4 AQ, +/-10 V, 14-bit resolution, or 0-20 mA, 13-bit resolution: |  | 1 |  | 0 | 35 darbo dienos | 36
337 | 6AG2234-4HE32-1XB1 | Analoginių signalų modulis | SIPLUS S7-1200 SM 1234 4AI/2AQ rail based on 6ES7234-4HE32-0XB0 with conformal coating, -25…+60 °C, OT1 with ST1/2 (+70 °C für 10 minutes), SM 1234, 4 AI/2 AQ, +/-10 V, 14-bit resolution or 0 (4)-20 mA, 13-bit resolution |  | 1 |  | 0 | 35 darbo dienos | 12
338 | 6AG2234-4HE32-1XB1 | Analoginių signalų modulis | SIPLUS S7-1200 SM 1234 4AI/2AQ rail based on 6ES7234-4HE32-0XB0 with conformal coating, -25…+60 °C, OT1 with ST1/2 (+70 °C für 10 minutes), SM 1234, 4 AI/2 AQ, +/-10 V, 14-bit resolution or 0 (4)-20 mA, 13-bit resolution |  | 1 |  | 0 | 35 darbo dienos | 36
339 | 6AG2241-1AH32-1XB0 | Ryšių modulis | SIPLUS S7-1200 CM 1241 RS232 T1 rail based on 6ES7241-1AH32-0XB0 with conformal coating, -25…+60 °C, OT1 with ST1/2 (+70 °C für 10 minutes), communications module RS-232, 9-pole D-sub (pin), supports Freeport |  | 1 |  | 0 | 35 darbo dienos | 12
340 | 6AG2241-1AH32-1XB0 | Ryšių modulis | SIPLUS S7-1200 CM 1241 RS232 T1 rail based on 6ES7241-1AH32-0XB0 with conformal coating, -25…+60 °C, OT1 with ST1/2 (+70 °C für 10 minutes), communications module RS-232, 9-pole D-sub (pin), supports Freeport |  | 1 |  | 0 | 35 darbo dienos | 36
341 | 6AG2241-1CH30-1XB0 | Ryšių modulis | SIPLUS S7-1200 CB 1241 RS 485 rail based on 6ES7241-1CH30-1XB0 with conformal coating, -25…+55 °C, OT1 with ST1/2 (+70 °C für 10 minutes), RS-485, terminal block, supports Freeport |  | 1 |  | 0 | 35 darbo dienos | 12
342 | 6AG2241-1CH30-1XB0 | Ryšių modulis | SIPLUS S7-1200 CB 1241 RS 485 rail based on 6ES7241-1CH30-1XB0 with conformal coating, -25…+55 °C, OT1 with ST1/2 (+70 °C für 10 minutes), RS-485, terminal block, supports Freeport |  | 1 |  | 0 | 35 darbo dienos | 36
343 | 6AG2241-1CH32-1XB0 | Ryšių modulis | SIPLUS S7-1200 CM 1241 RS422/485 T1 rail based on 6ES7241-1CH32-0XB0 with conformal coating, -25…+60 °C, OT1 with ST1/2 (+70 °C für 10 minutes), communications module CM 1241, RS-422/485, 9-pole D-sub (pin), supports Freeport |  | 1 |  | 0 | 35 darbo dienos | 12
344 | 6AG2241-1CH32-1XB0 | Ryšių modulis | SIPLUS S7-1200 CM 1241 RS422/485 T1 rail based on 6ES7241-1CH32-0XB0 with conformal coating, -25…+60 °C, OT1 with ST1/2 (+70 °C für 10 minutes), communications module CM 1241, RS-422/485, 9-pole D-sub (pin), supports Freeport |  | 1 |  | 0 | 35 darbo dienos | 36
345 | 6AG2242-5DX30-1XE0 | Ryšių modulis | SIPLUS S7-1200 CM 1242-5 T1 rail based on 6GK7242-5DX30-0XE0 with conformal coating, -25…+55 °C, OT1 with ST1/2 (+70 °C für 10 minutes), communications module CM 1242-5, for connecting S7-1200 to PROFIBUS as DP slave module |  | 1 |  | 0 | 35 darbo dienos | 12
346 | 6AG2242-5DX30-1XE0 | Ryšių modulis | SIPLUS S7-1200 CM 1242-5 T1 rail based on 6GK7242-5DX30-0XE0 with conformal coating, -25…+55 °C, OT1 with ST1/2 (+70 °C für 10 minutes), communications module CM 1242-5, for connecting S7-1200 to PROFIBUS as DP slave module |  | 1 |  | 0 | 35 darbo dienos | 36
347 | 6AG2243-1BX30-1XE0 | Ryšių modulis | SIPLUS S7-1200 CP 1243-1 rail based on 6GK7243-1BX30-0XE0 with conformal coating, -25…+70 °C, OT1 with ST1/2 (+70 °C für 10 minutes), communications processor CP 1243-1 for connection of SIMATIC S7-1200 as additional Ethernet interface and for connection to control centers via telecontrol protocols (DNP3, IEC 60870, TeleControl Basic), security (firewall, VPN) |  | 1 |  | 0 | 35 darbo dienos | 12
348 | 6AG2243-1BX30-1XE0 | Ryšių modulis | SIPLUS S7-1200 CP 1243-1 rail based on 6GK7243-1BX30-0XE0 with conformal coating, -25…+70 °C, OT1 with ST1/2 (+70 °C für 10 minutes), communications processor CP 1243-1 for connection of SIMATIC S7-1200 as additional Ethernet interface and for connection to control centers via telecontrol protocols (DNP3, IEC 60870, TeleControl Basic), security (firewall, VPN) |  | 1 |  | 0 | 35 darbo dienos | 36
349 | 6AG2243-5DX30-1XE0 | Ryšių modulis | SIPLUS S7-1200 CM 1243-5 T1 rail based on 6GK7243-5DX30-0XE0 with conformal coating, -25…+55 °C, OT1 with ST1/2 (+70 °C für 10 minutes), communications module CM 1243-5 for connecting S7-1200 to PROFIBUS as DP master module |  | 1 |  | 0 | 35 darbo dienos | 12
350 | 6AG2243-5DX30-1XE0 | Ryšių modulis | SIPLUS S7-1200 CM 1243-5 T1 rail based on 6GK7243-5DX30-0XE0 with conformal coating, -25…+55 °C, OT1 with ST1/2 (+70 °C für 10 minutes), communications module CM 1243-5 for connecting S7-1200 to PROFIBUS as DP master module |  | 1 |  | 0 | 35 darbo dienos | 36
351 | 6ES7297-0AX30-0XA0 | Elektros maitinimo modulis | SIMATIC S7-1200, Battery Board BB 1297 for long-term buffering of the real time clock, plug-in in the signal board receptacle of the S7-12XX (FW3.0 or higher); Battery (CR1025) not included in scope of delivery |  | 1 |  | 0 | 5 darbo dienos | 12
352 | 6ES7297-0AX30-0XA0 | Elektros maitinimo modulis | SIMATIC S7-1200, Battery Board BB 1297 for long-term buffering of the real time clock, plug-in in the signal board receptacle of the S7-12XX (FW3.0 or higher); Battery (CR1025) not included in scope of delivery |  | 1 |  | 0 | 5 darbo dienos | 36
353 | 6ES7954-8LC04-0AA0 | Atminties kortelė | SIMATIC S7, memory cards for S7-1x 00 CPU/SINAMICS, 3, 3V Flash, 4 MB |  | 1 |  | 0 | 5 darbo dienos | 12
354 | 6ES7954-8LC04-0AA0 | Atminties kortelė | SIMATIC S7, memory cards for S7-1x 00 CPU/SINAMICS, 3, 3V Flash, 4 MB |  | 1 |  | 0 | 5 darbo dienos | 36
355 | 6ES7954-8LE04-0AA0 | Atminties kortelė | SIMATIC S7, memory cards for S7-1x00 CPU/SINAMICS, 3, 3V Flash, 12 MB |  | 1 |  | 0 | 5 darbo dienos | 12
356 | 6ES7954-8LE04-0AA0 | Atminties kortelė | SIMATIC S7, memory cards for S7-1x00 CPU/SINAMICS, 3, 3V Flash, 12 MB |  | 1 |  | 0 | 5 darbo dienos | 36
357 | 6ES7954-8LF04-0AA0 | Atminties kortelė | SIMATIC S7, memory cards for S7-1x00 CPU/SINAMICS, 3, 3V Flash, 24 MB |  | 1 |  | 0 | 5 darbo dienos | 12
358 | 6ES7954-8LF04-0AA0 | Atminties kortelė | SIMATIC S7, memory cards for S7-1x00 CPU/SINAMICS, 3, 3V Flash, 24 MB |  | 1 |  | 0 | 5 darbo dienos | 36
359 | 6ES7954-8LL04-0AA0 | Atminties kortelė | SIMATIC S7, memory cards for S7-1x00 CPU, 3, 3V Flash, 256 MB |  | 1 |  | 0 | 5 darbo dienos | 12
360 | 6ES7954-8LL04-0AA0 | Atminties kortelė | SIMATIC S7, memory cards for S7-1x00 CPU, 3, 3V Flash, 256 MB |  | 1 |  | 0 | 5 darbo dienos | 36
361 | 6ES7954-8LP04-0AA0 | Atminties kortelė | SIMATIC S7, memory cards for S7-1x 00 CPU, 3, 3V Flash, 2 GB |  | 1 |  | 0 | 5 darbo dienos | 12
362 | 6ES7954-8LP04-0AA0 | Atminties kortelė | SIMATIC S7, memory cards for S7-1x 00 CPU, 3, 3V Flash, 2 GB |  | 1 |  | 0 | 5 darbo dienos | 36
363 | 6ES7954-8LT03-0AA0 | Atminties kortelė | SIMATIC S7, memory cards for S7-1x 00 CPU, 3, 3V Flash, 32 GB |  | 1 |  | 0 | 5 darbo dienos | 12
364 | 6ES7954-8LT03-0AA0 | Atminties kortelė | SIMATIC S7, memory cards for S7-1x 00 CPU, 3, 3V Flash, 32 GB |  | 1 |  | 0 | 5 darbo dienos | 36
365 | 6ES7307-1EA01-0AA0 | Elektros maitinimo modulis | SIMATIC S7-300 Regulated power supply PS307 input: 120/230 V AC, output: 24 V/5 A DC |  | 1 |  | 0 | 5 darbo dienos | 12
366 | 6ES7307-1EA01-0AA0 | Elektros maitinimo modulis | SIMATIC S7-300 Regulated power supply PS307 input: 120/230 V AC, output: 24 V/5 A DC |  | 1 |  | 0 | 5 darbo dienos | 36
367 | 6GK7443-1EX30-0XE0 | Ryšių modulis | Communications processor CP 443-1; 2x 10/100 Mbit/s (IE switch); RJ45 ports; ISO; TCP; UDP; PROFINET IO controller; S7 communication; Open communication (SEND/ RECEIVE); S7 routing; IP configuration via DHCP/ Block; IP Access control list; time-of-day synchronization; extended web diagnostics; Fast Startup; Support for PROFIenergy; |  | 1 |  | 0 | 5 darbo dienos | 12
368 | 6GK7443-1EX30-0XE0 | Ryšių modulis | Communications processor CP 443-1; 2x 10/100 Mbit/s (IE switch); RJ45 ports; ISO; TCP; UDP; PROFINET IO controller; S7 communication; Open communication (SEND/ RECEIVE); S7 routing; IP configuration via DHCP/ Block; IP Access control list; time-of-day synchronization; extended web diagnostics; Fast Startup; Support for PROFIenergy; |  | 1 |  | 0 | 5 darbo dienos | 36
369 | 6ES7460-3AA01-0AB0 | Ryšių modulis | SIMATIC S7-400, interface module Send IM 460-3 for distributed coupling up to 102 m, with C-bus |  | 1 |  | 0 | 15 darbo dienų | 12
370 | 6ES7460-3AA01-0AB0 | Ryšių modulis | SIMATIC S7-400, interface module Send IM 460-3 for distributed coupling up to 102 m, with C-bus |  | 1 |  | 0 | 15 darbo dienų | 36
371 | 6AG1421-1BL01-2AA0 | Diskretinių signalų modulis | SIPLUS S7-400 SM 421 32DI based on 6ES7421-1BL01-0AA0 with conformal coating, -25…+60 °C, |  | 1 |  | 0 | 35 darbo dienos | 12
372 | 6AG1421-1BL01-2AA0 | Diskretinių signalų modulis | SIPLUS S7-400 SM 421 32DI based on 6ES7421-1BL01-0AA0 with conformal coating, -25…+60 °C, |  | 1 |  | 0 | 35 darbo dienos | 36
373 | 6ES7407-0DA02-0AA0 | Elektros maitinimo modulis | SIMATIC S7-400, Power supply PS407: 4 A, wide range, UC 120/230V, 5 V DC/4 A |  | 1 |  | 0 | 15 darbo dienų | 12
374 | 6ES7407-0DA02-0AA0 | Elektros maitinimo modulis | SIMATIC S7-400, Power supply PS407: 4 A, wide range, UC 120/230V, 5 V DC/4 A |  | 1 |  | 0 | 15 darbo dienų | 36
375 | 6AG1407-0KA02-7AA0 | Elektros maitinimo modulis | SIPLUS S7-400 PS 407 10 A based on 6ES7407-0KA02-0AA0 with conformal coating, -25…+70 °C, 10 A, wide range, 120/230 V UC; 5 V DC/10 A |  | 1 |  | 0 | 35 darbo dienos | 12
376 | 6AG1407-0KA02-7AA0 | Elektros maitinimo modulis | SIPLUS S7-400 PS 407 10 A based on 6ES7407-0KA02-0AA0 with conformal coating, -25…+70 °C, 10 A, wide range, 120/230 V UC; 5 V DC/10 A |  | 1 |  | 0 | 35 darbo dienos | 36
377 | 6ES7412-2XK07-0AB0 | Programuojamojo loginio valdiklio (PLV) centrinis procesorius | SIMATIC S7-400, CPU 412-2 Central processing unit with: Work memory 1 MB, (0.5 MB code; 0.5 MB data) 1st interface MPI/DP 12 Mbit/s, 2nd interface PROFIBUS DP, |  | 1 |  | 0 | 15 darbo dienų | 12
378 | 6ES7412-2XK07-0AB0 | Programuojamojo loginio valdiklio (PLV) centrinis procesorius | SIMATIC S7-400, CPU 412-2 Central processing unit with: Work memory 1 MB, (0.5 MB code; 0.5 MB data) 1st interface MPI/DP 12 Mbit/s, 2nd interface PROFIBUS DP, |  | 1 |  | 0 | 15 darbo dienų | 36
379 | 6ES7211-1BE40-0XB0 | Programuojamojo loginio valdiklio (PLV) centrinis procesorius | SIMATIC S7-1200, CPU 1211C, compact CPU, AC/DC/relay, onboard I/O: 6 DI 24 V DC; 4 DO relay 2 A; 2 AI 0-10 V DC, power supply: AC 85-264 V AC at 47-63 Hz, program/data memory 75 KB |  | 1 |  | 0 | 5 darbo dienos | 12
380 | 6ES7211-1BE40-0XB0 | Programuojamojo loginio valdiklio (PLV) centrinis procesorius | SIMATIC S7-1200, CPU 1211C, compact CPU, AC/DC/relay, onboard I/O: 6 DI 24 V DC; 4 DO relay 2 A; 2 AI 0-10 V DC, power supply: AC 85-264 V AC at 47-63 Hz, program/data memory 75 KB |  | 1 |  | 0 | 5 darbo dienos | 36
381 | 6ES7212-1HG50-0XB0 | Programuojamojo loginio valdiklio (PLV) centrinis procesorius | SIMATIC S7-1200 G2: compact CPU 1212C DC/DC/RLY; power supply: DC 20.4-28.8 V DC; onboard I/O: 8x DI 24 V DC; 6 DO relay 2 A; memory: program 150 KB data: 500 KB, retentivity: 20 KB |  | 1 |  | 0 | 5 darbo dienos | 12
382 | 6ES7212-1HG50-0XB0 | Programuojamojo loginio valdiklio (PLV) centrinis procesorius | SIMATIC S7-1200 G2: compact CPU 1212C DC/DC/RLY; power supply: DC 20.4-28.8 V DC; onboard I/O: 8x DI 24 V DC; 6 DO relay 2 A; memory: program 150 KB data: 500 KB, retentivity: 20 KB |  | 1 |  | 0 | 5 darbo dienos | 36
383 | 6ES7221-1BH50-0XB0 | Diskretinių signalų modulis | SIMATIC S7-1200 G2: SM 1221 digital input, 16 DI; inputs: 16x DI 24 V DC sink/source |  | 1 |  | 0 | 5 darbo dienos | 12
384 | 6ES7221-1BH50-0XB0 | Diskretinių signalų modulis | SIMATIC S7-1200 G2: SM 1221 digital input, 16 DI; inputs: 16x DI 24 V DC sink/source |  | 1 |  | 0 | 5 darbo dienos | 36
385 | 6ES7222-5HH50-0XB0 | Diskretinių signalų modulis | SIMATIC S7-1200 G2: SM 1222 digital output, 16 relays; outputs: 16x DO, relay 2 A |  | 1 |  | 0 | 5 darbo dienos | 12
386 | 6ES7222-5HH50-0XB0 | Diskretinių signalų modulis | SIMATIC S7-1200 G2: SM 1222 digital output, 16 relays; outputs: 16x DO, relay 2 A |  | 1 |  | 0 | 5 darbo dienos | 36
387 | 6ES7231-4HF50-0XB0 | Analoginių signalų modulis | SIMATIC S7-1200 G2: SM 1231 analog input, 8 AI; inputs: 8x AI 14 bit ADC (+/-10 V, +/-5 V, +/-2.5 V or 0-20 mA/4-20 mA) |  | 1 |  | 0 | 5 darbo dienos | 12
388 | 6ES7231-4HF50-0XB0 | Analoginių signalų modulis | SIMATIC S7-1200 G2: SM 1231 analog input, 8 AI; inputs: 8x AI 14 bit ADC (+/-10 V, +/-5 V, +/-2.5 V or 0-20 mA/4-20 mA) |  | 1 |  | 0 | 5 darbo dienos | 36
389 | 6ES7232-4HF50-0XB0 | Analoginių signalų modulis | SIMATIC S7-1200 G2: SM 1232 analog output, 8 AO; outputs: 8x AQ 14 bit DAC (+/-10 V, 0-20 mA or 4-20 mA) |  | 1 |  | 0 | 5 darbo dienos | 12
390 | 6ES7232-4HF50-0XB0 | Analoginių signalų modulis | SIMATIC S7-1200 G2: SM 1232 analog output, 8 AO; outputs: 8x AQ 14 bit DAC (+/-10 V, 0-20 mA or 4-20 mA) |  | 1 |  | 0 | 5 darbo dienos | 36
391 | 6ES7241-1EA50-0XB0 | Ryšių modulis | SIMATIC S7-1200 G2: CM 1241 communication module; interfaces: RS232/422/485, with push-in terminal block |  | 1 |  | 0 | 5 darbo dienos | 12
392 | 6ES7241-1EA50-0XB0 | Ryšių modulis | SIMATIC S7-1200 G2: CM 1241 communication module; interfaces: RS232/422/485, with push-in terminal block |  | 1 |  | 0 | 5 darbo dienos | 36
393 | 6ES7516-3AP03-0AB0 | Programuojamojo loginio valdiklio (PLV) centrinis procesorius | SIMATIC S7-1500, CPU 1516-3 PN/DP, central processing unit with 2 MB work memory for program and 7.5 MB for data 1st interface: PROFINET IRT with 2-port switch, 2nd interface: PROFINET RT, 3rd interface: PROFIBUS, 6 ns bit performance, SIMATIC Memory Card required - - approvals and certificates according to entry 109817466 at support.industry.siemens.com to be considered! - - |  | 1 |  | 0 | 5 darbo dienos | 12
394 | 6ES7516-3AP03-0AB0 | Programuojamojo loginio valdiklio (PLV) centrinis procesorius | SIMATIC S7-1500, CPU 1516-3 PN/DP, central processing unit with 2 MB work memory for program and 7.5 MB for data 1st interface: PROFINET IRT with 2-port switch, 2nd interface: PROFINET RT, 3rd interface: PROFIBUS, 6 ns bit performance, SIMATIC Memory Card required - - approvals and certificates according to entry 109817466 at support.industry.siemens.com to be considered! - - |  | 1 |  | 0 | 5 darbo dienos | 36
395 | 6ES7521-1BH00-0AB0 | Diskretinių signalų modulis | SIMATIC S7-1500, digital input module DI 16x24 V DC HF, 16 channels in groups of 16; of which 2 inputs as counters can be used; input delay 0.05..20 ms; input type 3 (IEC 61131); diagnostics; hardware interrupts: front connector (screw terminals or push-in) to be ordered separately |  | 1 |  | 0 | 5 darbo dienos | 12
396 | 6ES7521-1BH00-0AB0 | Diskretinių signalų modulis | SIMATIC S7-1500, digital input module DI 16x24 V DC HF, 16 channels in groups of 16; of which 2 inputs as counters can be used; input delay 0.05..20 ms; input type 3 (IEC 61131); diagnostics; hardware interrupts: front connector (screw terminals or push-in) to be ordered separately |  | 1 |  | 0 | 5 darbo dienos | 36
397 | 6ES7531-7KF00-0AB0 | Analoginių signalų modulis | SIMATIC S7-1500 analog input module AI 8xU/I/RTD/TC ST, 16 bit resolution, accuracy 0.3%, 8 channels in groups of 8; 4 channels for RTD measurement, common mode voltage 10 V; Diagnostics; Hardware interrupts; Delivery including infeed element, shield bracket and shield terminal: Front connector (screw terminals or push-in) to be ordered separately |  | 1 |  | 0 | 5 darbo dienos | 12
398 | 6ES7531-7KF00-0AB0 | Analoginių signalų modulis | SIMATIC S7-1500 analog input module AI 8xU/I/RTD/TC ST, 16 bit resolution, accuracy 0.3%, 8 channels in groups of 8; 4 channels for RTD measurement, common mode voltage 10 V; Diagnostics; Hardware interrupts; Delivery including infeed element, shield bracket and shield terminal: Front connector (screw terminals or push-in) to be ordered separately |  | 1 |  | 0 | 5 darbo dienos | 36
399 | 6ES7532-5HD00-0AB0 | Analoginių signalų modulis | SIMATIC S7-1500, analog output module AQ 4xU/I ST, 16-bit resolution accuracy 0.3%. 4 channels in groups of 4, diagnostics; substitute value; the module supports the safety-oriented shutdown of load groups up to SIL2 according to EN IEC 62061:2021 and Category 2 / PL c according to EN ISO 13849-1:2015. delivery including infeed element, shielding bracket and shield terminal: front connector (screw terminals or push-in) to be ordered separately |  | 1 |  | 0 | 5 darbo dienos | 12
400 | 6ES7532-5HD00-0AB0 | Analoginių signalų modulis | SIMATIC S7-1500, analog output module AQ 4xU/I ST, 16-bit resolution accuracy 0.3%. 4 channels in groups of 4, diagnostics; substitute value; the module supports the safety-oriented shutdown of load groups up to SIL2 according to EN IEC 62061:2021 and Category 2 / PL c according to EN ISO 13849-1:2015. delivery including infeed element, shielding bracket and shield terminal: front connector (screw terminals or push-in) to be ordered separately |  | 1 |  | 0 | 5 darbo dienos | 36
401 | 6ES7522-1BF00-0AB0 | Diskretinių signalų modulis | SIMATIC S7-1500, digital output module DQ 8x24 V DC/2A HF; 8 channels in groups of 8; 8 A per group; diagnostics; substitute value: 2 channels can be used for pulse width modulation(PWM) . the module supports the safety-oriented shutdown of load groups up to SIL2 according to EN IEC 62061:2021 and Category 3 / PL d according to EN ISO 13849-1:2015. front connector (screw terminals or push-in) to be ordered separately |  | 1 |  | 0 | 5 darbo dienos | 12
402 | 6ES7522-1BF00-0AB0 | Diskretinių signalų modulis | SIMATIC S7-1500, digital output module DQ 8x24 V DC/2A HF; 8 channels in groups of 8; 8 A per group; diagnostics; substitute value: 2 channels can be used for pulse width modulation(PWM) . the module supports the safety-oriented shutdown of load groups up to SIL2 according to EN IEC 62061:2021 and Category 3 / PL d according to EN ISO 13849-1:2015. front connector (screw terminals or push-in) to be ordered separately |  | 1 |  | 0 | 5 darbo dienos | 36
403 | 6GK7545-1GX10-0XE0 | Ryšių modulis | communications processor CP 1545-1 for connection of SIMATIC S7-1500 to Industrial Ethernet; TCP/IP, UDP, S7 communication, security (VPN, firewall), SNMPv1/v3, DHCP,FTP client/server, email, IPv4/IPv6, IEEE 802.1X (radius), time synchronization via NTP, connection to cloud systems via MQTT, 1x RJ45 (10/100/1000 Mbps). |  | 1 |  | 0 | 5 darbo dienos | 12
404 | 6GK7545-1GX10-0XE0 | Ryšių modulis | communications processor CP 1545-1 for connection of SIMATIC S7-1500 to Industrial Ethernet; TCP/IP, UDP, S7 communication, security (VPN, firewall), SNMPv1/v3, DHCP,FTP client/server, email, IPv4/IPv6, IEEE 802.1X (radius), time synchronization via NTP, connection to cloud systems via MQTT, 1x RJ45 (10/100/1000 Mbps). |  | 1 |  | 0 | 5 darbo dienos | 36
405 | 6GK7342-5DA03-0XE0 | Ryšių modulis | Communications processor CP 342-5 for connection of SIMATIC S7-300 to PROFIBUS DP, S5-compatible, PG/OP and S7 communication. | 6GK7342-5DA02-0XE0 pakeitimui | 6 |  | 0 | 5 darbo dienos | 12
406 | 6GK7342-5DA03-0XE0 | Ryšių modulis | Communications processor CP 342-5 for connection of SIMATIC S7-300 to PROFIBUS DP, S5-compatible, PG/OP and S7 communication. | 6GK7342-5DA02-0XE0 pakeitimui | 1 |  | 0 | 5 darbo dienos | 36
407 | 6ES7307-1BA01-0AA0 | Elektros maitinimo modulis | SIMATIC S7-300 Regulated power supply PS307 input: 120/230 V AC, output: 24 V DC/2 A | 6ES7307-1BA00-0AA0 pakeitimui | 1 |  | 0 | 5 darbo dienos | 12
408 | 6ES7307-1BA01-0AA0 | Elektros maitinimo modulis | SIMATIC S7-300 Regulated power supply PS307 input: 120/230 V AC, output: 24 V DC/2 A | 6ES7307-1BA00-0AA0 pakeitimui | 1 |  | 0 | 5 darbo dienos | 36
409 | 6ES7461-3AA01-0AA0 | Ryšių modulis | SIMATIC S7-400, interface module receiver IM 461-3 for distributed coupling up to 102 m, with C-bus | 6ES7461-3AA00-0AA0 pakeitimui | 1 |  | 0 | 15 darbo dienų | 12
410 | 6ES7461-3AA01-0AA0 | Ryšių modulis | SIMATIC S7-400, interface module receiver IM 461-3 for distributed coupling up to 102 m, with C-bus | 6ES7461-3AA00-0AA0 pakeitimui | 1 |  | 0 | 15 darbo dienų | 36
411 | 6ES7590-0AA00-0AA0 | Modulio priedas | SIMATIC S7-1500, spare part U-connector for connection of I/O modules; self-assembling backplane bus 5 units per packing unit |  | 1 |  | 0 | 15 darbo dienų | 12
412 | 6ES7590-0AA00-0AA0 | Modulio priedas | SIMATIC S7-1500, spare part U-connector for connection of I/O modules; self-assembling backplane bus 5 units per packing unit |  | 1 |  | 0 | 15 darbo dienų | 36
413 | 6EP1332-1SH71 | Elektros maitinimo modulis | SIMATIC S7-1200 Power Module PM1207 Stabilized power supply input: 120/230 V AC, output: DC 24 V/2,5 A |  | 1 |  | 0 | 10 darbo dienų | 12
414 | 6EP1332-1SH71 | Elektros maitinimo modulis | SIMATIC S7-1200 Power Module PM1207 Stabilized power supply input: 120/230 V AC, output: DC 24 V/2,5 A |  | 1 |  | 0 | 10 darbo dienų | 36
415 | 6ES7510-1DK03-0AB0 | Programuojamojo loginio valdiklio (PLV) centrinis procesorius | SIMATIC DP, CPU 1510SP-1 PN for ET 200SP, central processing unit with work memory 200 KB for program and 1 MB for data, 1st interface: PROFINET IRT with 3-port switch, 6 ns bit performance, SIMATIC Memory Card required, BusAdapter required for port 1 and 2 |  | 1 |  | 0 | 10 darbo dienų | 12
416 | 6ES7510-1DK03-0AB0 | Programuojamojo loginio valdiklio (PLV) centrinis procesorius | SIMATIC DP, CPU 1510SP-1 PN for ET 200SP, central processing unit with work memory 200 KB for program and 1 MB for data, 1st interface: PROFINET IRT with 3-port switch, 6 ns bit performance, SIMATIC Memory Card required, BusAdapter required for port 1 and 2 |  | 1 |  | 0 | 10 darbo dienų | 36
417 | 6ES7131-6BF00-0CA0 | Diskretinių signalų modulis | SIMATIC ET 200SP, digital input module, DI 8x 24 V DC High Feature, input type 3 (IEC 61131), sink input, (PNP, sink input) Packing unit: 1 unit, suitable for BU type A0, color code CC01, input delay 0.05..20 ms; Channel diagnostics for: Encoder power supply short circuit, wire break, supply voltage, channel fault LED |  | 1 |  | 0 | 10 darbo dienų | 12
418 | 6ES7131-6BF00-0CA0 | Diskretinių signalų modulis | SIMATIC ET 200SP, digital input module, DI 8x 24 V DC High Feature, input type 3 (IEC 61131), sink input, (PNP, sink input) Packing unit: 1 unit, suitable for BU type A0, color code CC01, input delay 0.05..20 ms; Channel diagnostics for: Encoder power supply short circuit, wire break, supply voltage, channel fault LED |  | 1 |  | 0 | 10 darbo dienų | 36
419 | 6ES7134-6FB00-0BA1 | Analoginių signalų modulis | SIMATIC ET 200SP, Analog input module, AI 2xU Standard Pack quantity: 1 unit, suitable for BU type A0, A1, Color code CC00, Module diagnostics, 16 bit |  | 1 |  | 0 | 10 darbo dienų | 12
420 | 6ES7134-6FB00-0BA1 | Analoginių signalų modulis | SIMATIC ET 200SP, Analog input module, AI 2xU Standard Pack quantity: 1 unit, suitable for BU type A0, A1, Color code CC00, Module diagnostics, 16 bit |  | 1 |  | 0 | 10 darbo dienų | 36
421 | 6ES7135-6FB00-0BA1 | Analoginių signalų modulis | SIMATIC ET 200SP, Analog output module, AQ 2xU Standard, Pack quantity: 1 unit, suitable for BU type A0, A1, Color code CC00, Module diagnostics, 16 bit |  | 1 |  | 0 | 10 darbo dienų | 12
422 | 6ES7135-6FB00-0BA1 | Analoginių signalų modulis | SIMATIC ET 200SP, Analog output module, AQ 2xU Standard, Pack quantity: 1 unit, suitable for BU type A0, A1, Color code CC00, Module diagnostics, 16 bit |  | 1 |  | 0 | 10 darbo dienų | 36
423 | 6ES7405-0DA02-0AA0 | Elektros maitinimo modulis | SIMATIC S7-400, power supply PS 405: 4 A, 24/48/60 V DC, 5 V DC/4 A, |  | 1 |  | 0 | 15 darbo dienų | 12
424 | 6ES7405-0DA02-0AA0 | Elektros maitinimo modulis | SIMATIC S7-400, power supply PS 405: 4 A, 24/48/60 V DC, 5 V DC/4 A, |  | 1 |  | 0 | 15 darbo dienų | 36
425 | 6ES7414-3EM07-0AB0 | Programuojamojo loginio valdiklio (PLV) centrinis procesorius | SIMATIC S7-400, CPU 414-3 PN/DP Central processing unit with: Work memory 4 MB, (2 MB code, 2 MB data), interfaces 1st interface MPI/DP 12 Mbit/s, (X1), 2nd interface Ethernet/PROFINET (X5) 3rd interface IF 964-DP plug-in (IF1) |  | 1 |  | 0 | 10 darbo dienų | 12
426 | 6ES7414-3EM07-0AB0 | Programuojamojo loginio valdiklio (PLV) centrinis procesorius | SIMATIC S7-400, CPU 414-3 PN/DP Central processing unit with: Work memory 4 MB, (2 MB code, 2 MB data), interfaces 1st interface MPI/DP 12 Mbit/s, (X1), 2nd interface Ethernet/PROFINET (X5) 3rd interface IF 964-DP plug-in (IF1) |  | 1 |  | 0 | 10 darbo dienų | 36
427 | 6ES7431-0HH00-0AB0 | Analoginių signalų modulis | SIMATIC S7-400, analog input SM 431, non-isolated 16 AI, resolution 13 bit, +/-10 V, +/-20 mA, 4 - 20 mA 20 ms conversion time |  | 1 |  | 0 | 15 darbo dienų | 12
428 | 6ES7431-0HH00-0AB0 | Analoginių signalų modulis | SIMATIC S7-400, analog input SM 431, non-isolated 16 AI, resolution 13 bit, +/-10 V, +/-20 mA, 4 - 20 mA 20 ms conversion time |  | 1 |  | 0 | 15 darbo dienų | 36
429 | 6ES7432-1HF00-0AB0 | Analoginių signalų modulis | SIMATIC S7-400, analog output SM 432, isolated 8 AO; resolution 13 bit, U/I |  | 1 |  | 0 | 15 darbo dienų | 12
430 | 6ES7432-1HF00-0AB0 | Analoginių signalų modulis | SIMATIC S7-400, analog output SM 432, isolated 8 AO; resolution 13 bit, U/I |  | 1 |  | 0 | 15 darbo dienų | 36
431 | 6ES7421-1BL01-0AA0 | Diskretinių signalų modulis | SIMATIC S7-400, digital input SM 421, isolated 32 DI; 24 V DC | 6ES7421-1BL00-0AA0 pakeitimui | 1 |  | 0 | 15 darbo dienų | 12
432 | 6ES7421-1BL01-0AA0 | Diskretinių signalų modulis | SIMATIC S7-400, digital input SM 421, isolated 32 DI; 24 V DC | 6ES7421-1BL00-0AA0 pakeitimui | 1 |  | 0 | 15 darbo dienų | 36
433 | 6ES7422-1BL00-0AA0 | Diskretinių signalų modulis | SIMATIC S7-400, digital output SM 422, isolated 32 DO; 24 V DC, 0.5 A |  | 1 |  | 0 | 15 darbo dienų | 12
434 | 6ES7422-1BL00-0AA0 | Diskretinių signalų modulis | SIMATIC S7-400, digital output SM 422, isolated 32 DO; 24 V DC, 0.5 A |  | 1 |  | 0 | 15 darbo dienų | 36
435 | 6ES7 307-1EA01-0AA0 | Elektros maitinimo modulis | SIMATIC S7-300 Regulated power supply PS307 input: 120/230 V AC, output: 24 V/5 A DC |  | 1 |  | 0 | 10 darbo dienų | 12
436 | 6ES7 307-1EA01-0AA0 | Elektros maitinimo modulis | SIMATIC S7-300 Regulated power supply PS307 input: 120/230 V AC, output: 24 V/5 A DC |  | 1 |  | 0 | 10 darbo dienų | 36
437 | 6ES7407-0KA02-0AA0 | Elektros maitinimo modulis | SIMATIC S7-400, Power supply PS407: 10 A, wide range, UC 120/230V, 5 V DC/10 A |  | 1 |  | 0 | 15 darbo dienų | 12
438 | 6ES7407-0KA02-0AA0 | Elektros maitinimo modulis | SIMATIC S7-400, Power supply PS407: 10 A, wide range, UC 120/230V, 5 V DC/10 A |  | 1 |  | 0 | 15 darbo dienų | 36
439 | 6ES7 431-1KF00-0AB0 | Analoginių signalų modulis | SIMATIC S7-400, analog input SM 431, isolated 8 AI, resolution 13 bit, U/IResistor |  | 1 |  | 0 | 15 darbo dienų | 12
440 | 6ES7 431-1KF00-0AB0 | Analoginių signalų modulis | SIMATIC S7-400, analog input SM 431, isolated 8 AI, resolution 13 bit, U/IResistor |  | 1 |  | 0 | 15 darbo dienų | 36
441 | 6ES7 964-2AA04-0AB0 | Ryšių modulis | SIMATIC S7, IF964-DP Interface module DP master for S7-400 |  | 1 |  | 0 | 45 darbo dienos | 12
442 | 6ES7 964-2AA04-0AB0 | Ryšių modulis | SIMATIC S7, IF964-DP Interface module DP master for S7-400 |  | 1 |  | 0 | 45 darbo dienos | 36
443 | 6ES7221-1BH32-0XB0 | Diskretinių signalų modulis | SIMATIC S7-1200, Digital input SM 1221, 16 DI, 24 V DC, Sink/Source |  | 1 |  | 0 | 45 darbo dienos | 12
444 | 6ES7221-1BH32-0XB0 | Diskretinių signalų modulis | SIMATIC S7-1200, Digital input SM 1221, 16 DI, 24 V DC, Sink/Source |  | 1 |  | 0 | 45 darbo dienos | 36
445 | 6ES7231-4HF32-0XB0 | Analoginių signalų modulis | SIMATIC S7-1200, Analog input, SM 1231, 8 AI, +/-10 V, +/-5 V, +/-2.5 V, or 0-20 mA/4-20 mA, 12 bit+sign or (13 bit ADC) | 6ES7 231-4HF30-0XB0 pakeitimui | 1 |  | 0 | 45 darbo dienos | 12
446 | 6ES7231-4HF32-0XB0 | Analoginių signalų modulis | SIMATIC S7-1200, Analog input, SM 1231, 8 AI, +/-10 V, +/-5 V, +/-2.5 V, or 0-20 mA/4-20 mA, 12 bit+sign or (13 bit ADC) | 6ES7 231-4HF30-0XB0 pakeitimui | 1 |  | 0 | 45 darbo dienos | 36
447 | 6ES7 232-4HA30-0XB0 | Analoginių signalų modulis | SIMATIC S7-1200, Analog output, SB 1232, 1 AO, +/-10 V DC (12 bit resol.) or 0-20mA (11 bit resol.) |  | 1 |  | 0 | 10 darbo dienų | 12
448 | 6ES7 232-4HA30-0XB0 | Analoginių signalų modulis | SIMATIC S7-1200, Analog output, SB 1232, 1 AO, +/-10 V DC (12 bit resol.) or 0-20mA (11 bit resol.) |  | 1 |  | 0 | 10 darbo dienų | 36
449 | 6ES7 234-4HE32-0XB0 | Analoginių signalų modulis | SIMATIC S7-1200, analog I/O SM 1234, 4 AI/2 AO, +/-10 V, 14-bit resolution or 0 (4)-20mA, 13-bit resolution |  | 2 |  | 0 | 10 darbo dienų | 12
450 | 6ES7 234-4HE32-0XB0 | Analoginių signalų modulis | SIMATIC S7-1200, analog I/O SM 1234, 4 AI/2 AO, +/-10 V, 14-bit resolution or 0 (4)-20mA, 13-bit resolution |  | 1 |  | 0 | 10 darbo dienų | 36
451 | 6ES7 232-4HB32-0XB0 | Analoginių signalų modulis | SIMATIC S7-1200, Analog output, SM 1232, 2 AO, +/-10 V, 14-bit resolution, or 0-20 mA/4-20 mA, 13-bit resolution |  | 2 |  | 0 | 10 darbo dienų | 12
452 | 6ES7 232-4HB32-0XB0 | Analoginių signalų modulis | SIMATIC S7-1200, Analog output, SM 1232, 2 AO, +/-10 V, 14-bit resolution, or 0-20 mA/4-20 mA, 13-bit resolution |  | 1 |  | 0 | 10 darbo dienų | 36
453 | 6ES7 232-4HD32-0XB0 | Analoginių signalų modulis | SIMATIC S7-1200, Analog output, SM 1232, 4 AO, +/-10 V, 14-bit resolution, or 0-20 mA/4-20 mA, 13-bit resolution |  | 2 |  | 0 | 10 darbo dienų | 12
454 | 6ES7 232-4HD32-0XB0 | Analoginių signalų modulis | SIMATIC S7-1200, Analog output, SM 1232, 4 AO, +/-10 V, 14-bit resolution, or 0-20 mA/4-20 mA, 13-bit resolution |  | 1 |  | 0 | 10 darbo dienų | 36
455 | 6ES7132-6BF01-0BA0 | Diskretinių signalų modulis | SIMATIC ET 200SP, Digital output module, DQ 8x 24V DC/0,5A Standard, Source output (PNP,P-switching) Packing unit: 10 pieces, fits to BU-type A0, Colour Code CC02, aubstitute value output, module diagnostics for: short-circuit to L+ and ground, wire break, supply voltage |  | 10 |  | 0 | 10 darbo dienų | 12
456 | 6ES7132-6BF01-0BA0 | Diskretinių signalų modulis | SIMATIC ET 200SP, Digital output module, DQ 8x 24V DC/0,5A Standard, Source output (PNP,P-switching) Packing unit: 10 pieces, fits to BU-type A0, Colour Code CC02, aubstitute value output, module diagnostics for: short-circuit to L+ and ground, wire break, supply voltage |  | 1 |  | 0 | 10 darbo dienų | 36
Pildo tiekėjas
Eilė Nr. | Paslaugų pavadinimas |  |  | Pastabos | Preliminarios paslaugų apimtys, val. | Paslaugos įkainis, Eurai be PVM/val. | Kaina iš viso, Eurų be PVM
457 | Atliekamos paslaugos pagal specifikacijos reikalavimus |  |  |  | 600 |  | 0
|  |  | 1-a pirkimo dalis. "Simatic valdiklių dalys" |  | Bendra pasiūlymo kaina pasiūlymų palyginimu, Eur be PVM |  | 0
[5 empty] | PVM |  | 0
[5 empty] | Bendra pasiūlymo kaina pasiūlymų palyginimui, Eur su PVM |  | 0